F4_Industrial_Instruments_New_Space Heating_Natural Gas_Destratification Fans (HVLS)_A_Technical Potential | F4 | Industrial | Instruments | New | Space Heating | Natural Gas | Destratification Fans (HVLS) | A | Incremental Energy Savings (MWh or mTherms) | Technical Potential | 0 | 0 | 0 | 0 | 0 | 0.0025329 | 0.0029069 | 0.0032792 | 0.0036474 | 0.0040132 | 0.0043794 | 0.0047178 | 0.0050362 | 0.0053387 | 0.0056214 | 0.0059002 | 0.006172 | 0.0065005 | 0.0067876 | 0.0070833 | 0.0073918 | 0.0077061 | 0.0080393 | 0.0083848 | 0.008739 | 0.0056281 | 0.0059947 | 0.0063629 | 0 | 0 | 0
F5_Industrial_Instruments_New_Space Heating_Natural Gas_Destratification Fans (HVLS)_A_Technical Potential | F5 | Industrial | Instruments | New | Space Heating | Natural Gas | Destratification Fans (HVLS) | A | Incremental Summer Peak Savings (MW) | Technical Potential | 0 | 0 | 0 | 0 | 0 | 0 | 0 | 0 | 0 | 0 | 0 | 0 | 0 | 0 | 0 | 0 | 0 | 0 | 0 | 0 | 0 | 0 | 0 | 0 | 0 | 0 | 0 | 0 | 0 | 0 | 0
F6_Industrial_Instruments_New_Space Heating_Natural Gas_Destratification Fans (HVLS)_A_Technical Potential | F6 | Industrial | Instruments | New | Space Heating | Natural Gas | Destratification Fans (HVLS) | A | Incremental Winter Peak Savings (MW) | Technical Potential | 0 | 0 | 0 | 0 | 0 | 0 | 0 | 0 | 0 | 0 | 0 | 0 | 0 | 0 | 0 | 0 | 0 | 0 | 0 | 0 | 0 | 0 | 0 | 0 | 0 | 0 | 0 | 0 | 0 | 0 | 0
F7_Industrial_Instruments_New_Space Heating_Natural Gas_Destratification Fans (HVLS)_A_Technical Potential | F7 | Industrial | Instruments | New | Space Heating | Natural Gas | Destratification Fans (HVLS) | A | Cumulative Energy Savings (MWh or mTherms) | Technical Potential | 0 | 0 | 0 | 0 | 0 | 0.0025329 | 0.0053606 | 0.0085111 | 0.011995 | 0.015816 | 0.019986 | 0.02439 | 0.029008 | 0.033835 | 0.038851 | 0.042004 | 0.045079 | 0.04853 | 0.051652 | 0.054828 | 0.058068 | 0.061343 | 0.064758 | 0.068266 | 0.071843 | 0.072018 | 0.072186 | 0.072352 | 0 | 0 | 0
F8_Industrial_Instruments_New_Space Heating_Natural Gas_Destratification Fans (HVLS)_A_Technical Potential | F8 | Industrial | Instruments | New | Space Heating | Natural Gas | Destratification Fans (HVLS) | A | Cumulative Summer Peak Savings (MW) | Technical Potential | 0 | 0 | 0 | 0 | 0 | 0 | 0 | 0 | 0 | 0 | 0 | 0 | 0 | 0 | 0 | 0 | 0 | 0 | 0 | 0 | 0 | 0 | 0 | 0 | 0 | 0 | 0 | 0 | 0 | 0 | 0
F9_Industrial_Instruments_New_Space Heating_Natural Gas_Destratification Fans (HVLS)_A_Technical Potential | F9 | Industrial | Instruments | New | Space Heating | Natural Gas | Destratification Fans (HVLS) | A | Cumulative Winter Peak Savings (MW) | Technical Potential | 0 | 0 | 0 | 0 | 0 | 0 | 0 | 0 | 0 | 0 | 0 | 0 | 0 | 0 | 0 | 0 | 0 | 0 | 0 | 0 | 0 | 0 | 0 | 0 | 0 | 0 | 0 | 0 | 0 | 0 | 0
F10_Industrial_Instruments_New_Space Heating_Natural Gas_Destratification Fans (HVLS)_A_Technical Potential | F10 | Industrial | Instruments | New | Space Heating | Natural Gas | Destratification Fans (HVLS) | A | Purchases (Incremental) | Technical Potential | 0 | 0 | 0 | 0 | 0 | 178.2745 | 211.2066 | 244.1207 | 276.8407 | 309.5783 | 342.343 | 374.6917 | 406.9519 | 439.1466 | 470.8301 | 502.6346 | 534.1358 | 565.641 | 596.9877 | 628.0548 | 659.1587 | 690.1339 | 720.9887 | 751.7311 | 782.369 | 502.6346 | 534.1358 | 565.641 | 596.9877 | 628.0548 | 659.1587
F11_Industrial_Instruments_New_Space Heating_Natural Gas_Destratification Fans (HVLS)_A_Technical Potential | F11 | Industrial | Instruments | New | Space Heating | Natural Gas | Destratification Fans (HVLS) | A | Purchases (Cumulative) | Technical Potential | 0 | 0 | 0 | 0 | 0 | 178.2745 | 389.4811 | 633.6018 | 910.4425 | 1220.0208 | 1562.3638 | 1937.0554 | 2344.0073 | 2783.154 | 3253.9841 | 3578.3442 | 3901.2734 | 4222.7937 | 4542.9408 | 4861.4173 | 5178.2329 | 5493.6752 | 5807.7121 | 6120.2965 | 6431.8353 | 6431.8353 | 6431.8353 | 6431.8353 | 6431.8353 | 6431.8353 | 6431.8353
F1_Industrial_Instruments_New_Space Heating_Natural Gas_Gas Boiler - Insulate Steam Lines/Condensate Tank_A_Technical Potential | F1 | Industrial | Instruments | New | Space Heating | Natural Gas | Gas Boiler - Insulate Steam Lines/Condensate Tank | A | Integrated Unit Energy Savings (kWh or therms) | Technical Potential | 0 | 0 | 0 | 0 | 0 | 0 | 0 | 0 | 0 | 0 | 0 | 0 | 0 | 0 | 0 | 0 | 0 | 0 | 0 | 0 | 0 | 0 | 0 | 0 | 0 | 0 | 0 | 0 | 0 | 0 | 0
F2_Industrial_Instruments_New_Space Heating_Natural Gas_Gas Boiler - Insulate Steam Lines/Condensate Tank_A_Technical Potential | F2 | Industrial | Instruments | New | Space Heating | Natural Gas | Gas Boiler - Insulate Steam Lines/Condensate Tank | A | Integrated Unit Summer Peak Savings (kW) | Technical Potential | 0 | 0 | 0 | 0 | 0 | 0 | 0 | 0 | 0 | 0 | 0 | 0 | 0 | 0 | 0 | 0 | 0 | 0 | 0 | 0 | 0 | 0 | 0 | 0 | 0 | 0 | 0 | 0 | 0 | 0 | 0
F3_Industrial_Instruments_New_Space Heating_Natural Gas_Gas Boiler - Insulate Steam Lines/Condensate Tank_A_Technical Potential | F3 | Industrial | Instruments | New | Space Heating | Natural Gas | Gas Boiler - Insulate Steam Lines/Condensate Tank | A | Integrated Unit Winter Peak Savings (kW) | Technical Potential | 0 | 0 | 0 | 0 | 0 | 0 | 0 | 0 | 0 | 0 | 0 | 0 | 0 | 0 | 0 | 0 | 0 | 0 | 0 | 0 | 0 | 0 | 0 | 0 | 0 | 0 | 0 | 0 | 0 | 0 | 0
F4_Industrial_Instruments_New_Space Heating_Natural Gas_Gas Boiler - Insulate Steam Lines/Condensate Tank_A_Technical Potential | F4 | Industrial | Instruments | New | Space Heating | Natural Gas | Gas Boiler - Insulate Steam Lines/Condensate Tank | A | Incremental Energy Savings (MWh or mTherms) | Technical Potential | 0 | 0 | 0 | 0 | 0 | 0 | 0 | 0 | 0 | 0 | 0 | 0 | 0 | 0 | 0 | 0 | 0 | 0 | 0 | 0 | 0 | 0 | 0 | 0 | 0 | 0 | 0 | 0 | 0 | 0 | 0
F5_Industrial_Instruments_New_Space Heating_Natural Gas_Gas Boiler - Insulate Steam Lines/Condensate Tank_A_Technical Potential | F5 | Industrial | Instruments | New | Space Heating | Natural Gas | Gas Boiler - Insulate Steam Lines/Condensate Tank | A | Incremental Summer Peak Savings (MW) | Technical Potential | 0 | 0 | 0 | 0 | 0 | 0 | 0 | 0 | 0 | 0 | 0 | 0 | 0 | 0 | 0 | 0 | 0 | 0 | 0 | 0 | 0 | 0 | 0 | 0 | 0 | 0 | 0 | 0 | 0 | 0 | 0
F6_Industrial_Instruments_New_Space Heating_Natural Gas_Gas Boiler - Insulate Steam Lines/Condensate Tank_A_Technical Potential | F6 | Industrial | Instruments | New | Space Heating | Natural Gas | Gas Boiler - Insulate Steam Lines/Condensate Tank | A | Incremental Winter Peak Savings (MW) | Technical Potential | 0 | 0 | 0 | 0 | 0 | 0 | 0 | 0 | 0 | 0 | 0 | 0 | 0 | 0 | 0 | 0 | 0 | 0 | 0 | 0 | 0 | 0 | 0 | 0 | 0 | 0 | 0 | 0 | 0 | 0 | 0
F7_Industrial_Instruments_New_Space Heating_Natural Gas_Gas Boiler - Insulate Steam Lines/Condensate Tank_A_Technical Potential | F7 | Industrial | Instruments | New | Space Heating | Natural Gas | Gas Boiler - Insulate Steam Lines/Condensate Tank | A | Cumulative Energy Savings (MWh or mTherms) | Technical Potential | 0 | 0 | 0 | 0 | 0 | 0 | 0 | 0 | 0 | 0 | 0 | 0 | 0 | 0 | 0 | 0 | 0 | 0 | 0 | 0 | 0 | 0 | 0 | 0 | 0 | 0 | 0 | 0 | 0 | 0 | 0
F8_Industrial_Instruments_New_Space Heating_Natural Gas_Gas Boiler - Insulate Steam Lines/Condensate Tank_A_Technical Potential | F8 | Industrial | Instruments | New | Space Heating | Natural Gas | Gas Boiler - Insulate Steam Lines/Condensate Tank | A | Cumulative Summer Peak Savings (MW) | Technical Potential | 0 | 0 | 0 | 0 | 0 | 0 | 0 | 0 | 0 | 0 | 0 | 0 | 0 | 0 | 0 | 0 | 0 | 0 | 0 | 0 | 0 | 0 | 0 | 0 | 0 | 0 | 0 | 0 | 0 | 0 | 0
F9_Industrial_Instruments_New_Space Heating_Natural Gas_Gas Boiler - Insulate Steam Lines/Condensate Tank_A_Technical Potential | F9 | Industrial | Instruments | New | Space Heating | Natural Gas | Gas Boiler - Insulate Steam Lines/Condensate Tank | A | Cumulative Winter Peak Savings (MW) | Technical Potential | 0 | 0 | 0 | 0 | 0 | 0 | 0 | 0 | 0 | 0 | 0 | 0 | 0 | 0 | 0 | 0 | 0 | 0 | 0 | 0 | 0 | 0 | 0 | 0 | 0 | 0 | 0 | 0 | 0 | 0 | 0
F10_Industrial_Instruments_New_Space Heating_Natural Gas_Gas Boiler - Insulate Steam Lines/Condensate Tank_A_Technical Potential | F10 | Industrial | Instruments | New | Space Heating | Natural Gas | Gas Boiler - Insulate Steam Lines/Condensate Tank | A | Purchases (Incremental) | Technical Potential | 0 | 0 | 0 | 0 | 0 | 0 | 0 | 0 | 0 | 0 | 0 | 0 | 0 | 0 | 0 | 0 | 0 | 0 | 0 | 0 | 0 | 0 | 0 | 0 | 0 | 0 | 0 | 0 | 0 | 0 | 0
F11_Industrial_Instruments_New_Space Heating_Natural Gas_Gas Boiler - Insulate Steam Lines/Condensate Tank_A_Technical Potential | F11 | Industrial | Instruments | New | Space Heating | Natural Gas | Gas Boiler - Insulate Steam Lines/Condensate Tank | A | Purchases (Cumulative) | Technical Potential | 0 | 0 | 0 | 0 | 0 | 0 | 0 | 0 | 0 | 0 | 0 | 0 | 0 | 0 | 0 | 0 | 0 | 0 | 0 | 0 | 0 | 0 | 0 | 0 | 0 | 0 | 0 | 0 | 0 | 0 | 0
F1_Industrial_Instruments_New_Process_Natural Gas_Gas Boiler - Insulate Steam Lines/Condensate Tank_A_Technical Potential | F1 | Industrial | Instruments | New | Process | Natural Gas | Gas Boiler - Insulate Steam Lines/Condensate Tank | A | Integrated Unit Energy Savings (kWh or therms) | Technical Potential | 0 | 0 | 0 | 0 | 0 | 27.8602 | 27.7915 | 27.7291 | 27.6719 | 27.6161 | 27.5766 | 27.5413 | 27.5105 | 27.4847 | 27.4642 | 27.4499 | 27.4414 | 27.4374 | 27.4363 | 27.4364 | 27.4396 | 27.4421 | 27.4438 | 27.4447 | 27.445 | 27.4635 | 27.4807 | 27.4966 | 27.9412 | 27.9412 | 27.9412
F2_Industrial_Instruments_New_Process_Natural Gas_Gas Boiler - Insulate Steam Lines/Condensate Tank_A_Technical Potential | F2 | Industrial | Instruments | New | Process | Natural Gas | Gas Boiler - Insulate Steam Lines/Condensate Tank | A | Integrated Unit Summer Peak Savings (kW) | Technical Potential | 0 | 0 | 0 | 0 | 0 | 0 | 0 | 0 | 0 | 0 | 0 | 0 | 0 | 0 | 0 | 0 | 0 | 0 | 0 | 0 | 0 | 0 | 0 | 0 | 0 | 0 | 0 | 0 | 0 | 0 | 0
F3_Industrial_Instruments_New_Process_Natural Gas_Gas Boiler - Insulate Steam Lines/Condensate Tank_A_Technical Potential | F3 | Industrial | Instruments | New | Process | Natural Gas | Gas Boiler - Insulate Steam Lines/Condensate Tank | A | Integrated Unit Winter Peak Savings (kW) | Technical Potential | 0 | 0 | 0 | 0 | 0 | 0 | 0 | 0 | 0 | 0 | 0 | 0 | 0 | 0 | 0 | 0 | 0 | 0 | 0 | 0 | 0 | 0 | 0 | 0 | 0 | 0 | 0 | 0 | 0 | 0 | 0
F4_Industrial_Instruments_New_Process_Natural Gas_Gas Boiler - Insulate Steam Lines/Condensate Tank_A_Technical Potential | F4 | Industrial | Instruments | New | Process | Natural Gas | Gas Boiler - Insulate Steam Lines/Condensate Tank | A | Incremental Energy Savings (MWh or mTherms) | Technical Potential | 0 | 0 | 0 | 0 | 0 | 0.044559 | 0.05266 | 0.06073 | 0.068728 | 0.0767 | 0.084696 | 0.092581 | 0.10044 | 0.10828 | 0.11601 | 0.12378 | 0.1315 | 0.13923 | 0.14694 | 0.15459 | 0.16227 | 0.16991 | 0.17752 | 0.18509 | 0.19264 | 0.043925 | 0.052071 | 0.060221 | 0.069397 | 0.077603 | 0.085816
F5_Industrial_Instruments_New_Process_Natural Gas_Gas Boiler - Insulate Steam Lines/Condensate Tank_A_Technical Potential | F5 | Industrial | Instruments | New | Process | Natural Gas | Gas Boiler - Insulate Steam Lines/Condensate Tank | A | Incremental Summer Peak Savings (MW) | Technical Potential | 0 | 0 | 0 | 0 | 0 | 0 | 0 | 0 | 0 | 0 | 0 | 0 | 0 | 0 | 0 | 0 | 0 | 0 | 0 | 0 | 0 | 0 | 0 | 0 | 0 | 0 | 0 | 0 | 0 | 0 | 0
F6_Industrial_Instruments_New_Process_Natural Gas_Gas Boiler - Insulate Steam Lines/Condensate Tank_A_Technical Potential | F6 | Industrial | Instruments | New | Process | Natural Gas | Gas Boiler - Insulate Steam Lines/Condensate Tank | A | Incremental Winter Peak Savings (MW) | Technical Potential | 0 | 0 | 0 | 0 | 0 | 0 | 0 | 0 | 0 | 0 | 0 | 0 | 0 | 0 | 0 | 0 | 0 | 0 | 0 | 0 | 0 | 0 | 0 | 0 | 0 | 0 | 0 | 0 | 0 | 0 | 0
F7_Industrial_Instruments_New_Process_Natural Gas_Gas Boiler - Insulate Steam Lines/Condensate Tank_A_Technical Potential | F7 | Industrial | Instruments | New | Process | Natural Gas | Gas Boiler - Insulate Steam Lines/Condensate Tank | A | Cumulative Energy Savings (MWh or mTherms) | Technical Potential | 0 | 0 | 0 | 0 | 0 | 0.044559 | 0.097109 | 0.15762 | 0.22602 | 0.30227 | 0.38653 | 0.47862 | 0.57852 | 0.68626 | 0.80176 | 0.92513 | 1.0563 | 1.1954 | 1.3423 | 1.4969 | 1.6594 | 1.8294 | 2.007 | 2.1922 | 2.3849 | 2.3865 | 2.388 | 2.3893 | 0 | 0 | 0
F8_Industrial_Instruments_New_Process_Natural Gas_Gas Boiler - Insulate Steam Lines/Condensate Tank_A_Technical Potential | F8 | Industrial | Instruments | New | Process | Natural Gas | Gas Boiler - Insulate Steam Lines/Condensate Tank | A | Cumulative Summer Peak Savings (MW) | Technical Potential | 0 | 0 | 0 | 0 | 0 | 0 | 0 | 0 | 0 | 0 | 0 | 0 | 0 | 0 | 0 | 0 | 0 | 0 | 0 | 0 | 0 | 0 | 0 | 0 | 0 | 0 | 0 | 0 | 0 | 0 | 0
F9_Industrial_Instruments_New_Process_Natural Gas_Gas Boiler - Insulate Steam Lines/Condensate Tank_A_Technical Potential | F9 | Industrial | Instruments | New | Process | Natural Gas | Gas Boiler - Insulate Steam Lines/Condensate Tank | A | Cumulative Winter Peak Savings (MW) | Technical Potential | 0 | 0 | 0 | 0 | 0 | 0 | 0 | 0 | 0 | 0 | 0 | 0 | 0 | 0 | 0 | 0 | 0 | 0 | 0 | 0 | 0 | 0 | 0 | 0 | 0 | 0 | 0 | 0 | 0 | 0 | 0
F10_Industrial_Instruments_New_Process_Natural Gas_Gas Boiler - Insulate Steam Lines/Condensate Tank_A_Technical Potential | F10 | Industrial | Instruments | New | Process | Natural Gas | Gas Boiler - Insulate Steam Lines/Condensate Tank | A | Purchases (Incremental) | Technical Potential | 0 | 0 | 0 | 0 | 0 | 1.5994 | 1.8948 | 2.1901 | 2.4837 | 2.7774 | 3.0713 | 3.3615 | 3.651 | 3.9398 | 4.224 | 4.5094 | 4.792 | 5.0746 | 5.3559 | 5.6346 | 5.9136 | 6.1915 | 6.4683 | 6.7441 | 7.019 | 1.5994 | 1.8948 | 2.1901 | 2.4837 | 2.7774 | 3.0713
F11_Industrial_Instruments_New_Process_Natural Gas_Gas Boiler - Insulate Steam Lines/Condensate Tank_A_Technical Potential | F11 | Industrial | Instruments | New | Process | Natural Gas | Gas Boiler - Insulate Steam Lines/Condensate Tank | A | Purchases (Cumulative) | Technical Potential | 0 | 0 | 0 | 0 | 0 | 1.5994 | 3.4942 | 5.6843 | 8.168 | 10.9454 | 14.0167 | 17.3782 | 21.0292 | 24.969 | 29.193 | 33.7024 | 38.4943 | 43.569 | 48.9248 | 54.5594 | 60.473 | 66.6645 | 73.1328 | 79.8769 | 86.8959 | 86.8959 | 86.8959 | 86.8959 | 86.8959 | 86.8959 | 86.8959
F1_Industrial_Instruments_New_Space Heating_Natural Gas_Gas Boiler - Insulate Hot Water Lines_A_Technical Potential | F1 | Industrial | Instruments | New | Space Heating | Natural Gas | Gas Boiler - Insulate Hot Water Lines | A | Integrated Unit Energy Savings (kWh or therms) | Technical Potential | 0 | 0 | 0 | 0 | 0 | 0 | 0 | 0 | 0 | 0 | 0 | 0 | 0 | 0 | 0 | 0 | 0 | 0 | 0 | 0 | 0 | 0 | 0 | 0 | 0 | 0 | 0 | 0 | 0 | 0 | 0
F2_Industrial_Instruments_New_Space Heating_Natural Gas_Gas Boiler - Insulate Hot Water Lines_A_Technical Potential | F2 | Industrial | Instruments | New | Space Heating | Natural Gas | Gas Boiler - Insulate Hot Water Lines | A | Integrated Unit Summer Peak Savings (kW) | Technical Potential | 0 | 0 | 0 | 0 | 0 | 0 | 0 | 0 | 0 | 0 | 0 | 0 | 0 | 0 | 0 | 0 | 0 | 0 | 0 | 0 | 0 | 0 | 0 | 0 | 0 | 0 | 0 | 0 | 0 | 0 | 0
F3_Industrial_Instruments_New_Space Heating_Natural Gas_Gas Boiler - Insulate Hot Water Lines_A_Technical Potential | F3 | Industrial | Instruments | New | Space Heating | Natural Gas | Gas Boiler - Insulate Hot Water Lines | A | Integrated Unit Winter Peak Savings (kW) | Technical Potential | 0 | 0 | 0 | 0 | 0 | 0 | 0 | 0 | 0 | 0 | 0 | 0 | 0 | 0 | 0 | 0 | 0 | 0 | 0 | 0 | 0 | 0 | 0 | 0 | 0 | 0 | 0 | 0 | 0 | 0 | 0
F4_Industrial_Instruments_New_Space Heating_Natural Gas_Gas Boiler - Insulate Hot Water Lines_A_Technical Potential | F4 | Industrial | Instruments | New | Space Heating | Natural Gas | Gas Boiler - Insulate Hot Water Lines | A | Incremental Energy Savings (MWh or mTherms) | Technical Potential | 0 | 0 | 0 | 0 | 0 | 0 | 0 | 0 | 0 | 0 | 0 | 0 | 0 | 0 | 0 | 0 | 0 | 0 | 0 | 0 | 0 | 0 | 0 | 0 | 0 | 0 | 0 | 0 | 0 | 0 | 0
F5_Industrial_Instruments_New_Space Heating_Natural Gas_Gas Boiler - Insulate Hot Water Lines_A_Technical Potential | F5 | Industrial | Instruments | New | Space Heating | Natural Gas | Gas Boiler - Insulate Hot Water Lines | A | Incremental Summer Peak Savings (MW) | Technical Potential | 0 | 0 | 0 | 0 | 0 | 0 | 0 | 0 | 0 | 0 | 0 | 0 | 0 | 0 | 0 | 0 | 0 | 0 | 0 | 0 | 0 | 0 | 0 | 0 | 0 | 0 | 0 | 0 | 0 | 0 | 0
F6_Industrial_Instruments_New_Space Heating_Natural Gas_Gas Boiler - Insulate Hot Water Lines_A_Technical Potential | F6 | Industrial | Instruments | New | Space Heating | Natural Gas | Gas Boiler - Insulate Hot Water Lines | A | Incremental Winter Peak Savings (MW) | Technical Potential | 0 | 0 | 0 | 0 | 0 | 0 | 0 | 0 | 0 | 0 | 0 | 0 | 0 | 0 | 0 | 0 | 0 | 0 | 0 | 0 | 0 | 0 | 0 | 0 | 0 | 0 | 0 | 0 | 0 | 0 | 0
F7_Industrial_Instruments_New_Space Heating_Natural Gas_Gas Boiler - Insulate Hot Water Lines_A_Technical Potential | F7 | Industrial | Instruments | New | Space Heating | Natural Gas | Gas Boiler - Insulate Hot Water Lines | A | Cumulative Energy Savings (MWh or mTherms) | Technical Potential | 0 | 0 | 0 | 0 | 0 | 0 | 0 | 0 | 0 | 0 | 0 | 0 | 0 | 0 | 0 | 0 | 0 | 0 | 0 | 0 | 0 | 0 | 0 | 0 | 0 | 0 | 0 | 0 | 0 | 0 | 0
F8_Industrial_Instruments_New_Space Heating_Natural Gas_Gas Boiler - Insulate Hot Water Lines_A_Technical Potential | F8 | Industrial | Instruments | New | Space Heating | Natural Gas | Gas Boiler - Insulate Hot Water Lines | A | Cumulative Summer Peak Savings (MW) | Technical Potential | 0 | 0 | 0 | 0 | 0 | 0 | 0 | 0 | 0 | 0 | 0 | 0 | 0 | 0 | 0 | 0 | 0 | 0 | 0 | 0 | 0 | 0 | 0 | 0 | 0 | 0 | 0 | 0 | 0 | 0 | 0
F9_Industrial_Instruments_New_Space Heating_Natural Gas_Gas Boiler - Insulate Hot Water Lines_A_Technical Potential | F9 | Industrial | Instruments | New | Space Heating | Natural Gas | Gas Boiler - Insulate Hot Water Lines | A | Cumulative Winter Peak Savings (MW) | Technical Potential | 0 | 0 | 0 | 0 | 0 | 0 | 0 | 0 | 0 | 0 | 0 | 0 | 0 | 0 | 0 | 0 | 0 | 0 | 0 | 0 | 0 | 0 | 0 | 0 | 0 | 0 | 0 | 0 | 0 | 0 | 0
F10_Industrial_Instruments_New_Space Heating_Natural Gas_Gas Boiler - Insulate Hot Water Lines_A_Technical Potential | F10 | Industrial | Instruments | New | Space Heating | Natural Gas | Gas Boiler - Insulate Hot Water Lines | A | Purchases (Incremental) | Technical Potential | 0 | 0 | 0 | 0 | 0 | 0 | 0 | 0 | 0 | 0 | 0 | 0 | 0 | 0 | 0 | 0 | 0 | 0 | 0 | 0 | 0 | 0 | 0 | 0 | 0 | 0 | 0 | 0 | 0 | 0 | 0
F11_Industrial_Instruments_New_Space Heating_Natural Gas_Gas Boiler - Insulate Hot Water Lines_A_Technical Potential | F11 | Industrial | Instruments | New | Space Heating | Natural Gas | Gas Boiler - Insulate Hot Water Lines | A | Purchases (Cumulative) | Technical Potential | 0 | 0 | 0 | 0 | 0 | 0 | 0 | 0 | 0 | 0 | 0 | 0 | 0 | 0 | 0 | 0 | 0 | 0 | 0 | 0 | 0 | 0 | 0 | 0 | 0 | 0 | 0 | 0 | 0 | 0 | 0
F1_Industrial_Instruments_New_Process_Natural Gas_Gas Boiler - Insulate Hot Water Lines_A_Technical Potential | F1 | Industrial | Instruments | New | Process | Natural Gas | Gas Boiler - Insulate Hot Water Lines | A | Integrated Unit Energy Savings (kWh or therms) | Technical Potential | 0 | 0 | 0 | 0 | 0 | 31.5371 | 31.4983 | 31.4623 | 31.4294 | 31.3962 | 31.3641 | 31.3361 | 31.3125 | 31.2941 | 31.2814 | 31.2754 | 31.2757 | 31.2809 | 31.2892 | 31.2988 | 31.3117 | 31.3238 | 31.3349 | 31.345 | 31.3543 | 31.3628 | 31.3707 | 31.3781 | 31.5823 | 31.5823 | 31.5823
F2_Industrial_Instruments_New_Process_Natural Gas_Gas Boiler - Insulate Hot Water Lines_A_Technical Potential | F2 | Industrial | Instruments | New | Process | Natural Gas | Gas Boiler - Insulate Hot Water Lines | A | Integrated Unit Summer Peak Savings (kW) | Technical Potential | 0 | 0 | 0 | 0 | 0 | 0 | 0 | 0 | 0 | 0 | 0 | 0 | 0 | 0 | 0 | 0 | 0 | 0 | 0 | 0 | 0 | 0 | 0 | 0 | 0 | 0 | 0 | 0 | 0 | 0 | 0
F3_Industrial_Instruments_New_Process_Natural Gas_Gas Boiler - Insulate Hot Water Lines_A_Technical Potential | F3 | Industrial | Instruments | New | Process | Natural Gas | Gas Boiler - Insulate Hot Water Lines | A | Integrated Unit Winter Peak Savings (kW) | Technical Potential | 0 | 0 | 0 | 0 | 0 | 0 | 0 | 0 | 0 | 0 | 0 | 0 | 0 | 0 | 0 | 0 | 0 | 0 | 0 | 0 | 0 | 0 | 0 | 0 | 0 | 0 | 0 | 0 | 0 | 0 | 0
F4_Industrial_Instruments_New_Process_Natural Gas_Gas Boiler - Insulate Hot Water Lines_A_Technical Potential | F4 | Industrial | Instruments | New | Process | Natural Gas | Gas Boiler - Insulate Hot Water Lines | A | Incremental Energy Savings (MWh or mTherms) | Technical Potential | 0 | 0 | 0 | 0 | 0 | 0.05044 | 0.059684 | 0.068906 | 0.07806 | 0.087199 | 0.096329 | 0.10534 | 0.11432 | 0.12329 | 0.13213 | 0.14103 | 0.14987 | 0.15874 | 0.16758 | 0.17636 | 0.18517 | 0.19394 | 0.20268 | 0.21139 | 0.22008 | 0.050161 | 0.059442 | 0.068722 | 0.07844 | 0.087716 | 0.096999
F5_Industrial_Instruments_New_Process_Natural Gas_Gas Boiler - Insulate Hot Water Lines_A_Technical Potential | F5 | Industrial | Instruments | New | Process | Natural Gas | Gas Boiler - Insulate Hot Water Lines | A | Incremental Summer Peak Savings (MW) | Technical Potential | 0 | 0 | 0 | 0 | 0 | 0 | 0 | 0 | 0 | 0 | 0 | 0 | 0 | 0 | 0 | 0 | 0 | 0 | 0 | 0 | 0 | 0 | 0 | 0 | 0 | 0 | 0 | 0 | 0 | 0 | 0
F6_Industrial_Instruments_New_Process_Natural Gas_Gas Boiler - Insulate Hot Water Lines_A_Technical Potential | F6 | Industrial | Instruments | New | Process | Natural Gas | Gas Boiler - Insulate Hot Water Lines | A | Incremental Winter Peak Savings (MW) | Technical Potential | 0 | 0 | 0 | 0 | 0 | 0 | 0 | 0 | 0 | 0 | 0 | 0 | 0 | 0 | 0 | 0 | 0 | 0 | 0 | 0 | 0 | 0 | 0 | 0 | 0 | 0 | 0 | 0 | 0 | 0 | 0
F7_Industrial_Instruments_New_Process_Natural Gas_Gas Boiler - Insulate Hot Water Lines_A_Technical Potential | F7 | Industrial | Instruments | New | Process | Natural Gas | Gas Boiler - Insulate Hot Water Lines | A | Cumulative Energy Savings (MWh or mTherms) | Technical Potential | 0 | 0 | 0 | 0 | 0 | 0.05044 | 0.11006 | 0.17884 | 0.25672 | 0.34364 | 0.43962 | 0.54457 | 0.65848 | 0.78138 | 0.9132 | 1.0541 | 1.2039 | 1.3629 | 1.5308 | 1.7076 | 1.8935 | 2.0882 | 2.2916 | 2.5037 | 2.7246 | 2.7253 | 2.726 | 2.7266 | 0 | 0 | 0
F8_Industrial_Instruments_New_Process_Natural Gas_Gas Boiler - Insulate Hot Water Lines_A_Technical Potential | F8 | Industrial | Instruments | New | Process | Natural Gas | Gas Boiler - Insulate Hot Water Lines | A | Cumulative Summer Peak Savings (MW) | Technical Potential | 0 | 0 | 0 | 0 | 0 | 0 | 0 | 0 | 0 | 0 | 0 | 0 | 0 | 0 | 0 | 0 | 0 | 0 | 0 | 0 | 0 | 0 | 0 | 0 | 0 | 0 | 0 | 0 | 0 | 0 | 0
F9_Industrial_Instruments_New_Process_Natural Gas_Gas Boiler - Insulate Hot Water Lines_A_Technical Potential | F9 | Industrial | Instruments | New | Process | Natural Gas | Gas Boiler - Insulate Hot Water Lines | A | Cumulative Winter Peak Savings (MW) | Technical Potential | 0 | 0 | 0 | 0 | 0 | 0 | 0 | 0 | 0 | 0 | 0 | 0 | 0 | 0 | 0 | 0 | 0 | 0 | 0 | 0 | 0 | 0 | 0 | 0 | 0 | 0 | 0 | 0 | 0 | 0 | 0
F10_Industrial_Instruments_New_Process_Natural Gas_Gas Boiler - Insulate Hot Water Lines_A_Technical Potential | F10 | Industrial | Instruments | New | Process | Natural Gas | Gas Boiler - Insulate Hot Water Lines | A | Purchases (Incremental) | Technical Potential | 0 | 0 | 0 | 0 | 0 | 1.5994 | 1.8948 | 2.1901 | 2.4837 | 2.7774 | 3.0713 | 3.3615 | 3.651 | 3.9398 | 4.224 | 4.5094 | 4.792 | 5.0746 | 5.3559 | 5.6346 | 5.9136 | 6.1915 | 6.4683 | 6.7441 | 7.019 | 1.5994 | 1.8948 | 2.1901 | 2.4837 | 2.7774 | 3.0713
F11_Industrial_Instruments_New_Process_Natural Gas_Gas Boiler - Insulate Hot Water Lines_A_Technical Potential | F11 | Industrial | Instruments | New | Process | Natural Gas | Gas Boiler - Insulate Hot Water Lines | A | Purchases (Cumulative) | Technical Potential | 0 | 0 | 0 | 0 | 0 | 1.5994 | 3.4942 | 5.6843 | 8.168 | 10.9454 | 14.0167 | 17.3782 | 21.0292 | 24.969 | 29.193 | 33.7024 | 38.4943 | 43.569 | 48.9248 | 54.5594 | 60.473 | 66.6645 | 73.1328 | 79.8769 | 86.8959 | 86.8959 | 86.8959 | 86.8959 | 86.8959 | 86.8959 | 86.8959
F1_Industrial_Instruments_New_Process_Natural Gas_Process - Insulate Heated Process Fluids_A_Technical Potential | F1 | Industrial | Instruments | New | Process | Natural Gas | Process - Insulate Heated Process Fluids | A | Integrated Unit Energy Savings (kWh or therms) | Technical Potential | 0 | 0 | 0 | 0 | 0 | 9.1971 | 9.1677 | 9.1408 | 9.1156 | 9.0905 | 9.0705 | 9.052 | 9.035 | 9.0199 | 9.007 | 8.9969 | 8.9895 | 8.9844 | 8.9812 | 8.979 | 8.9788 | 8.9786 | 8.9784 | 8.978 | 8.9775 | 8.9869 | 8.9957 | 9.0038 | 9.2315 | 9.2315 | 9.2315
F2_Industrial_Instruments_New_Process_Natural Gas_Process - Insulate Heated Process Fluids_A_Technical Potential | F2 | Industrial | Instruments | New | Process | Natural Gas | Process - Insulate Heated Process Fluids | A | Integrated Unit Summer Peak Savings (kW) | Technical Potential | 0 | 0 | 0 | 0 | 0 | 0 | 0 | 0 | 0 | 0 | 0 | 0 | 0 | 0 | 0 | 0 | 0 | 0 | 0 | 0 | 0 | 0 | 0 | 0 | 0 | 0 | 0 | 0 | 0 | 0 | 0
F3_Industrial_Instruments_New_Process_Natural Gas_Process - Insulate Heated Process Fluids_A_Technical Potential | F3 | Industrial | Instruments | New | Process | Natural Gas | Process - Insulate Heated Process Fluids | A | Integrated Unit Winter Peak Savings (kW) | Technical Potential | 0 | 0 | 0 | 0 | 0 | 0 | 0 | 0 | 0 | 0 | 0 | 0 | 0 | 0 | 0 | 0 | 0 | 0 | 0 | 0 | 0 | 0 | 0 | 0 | 0 | 0 | 0 | 0 | 0 | 0 | 0
F4_Industrial_Instruments_New_Process_Natural Gas_Process - Insulate Heated Process Fluids_A_Technical Potential | F4 | Industrial | Instruments | New | Process | Natural Gas | Process - Insulate Heated Process Fluids | A | Incremental Energy Savings (MWh or mTherms) | Technical Potential | 0 | 0 | 0 | 0 | 0 | 0.032177 | 0.038 | 0.043793 | 0.049525 | 0.055229 | 0.054846 | 0.047925 | 0.041563 | 0.035821 | 0.03068 | 0.026173 | 0.022232 | 0.018824 | 0.015888 | 0.013369 | 0.011224 | 8.0154e-05 | 2.9906e-05 | 1.0629e-05 | 3.6072e-06 | 0.031442 | 0.037286 | 0.043136 | 0.050155 | 0.056086 | 0.05582
F5_Industrial_Instruments_New_Process_Natural Gas_Process - Insulate Heated Process Fluids_A_Technical Potential | F5 | Industrial | Instruments | New | Process | Natural Gas | Process - Insulate Heated Process Fluids | A | Incremental Summer Peak Savings (MW) | Technical Potential | 0 | 0 | 0 | 0 | 0 | 0 | 0 | 0 | 0 | 0 | 0 | 0 | 0 | 0 | 0 | 0 | 0 | 0 | 0 | 0 | 0 | 0 | 0 | 0 | 0 | 0 | 0 | 0 | 0 | 0 | 0
F6_Industrial_Instruments_New_Process_Natural Gas_Process - Insulate Heated Process Fluids_A_Technical Potential | F6 | Industrial | Instruments | New | Process | Natural Gas | Process - Insulate Heated Process Fluids | A | Incremental Winter Peak Savings (MW) | Technical Potential | 0 | 0 | 0 | 0 | 0 | 0 | 0 | 0 | 0 | 0 | 0 | 0 | 0 | 0 | 0 | 0 | 0 | 0 | 0 | 0 | 0 | 0 | 0 | 0 | 0 | 0 | 0 | 0 | 0 | 0 | 0
F7_Industrial_Instruments_New_Process_Natural Gas_Process - Insulate Heated Process Fluids_A_Technical Potential | F7 | Industrial | Instruments | New | Process | Natural Gas | Process - Insulate Heated Process Fluids | A | Cumulative Energy Savings (MWh or mTherms) | Technical Potential | 0 | 0 | 0 | 0 | 0 | 0.032177 | 0.070074 | 0.11366 | 0.16287 | 0.21765 | 0.27202 | 0.31939 | 0.36035 | 0.39557 | 0.42569 | 0.45138 | 0.47324 | 0.4918 | 0.50751 | 0.52075 | 0.53196 | 0.53204 | 0.53205 | 0.53204 | 0.53201 | 0.53257 | 0.53309 | 0.53357 | 0 | 0 | 0
F8_Industrial_Instruments_New_Process_Natural Gas_Process - Insulate Heated Process Fluids_A_Technical Potential | F8 | Industrial | Instruments | New | Process | Natural Gas | Process - Insulate Heated Process Fluids | A | Cumulative Summer Peak Savings (MW) | Technical Potential | 0 | 0 | 0 | 0 | 0 | 0 | 0 | 0 | 0 | 0 | 0 | 0 | 0 | 0 | 0 | 0 | 0 | 0 | 0 | 0 | 0 | 0 | 0 | 0 | 0 | 0 | 0 | 0 | 0 | 0 | 0
F9_Industrial_Instruments_New_Process_Natural Gas_Process - Insulate Heated Process Fluids_A_Technical Potential | F9 | Industrial | Instruments | New | Process | Natural Gas | Process - Insulate Heated Process Fluids | A | Cumulative Winter Peak Savings (MW) | Technical Potential | 0 | 0 | 0 | 0 | 0 | 0 | 0 | 0 | 0 | 0 | 0 | 0 | 0 | 0 | 0 | 0 | 0 | 0 | 0 | 0 | 0 | 0 | 0 | 0 | 0 | 0 | 0 | 0 | 0 | 0 | 0
F10_Industrial_Instruments_New_Process_Natural Gas_Process - Insulate Heated Process Fluids_A_Technical Potential | F10 | Industrial | Instruments | New | Process | Natural Gas | Process - Insulate Heated Process Fluids | A | Purchases (Incremental) | Technical Potential | 0 | 0 | 0 | 0 | 0 | 3.4986 | 4.1449 | 4.7909 | 5.433 | 6.0755 | 6.0466 | 5.2944 | 4.6002 | 3.9713 | 3.4062 | 2.9091 | 2.4731 | 2.0952 | 1.769 | 1.4889 | 1.2501 | 0.0089273 | 0.0033309 | 0.0011839 | 0.0004018 | 3.4986 | 4.1449 | 4.7909 | 5.433 | 6.0755 | 6.0466
F11_Industrial_Instruments_New_Process_Natural Gas_Process - Insulate Heated Process Fluids_A_Technical Potential | F11 | Industrial | Instruments | New | Process | Natural Gas | Process - Insulate Heated Process Fluids | A | Purchases (Cumulative) | Technical Potential | 0 | 0 | 0 | 0 | 0 | 3.4986 | 7.6436 | 12.4344 | 17.8674 | 23.9429 | 29.9895 | 35.2839 | 39.8841 | 43.8554 | 47.2616 | 50.1707 | 52.6438 | 54.739 | 56.5081 | 57.9969 | 59.247 | 59.256 | 59.2593 | 59.2605 | 59.2609 | 59.2609 | 59.2609 | 59.2609 | 59.2609 | 59.2609 | 59.2609
F1_Industrial_Instruments_New_Process_Natural Gas_Process Heat Recovery_A_Technical Potential | F1 | Industrial | Instruments | New | Process | Natural Gas | Process Heat Recovery | A | Integrated Unit Energy Savings (kWh or therms) | Technical Potential | 0 | 0 | 0 | 0 | 0 | 0.1396 | 0.13911 | 0.13867 | 0.13826 | 0.13785 | 0.13752 | 0.13723 | 0.13696 | 0.13673 | 0.13653 | 0.13638 | 0.13627 | 0.1362 | 0.13615 | 0.13613 | 0.13613 | 0.13613 | 0.13614 | 0.13614 | 0.13614 | 0.13629 | 0.13643 | 0.13656 | 0 | 0 | 0
F2_Industrial_Instruments_New_Process_Natural Gas_Process Heat Recovery_A_Technical Potential | F2 | Industrial | Instruments | New | Process | Natural Gas | Process Heat Recovery | A | Integrated Unit Summer Peak Savings (kW) | Technical Potential | 0 | 0 | 0 | 0 | 0 | 0 | 0 | 0 | 0 | 0 | 0 | 0 | 0 | 0 | 0 | 0 | 0 | 0 | 0 | 0 | 0 | 0 | 0 | 0 | 0 | 0 | 0 | 0 | 0 | 0 | 0
F3_Industrial_Instruments_New_Process_Natural Gas_Process Heat Recovery_A_Technical Potential | F3 | Industrial | Instruments | New | Process | Natural Gas | Process Heat Recovery | A | Integrated Unit Winter Peak Savings (kW) | Technical Potential | 0 | 0 | 0 | 0 | 0 | 0 | 0 | 0 | 0 | 0 | 0 | 0 | 0 | 0 | 0 | 0 | 0 | 0 | 0 | 0 | 0 | 0 | 0 | 0 | 0 | 0 | 0 | 0 | 0 | 0 | 0
F4_Industrial_Instruments_New_Process_Natural Gas_Process Heat Recovery_A_Technical Potential | F4 | Industrial | Instruments | New | Process | Natural Gas | Process Heat Recovery | A | Incremental Energy Savings (MWh or mTherms) | Technical Potential | 0 | 0 | 0 | 0 | 0 | 0.017582 | 0.020758 | 0.023917 | 0.027042 | 0.03015 | 0.029936 | 0.026156 | 0.022682 | 0.019548 | 0.016742 | 0.014283 | 0.012132 | 0.010273 | 0.008671 | 0.0072963 | 0.017145 | 0.020314 | 0.02348 | 0.026628 | 0.029776 | 0.029667 | 0.026003 | 0.022615 | 0 | 0 | 0
F5_Industrial_Instruments_New_Process_Natural Gas_Process Heat Recovery_A_Technical Potential | F5 | Industrial | Instruments | New | Process | Natural Gas | Process Heat Recovery | A | Incremental Summer Peak Savings (MW) | Technical Potential | 0 | 0 | 0 | 0 | 0 | 0 | 0 | 0 | 0 | 0 | 0 | 0 | 0 | 0 | 0 | 0 | 0 | 0 | 0 | 0 | 0 | 0 | 0 | 0 | 0 | 0 | 0 | 0 | 0 | 0 | 0
F6_Industrial_Instruments_New_Process_Natural Gas_Process Heat Recovery_A_Technical Potential | F6 | Industrial | Instruments | New | Process | Natural Gas | Process Heat Recovery | A | Incremental Winter Peak Savings (MW) | Technical Potential | 0 | 0 | 0 | 0 | 0 | 0 | 0 | 0 | 0 | 0 | 0 | 0 | 0 | 0 | 0 | 0 | 0 | 0 | 0 | 0 | 0 | 0 | 0 | 0 | 0 | 0 | 0 | 0 | 0 | 0 | 0
F7_Industrial_Instruments_New_Process_Natural Gas_Process Heat Recovery_A_Technical Potential | F7 | Industrial | Instruments | New | Process | Natural Gas | Process Heat Recovery | A | Cumulative Energy Savings (MWh or mTherms) | Technical Potential | 0 | 0 | 0 | 0 | 0 | 0.017582 | 0.03828 | 0.062076 | 0.088933 | 0.11882 | 0.14847 | 0.17431 | 0.19666 | 0.21587 | 0.2323 | 0.24632 | 0.25826 | 0.26839 | 0.27698 | 0.28422 | 0.28422 | 0.28423 | 0.28424 | 0.28425 | 0.28425 | 0.28456 | 0.28485 | 0.28511 | 0 | 0 | 0
F8_Industrial_Instruments_New_Process_Natural Gas_Process Heat Recovery_A_Technical Potential | F8 | Industrial | Instruments | New | Process | Natural Gas | Process Heat Recovery | A | Cumulative Summer Peak Savings (MW) | Technical Potential | 0 | 0 | 0 | 0 | 0 | 0 | 0 | 0 | 0 | 0 | 0 | 0 | 0 | 0 | 0 | 0 | 0 | 0 | 0 | 0 | 0 | 0 | 0 | 0 | 0 | 0 | 0 | 0 | 0 | 0 | 0
F9_Industrial_Instruments_New_Process_Natural Gas_Process Heat Recovery_A_Technical Potential | F9 | Industrial | Instruments | New | Process | Natural Gas | Process Heat Recovery | A | Cumulative Winter Peak Savings (MW) | Technical Potential | 0 | 0 | 0 | 0 | 0 | 0 | 0 | 0 | 0 | 0 | 0 | 0 | 0 | 0 | 0 | 0 | 0 | 0 | 0 | 0 | 0 | 0 | 0 | 0 | 0 | 0 | 0 | 0 | 0 | 0 | 0
F10_Industrial_Instruments_New_Process_Natural Gas_Process Heat Recovery_A_Technical Potential | F10 | Industrial | Instruments | New | Process | Natural Gas | Process Heat Recovery | A | Purchases (Incremental) | Technical Potential | 0 | 0 | 0 | 0 | 0 | 125.9509 | 149.2174 | 172.4712 | 195.5879 | 218.717 | 217.6788 | 190.5981 | 165.6066 | 142.9664 | 122.6249 | 104.7266 | 89.032 | 75.4267 | 63.6854 | 53.5997 | 125.9509 | 149.2174 | 172.4712 | 195.5879 | 218.717 | 217.6788 | 190.5981 | 165.6066 | 142.9664 | 122.6249 | 104.7266
F11_Industrial_Instruments_New_Process_Natural Gas_Process Heat Recovery_A_Technical Potential | F11 | Industrial | Instruments | New | Process | Natural Gas | Process Heat Recovery | A | Purchases (Cumulative) | Technical Potential | 0 | 0 | 0 | 0 | 0 | 125.9509 | 275.1683 | 447.6396 | 643.2274 | 861.9445 | 1079.6232 | 1270.2213 | 1435.8279 | 1578.7944 | 1701.4193 | 1806.1459 | 1895.1779 | 1970.6046 | 2034.29 | 2087.8897 | 2087.8897 | 2087.8897 | 2087.8897 | 2087.8897 | 2087.8897 | 2087.8897 | 2087.8897 | 2087.8897 | 2087.8897 | 2087.8897 | 2087.8897
F1_Industrial_Instruments_New_Space Heating_Natural Gas_Building Automation System_A_Technical Potential | F1 | Industrial | Instruments | New | Space Heating | Natural Gas | Building Automation System | A | Integrated Unit Energy Savings (kWh or therms) | Technical Potential | 0 | 0 | 0 | 0 | 0 | 0.014238 | 0.013819 | 0.013513 | 0.013281 | 0.013098 | 0.01295 | 0.012776 | 0.012594 | 0.012415 | 0.012241 | 0.012087 | 0.011951 | 0.011937 | 0.011854 | 0.011795 | 0.011754 | 0.011718 | 0.011705 | 0.011703 | 0.011707 | 0.011715 | 0.011723 | 0.011732 | 0 | 0 | 0
F2_Industrial_Instruments_New_Space Heating_Natural Gas_Building Automation System_A_Technical Potential | F2 | Industrial | Instruments | New | Space Heating | Natural Gas | Building Automation System | A | Integrated Unit Summer Peak Savings (kW) | Technical Potential | 0 | 0 | 0 | 0 | 0 | 0 | 0 | 0 | 0 | 0 | 0 | 0 | 0 | 0 | 0 | 0 | 0 | 0 | 0 | 0 | 0 | 0 | 0 | 0 | 0 | 0 | 0 | 0 | 0 | 0 | 0
F3_Industrial_Instruments_New_Space Heating_Natural Gas_Building Automation System_A_Technical Potential | F3 | Industrial | Instruments | New | Space Heating | Natural Gas | Building Automation System | A | Integrated Unit Winter Peak Savings (kW) | Technical Potential | 0 | 0 | 0 | 0 | 0 | 0 | 0 | 0 | 0 | 0 | 0 | 0 | 0 | 0 | 0 | 0 | 0 | 0 | 0 | 0 | 0 | 0 | 0 | 0 | 0 | 0 | 0 | 0 | 0 | 0 | 0
F4_Industrial_Instruments_New_Space Heating_Natural Gas_Building Automation System_A_Technical Potential | F4 | Industrial | Instruments | New | Space Heating | Natural Gas | Building Automation System | A | Incremental Energy Savings (MWh or mTherms) | Technical Potential | 0 | 0 | 0 | 0 | 0 | 0.00052074 | 0.0011969 | 0.0024019 | 0.0043546 | 0.0072894 | 0.011414 | 0.016766 | 0.02327 | 0.030616 | 0.038167 | 0.045139 | 0.050453 | 0.053588 | 0.052947 | 0.048731 | 0.042146 | 0.033642 | 0.024304 | 0.016187 | 0.010991 | 0.010326 | 0.015384 | 0.021677 | 0 | 0 | 0
F5_Industrial_Instruments_New_Space Heating_Natural Gas_Building Automation System_A_Technical Potential | F5 | Industrial | Instruments | New | Space Heating | Natural Gas | Building Automation System | A | Incremental Summer Peak Savings (MW) | Technical Potential | 0 | 0 | 0 | 0 | 0 | 0 | 0 | 0 | 0 | 0 | 0 | 0 | 0 | 0 | 0 | 0 | 0 | 0 | 0 | 0 | 0 | 0 | 0 | 0 | 0 | 0 | 0 | 0 | 0 | 0 | 0
F6_Industrial_Instruments_New_Space Heating_Natural Gas_Building Automation System_A_Technical Potential | F6 | Industrial | Instruments | New | Space Heating | Natural Gas | Building Automation System | A | Incremental Winter Peak Savings (MW) | Technical Potential | 0 | 0 | 0 | 0 | 0 | 0 | 0 | 0 | 0 | 0 | 0 | 0 | 0 | 0 | 0 | 0 | 0 | 0 | 0 | 0 | 0 | 0 | 0 | 0 | 0 | 0 | 0 | 0 | 0 | 0 | 0
F7_Industrial_Instruments_New_Space Heating_Natural Gas_Building Automation System_A_Technical Potential | F7 | Industrial | Instruments | New | Space Heating | Natural Gas | Building Automation System | A | Cumulative Energy Savings (MWh or mTherms) | Technical Potential | 0 | 0 | 0 | 0 | 0 | 0.00052074 | 0.0017023 | 0.0040665 | 0.0083513 | 0.015526 | 0.026764 | 0.043172 | 0.065828 | 0.095505 | 0.13234 | 0.17581 | 0.22428 | 0.2776 | 0.32863 | 0.37573 | 0.41612 | 0.44748 | 0.4692 | 0.48147 | 0.48613 | 0.48644 | 0.48677 | 0.48715 | 0 | 0 | 0
F8_Industrial_Instruments_New_Space Heating_Natural Gas_Building Automation System_A_Technical Potential | F8 | Industrial | Instruments | New | Space Heating | Natural Gas | Building Automation System | A | Cumulative Summer Peak Savings (MW) | Technical Potential | 0 | 0 | 0 | 0 | 0 | 0 | 0 | 0 | 0 | 0 | 0 | 0 | 0 | 0 | 0 | 0 | 0 | 0 | 0 | 0 | 0 | 0 | 0 | 0 | 0 | 0 | 0 | 0 | 0 | 0 | 0
F9_Industrial_Instruments_New_Space Heating_Natural Gas_Building Automation System_A_Technical Potential | F9 | Industrial | Instruments | New | Space Heating | Natural Gas | Building Automation System | A | Cumulative Winter Peak Savings (MW) | Technical Potential | 0 | 0 | 0 | 0 | 0 | 0 | 0 | 0 | 0 | 0 | 0 | 0 | 0 | 0 | 0 | 0 | 0 | 0 | 0 | 0 | 0 | 0 | 0 | 0 | 0 | 0 | 0 | 0 | 0 | 0 | 0
F10_Industrial_Instruments_New_Space Heating_Natural Gas_Building Automation System_A_Technical Potential | F10 | Industrial | Instruments | New | Space Heating | Natural Gas | Building Automation System | A | Purchases (Incremental) | Technical Potential | 0 | 0 | 0 | 0 | 0 | 36.5733 | 86.6127 | 177.7502 | 327.8884 | 556.5428 | 881.4493 | 1312.3101 | 1847.7003 | 2466.0803 | 3117.9073 | 3734.3845 | 4221.6583 | 4489.3314 | 4466.4783 | 4131.3951 | 3585.8232 | 2870.9572 | 2076.4475 | 1383.1852 | 938.8428 | 881.4493 | 1312.3101 | 1847.7003 | 2466.0803 | 3117.9073 | 3734.3845
F11_Industrial_Instruments_New_Space Heating_Natural Gas_Building Automation System_A_Technical Potential | F11 | Industrial | Instruments | New | Space Heating | Natural Gas | Building Automation System | A | Purchases (Cumulative) | Technical Potential | 0 | 0 | 0 | 0 | 0 | 36.5733 | 123.186 | 300.9362 | 628.8246 | 1185.3674 | 2066.8167 | 3379.1267 | 5226.8271 | 7692.9073 | 10810.8146 | 14545.1991 | 18766.8575 | 23256.1889 | 27722.6672 | 31854.0623 | 35403.3122 | 38187.6568 | 40086.3541 | 41141.6509 | 41523.9509 | 41523.9509 | 41523.9509 | 41523.9509 | 41523.9509 | 41523.9509 | 41523.9509
F1_Industrial_Instruments_New_Space Heating_Natural Gas_Steam System Efficiency Improvements_A_Technical Potential | F1 | Industrial | Instruments | New | Space Heating | Natural Gas | Steam System Efficiency Improvements | A | Integrated Unit Energy Savings (kWh or therms) | Technical Potential | 0 | 0 | 0 | 0 | 0 | 0 | 0 | 0 | 0 | 0 | 0 | 0 | 0 | 0 | 0 | 0 | 0 | 0 | 0 | 0 | 0 | 0 | 0 | 0 | 0 | 0 | 0 | 0 | 0 | 0 | 0
F2_Industrial_Instruments_New_Space Heating_Natural Gas_Steam System Efficiency Improvements_A_Technical Potential | F2 | Industrial | Instruments | New | Space Heating | Natural Gas | Steam System Efficiency Improvements | A | Integrated Unit Summer Peak Savings (kW) | Technical Potential | 0 | 0 | 0 | 0 | 0 | 0 | 0 | 0 | 0 | 0 | 0 | 0 | 0 | 0 | 0 | 0 | 0 | 0 | 0 | 0 | 0 | 0 | 0 | 0 | 0 | 0 | 0 | 0 | 0 | 0 | 0
F3_Industrial_Instruments_New_Space Heating_Natural Gas_Steam System Efficiency Improvements_A_Technical Potential | F3 | Industrial | Instruments | New | Space Heating | Natural Gas | Steam System Efficiency Improvements | A | Integrated Unit Winter Peak Savings (kW) | Technical Potential | 0 | 0 | 0 | 0 | 0 | 0 | 0 | 0 | 0 | 0 | 0 | 0 | 0 | 0 | 0 | 0 | 0 | 0 | 0 | 0 | 0 | 0 | 0 | 0 | 0 | 0 | 0 | 0 | 0 | 0 | 0
F4_Industrial_Instruments_New_Space Heating_Natural Gas_Steam System Efficiency Improvements_A_Technical Potential | F4 | Industrial | Instruments | New | Space Heating | Natural Gas | Steam System Efficiency Improvements | A | Incremental Energy Savings (MWh or mTherms) | Technical Potential | 0 | 0 | 0 | 0 | 0 | 0 | 0 | 0 | 0 | 0 | 0 | 0 | 0 | 0 | 0 | 0 | 0 | 0 | 0 | 0 | 0 | 0 | 0 | 0 | 0 | 0 | 0 | 0 | 0 | 0 | 0
F5_Industrial_Instruments_New_Space Heating_Natural Gas_Steam System Efficiency Improvements_A_Technical Potential | F5 | Industrial | Instruments | New | Space Heating | Natural Gas | Steam System Efficiency Improvements | A | Incremental Summer Peak Savings (MW) | Technical Potential | 0 | 0 | 0 | 0 | 0 | 0 | 0 | 0 | 0 | 0 | 0 | 0 | 0 | 0 | 0 | 0 | 0 | 0 | 0 | 0 | 0 | 0 | 0 | 0 | 0 | 0 | 0 | 0 | 0 | 0 | 0
F6_Industrial_Instruments_New_Space Heating_Natural Gas_Steam System Efficiency Improvements_A_Technical Potential | F6 | Industrial | Instruments | New | Space Heating | Natural Gas | Steam System Efficiency Improvements | A | Incremental Winter Peak Savings (MW) | Technical Potential | 0 | 0 | 0 | 0 | 0 | 0 | 0 | 0 | 0 | 0 | 0 | 0 | 0 | 0 | 0 | 0 | 0 | 0 | 0 | 0 | 0 | 0 | 0 | 0 | 0 | 0 | 0 | 0 | 0 | 0 | 0
F7_Industrial_Instruments_New_Space Heating_Natural Gas_Steam System Efficiency Improvements_A_Technical Potential | F7 | Industrial | Instruments | New | Space Heating | Natural Gas | Steam System Efficiency Improvements | A | Cumulative Energy Savings (MWh or mTherms) | Technical Potential | 0 | 0 | 0 | 0 | 0 | 0 | 0 | 0 | 0 | 0 | 0 | 0 | 0 | 0 | 0 | 0 | 0 | 0 | 0 | 0 | 0 | 0 | 0 | 0 | 0 | 0 | 0 | 0 | 0 | 0 | 0
F8_Industrial_Instruments_New_Space Heating_Natural Gas_Steam System Efficiency Improvements_A_Technical Potential | F8 | Industrial | Instruments | New | Space Heating | Natural Gas | Steam System Efficiency Improvements | A | Cumulative Summer Peak Savings (MW) | Technical Potential | 0 | 0 | 0 | 0 | 0 | 0 | 0 | 0 | 0 | 0 | 0 | 0 | 0 | 0 | 0 | 0 | 0 | 0 | 0 | 0 | 0 | 0 | 0 | 0 | 0 | 0 | 0 | 0 | 0 | 0 | 0
F9_Industrial_Instruments_New_Space Heating_Natural Gas_Steam System Efficiency Improvements_A_Technical Potential | F9 | Industrial | Instruments | New | Space Heating | Natural Gas | Steam System Efficiency Improvements | A | Cumulative Winter Peak Savings (MW) | Technical Potential | 0 | 0 | 0 | 0 | 0 | 0 | 0 | 0 | 0 | 0 | 0 | 0 | 0 | 0 | 0 | 0 | 0 | 0 | 0 | 0 | 0 | 0 | 0 | 0 | 0 | 0 | 0 | 0 | 0 | 0 | 0
F10_Industrial_Instruments_New_Space Heating_Natural Gas_Steam System Efficiency Improvements_A_Technical Potential | F10 | Industrial | Instruments | New | Space Heating | Natural Gas | Steam System Efficiency Improvements | A | Purchases (Incremental) | Technical Potential | 0 | 0 | 0 | 0 | 0 | 0 | 0 | 0 | 0 | 0 | 0 | 0 | 0 | 0 | 0 | 0 | 0 | 0 | 0 | 0 | 0 | 0 | 0 | 0 | 0 | 0 | 0 | 0 | 0 | 0 | 0
F11_Industrial_Instruments_New_Space Heating_Natural Gas_Steam System Efficiency Improvements_A_Technical Potential | F11 | Industrial | Instruments | New | Space Heating | Natural Gas | Steam System Efficiency Improvements | A | Purchases (Cumulative) | Technical Potential | 0 | 0 | 0 | 0 | 0 | 0 | 0 | 0 | 0 | 0 | 0 | 0 | 0 | 0 | 0 | 0 | 0 | 0 | 0 | 0 | 0 | 0 | 0 | 0 | 0 | 0 | 0 | 0 | 0 | 0 | 0
F1_Industrial_Instruments_New_Process_Natural Gas_Steam System Efficiency Improvements_A_Technical Potential | F1 | Industrial | Instruments | New | Process | Natural Gas | Steam System Efficiency Improvements | A | Integrated Unit Energy Savings (kWh or therms) | Technical Potential | 0 | 0 | 0 | 0 | 0 | 0.086784 | 0.086507 | 0.086253 | 0.086015 | 0.085778 | 0.08559 | 0.085416 | 0.085257 | 0.085115 | 0.084994 | 0.084899 | 0.08483 | 0.084783 | 0.084752 | 0.084732 | 0.084729 | 0.084728 | 0.084725 | 0.084722 | 0.084716 | 0.084805 | 0.084887 | 0.084964 | 0.087109 | 0.087109 | 0.087109
F2_Industrial_Instruments_New_Process_Natural Gas_Steam System Efficiency Improvements_A_Technical Potential | F2 | Industrial | Instruments | New | Process | Natural Gas | Steam System Efficiency Improvements | A | Integrated Unit Summer Peak Savings (kW) | Technical Potential | 0 | 0 | 0 | 0 | 0 | 0 | 0 | 0 | 0 | 0 | 0 | 0 | 0 | 0 | 0 | 0 | 0 | 0 | 0 | 0 | 0 | 0 | 0 | 0 | 0 | 0 | 0 | 0 | 0 | 0 | 0
F3_Industrial_Instruments_New_Process_Natural Gas_Steam System Efficiency Improvements_A_Technical Potential | F3 | Industrial | Instruments | New | Process | Natural Gas | Steam System Efficiency Improvements | A | Integrated Unit Winter Peak Savings (kW) | Technical Potential | 0 | 0 | 0 | 0 | 0 | 0 | 0 | 0 | 0 | 0 | 0 | 0 | 0 | 0 | 0 | 0 | 0 | 0 | 0 | 0 | 0 | 0 | 0 | 0 | 0 | 0 | 0 | 0 | 0 | 0 | 0
F4_Industrial_Instruments_New_Process_Natural Gas_Steam System Efficiency Improvements_A_Technical Potential | F4 | Industrial | Instruments | New | Process | Natural Gas | Steam System Efficiency Improvements | A | Incremental Energy Savings (MWh or mTherms) | Technical Potential | 0 | 0 | 0 | 0 | 0 | 4.2713e-05 | 0.00010083 | 0.00020632 | 0.00037954 | 0.00064244 | 0.0010153 | 0.0015084 | 0.0021199 | 0.0028247 | 0.0035662 | 0.0042666 | 0.0048193 | 0.005122 | 0.0050941 | 0.0047108 | 0.004258 | 0.0048135 | 0.0051186 | 0.0050923 | 0.00471 | 0.0042618 | 0.0048226 | 0.005133 | 0.0052358 | 0.004843 | 0.0043776
F5_Industrial_Instruments_New_Process_Natural Gas_Steam System Efficiency Improvements_A_Technical Potential | F5 | Industrial | Instruments | New | Process | Natural Gas | Steam System Efficiency Improvements | A | Incremental Summer Peak Savings (MW) | Technical Potential | 0 | 0 | 0 | 0 | 0 | 0 | 0 | 0 | 0 | 0 | 0 | 0 | 0 | 0 | 0 | 0 | 0 | 0 | 0 | 0 | 0 | 0 | 0 | 0 | 0 | 0 | 0 | 0 | 0 | 0 | 0
F6_Industrial_Instruments_New_Process_Natural Gas_Steam System Efficiency Improvements_A_Technical Potential | F6 | Industrial | Instruments | New | Process | Natural Gas | Steam System Efficiency Improvements | A | Incremental Winter Peak Savings (MW) | Technical Potential | 0 | 0 | 0 | 0 | 0 | 0 | 0 | 0 | 0 | 0 | 0 | 0 | 0 | 0 | 0 | 0 | 0 | 0 | 0 | 0 | 0 | 0 | 0 | 0 | 0 | 0 | 0 | 0 | 0 | 0 | 0
F7_Industrial_Instruments_New_Process_Natural Gas_Steam System Efficiency Improvements_A_Technical Potential | F7 | Industrial | Instruments | New | Process | Natural Gas | Steam System Efficiency Improvements | A | Cumulative Energy Savings (MWh or mTherms) | Technical Potential | 0 | 0 | 0 | 0 | 0 | 4.2713e-05 | 0.00014341 | 0.00034931 | 0.00072788 | 0.0013683 | 0.0023384 | 0.0037426 | 0.0056515 | 0.0080913 | 0.011009 | 0.014257 | 0.017566 | 0.02057 | 0.022844 | 0.023995 | 0.023994 | 0.023993 | 0.023993 | 0.023992 | 0.02399 | 0.024015 | 0.024039 | 0.02406 | 0 | 0 | 0
F8_Industrial_Instruments_New_Process_Natural Gas_Steam System Efficiency Improvements_A_Technical Potential | F8 | Industrial | Instruments | New | Process | Natural Gas | Steam System Efficiency Improvements | A | Cumulative Summer Peak Savings (MW) | Technical Potential | 0 | 0 | 0 | 0 | 0 | 0 | 0 | 0 | 0 | 0 | 0 | 0 | 0 | 0 | 0 | 0 | 0 | 0 | 0 | 0 | 0 | 0 | 0 | 0 | 0 | 0 | 0 | 0 | 0 | 0 | 0
F9_Industrial_Instruments_New_Process_Natural Gas_Steam System Efficiency Improvements_A_Technical Potential | F9 | Industrial | Instruments | New | Process | Natural Gas | Steam System Efficiency Improvements | A | Cumulative Winter Peak Savings (MW) | Technical Potential | 0 | 0 | 0 | 0 | 0 | 0 | 0 | 0 | 0 | 0 | 0 | 0 | 0 | 0 | 0 | 0 | 0 | 0 | 0 | 0 | 0 | 0 | 0 | 0 | 0 | 0 | 0 | 0 | 0 | 0 | 0
F10_Industrial_Instruments_New_Process_Natural Gas_Steam System Efficiency Improvements_A_Technical Potential | F10 | Industrial | Instruments | New | Process | Natural Gas | Steam System Efficiency Improvements | A | Purchases (Incremental) | Technical Potential | 0 | 0 | 0 | 0 | 0 | 0.49217 | 1.1656 | 2.392 | 4.4125 | 7.4895 | 11.8618 | 17.66 | 24.8649 | 33.1865 | 41.9583 | 50.2543 | 56.8117 | 60.4138 | 60.1062 | 55.597 | 50.2543 | 56.8117 | 60.4138 | 60.1062 | 55.597 | 50.2543 | 56.8117 | 60.4138 | 60.1062 | 55.597 | 50.2543
F11_Industrial_Instruments_New_Process_Natural Gas_Steam System Efficiency Improvements_A_Technical Potential | F11 | Industrial | Instruments | New | Process | Natural Gas | Steam System Efficiency Improvements | A | Purchases (Cumulative) | Technical Potential | 0 | 0 | 0 | 0 | 0 | 0.49217 | 1.6577 | 4.0498 | 8.4622 | 15.9517 | 27.3214 | 43.8158 | 66.2886 | 95.0627 | 129.5315 | 167.924 | 207.0756 | 242.6245 | 269.5443 | 283.183 | 283.183 | 283.183 | 283.183 | 283.183 | 283.183 | 283.183 | 283.183 | 283.183 | 283.183 | 283.183 | 283.183
F1_Industrial_Instruments_New_Space Heating_Natural Gas_Strategic Energy Management_A_Technical Potential | F1 | Industrial | Instruments | New | Space Heating | Natural Gas | Strategic Energy Management | A | Integrated Unit Energy Savings (kWh or therms) | Technical Potential | 0 | 0 | 0 | 0 | 0 | 2.9251 | 2.8382 | 2.7742 | 2.7247 | 2.6844 | 2.6501 | 2.6095 | 2.5658 | 2.5214 | 2.4772 | 2.4363 | 2.3988 | 2.3863 | 2.3613 | 2.3427 | 2.3297 | 2.32 | 2.317 | 2.318 | 2.3215 | 2.3261 | 2.3306 | 2.3351 | 0 | 0 | 0
F2_Industrial_Instruments_New_Space Heating_Natural Gas_Strategic Energy Management_A_Technical Potential | F2 | Industrial | Instruments | New | Space Heating | Natural Gas | Strategic Energy Management | A | Integrated Unit Summer Peak Savings (kW) | Technical Potential | 0 | 0 | 0 | 0 | 0 | 0 | 0 | 0 | 0 | 0 | 0 | 0 | 0 | 0 | 0 | 0 | 0 | 0 | 0 | 0 | 0 | 0 | 0 | 0 | 0 | 0 | 0 | 0 | 0 | 0 | 0
F3_Industrial_Instruments_New_Space Heating_Natural Gas_Strategic Energy Management_A_Technical Potential | F3 | Industrial | Instruments | New | Space Heating | Natural Gas | Strategic Energy Management | A | Integrated Unit Winter Peak Savings (kW) | Technical Potential | 0 | 0 | 0 | 0 | 0 | 0 | 0 | 0 | 0 | 0 | 0 | 0 | 0 | 0 | 0 | 0 | 0 | 0 | 0 | 0 | 0 | 0 | 0 | 0 | 0 | 0 | 0 | 0 | 0 | 0 | 0
F4_Industrial_Instruments_New_Space Heating_Natural Gas_Strategic Energy Management_A_Technical Potential | F4 | Industrial | Instruments | New | Space Heating | Natural Gas | Strategic Energy Management | A | Incremental Energy Savings (MWh or mTherms) | Technical Potential | 0 | 0 | 0 | 0 | 0 | 0.003274 | 0.0037636 | 0.004252 | 0.0047358 | 0.0052175 | 0.0056961 | 0.0061388 | 0.0065557 | 0.0069519 | 0.0073227 | 0.0076883 | 0.0080444 | 0.0084744 | 0.0088504 | 0.0092377 | 0.0096412 | 0.010052 | 0.010488 | 0.01094 | 0.011403 | 0.0096266 | 0.010098 | 0.01057 | 0 | 0 | 0
F5_Industrial_Instruments_New_Space Heating_Natural Gas_Strategic Energy Management_A_Technical Potential | F5 | Industrial | Instruments | New | Space Heating | Natural Gas | Strategic Energy Management | A | Incremental Summer Peak Savings (MW) | Technical Potential | 0 | 0 | 0 | 0 | 0 | 0 | 0 | 0 | 0 | 0 | 0 | 0 | 0 | 0 | 0 | 0 | 0 | 0 | 0 | 0 | 0 | 0 | 0 | 0 | 0 | 0 | 0 | 0 | 0 | 0 | 0
F6_Industrial_Instruments_New_Space Heating_Natural Gas_Strategic Energy Management_A_Technical Potential | F6 | Industrial | Instruments | New | Space Heating | Natural Gas | Strategic Energy Management | A | Incremental Winter Peak Savings (MW) | Technical Potential | 0 | 0 | 0 | 0 | 0 | 0 | 0 | 0 | 0 | 0 | 0 | 0 | 0 | 0 | 0 | 0 | 0 | 0 | 0 | 0 | 0 | 0 | 0 | 0 | 0 | 0 | 0 | 0 | 0 | 0 | 0
F7_Industrial_Instruments_New_Space Heating_Natural Gas_Strategic Energy Management_A_Technical Potential | F7 | Industrial | Instruments | New | Space Heating | Natural Gas | Strategic Energy Management | A | Cumulative Energy Savings (MWh or mTherms) | Technical Potential | 0 | 0 | 0 | 0 | 0 | 0.003274 | 0.0069404 | 0.011036 | 0.015575 | 0.020562 | 0.023029 | 0.025355 | 0.027553 | 0.029646 | 0.031634 | 0.033563 | 0.035448 | 0.03764 | 0.039586 | 0.041587 | 0.043645 | 0.045737 | 0.047937 | 0.050209 | 0.052535 | 0.05264 | 0.052741 | 0.052843 | 0 | 0 | 0
F8_Industrial_Instruments_New_Space Heating_Natural Gas_Strategic Energy Management_A_Technical Potential | F8 | Industrial | Instruments | New | Space Heating | Natural Gas | Strategic Energy Management | A | Cumulative Summer Peak Savings (MW) | Technical Potential | 0 | 0 | 0 | 0 | 0 | 0 | 0 | 0 | 0 | 0 | 0 | 0 | 0 | 0 | 0 | 0 | 0 | 0 | 0 | 0 | 0 | 0 | 0 | 0 | 0 | 0 | 0 | 0 | 0 | 0 | 0
F9_Industrial_Instruments_New_Space Heating_Natural Gas_Strategic Energy Management_A_Technical Potential | F9 | Industrial | Instruments | New | Space Heating | Natural Gas | Strategic Energy Management | A | Cumulative Winter Peak Savings (MW) | Technical Potential | 0 | 0 | 0 | 0 | 0 | 0 | 0 | 0 | 0 | 0 | 0 | 0 | 0 | 0 | 0 | 0 | 0 | 0 | 0 | 0 | 0 | 0 | 0 | 0 | 0 | 0 | 0 | 0 | 0 | 0 | 0
F10_Industrial_Instruments_New_Space Heating_Natural Gas_Strategic Energy Management_A_Technical Potential | F10 | Industrial | Instruments | New | Space Heating | Natural Gas | Strategic Energy Management | A | Purchases (Incremental) | Technical Potential | 0 | 0 | 0 | 0 | 0 | 1.1193 | 1.326 | 1.5327 | 1.7381 | 1.9437 | 2.1494 | 2.3525 | 2.555 | 2.7571 | 2.9561 | 3.1557 | 3.3535 | 3.5513 | 3.7481 | 3.9432 | 4.1385 | 4.3329 | 4.5267 | 4.7197 | 4.912 | 4.1385 | 4.3329 | 4.5267 | 4.7197 | 4.912 | 4.1385
F11_Industrial_Instruments_New_Space Heating_Natural Gas_Strategic Energy Management_A_Technical Potential | F11 | Industrial | Instruments | New | Space Heating | Natural Gas | Strategic Energy Management | A | Purchases (Cumulative) | Technical Potential | 0 | 0 | 0 | 0 | 0 | 1.1193 | 2.4453 | 3.978 | 5.7161 | 7.6598 | 8.6899 | 9.7163 | 10.7386 | 11.7577 | 12.7701 | 13.7764 | 14.7775 | 15.7738 | 16.7648 | 17.7519 | 18.7347 | 19.7141 | 20.6894 | 21.661 | 22.6298 | 22.6298 | 22.6298 | 22.6298 | 22.6298 | 22.6298 | 22.6298
F1_Industrial_Instruments_New_Process_Natural Gas_Strategic Energy Management_A_Technical Potential | F1 | Industrial | Instruments | New | Process | Natural Gas | Strategic Energy Management | A | Integrated Unit Energy Savings (kWh or therms) | Technical Potential | 0 | 0 | 0 | 0 | 0 | 1.6961 | 1.6933 | 1.6907 | 1.6884 | 1.686 | 1.6838 | 1.6818 | 1.68 | 1.6785 | 1.6774 | 1.6766 | 1.6761 | 1.6759 | 1.6759 | 1.676 | 1.6762 | 1.6764 | 1.6765 | 1.6766 | 1.6767 | 1.6775 | 1.6783 | 1.679 | 0 | 0 | 0
F2_Industrial_Instruments_New_Process_Natural Gas_Strategic Energy Management_A_Technical Potential | F2 | Industrial | Instruments | New | Process | Natural Gas | Strategic Energy Management | A | Integrated Unit Summer Peak Savings (kW) | Technical Potential | 0 | 0 | 0 | 0 | 0 | 0 | 0 | 0 | 0 | 0 | 0 | 0 | 0 | 0 | 0 | 0 | 0 | 0 | 0 | 0 | 0 | 0 | 0 | 0 | 0 | 0 | 0 | 0 | 0 | 0 | 0
F3_Industrial_Instruments_New_Process_Natural Gas_Strategic Energy Management_A_Technical Potential | F3 | Industrial | Instruments | New | Process | Natural Gas | Strategic Energy Management | A | Integrated Unit Winter Peak Savings (kW) | Technical Potential | 0 | 0 | 0 | 0 | 0 | 0 | 0 | 0 | 0 | 0 | 0 | 0 | 0 | 0 | 0 | 0 | 0 | 0 | 0 | 0 | 0 | 0 | 0 | 0 | 0 | 0 | 0 | 0 | 0 | 0 | 0
F4_Industrial_Instruments_New_Process_Natural Gas_Strategic Energy Management_A_Technical Potential | F4 | Industrial | Instruments | New | Process | Natural Gas | Strategic Energy Management | A | Incremental Energy Savings (MWh or mTherms) | Technical Potential | 0 | 0 | 0 | 0 | 0 | 0.097657 | 0.11551 | 0.1333 | 0.15096 | 0.16858 | 0.18617 | 0.20352 | 0.22081 | 0.23807 | 0.25507 | 0.27217 | 0.28915 | 0.30617 | 0.32313 | 0.33996 | 0.35685 | 0.37366 | 0.3904 | 0.40706 | 0.42367 | 0.35713 | 0.37408 | 0.39098 | 0 | 0 | 0
F5_Industrial_Instruments_New_Process_Natural Gas_Strategic Energy Management_A_Technical Potential | F5 | Industrial | Instruments | New | Process | Natural Gas | Strategic Energy Management | A | Incremental Summer Peak Savings (MW) | Technical Potential | 0 | 0 | 0 | 0 | 0 | 0 | 0 | 0 | 0 | 0 | 0 | 0 | 0 | 0 | 0 | 0 | 0 | 0 | 0 | 0 | 0 | 0 | 0 | 0 | 0 | 0 | 0 | 0 | 0 | 0 | 0
F6_Industrial_Instruments_New_Process_Natural Gas_Strategic Energy Management_A_Technical Potential | F6 | Industrial | Instruments | New | Process | Natural Gas | Strategic Energy Management | A | Incremental Winter Peak Savings (MW) | Technical Potential | 0 | 0 | 0 | 0 | 0 | 0 | 0 | 0 | 0 | 0 | 0 | 0 | 0 | 0 | 0 | 0 | 0 | 0 | 0 | 0 | 0 | 0 | 0 | 0 | 0 | 0 | 0 | 0 | 0 | 0 | 0
F7_Industrial_Instruments_New_Process_Natural Gas_Strategic Energy Management_A_Technical Potential | F7 | Industrial | Instruments | New | Process | Natural Gas | Strategic Energy Management | A | Cumulative Energy Savings (MWh or mTherms) | Technical Potential | 0 | 0 | 0 | 0 | 0 | 0.097657 | 0.213 | 0.34598 | 0.49646 | 0.66435 | 0.75269 | 0.84059 | 0.92806 | 1.0152 | 1.1019 | 1.1882 | 1.2742 | 1.3599 | 1.4453 | 1.5305 | 1.6154 | 1.7001 | 1.7843 | 1.8682 | 1.9518 | 1.9528 | 1.9537 | 1.9546 | 0 | 0 | 0
F8_Industrial_Instruments_New_Process_Natural Gas_Strategic Energy Management_A_Technical Potential | F8 | Industrial | Instruments | New | Process | Natural Gas | Strategic Energy Management | A | Cumulative Summer Peak Savings (MW) | Technical Potential | 0 | 0 | 0 | 0 | 0 | 0 | 0 | 0 | 0 | 0 | 0 | 0 | 0 | 0 | 0 | 0 | 0 | 0 | 0 | 0 | 0 | 0 | 0 | 0 | 0 | 0 | 0 | 0 | 0 | 0 | 0
F9_Industrial_Instruments_New_Process_Natural Gas_Strategic Energy Management_A_Technical Potential | F9 | Industrial | Instruments | New | Process | Natural Gas | Strategic Energy Management | A | Cumulative Winter Peak Savings (MW) | Technical Potential | 0 | 0 | 0 | 0 | 0 | 0 | 0 | 0 | 0 | 0 | 0 | 0 | 0 | 0 | 0 | 0 | 0 | 0 | 0 | 0 | 0 | 0 | 0 | 0 | 0 | 0 | 0 | 0 | 0 | 0 | 0
F10_Industrial_Instruments_New_Process_Natural Gas_Strategic Energy Management_A_Technical Potential | F10 | Industrial | Instruments | New | Process | Natural Gas | Strategic Energy Management | A | Purchases (Incremental) | Technical Potential | 0 | 0 | 0 | 0 | 0 | 57.5778 | 68.2139 | 78.8443 | 89.4119 | 99.9853 | 110.5674 | 121.0151 | 131.4343 | 141.8323 | 152.0652 | 162.3372 | 172.5112 | 182.6865 | 192.8106 | 202.8445 | 212.8902 | 222.8943 | 232.8596 | 242.7885 | 252.6837 | 212.8902 | 222.8943 | 232.8596 | 242.7885 | 252.6837 | 212.8902
F11_Industrial_Instruments_New_Process_Natural Gas_Strategic Energy Management_A_Technical Potential | F11 | Industrial | Instruments | New | Process | Natural Gas | Strategic Energy Management | A | Purchases (Cumulative) | Technical Potential | 0 | 0 | 0 | 0 | 0 | 57.5778 | 125.7917 | 204.636 | 294.0479 | 394.0332 | 447.0228 | 499.824 | 552.414 | 604.8344 | 656.9143 | 708.6841 | 760.1802 | 811.4324 | 862.4108 | 913.19 | 963.743 | 1014.1261 | 1064.2991 | 1114.277 | 1164.1163 | 1164.1163 | 1164.1163 | 1164.1163 | 1164.1163 | 1164.1163 | 1164.1163
F1_Industrial_Instruments_New_Miscellaneous_Natural Gas_Strategic Energy Management_A_Technical Potential | F1 | Industrial | Instruments | New | Miscellaneous | Natural Gas | Strategic Energy Management | A | Integrated Unit Energy Savings (kWh or therms) | Technical Potential | 0 | 0 | 0 | 0 | 0 | 1.1153 | 1.1153 | 1.1153 | 1.1153 | 1.1153 | 1.1153 | 1.1153 | 1.1153 | 1.1153 | 1.1153 | 1.1153 | 1.1153 | 1.1153 | 1.1153 | 1.1153 | 1.1153 | 1.1153 | 1.1153 | 1.1153 | 1.1153 | 1.1153 | 1.1153 | 1.1153 | 0 | 0 | 0
F2_Industrial_Instruments_New_Miscellaneous_Natural Gas_Strategic Energy Management_A_Technical Potential | F2 | Industrial | Instruments | New | Miscellaneous | Natural Gas | Strategic Energy Management | A | Integrated Unit Summer Peak Savings (kW) | Technical Potential | 0 | 0 | 0 | 0 | 0 | 0 | 0 | 0 | 0 | 0 | 0 | 0 | 0 | 0 | 0 | 0 | 0 | 0 | 0 | 0 | 0 | 0 | 0 | 0 | 0 | 0 | 0 | 0 | 0 | 0 | 0
F3_Industrial_Instruments_New_Miscellaneous_Natural Gas_Strategic Energy Management_A_Technical Potential | F3 | Industrial | Instruments | New | Miscellaneous | Natural Gas | Strategic Energy Management | A | Integrated Unit Winter Peak Savings (kW) | Technical Potential | 0 | 0 | 0 | 0 | 0 | 0 | 0 | 0 | 0 | 0 | 0 | 0 | 0 | 0 | 0 | 0 | 0 | 0 | 0 | 0 | 0 | 0 | 0 | 0 | 0 | 0 | 0 | 0 | 0 | 0 | 0
F4_Industrial_Instruments_New_Miscellaneous_Natural Gas_Strategic Energy Management_A_Technical Potential | F4 | Industrial | Instruments | New | Miscellaneous | Natural Gas | Strategic Energy Management | A | Incremental Energy Savings (MWh or mTherms) | Technical Potential | 0 | 0 | 0 | 0 | 0 | 0.016054 | 0.019019 | 0.021983 | 0.02493 | 0.027878 | 0.030828 | 0.033741 | 0.036646 | 0.039546 | 0.042399 | 0.045263 | 0.048099 | 0.050936 | 0.053759 | 0.056557 | 0.059358 | 0.062147 | 0.064926 | 0.067694 | 0.070453 | 0.059358 | 0.062147 | 0.064926 | 0 | 0 | 0
F5_Industrial_Instruments_New_Miscellaneous_Natural Gas_Strategic Energy Management_A_Technical Potential | F5 | Industrial | Instruments | New | Miscellaneous | Natural Gas | Strategic Energy Management | A | Incremental Summer Peak Savings (MW) | Technical Potential | 0 | 0 | 0 | 0 | 0 | 0 | 0 | 0 | 0 | 0 | 0 | 0 | 0 | 0 | 0 | 0 | 0 | 0 | 0 | 0 | 0 | 0 | 0 | 0 | 0 | 0 | 0 | 0 | 0 | 0 | 0
F6_Industrial_Instruments_New_Miscellaneous_Natural Gas_Strategic Energy Management_A_Technical Potential | F6 | Industrial | Instruments | New | Miscellaneous | Natural Gas | Strategic Energy Management | A | Incremental Winter Peak Savings (MW) | Technical Potential | 0 | 0 | 0 | 0 | 0 | 0 | 0 | 0 | 0 | 0 | 0 | 0 | 0 | 0 | 0 | 0 | 0 | 0 | 0 | 0 | 0 | 0 | 0 | 0 | 0 | 0 | 0 | 0 | 0 | 0 | 0
F7_Industrial_Instruments_New_Miscellaneous_Natural Gas_Strategic Energy Management_A_Technical Potential | F7 | Industrial | Instruments | New | Miscellaneous | Natural Gas | Strategic Energy Management | A | Cumulative Energy Savings (MWh or mTherms) | Technical Potential | 0 | 0 | 0 | 0 | 0 | 0.016054 | 0.035073 | 0.057056 | 0.081986 | 0.10986 | 0.12464 | 0.13936 | 0.15402 | 0.16864 | 0.18316 | 0.19759 | 0.21195 | 0.22624 | 0.24046 | 0.25461 | 0.26871 | 0.28276 | 0.29675 | 0.31068 | 0.32458 | 0.32458 | 0.32458 | 0.32458 | 0 | 0 | 0
F8_Industrial_Instruments_New_Miscellaneous_Natural Gas_Strategic Energy Management_A_Technical Potential | F8 | Industrial | Instruments | New | Miscellaneous | Natural Gas | Strategic Energy Management | A | Cumulative Summer Peak Savings (MW) | Technical Potential | 0 | 0 | 0 | 0 | 0 | 0 | 0 | 0 | 0 | 0 | 0 | 0 | 0 | 0 | 0 | 0 | 0 | 0 | 0 | 0 | 0 | 0 | 0 | 0 | 0 | 0 | 0 | 0 | 0 | 0 | 0
F9_Industrial_Instruments_New_Miscellaneous_Natural Gas_Strategic Energy Management_A_Technical Potential | F9 | Industrial | Instruments | New | Miscellaneous | Natural Gas | Strategic Energy Management | A | Cumulative Winter Peak Savings (MW) | Technical Potential | 0 | 0 | 0 | 0 | 0 | 0 | 0 | 0 | 0 | 0 | 0 | 0 | 0 | 0 | 0 | 0 | 0 | 0 | 0 | 0 | 0 | 0 | 0 | 0 | 0 | 0 | 0 | 0 | 0 | 0 | 0
F10_Industrial_Instruments_New_Miscellaneous_Natural Gas_Strategic Energy Management_A_Technical Potential | F10 | Industrial | Instruments | New | Miscellaneous | Natural Gas | Strategic Energy Management | A | Purchases (Incremental) | Technical Potential | 0 | 0 | 0 | 0 | 0 | 14.3944 | 17.0535 | 19.7111 | 22.353 | 24.9963 | 27.6418 | 30.2538 | 32.8586 | 35.4581 | 38.0163 | 40.5843 | 43.1278 | 45.6716 | 48.2027 | 50.7111 | 53.2225 | 55.7236 | 58.2149 | 60.6971 | 63.1709 | 53.2225 | 55.7236 | 58.2149 | 60.6971 | 63.1709 | 53.2225
F11_Industrial_Instruments_New_Miscellaneous_Natural Gas_Strategic Energy Management_A_Technical Potential | F11 | Industrial | Instruments | New | Miscellaneous | Natural Gas | Strategic Energy Management | A | Purchases (Cumulative) | Technical Potential | 0 | 0 | 0 | 0 | 0 | 14.3944 | 31.4479 | 51.159 | 73.512 | 98.5083 | 111.7557 | 124.956 | 138.1035 | 151.2086 | 164.2286 | 177.171 | 190.045 | 202.8581 | 215.6027 | 228.2975 | 240.9357 | 253.5315 | 266.0748 | 278.5693 | 291.0291 | 291.0291 | 291.0291 | 291.0291 | 291.0291 | 291.0291 | 291.0291
F1_Industrial_Instruments_New_Space Heating_Natural Gas_Commissioning_A_Technical Potential | F1 | Industrial | Instruments | New | Space Heating | Natural Gas | Commissioning | A | Integrated Unit Energy Savings (kWh or therms) | Technical Potential | 0 | 0 | 0 | 0 | 0 | 3.3436 | 3.2451 | 3.1733 | 3.1188 | 3.0758 | 3.041 | 3.0003 | 2.9575 | 2.9154 | 2.8746 | 2.8385 | 2.8065 | 2.8031 | 2.7838 | 2.7699 | 2.7601 | 2.7517 | 2.7487 | 2.7482 | 2.7493 | 2.751 | 2.7529 | 2.755 | 0 | 0 | 0
F2_Industrial_Instruments_New_Space Heating_Natural Gas_Commissioning_A_Technical Potential | F2 | Industrial | Instruments | New | Space Heating | Natural Gas | Commissioning | A | Integrated Unit Summer Peak Savings (kW) | Technical Potential | 0 | 0 | 0 | 0 | 0 | 0 | 0 | 0 | 0 | 0 | 0 | 0 | 0 | 0 | 0 | 0 | 0 | 0 | 0 | 0 | 0 | 0 | 0 | 0 | 0 | 0 | 0 | 0 | 0 | 0 | 0
F3_Industrial_Instruments_New_Space Heating_Natural Gas_Commissioning_A_Technical Potential | F3 | Industrial | Instruments | New | Space Heating | Natural Gas | Commissioning | A | Integrated Unit Winter Peak Savings (kW) | Technical Potential | 0 | 0 | 0 | 0 | 0 | 0 | 0 | 0 | 0 | 0 | 0 | 0 | 0 | 0 | 0 | 0 | 0 | 0 | 0 | 0 | 0 | 0 | 0 | 0 | 0 | 0 | 0 | 0 | 0 | 0 | 0
F4_Industrial_Instruments_New_Space Heating_Natural Gas_Commissioning_A_Technical Potential | F4 | Industrial | Instruments | New | Space Heating | Natural Gas | Commissioning | A | Incremental Energy Savings (MWh or mTherms) | Technical Potential | 0 | 0 | 0 | 0 | 0 | 0 | 0 | 0 | 0 | 0 | 0 | 0 | 0 | 0 | 0 | 0 | 0 | 0 | 0 | 0 | 0 | 0 | 0 | 0 | 0 | 0 | 0 | 0 | 0 | 0 | 0
F5_Industrial_Instruments_New_Space Heating_Natural Gas_Commissioning_A_Technical Potential | F5 | Industrial | Instruments | New | Space Heating | Natural Gas | Commissioning | A | Incremental Summer Peak Savings (MW) | Technical Potential | 0 | 0 | 0 | 0 | 0 | 0 | 0 | 0 | 0 | 0 | 0 | 0 | 0 | 0 | 0 | 0 | 0 | 0 | 0 | 0 | 0 | 0 | 0 | 0 | 0 | 0 | 0 | 0 | 0 | 0 | 0
F6_Industrial_Instruments_New_Space Heating_Natural Gas_Commissioning_A_Technical Potential | F6 | Industrial | Instruments | New | Space Heating | Natural Gas | Commissioning | A | Incremental Winter Peak Savings (MW) | Technical Potential | 0 | 0 | 0 | 0 | 0 | 0 | 0 | 0 | 0 | 0 | 0 | 0 | 0 | 0 | 0 | 0 | 0 | 0 | 0 | 0 | 0 | 0 | 0 | 0 | 0 | 0 | 0 | 0 | 0 | 0 | 0
F7_Industrial_Instruments_New_Space Heating_Natural Gas_Commissioning_A_Technical Potential | F7 | Industrial | Instruments | New | Space Heating | Natural Gas | Commissioning | A | Cumulative Energy Savings (MWh or mTherms) | Technical Potential | 0 | 0 | 0 | 0 | 0 | 0 | 0 | 0 | 0 | 0 | 0 | 0 | 0 | 0 | 0 | 0 | 0 | 0 | 0 | 0 | 0 | 0 | 0 | 0 | 0 | 0 | 0 | 0 | 0 | 0 | 0
F8_Industrial_Instruments_New_Space Heating_Natural Gas_Commissioning_A_Technical Potential | F8 | Industrial | Instruments | New | Space Heating | Natural Gas | Commissioning | A | Cumulative Summer Peak Savings (MW) | Technical Potential | 0 | 0 | 0 | 0 | 0 | 0 | 0 | 0 | 0 | 0 | 0 | 0 | 0 | 0 | 0 | 0 | 0 | 0 | 0 | 0 | 0 | 0 | 0 | 0 | 0 | 0 | 0 | 0 | 0 | 0 | 0
F9_Industrial_Instruments_New_Space Heating_Natural Gas_Commissioning_A_Technical Potential | F9 | Industrial | Instruments | New | Space Heating | Natural Gas | Commissioning | A | Cumulative Winter Peak Savings (MW) | Technical Potential | 0 | 0 | 0 | 0 | 0 | 0 | 0 | 0 | 0 | 0 | 0 | 0 | 0 | 0 | 0 | 0 | 0 | 0 | 0 | 0 | 0 | 0 | 0 | 0 | 0 | 0 | 0 | 0 | 0 | 0 | 0
F10_Industrial_Instruments_New_Space Heating_Natural Gas_Commissioning_A_Technical Potential | F10 | Industrial | Instruments | New | Space Heating | Natural Gas | Commissioning | A | Purchases (Incremental) | Technical Potential | 0 | 0 | 0 | 0 | 0 | 0 | 0 | 0 | 0 | 0 | 0 | 0 | 0 | 0 | 0 | 0 | 0 | 0 | 0 | 0 | 0 | 0 | 0 | 0 | 0 | 0 | 0 | 0 | 0 | 0 | 0
F11_Industrial_Instruments_New_Space Heating_Natural Gas_Commissioning_A_Technical Potential | F11 | Industrial | Instruments | New | Space Heating | Natural Gas | Commissioning | A | Purchases (Cumulative) | Technical Potential | 0 | 0 | 0 | 0 | 0 | 0 | 0 | 0 | 0 | 0 | 0 | 0 | 0 | 0 | 0 | 0 | 0 | 0 | 0 | 0 | 0 | 0 | 0 | 0 | 0 | 0 | 0 | 0 | 0 | 0 | 0
F1_Industrial_Instruments_New_Process_Natural Gas_Commissioning_A_Technical Potential | F1 | Industrial | Instruments | New | Process | Natural Gas | Commissioning | A | Integrated Unit Energy Savings (kWh or therms) | Technical Potential | 0 | 0 | 0 | 0 | 0 | 9.4831 | 9.4822 | 9.4817 | 9.4821 | 9.4824 | 9.4826 | 9.4828 | 9.483 | 9.4831 | 9.4832 | 9.4833 | 9.4834 | 9.4835 | 9.4836 | 9.4836 | 9.4837 | 9.4838 | 9.4838 | 9.4838 | 9.4839 | 9.4839 | 9.484 | 9.484 | 0 | 0 | 0
F2_Industrial_Instruments_New_Process_Natural Gas_Commissioning_A_Technical Potential | F2 | Industrial | Instruments | New | Process | Natural Gas | Commissioning | A | Integrated Unit Summer Peak Savings (kW) | Technical Potential | 0 | 0 | 0 | 0 | 0 | 0 | 0 | 0 | 0 | 0 | 0 | 0 | 0 | 0 | 0 | 0 | 0 | 0 | 0 | 0 | 0 | 0 | 0 | 0 | 0 | 0 | 0 | 0 | 0 | 0 | 0
F3_Industrial_Instruments_New_Process_Natural Gas_Commissioning_A_Technical Potential | F3 | Industrial | Instruments | New | Process | Natural Gas | Commissioning | A | Integrated Unit Winter Peak Savings (kW) | Technical Potential | 0 | 0 | 0 | 0 | 0 | 0 | 0 | 0 | 0 | 0 | 0 | 0 | 0 | 0 | 0 | 0 | 0 | 0 | 0 | 0 | 0 | 0 | 0 | 0 | 0 | 0 | 0 | 0 | 0 | 0 | 0
F4_Industrial_Instruments_New_Process_Natural Gas_Commissioning_A_Technical Potential | F4 | Industrial | Instruments | New | Process | Natural Gas | Commissioning | A | Incremental Energy Savings (MWh or mTherms) | Technical Potential | 0 | 0 | 0 | 0 | 0 | 0 | 0 | 0 | 0 | 0 | 0 | 0 | 0 | 0 | 0 | 0 | 0 | 0 | 0 | 0 | 0 | 0 | 0 | 0 | 0 | 0 | 0 | 0 | 0 | 0 | 0
F5_Industrial_Instruments_New_Process_Natural Gas_Commissioning_A_Technical Potential | F5 | Industrial | Instruments | New | Process | Natural Gas | Commissioning | A | Incremental Summer Peak Savings (MW) | Technical Potential | 0 | 0 | 0 | 0 | 0 | 0 | 0 | 0 | 0 | 0 | 0 | 0 | 0 | 0 | 0 | 0 | 0 | 0 | 0 | 0 | 0 | 0 | 0 | 0 | 0 | 0 | 0 | 0 | 0 | 0 | 0
F6_Industrial_Instruments_New_Process_Natural Gas_Commissioning_A_Technical Potential | F6 | Industrial | Instruments | New | Process | Natural Gas | Commissioning | A | Incremental Winter Peak Savings (MW) | Technical Potential | 0 | 0 | 0 | 0 | 0 | 0 | 0 | 0 | 0 | 0 | 0 | 0 | 0 | 0 | 0 | 0 | 0 | 0 | 0 | 0 | 0 | 0 | 0 | 0 | 0 | 0 | 0 | 0 | 0 | 0 | 0
F7_Industrial_Instruments_New_Process_Natural Gas_Commissioning_A_Technical Potential | F7 | Industrial | Instruments | New | Process | Natural Gas | Commissioning | A | Cumulative Energy Savings (MWh or mTherms) | Technical Potential | 0 | 0 | 0 | 0 | 0 | 0 | 0 | 0 | 0 | 0 | 0 | 0 | 0 | 0 | 0 | 0 | 0 | 0 | 0 | 0 | 0 | 0 | 0 | 0 | 0 | 0 | 0 | 0 | 0 | 0 | 0
F8_Industrial_Instruments_New_Process_Natural Gas_Commissioning_A_Technical Potential | F8 | Industrial | Instruments | New | Process | Natural Gas | Commissioning | A | Cumulative Summer Peak Savings (MW) | Technical Potential | 0 | 0 | 0 | 0 | 0 | 0 | 0 | 0 | 0 | 0 | 0 | 0 | 0 | 0 | 0 | 0 | 0 | 0 | 0 | 0 | 0 | 0 | 0 | 0 | 0 | 0 | 0 | 0 | 0 | 0 | 0
F9_Industrial_Instruments_New_Process_Natural Gas_Commissioning_A_Technical Potential | F9 | Industrial | Instruments | New | Process | Natural Gas | Commissioning | A | Cumulative Winter Peak Savings (MW) | Technical Potential | 0 | 0 | 0 | 0 | 0 | 0 | 0 | 0 | 0 | 0 | 0 | 0 | 0 | 0 | 0 | 0 | 0 | 0 | 0 | 0 | 0 | 0 | 0 | 0 | 0 | 0 | 0 | 0 | 0 | 0 | 0
F10_Industrial_Instruments_New_Process_Natural Gas_Commissioning_A_Technical Potential | F10 | Industrial | Instruments | New | Process | Natural Gas | Commissioning | A | Purchases (Incremental) | Technical Potential | 0 | 0 | 0 | 0 | 0 | 0 | 0 | 0 | 0 | 0 | 0 | 0 | 0 | 0 | 0 | 0 | 0 | 0 | 0 | 0 | 0 | 0 | 0 | 0 | 0 | 0 | 0 | 0 | 0 | 0 | 0
F11_Industrial_Instruments_New_Process_Natural Gas_Commissioning_A_Technical Potential | F11 | Industrial | Instruments | New | Process | Natural Gas | Commissioning | A | Purchases (Cumulative) | Technical Potential | 0 | 0 | 0 | 0 | 0 | 0 | 0 | 0 | 0 | 0 | 0 | 0 | 0 | 0 | 0 | 0 | 0 | 0 | 0 | 0 | 0 | 0 | 0 | 0 | 0 | 0 | 0 | 0 | 0 | 0 | 0
F1_Industrial_Instruments_New_Space Heating_Natural Gas_Retrocommissioning_A_Technical Potential | F1 | Industrial | Instruments | New | Space Heating | Natural Gas | Retrocommissioning | A | Integrated Unit Energy Savings (kWh or therms) | Technical Potential | 0 | 0 | 0 | 0 | 0 | 0 | 0 | 0 | 0 | 0 | 0 | 0 | 0 | 0 | 0 | 0 | 0 | 0 | 0 | 0 | 0 | 0 | 0 | 0 | 0 | 0 | 0 | 0 | 0 | 0 | 0
F2_Industrial_Instruments_New_Space Heating_Natural Gas_Retrocommissioning_A_Technical Potential | F2 | Industrial | Instruments | New | Space Heating | Natural Gas | Retrocommissioning | A | Integrated Unit Summer Peak Savings (kW) | Technical Potential | 0 | 0 | 0 | 0 | 0 | 0 | 0 | 0 | 0 | 0 | 0 | 0 | 0 | 0 | 0 | 0 | 0 | 0 | 0 | 0 | 0 | 0 | 0 | 0 | 0 | 0 | 0 | 0 | 0 | 0 | 0
F3_Industrial_Instruments_New_Space Heating_Natural Gas_Retrocommissioning_A_Technical Potential | F3 | Industrial | Instruments | New | Space Heating | Natural Gas | Retrocommissioning | A | Integrated Unit Winter Peak Savings (kW) | Technical Potential | 0 | 0 | 0 | 0 | 0 | 0 | 0 | 0 | 0 | 0 | 0 | 0 | 0 | 0 | 0 | 0 | 0 | 0 | 0 | 0 | 0 | 0 | 0 | 0 | 0 | 0 | 0 | 0 | 0 | 0 | 0
F4_Industrial_Instruments_New_Space Heating_Natural Gas_Retrocommissioning_A_Technical Potential | F4 | Industrial | Instruments | New | Space Heating | Natural Gas | Retrocommissioning | A | Incremental Energy Savings (MWh or mTherms) | Technical Potential | 0 | 0 | 0 | 0 | 0 | 0 | 0 | 0 | 0 | 0 | 0 | 0 | 0 | 0 | 0 | 0 | 0 | 0 | 0 | 0 | 0 | 0 | 0 | 0 | 0 | 0 | 0 | 0 | 0 | 0 | 0
F5_Industrial_Instruments_New_Space Heating_Natural Gas_Retrocommissioning_A_Technical Potential | F5 | Industrial | Instruments | New | Space Heating | Natural Gas | Retrocommissioning | A | Incremental Summer Peak Savings (MW) | Technical Potential | 0 | 0 | 0 | 0 | 0 | 0 | 0 | 0 | 0 | 0 | 0 | 0 | 0 | 0 | 0 | 0 | 0 | 0 | 0 | 0 | 0 | 0 | 0 | 0 | 0 | 0 | 0 | 0 | 0 | 0 | 0
F6_Industrial_Instruments_New_Space Heating_Natural Gas_Retrocommissioning_A_Technical Potential | F6 | Industrial | Instruments | New | Space Heating | Natural Gas | Retrocommissioning | A | Incremental Winter Peak Savings (MW) | Technical Potential | 0 | 0 | 0 | 0 | 0 | 0 | 0 | 0 | 0 | 0 | 0 | 0 | 0 | 0 | 0 | 0 | 0 | 0 | 0 | 0 | 0 | 0 | 0 | 0 | 0 | 0 | 0 | 0 | 0 | 0 | 0
F7_Industrial_Instruments_New_Space Heating_Natural Gas_Retrocommissioning_A_Technical Potential | F7 | Industrial | Instruments | New | Space Heating | Natural Gas | Retrocommissioning | A | Cumulative Energy Savings (MWh or mTherms) | Technical Potential | 0 | 0 | 0 | 0 | 0 | 0 | 0 | 0 | 0 | 0 | 0 | 0 | 0 | 0 | 0 | 0 | 0 | 0 | 0 | 0 | 0 | 0 | 0 | 0 | 0 | 0 | 0 | 0 | 0 | 0 | 0
F8_Industrial_Instruments_New_Space Heating_Natural Gas_Retrocommissioning_A_Technical Potential | F8 | Industrial | Instruments | New | Space Heating | Natural Gas | Retrocommissioning | A | Cumulative Summer Peak Savings (MW) | Technical Potential | 0 | 0 | 0 | 0 | 0 | 0 | 0 | 0 | 0 | 0 | 0 | 0 | 0 | 0 | 0 | 0 | 0 | 0 | 0 | 0 | 0 | 0 | 0 | 0 | 0 | 0 | 0 | 0 | 0 | 0 | 0
F9_Industrial_Instruments_New_Space Heating_Natural Gas_Retrocommissioning_A_Technical Potential | F9 | Industrial | Instruments | New | Space Heating | Natural Gas | Retrocommissioning | A | Cumulative Winter Peak Savings (MW) | Technical Potential | 0 | 0 | 0 | 0 | 0 | 0 | 0 | 0 | 0 | 0 | 0 | 0 | 0 | 0 | 0 | 0 | 0 | 0 | 0 | 0 | 0 | 0 | 0 | 0 | 0 | 0 | 0 | 0 | 0 | 0 | 0
F10_Industrial_Instruments_New_Space Heating_Natural Gas_Retrocommissioning_A_Technical Potential | F10 | Industrial | Instruments | New | Space Heating | Natural Gas | Retrocommissioning | A | Purchases (Incremental) | Technical Potential | 0 | 0 | 0 | 0 | 0 | 0 | 0 | 0 | 0 | 0 | 0 | 0 | 0 | 0 | 0 | 0 | 0 | 0 | 0 | 0 | 0 | 0 | 0 | 0 | 0 | 0 | 0 | 0 | 0 | 0 | 0
F11_Industrial_Instruments_New_Space Heating_Natural Gas_Retrocommissioning_A_Technical Potential | F11 | Industrial | Instruments | New | Space Heating | Natural Gas | Retrocommissioning | A | Purchases (Cumulative) | Technical Potential | 0 | 0 | 0 | 0 | 0 | 0 | 0 | 0 | 0 | 0 | 0 | 0 | 0 | 0 | 0 | 0 | 0 | 0 | 0 | 0 | 0 | 0 | 0 | 0 | 0 | 0 | 0 | 0 | 0 | 0 | 0
F1_Industrial_Instruments_New_Process_Natural Gas_Retrocommissioning_A_Technical Potential | F1 | Industrial | Instruments | New | Process | Natural Gas | Retrocommissioning | A | Integrated Unit Energy Savings (kWh or therms) | Technical Potential | 0 | 0 | 0 | 0 | 0 | 0 | 0 | 0 | 0 | 0 | 0 | 0 | 0 | 0 | 0 | 0 | 0 | 0 | 0 | 0 | 0 | 0 | 0 | 0 | 0 | 0 | 0 | 0 | 0 | 0 | 0
F2_Industrial_Instruments_New_Process_Natural Gas_Retrocommissioning_A_Technical Potential | F2 | Industrial | Instruments | New | Process | Natural Gas | Retrocommissioning | A | Integrated Unit Summer Peak Savings (kW) | Technical Potential | 0 | 0 | 0 | 0 | 0 | 0 | 0 | 0 | 0 | 0 | 0 | 0 | 0 | 0 | 0 | 0 | 0 | 0 | 0 | 0 | 0 | 0 | 0 | 0 | 0 | 0 | 0 | 0 | 0 | 0 | 0
F3_Industrial_Instruments_New_Process_Natural Gas_Retrocommissioning_A_Technical Potential | F3 | Industrial | Instruments | New | Process | Natural Gas | Retrocommissioning | A | Integrated Unit Winter Peak Savings (kW) | Technical Potential | 0 | 0 | 0 | 0 | 0 | 0 | 0 | 0 | 0 | 0 | 0 | 0 | 0 | 0 | 0 | 0 | 0 | 0 | 0 | 0 | 0 | 0 | 0 | 0 | 0 | 0 | 0 | 0 | 0 | 0 | 0
F4_Industrial_Instruments_New_Process_Natural Gas_Retrocommissioning_A_Technical Potential | F4 | Industrial | Instruments | New | Process | Natural Gas | Retrocommissioning | A | Incremental Energy Savings (MWh or mTherms) | Technical Potential | 0 | 0 | 0 | 0 | 0 | 0 | 0 | 0 | 0 | 0 | 0 | 0 | 0 | 0 | 0 | 0 | 0 | 0 | 0 | 0 | 0 | 0 | 0 | 0 | 0 | 0 | 0 | 0 | 0 | 0 | 0
F5_Industrial_Instruments_New_Process_Natural Gas_Retrocommissioning_A_Technical Potential | F5 | Industrial | Instruments | New | Process | Natural Gas | Retrocommissioning | A | Incremental Summer Peak Savings (MW) | Technical Potential | 0 | 0 | 0 | 0 | 0 | 0 | 0 | 0 | 0 | 0 | 0 | 0 | 0 | 0 | 0 | 0 | 0 | 0 | 0 | 0 | 0 | 0 | 0 | 0 | 0 | 0 | 0 | 0 | 0 | 0 | 0
F6_Industrial_Instruments_New_Process_Natural Gas_Retrocommissioning_A_Technical Potential | F6 | Industrial | Instruments | New | Process | Natural Gas | Retrocommissioning | A | Incremental Winter Peak Savings (MW) | Technical Potential | 0 | 0 | 0 | 0 | 0 | 0 | 0 | 0 | 0 | 0 | 0 | 0 | 0 | 0 | 0 | 0 | 0 | 0 | 0 | 0 | 0 | 0 | 0 | 0 | 0 | 0 | 0 | 0 | 0 | 0 | 0
F7_Industrial_Instruments_New_Process_Natural Gas_Retrocommissioning_A_Technical Potential | F7 | Industrial | Instruments | New | Process | Natural Gas | Retrocommissioning | A | Cumulative Energy Savings (MWh or mTherms) | Technical Potential | 0 | 0 | 0 | 0 | 0 | 0 | 0 | 0 | 0 | 0 | 0 | 0 | 0 | 0 | 0 | 0 | 0 | 0 | 0 | 0 | 0 | 0 | 0 | 0 | 0 | 0 | 0 | 0 | 0 | 0 | 0
F8_Industrial_Instruments_New_Process_Natural Gas_Retrocommissioning_A_Technical Potential | F8 | Industrial | Instruments | New | Process | Natural Gas | Retrocommissioning | A | Cumulative Summer Peak Savings (MW) | Technical Potential | 0 | 0 | 0 | 0 | 0 | 0 | 0 | 0 | 0 | 0 | 0 | 0 | 0 | 0 | 0 | 0 | 0 | 0 | 0 | 0 | 0 | 0 | 0 | 0 | 0 | 0 | 0 | 0 | 0 | 0 | 0
F9_Industrial_Instruments_New_Process_Natural Gas_Retrocommissioning_A_Technical Potential | F9 | Industrial | Instruments | New | Process | Natural Gas | Retrocommissioning | A | Cumulative Winter Peak Savings (MW) | Technical Potential | 0 | 0 | 0 | 0 | 0 | 0 | 0 | 0 | 0 | 0 | 0 | 0 | 0 | 0 | 0 | 0 | 0 | 0 | 0 | 0 | 0 | 0 | 0 | 0 | 0 | 0 | 0 | 0 | 0 | 0 | 0
F10_Industrial_Instruments_New_Process_Natural Gas_Retrocommissioning_A_Technical Potential | F10 | Industrial | Instruments | New | Process | Natural Gas | Retrocommissioning | A | Purchases (Incremental) | Technical Potential | 0 | 0 | 0 | 0 | 0 | 0 | 0 | 0 | 0 | 0 | 0 | 0 | 0 | 0 | 0 | 0 | 0 | 0 | 0 | 0 | 0 | 0 | 0 | 0 | 0 | 0 | 0 | 0 | 0 | 0 | 0
F11_Industrial_Instruments_New_Process_Natural Gas_Retrocommissioning_A_Technical Potential | F11 | Industrial | Instruments | New | Process | Natural Gas | Retrocommissioning | A | Purchases (Cumulative) | Technical Potential | 0 | 0 | 0 | 0 | 0 | 0 | 0 | 0 | 0 | 0 | 0 | 0 | 0 | 0 | 0 | 0 | 0 | 0 | 0 | 0 | 0 | 0 | 0 | 0 | 0 | 0 | 0 | 0 | 0 | 0 | 0
F1_Industrial_Wood and Lumber Products_Existing_Space Heating_Natural Gas_Insulation - Roof/Ceiling_A_Technical Potential | F1 | Industrial | Wood and Lumber Products | Existing | Space Heating | Natural Gas | Insulation - Roof/Ceiling | A | Integrated Unit Energy Savings (kWh or therms) | Technical Potential | 0 | 0 | 0 | 0 | 0 | 0.099234 | 0.098352 | 0.09725 | 0.09605 | 0.094743 | 0.093318 | 0.091811 | 0.090223 | 0.088488 | 0.086676 | 0.084816 | 0.083002 | 0.081303 | 0.079691 | 0.078293 | 0.076997 | 0.075782 | 0.074756 | 0.073847 | 0.073014 | 0.072416 | 0.071895 | 0.071394 | 0 | 0 | 0
F2_Industrial_Wood and Lumber Products_Existing_Space Heating_Natural Gas_Insulation - Roof/Ceiling_A_Technical Potential | F2 | Industrial | Wood and Lumber Products | Existing | Space Heating | Natural Gas | Insulation - Roof/Ceiling | A | Integrated Unit Summer Peak Savings (kW) | Technical Potential | 0 | 0 | 0 | 0 | 0 | 0 | 0 | 0 | 0 | 0 | 0 | 0 | 0 | 0 | 0 | 0 | 0 | 0 | 0 | 0 | 0 | 0 | 0 | 0 | 0 | 0 | 0 | 0 | 0 | 0 | 0
F3_Industrial_Wood and Lumber Products_Existing_Space Heating_Natural Gas_Insulation - Roof/Ceiling_A_Technical Potential | F3 | Industrial | Wood and Lumber Products | Existing | Space Heating | Natural Gas | Insulation - Roof/Ceiling | A | Integrated Unit Winter Peak Savings (kW) | Technical Potential | 0 | 0 | 0 | 0 | 0 | 0 | 0 | 0 | 0 | 0 | 0 | 0 | 0 | 0 | 0 | 0 | 0 | 0 | 0 | 0 | 0 | 0 | 0 | 0 | 0 | 0 | 0 | 0 | 0 | 0 | 0
F4_Industrial_Wood and Lumber Products_Existing_Space Heating_Natural Gas_Insulation - Roof/Ceiling_A_Technical Potential | F4 | Industrial | Wood and Lumber Products | Existing | Space Heating | Natural Gas | Insulation - Roof/Ceiling | A | Incremental Energy Savings (MWh or mTherms) | Technical Potential | 0 | 0 | 0 | 0 | 0 | 0.33956 | 0.58862 | 0.90004 | 1.2452 | 1.5645 | 1.775 | 1.8755 | 1.8393 | 1.6569 | 1.4255 | 1.1378 | 0.86618 | 0.62202 | 0.42297 | 0.27736 | 0.17286 | 0.10316 | 0.068651 | 0 | 0 | 0 | 0 | 0 | 0 | 0 | 0
F5_Industrial_Wood and Lumber Products_Existing_Space Heating_Natural Gas_Insulation - Roof/Ceiling_A_Technical Potential | F5 | Industrial | Wood and Lumber Products | Existing | Space Heating | Natural Gas | Insulation - Roof/Ceiling | A | Incremental Summer Peak Savings (MW) | Technical Potential | 0 | 0 | 0 | 0 | 0 | 0 | 0 | 0 | 0 | 0 | 0 | 0 | 0 | 0 | 0 | 0 | 0 | 0 | 0 | 0 | 0 | 0 | 0 | 0 | 0 | 0 | 0 | 0 | 0 | 0 | 0
F6_Industrial_Wood and Lumber Products_Existing_Space Heating_Natural Gas_Insulation - Roof/Ceiling_A_Technical Potential | F6 | Industrial | Wood and Lumber Products | Existing | Space Heating | Natural Gas | Insulation - Roof/Ceiling | A | Incremental Winter Peak Savings (MW) | Technical Potential | 0 | 0 | 0 | 0 | 0 | 0 | 0 | 0 | 0 | 0 | 0 | 0 | 0 | 0 | 0 | 0 | 0 | 0 | 0 | 0 | 0 | 0 | 0 | 0 | 0 | 0 | 0 | 0 | 0 | 0 | 0
F7_Industrial_Wood and Lumber Products_Existing_Space Heating_Natural Gas_Insulation - Roof/Ceiling_A_Technical Potential | F7 | Industrial | Wood and Lumber Products | Existing | Space Heating | Natural Gas | Insulation - Roof/Ceiling | A | Cumulative Energy Savings (MWh or mTherms) | Technical Potential | 0 | 0 | 0 | 0 | 0 | 0.33956 | 0.92516 | 1.8148 | 3.0376 | 4.5607 | 6.2672 | 8.0414 | 9.7417 | 11.2113 | 12.4072 | 13.2788 | 13.8611 | 14.1992 | 14.3407 | 14.3665 | 14.3015 | 14.1791 | 14.0558 | 13.8849 | 13.7282 | 13.6157 | 13.5178 | 13.4235 | 0 | 0 | 0
F8_Industrial_Wood and Lumber Products_Existing_Space Heating_Natural Gas_Insulation - Roof/Ceiling_A_Technical Potential | F8 | Industrial | Wood and Lumber Products | Existing | Space Heating | Natural Gas | Insulation - Roof/Ceiling | A | Cumulative Summer Peak Savings (MW) | Technical Potential | 0 | 0 | 0 | 0 | 0 | 0 | 0 | 0 | 0 | 0 | 0 | 0 | 0 | 0 | 0 | 0 | 0 | 0 | 0 | 0 | 0 | 0 | 0 | 0 | 0 | 0 | 0 | 0 | 0 | 0 | 0
F9_Industrial_Wood and Lumber Products_Existing_Space Heating_Natural Gas_Insulation - Roof/Ceiling_A_Technical Potential | F9 | Industrial | Wood and Lumber Products | Existing | Space Heating | Natural Gas | Insulation - Roof/Ceiling | A | Cumulative Winter Peak Savings (MW) | Technical Potential | 0 | 0 | 0 | 0 | 0 | 0 | 0 | 0 | 0 | 0 | 0 | 0 | 0 | 0 | 0 | 0 | 0 | 0 | 0 | 0 | 0 | 0 | 0 | 0 | 0 | 0 | 0 | 0 | 0 | 0 | 0
F10_Industrial_Wood and Lumber Products_Existing_Space Heating_Natural Gas_Insulation - Roof/Ceiling_A_Technical Potential | F10 | Industrial | Wood and Lumber Products | Existing | Space Heating | Natural Gas | Insulation - Roof/Ceiling | A | Purchases (Incremental) | Technical Potential | 0 | 0 | 0 | 0 | 0 | 3421.7925 | 5984.8504 | 9254.8642 | 12963.8149 | 16513.0438 | 19020.5694 | 20427.7149 | 20386.2379 | 18725.0107 | 16446.9405 | 13415.3744 | 10435.5342 | 7650.6402 | 5307.6778 | 3542.6434 | 2245.0869 | 1361.2596 | 918.3284 | 0 | 0 | 0 | 0 | 0 | 0 | 0 | 0
F11_Industrial_Wood and Lumber Products_Existing_Space Heating_Natural Gas_Insulation - Roof/Ceiling_A_Technical Potential | F11 | Industrial | Wood and Lumber Products | Existing | Space Heating | Natural Gas | Insulation - Roof/Ceiling | A | Purchases (Cumulative) | Technical Potential | 0 | 0 | 0 | 0 | 0 | 3421.7925 | 9406.6429 | 18661.5072 | 31625.3221 | 48138.3659 | 67158.9353 | 87586.6502 | 107972.8881 | 126697.8987 | 143144.8392 | 156560.2136 | 166995.7477 | 174646.3879 | 179954.0658 | 183496.7092 | 185741.7961 | 187103.0556 | 188021.384 | 188021.384 | 188021.384 | 188021.384 | 188021.384 | 188021.384 | 188021.384 | 188021.384 | 188021.384
F1_Industrial_Wood and Lumber Products_Existing_Space Heating_Natural Gas_Insulation - Wall Cavity_A_Technical Potential | F1 | Industrial | Wood and Lumber Products | Existing | Space Heating | Natural Gas | Insulation - Wall Cavity | A | Integrated Unit Energy Savings (kWh or therms) | Technical Potential | 0 | 0 | 0 | 0 | 0 | 0.017789 | 0.017491 | 0.017078 | 0.01657 | 0.015973 | 0.015291 | 0.014587 | 0.013886 | 0.013174 | 0.012565 | 0.011985 | 0.011515 | 0.011107 | 0.010749 | 0.010495 | 0.010262 | 0.01006 | 0.0098934 | 0.0097607 | 0.0096392 | 0.0095501 | 0.0094722 | 0.0093978 | 0 | 0 | 0
F2_Industrial_Wood and Lumber Products_Existing_Space Heating_Natural Gas_Insulation - Wall Cavity_A_Technical Potential | F2 | Industrial | Wood and Lumber Products | Existing | Space Heating | Natural Gas | Insulation - Wall Cavity | A | Integrated Unit Summer Peak Savings (kW) | Technical Potential | 0 | 0 | 0 | 0 | 0 | 0 | 0 | 0 | 0 | 0 | 0 | 0 | 0 | 0 | 0 | 0 | 0 | 0 | 0 | 0 | 0 | 0 | 0 | 0 | 0 | 0 | 0 | 0 | 0 | 0 | 0
F3_Industrial_Wood and Lumber Products_Existing_Space Heating_Natural Gas_Insulation - Wall Cavity_A_Technical Potential | F3 | Industrial | Wood and Lumber Products | Existing | Space Heating | Natural Gas | Insulation - Wall Cavity | A | Integrated Unit Winter Peak Savings (kW) | Technical Potential | 0 | 0 | 0 | 0 | 0 | 0 | 0 | 0 | 0 | 0 | 0 | 0 | 0 | 0 | 0 | 0 | 0 | 0 | 0 | 0 | 0 | 0 | 0 | 0 | 0 | 0 | 0 | 0 | 0 | 0 | 0
F4_Industrial_Wood and Lumber Products_Existing_Space Heating_Natural Gas_Insulation - Wall Cavity_A_Technical Potential | F4 | Industrial | Wood and Lumber Products | Existing | Space Heating | Natural Gas | Insulation - Wall Cavity | A | Incremental Energy Savings (MWh or mTherms) | Technical Potential | 0 | 0 | 0 | 0 | 0 | 0.060872 | 0.10468 | 0.15806 | 0.21482 | 0.26376 | 0.29085 | 0.29798 | 0.28308 | 0.24668 | 0.20665 | 0.16078 | 0.12016 | 0.084975 | 0.057053 | 0.037179 | 0.02304 | 0.013695 | 0.0090854 | 0 | 0 | 0 | 0 | 0 | 0 | 0 | 0
F5_Industrial_Wood and Lumber Products_Existing_Space Heating_Natural Gas_Insulation - Wall Cavity_A_Technical Potential | F5 | Industrial | Wood and Lumber Products | Existing | Space Heating | Natural Gas | Insulation - Wall Cavity | A | Incremental Summer Peak Savings (MW) | Technical Potential | 0 | 0 | 0 | 0 | 0 | 0 | 0 | 0 | 0 | 0 | 0 | 0 | 0 | 0 | 0 | 0 | 0 | 0 | 0 | 0 | 0 | 0 | 0 | 0 | 0 | 0 | 0 | 0 | 0 | 0 | 0
F6_Industrial_Wood and Lumber Products_Existing_Space Heating_Natural Gas_Insulation - Wall Cavity_A_Technical Potential | F6 | Industrial | Wood and Lumber Products | Existing | Space Heating | Natural Gas | Insulation - Wall Cavity | A | Incremental Winter Peak Savings (MW) | Technical Potential | 0 | 0 | 0 | 0 | 0 | 0 | 0 | 0 | 0 | 0 | 0 | 0 | 0 | 0 | 0 | 0 | 0 | 0 | 0 | 0 | 0 | 0 | 0 | 0 | 0 | 0 | 0 | 0 | 0 | 0 | 0
F7_Industrial_Wood and Lumber Products_Existing_Space Heating_Natural Gas_Insulation - Wall Cavity_A_Technical Potential | F7 | Industrial | Wood and Lumber Products | Existing | Space Heating | Natural Gas | Insulation - Wall Cavity | A | Cumulative Energy Savings (MWh or mTherms) | Technical Potential | 0 | 0 | 0 | 0 | 0 | 0.060872 | 0.16453 | 0.3187 | 0.52405 | 0.76891 | 1.0269 | 1.2776 | 1.4993 | 1.6691 | 1.7986 | 1.8764 | 1.9229 | 1.9398 | 1.9344 | 1.9258 | 1.9062 | 1.8823 | 1.8602 | 1.8352 | 1.8124 | 1.7956 | 1.781 | 1.767 | 0 | 0 | 0
F8_Industrial_Wood and Lumber Products_Existing_Space Heating_Natural Gas_Insulation - Wall Cavity_A_Technical Potential | F8 | Industrial | Wood and Lumber Products | Existing | Space Heating | Natural Gas | Insulation - Wall Cavity | A | Cumulative Summer Peak Savings (MW) | Technical Potential | 0 | 0 | 0 | 0 | 0 | 0 | 0 | 0 | 0 | 0 | 0 | 0 | 0 | 0 | 0 | 0 | 0 | 0 | 0 | 0 | 0 | 0 | 0 | 0 | 0 | 0 | 0 | 0 | 0 | 0 | 0
F9_Industrial_Wood and Lumber Products_Existing_Space Heating_Natural Gas_Insulation - Wall Cavity_A_Technical Potential | F9 | Industrial | Wood and Lumber Products | Existing | Space Heating | Natural Gas | Insulation - Wall Cavity | A | Cumulative Winter Peak Savings (MW) | Technical Potential | 0 | 0 | 0 | 0 | 0 | 0 | 0 | 0 | 0 | 0 | 0 | 0 | 0 | 0 | 0 | 0 | 0 | 0 | 0 | 0 | 0 | 0 | 0 | 0 | 0 | 0 | 0 | 0 | 0 | 0 | 0
F10_Industrial_Wood and Lumber Products_Existing_Space Heating_Natural Gas_Insulation - Wall Cavity_A_Technical Potential | F10 | Industrial | Wood and Lumber Products | Existing | Space Heating | Natural Gas | Insulation - Wall Cavity | A | Purchases (Incremental) | Technical Potential | 0 | 0 | 0 | 0 | 0 | 3421.7925 | 5984.8504 | 9254.8642 | 12963.8149 | 16513.0438 | 19020.5694 | 20427.7149 | 20386.2379 | 18725.0107 | 16446.9405 | 13415.3744 | 10435.5342 | 7650.6402 | 5307.6778 | 3542.6434 | 2245.0869 | 1361.2596 | 918.3284 | 0 | 0 | 0 | 0 | 0 | 0 | 0 | 0
F11_Industrial_Wood and Lumber Products_Existing_Space Heating_Natural Gas_Insulation - Wall Cavity_A_Technical Potential | F11 | Industrial | Wood and Lumber Products | Existing | Space Heating | Natural Gas | Insulation - Wall Cavity | A | Purchases (Cumulative) | Technical Potential | 0 | 0 | 0 | 0 | 0 | 3421.7925 | 9406.6429 | 18661.5072 | 31625.3221 | 48138.3659 | 67158.9353 | 87586.6502 | 107972.8881 | 126697.8987 | 143144.8392 | 156560.2136 | 166995.7477 | 174646.3879 | 179954.0658 | 183496.7092 | 185741.7961 | 187103.0556 | 188021.384 | 188021.384 | 188021.384 | 188021.384 | 188021.384 | 188021.384 | 188021.384 | 188021.384 | 188021.384
F1_Industrial_Wood and Lumber Products_Existing_Space Heating_Natural Gas_Insulation - Ducting_A_Technical Potential | F1 | Industrial | Wood and Lumber Products | Existing | Space Heating | Natural Gas | Insulation - Ducting | A | Integrated Unit Energy Savings (kWh or therms) | Technical Potential | 0 | 0 | 0 | 0 | 0 | 0.001616 | 0.0015796 | 0.0015301 | 0.0014716 | 0.0014052 | 0.0013317 | 0.0012576 | 0.0011857 | 0.0011147 | 0.0010553 | 0.001 | 0.00095599 | 0.000918 | 0.00088481 | 0.00086093 | 0.00083895 | 0.00081989 | 0.00080318 | 0.00078955 | 0.00077692 | 0.00076725 | 0.00075861 | 0.0007504 | 0.00131 | 0.0013019 | 0.0012943
F2_Industrial_Wood and Lumber Products_Existing_Space Heating_Natural Gas_Insulation - Ducting_A_Technical Potential | F2 | Industrial | Wood and Lumber Products | Existing | Space Heating | Natural Gas | Insulation - Ducting | A | Integrated Unit Summer Peak Savings (kW) | Technical Potential | 0 | 0 | 0 | 0 | 0 | 0 | 0 | 0 | 0 | 0 | 0 | 0 | 0 | 0 | 0 | 0 | 0 | 0 | 0 | 0 | 0 | 0 | 0 | 0 | 0 | 0 | 0 | 0 | 0 | 0 | 0
F3_Industrial_Wood and Lumber Products_Existing_Space Heating_Natural Gas_Insulation - Ducting_A_Technical Potential | F3 | Industrial | Wood and Lumber Products | Existing | Space Heating | Natural Gas | Insulation - Ducting | A | Integrated Unit Winter Peak Savings (kW) | Technical Potential | 0 | 0 | 0 | 0 | 0 | 0 | 0 | 0 | 0 | 0 | 0 | 0 | 0 | 0 | 0 | 0 | 0 | 0 | 0 | 0 | 0 | 0 | 0 | 0 | 0 | 0 | 0 | 0 | 0 | 0 | 0
F4_Industrial_Wood and Lumber Products_Existing_Space Heating_Natural Gas_Insulation - Ducting_A_Technical Potential | F4 | Industrial | Wood and Lumber Products | Existing | Space Heating | Natural Gas | Insulation - Ducting | A | Incremental Energy Savings (MWh or mTherms) | Technical Potential | 0 | 0 | 0 | 0 | 0 | 0.00069817 | 0.00083751 | 0.00098687 | 0.0011024 | 0.0012017 | 0.0013145 | 0.0013581 | 0.0013054 | 0.0011382 | 0.0009297 | 0.00067527 | 0.00042729 | 0.00023705 | 0.00010903 | 4.4935e-05 | 1.5857e-05 | 4.8216e-06 | 1.0257e-06 | 1.6518e-07 | 1.9448e-08 | 0 | 0 | 0 | 0 | 0 | 0
F5_Industrial_Wood and Lumber Products_Existing_Space Heating_Natural Gas_Insulation - Ducting_A_Technical Potential | F5 | Industrial | Wood and Lumber Products | Existing | Space Heating | Natural Gas | Insulation - Ducting | A | Incremental Summer Peak Savings (MW) | Technical Potential | 0 | 0 | 0 | 0 | 0 | 0 | 0 | 0 | 0 | 0 | 0 | 0 | 0 | 0 | 0 | 0 | 0 | 0 | 0 | 0 | 0 | 0 | 0 | 0 | 0 | 0 | 0 | 0 | 0 | 0 | 0
F6_Industrial_Wood and Lumber Products_Existing_Space Heating_Natural Gas_Insulation - Ducting_A_Technical Potential | F6 | Industrial | Wood and Lumber Products | Existing | Space Heating | Natural Gas | Insulation - Ducting | A | Incremental Winter Peak Savings (MW) | Technical Potential | 0 | 0 | 0 | 0 | 0 | 0 | 0 | 0 | 0 | 0 | 0 | 0 | 0 | 0 | 0 | 0 | 0 | 0 | 0 | 0 | 0 | 0 | 0 | 0 | 0 | 0 | 0 | 0 | 0 | 0 | 0
F7_Industrial_Wood and Lumber Products_Existing_Space Heating_Natural Gas_Insulation - Ducting_A_Technical Potential | F7 | Industrial | Wood and Lumber Products | Existing | Space Heating | Natural Gas | Insulation - Ducting | A | Cumulative Energy Savings (MWh or mTherms) | Technical Potential | 0 | 0 | 0 | 0 | 0 | 0.00069817 | 0.00152 | 0.0024592 | 0.0034677 | 0.0045127 | 0.0055913 | 0.0066381 | 0.0075642 | 0.0082496 | 0.0087391 | 0.0089568 | 0.0089898 | 0.0088696 | 0.008658 | 0.0084692 | 0.0082689 | 0.0080858 | 0.0079221 | 0.0077878 | 0.0076633 | 0.0075678 | 0.0074827 | 0.0074016 | 0 | 0 | 0
F8_Industrial_Wood and Lumber Products_Existing_Space Heating_Natural Gas_Insulation - Ducting_A_Technical Potential | F8 | Industrial | Wood and Lumber Products | Existing | Space Heating | Natural Gas | Insulation - Ducting | A | Cumulative Summer Peak Savings (MW) | Technical Potential | 0 | 0 | 0 | 0 | 0 | 0 | 0 | 0 | 0 | 0 | 0 | 0 | 0 | 0 | 0 | 0 | 0 | 0 | 0 | 0 | 0 | 0 | 0 | 0 | 0 | 0 | 0 | 0 | 0 | 0 | 0
F9_Industrial_Wood and Lumber Products_Existing_Space Heating_Natural Gas_Insulation - Ducting_A_Technical Potential | F9 | Industrial | Wood and Lumber Products | Existing | Space Heating | Natural Gas | Insulation - Ducting | A | Cumulative Winter Peak Savings (MW) | Technical Potential | 0 | 0 | 0 | 0 | 0 | 0 | 0 | 0 | 0 | 0 | 0 | 0 | 0 | 0 | 0 | 0 | 0 | 0 | 0 | 0 | 0 | 0 | 0 | 0 | 0 | 0 | 0 | 0 | 0 | 0 | 0
F10_Industrial_Wood and Lumber Products_Existing_Space Heating_Natural Gas_Insulation - Ducting_A_Technical Potential | F10 | Industrial | Wood and Lumber Products | Existing | Space Heating | Natural Gas | Insulation - Ducting | A | Purchases (Incremental) | Technical Potential | 0 | 0 | 0 | 0 | 0 | 432.0423 | 530.1879 | 644.9687 | 749.1118 | 855.1634 | 987.0925 | 1079.8967 | 1100.9508 | 1021.0386 | 881.0202 | 675.269 | 446.9654 | 258.2221 | 123.2201 | 52.1933 | 18.9009 | 5.8808 | 1.2771 | 0.2092 | 0.025032 | 0 | 0 | 0 | 0 | 0 | 0
F11_Industrial_Wood and Lumber Products_Existing_Space Heating_Natural Gas_Insulation - Ducting_A_Technical Potential | F11 | Industrial | Wood and Lumber Products | Existing | Space Heating | Natural Gas | Insulation - Ducting | A | Purchases (Cumulative) | Technical Potential | 0 | 0 | 0 | 0 | 0 | 432.0423 | 962.2302 | 1607.1989 | 2356.3106 | 3211.474 | 4198.5665 | 5278.4632 | 6379.414 | 7400.4526 | 8281.4728 | 8956.7419 | 9403.7072 | 9661.9293 | 9785.1494 | 9837.3428 | 9856.2437 | 9862.1245 | 9863.4016 | 9863.6108 | 9863.6358 | 9863.6358 | 9863.6358 | 9863.6358 | 9863.6358 | 9863.6358 | 9863.6358
F1_Industrial_Wood and Lumber Products_Existing_Space Heating_Natural Gas_HVAC - Duct Repair and Sealing_A_Technical Potential | F1 | Industrial | Wood and Lumber Products | Existing | Space Heating | Natural Gas | HVAC - Duct Repair and Sealing | A | Integrated Unit Energy Savings (kWh or therms) | Technical Potential | 0 | 0 | 0 | 0 | 0 | 0.0038084 | 0.003729 | 0.003621 | 0.0034943 | 0.0033506 | 0.0031915 | 0.0030299 | 0.002872 | 0.0027148 | 0.002581 | 0.0024558 | 0.0023546 | 0.0022666 | 0.0021892 | 0.0021325 | 0.0020803 | 0.0020347 | 0.0019946 | 0.0019616 | 0.0019311 | 0.0019073 | 0.0018861 | 0.001866 | 0.0030839 | 0.0030649 | 0.0030471
F2_Industrial_Wood and Lumber Products_Existing_Space Heating_Natural Gas_HVAC - Duct Repair and Sealing_A_Technical Potential | F2 | Industrial | Wood and Lumber Products | Existing | Space Heating | Natural Gas | HVAC - Duct Repair and Sealing | A | Integrated Unit Summer Peak Savings (kW) | Technical Potential | 0 | 0 | 0 | 0 | 0 | 0 | 0 | 0 | 0 | 0 | 0 | 0 | 0 | 0 | 0 | 0 | 0 | 0 | 0 | 0 | 0 | 0 | 0 | 0 | 0 | 0 | 0 | 0 | 0 | 0 | 0
F3_Industrial_Wood and Lumber Products_Existing_Space Heating_Natural Gas_HVAC - Duct Repair and Sealing_A_Technical Potential | F3 | Industrial | Wood and Lumber Products | Existing | Space Heating | Natural Gas | HVAC - Duct Repair and Sealing | A | Integrated Unit Winter Peak Savings (kW) | Technical Potential | 0 | 0 | 0 | 0 | 0 | 0 | 0 | 0 | 0 | 0 | 0 | 0 | 0 | 0 | 0 | 0 | 0 | 0 | 0 | 0 | 0 | 0 | 0 | 0 | 0 | 0 | 0 | 0 | 0 | 0 | 0
F4_Industrial_Wood and Lumber Products_Existing_Space Heating_Natural Gas_HVAC - Duct Repair and Sealing_A_Technical Potential | F4 | Industrial | Wood and Lumber Products | Existing | Space Heating | Natural Gas | HVAC - Duct Repair and Sealing | A | Incremental Energy Savings (MWh or mTherms) | Technical Potential | 0 | 0 | 0 | 0 | 0 | 0.0033481 | 0.0032766 | 0.0031629 | 0.0030539 | 0.0029307 | 0.0027561 | 0.0026094 | 0.0024684 | 0.0022963 | 0.0021914 | 0.0020652 | 0.0019804 | 0.0018968 | 0.0018157 | 0.0017707 | 0.0017202 | 0.001676 | 0.001637 | 0.0016044 | 0.0015745 | 0 | 0 | 0 | 0 | 0 | 0
F5_Industrial_Wood and Lumber Products_Existing_Space Heating_Natural Gas_HVAC - Duct Repair and Sealing_A_Technical Potential | F5 | Industrial | Wood and Lumber Products | Existing | Space Heating | Natural Gas | HVAC - Duct Repair and Sealing | A | Incremental Summer Peak Savings (MW) | Technical Potential | 0 | 0 | 0 | 0 | 0 | 0 | 0 | 0 | 0 | 0 | 0 | 0 | 0 | 0 | 0 | 0 | 0 | 0 | 0 | 0 | 0 | 0 | 0 | 0 | 0 | 0 | 0 | 0 | 0 | 0 | 0
F6_Industrial_Wood and Lumber Products_Existing_Space Heating_Natural Gas_HVAC - Duct Repair and Sealing_A_Technical Potential | F6 | Industrial | Wood and Lumber Products | Existing | Space Heating | Natural Gas | HVAC - Duct Repair and Sealing | A | Incremental Winter Peak Savings (MW) | Technical Potential | 0 | 0 | 0 | 0 | 0 | 0 | 0 | 0 | 0 | 0 | 0 | 0 | 0 | 0 | 0 | 0 | 0 | 0 | 0 | 0 | 0 | 0 | 0 | 0 | 0 | 0 | 0 | 0 | 0 | 0 | 0
F7_Industrial_Wood and Lumber Products_Existing_Space Heating_Natural Gas_HVAC - Duct Repair and Sealing_A_Technical Potential | F7 | Industrial | Wood and Lumber Products | Existing | Space Heating | Natural Gas | HVAC - Duct Repair and Sealing | A | Cumulative Energy Savings (MWh or mTherms) | Technical Potential | 0 | 0 | 0 | 0 | 0 | 0.0033481 | 0.0065549 | 0.009528 | 0.012249 | 0.014675 | 0.016735 | 0.018497 | 0.020001 | 0.021203 | 0.022349 | 0.02333 | 0.024349 | 0.025336 | 0.026287 | 0.027377 | 0.028426 | 0.029479 | 0.030535 | 0.031635 | 0.032717 | 0.032314 | 0.031955 | 0.031614 | 0 | 0 | 0
F8_Industrial_Wood and Lumber Products_Existing_Space Heating_Natural Gas_HVAC - Duct Repair and Sealing_A_Technical Potential | F8 | Industrial | Wood and Lumber Products | Existing | Space Heating | Natural Gas | HVAC - Duct Repair and Sealing | A | Cumulative Summer Peak Savings (MW) | Technical Potential | 0 | 0 | 0 | 0 | 0 | 0 | 0 | 0 | 0 | 0 | 0 | 0 | 0 | 0 | 0 | 0 | 0 | 0 | 0 | 0 | 0 | 0 | 0 | 0 | 0 | 0 | 0 | 0 | 0 | 0 | 0
F9_Industrial_Wood and Lumber Products_Existing_Space Heating_Natural Gas_HVAC - Duct Repair and Sealing_A_Technical Potential | F9 | Industrial | Wood and Lumber Products | Existing | Space Heating | Natural Gas | HVAC - Duct Repair and Sealing | A | Cumulative Winter Peak Savings (MW) | Technical Potential | 0 | 0 | 0 | 0 | 0 | 0 | 0 | 0 | 0 | 0 | 0 | 0 | 0 | 0 | 0 | 0 | 0 | 0 | 0 | 0 | 0 | 0 | 0 | 0 | 0 | 0 | 0 | 0 | 0 | 0 | 0
F10_Industrial_Wood and Lumber Products_Existing_Space Heating_Natural Gas_HVAC - Duct Repair and Sealing_A_Technical Potential | F10 | Industrial | Wood and Lumber Products | Existing | Space Heating | Natural Gas | HVAC - Duct Repair and Sealing | A | Purchases (Incremental) | Technical Potential | 0 | 0 | 0 | 0 | 0 | 879.1559 | 878.6733 | 873.4915 | 873.9637 | 874.6864 | 863.5788 | 861.2189 | 859.4703 | 845.8222 | 849.0515 | 840.9547 | 841.0639 | 836.8308 | 829.3663 | 830.3487 | 826.915 | 823.6989 | 820.6976 | 817.9086 | 815.3294 | 0 | 0 | 0 | 0 | 0 | 0
F11_Industrial_Wood and Lumber Products_Existing_Space Heating_Natural Gas_HVAC - Duct Repair and Sealing_A_Technical Potential | F11 | Industrial | Wood and Lumber Products | Existing | Space Heating | Natural Gas | HVAC - Duct Repair and Sealing | A | Purchases (Cumulative) | Technical Potential | 0 | 0 | 0 | 0 | 0 | 879.1559 | 1757.8292 | 2631.3207 | 3505.2844 | 4379.9708 | 5243.5496 | 6104.7685 | 6964.2388 | 7810.0609 | 8659.1125 | 9500.0672 | 10341.1311 | 11177.9618 | 12007.3281 | 12837.6768 | 13664.5918 | 14488.2907 | 15308.9883 | 16126.8969 | 16942.2263 | 16942.2263 | 16942.2263 | 16942.2263 | 16942.2263 | 16942.2263 | 16942.2263
F1_Industrial_Wood and Lumber Products_Existing_Space Heating_Natural Gas_Windows - High Efficiency_A_Technical Potential | F1 | Industrial | Wood and Lumber Products | Existing | Space Heating | Natural Gas | Windows - High Efficiency | A | Integrated Unit Energy Savings (kWh or therms) | Technical Potential | 0 | 0 | 0 | 0 | 0 | 0.0056188 | 0.0054946 | 0.0053315 | 0.0051365 | 0.004912 | 0.0046598 | 0.0044047 | 0.0041545 | 0.0039032 | 0.0036933 | 0.0034939 | 0.0033341 | 0.0031951 | 0.0030724 | 0.002985 | 0.0029039 | 0.0028326 | 0.0027722 | 0.0027225 | 0.0026762 | 0.0026504 | 0.0026279 | 0.0026064 | 0 | 0 | 0
F2_Industrial_Wood and Lumber Products_Existing_Space Heating_Natural Gas_Windows - High Efficiency_A_Technical Potential | F2 | Industrial | Wood and Lumber Products | Existing | Space Heating | Natural Gas | Windows - High Efficiency | A | Integrated Unit Summer Peak Savings (kW) | Technical Potential | 0 | 0 | 0 | 0 | 0 | 0 | 0 | 0 | 0 | 0 | 0 | 0 | 0 | 0 | 0 | 0 | 0 | 0 | 0 | 0 | 0 | 0 | 0 | 0 | 0 | 0 | 0 | 0 | 0 | 0 | 0
F3_Industrial_Wood and Lumber Products_Existing_Space Heating_Natural Gas_Windows - High Efficiency_A_Technical Potential | F3 | Industrial | Wood and Lumber Products | Existing | Space Heating | Natural Gas | Windows - High Efficiency | A | Integrated Unit Winter Peak Savings (kW) | Technical Potential | 0 | 0 | 0 | 0 | 0 | 0 | 0 | 0 | 0 | 0 | 0 | 0 | 0 | 0 | 0 | 0 | 0 | 0 | 0 | 0 | 0 | 0 | 0 | 0 | 0 | 0 | 0 | 0 | 0 | 0 | 0
F4_Industrial_Wood and Lumber Products_Existing_Space Heating_Natural Gas_Windows - High Efficiency_A_Technical Potential | F4 | Industrial | Wood and Lumber Products | Existing | Space Heating | Natural Gas | Windows - High Efficiency | A | Incremental Energy Savings (MWh or mTherms) | Technical Potential | 0 | 0 | 0 | 0 | 0 | 0.003898 | 0.0076154 | 0.013043 | 0.020451 | 0.029709 | 0.039854 | 0.051103 | 0.062359 | 0.071311 | 0.079874 | 0.083966 | 0.085251 | 0.081624 | 0.073331 | 0.062714 | 0.050245 | 0.037334 | 0.025203 | 0.015759 | 0.010072 | 0 | 0 | 0 | 0 | 0 | 0
F5_Industrial_Wood and Lumber Products_Existing_Space Heating_Natural Gas_Windows - High Efficiency_A_Technical Potential | F5 | Industrial | Wood and Lumber Products | Existing | Space Heating | Natural Gas | Windows - High Efficiency | A | Incremental Summer Peak Savings (MW) | Technical Potential | 0 | 0 | 0 | 0 | 0 | 0 | 0 | 0 | 0 | 0 | 0 | 0 | 0 | 0 | 0 | 0 | 0 | 0 | 0 | 0 | 0 | 0 | 0 | 0 | 0 | 0 | 0 | 0 | 0 | 0 | 0
F6_Industrial_Wood and Lumber Products_Existing_Space Heating_Natural Gas_Windows - High Efficiency_A_Technical Potential | F6 | Industrial | Wood and Lumber Products | Existing | Space Heating | Natural Gas | Windows - High Efficiency | A | Incremental Winter Peak Savings (MW) | Technical Potential | 0 | 0 | 0 | 0 | 0 | 0 | 0 | 0 | 0 | 0 | 0 | 0 | 0 | 0 | 0 | 0 | 0 | 0 | 0 | 0 | 0 | 0 | 0 | 0 | 0 | 0 | 0 | 0 | 0 | 0 | 0
F7_Industrial_Wood and Lumber Products_Existing_Space Heating_Natural Gas_Windows - High Efficiency_A_Technical Potential | F7 | Industrial | Wood and Lumber Products | Existing | Space Heating | Natural Gas | Windows - High Efficiency | A | Cumulative Energy Savings (MWh or mTherms) | Technical Potential | 0 | 0 | 0 | 0 | 0 | 0.003898 | 0.011427 | 0.024131 | 0.043699 | 0.071498 | 0.10768 | 0.15289 | 0.20656 | 0.26538 | 0.33098 | 0.39708 | 0.46417 | 0.52644 | 0.57956 | 0.62579 | 0.65902 | 0.68018 | 0.69087 | 0.69424 | 0.69253 | 0.68585 | 0.68001 | 0.67444 | 0 | 0 | 0
F8_Industrial_Wood and Lumber Products_Existing_Space Heating_Natural Gas_Windows - High Efficiency_A_Technical Potential | F8 | Industrial | Wood and Lumber Products | Existing | Space Heating | Natural Gas | Windows - High Efficiency | A | Cumulative Summer Peak Savings (MW) | Technical Potential | 0 | 0 | 0 | 0 | 0 | 0 | 0 | 0 | 0 | 0 | 0 | 0 | 0 | 0 | 0 | 0 | 0 | 0 | 0 | 0 | 0 | 0 | 0 | 0 | 0 | 0 | 0 | 0 | 0 | 0 | 0
F9_Industrial_Wood and Lumber Products_Existing_Space Heating_Natural Gas_Windows - High Efficiency_A_Technical Potential | F9 | Industrial | Wood and Lumber Products | Existing | Space Heating | Natural Gas | Windows - High Efficiency | A | Cumulative Winter Peak Savings (MW) | Technical Potential | 0 | 0 | 0 | 0 | 0 | 0 | 0 | 0 | 0 | 0 | 0 | 0 | 0 | 0 | 0 | 0 | 0 | 0 | 0 | 0 | 0 | 0 | 0 | 0 | 0 | 0 | 0 | 0 | 0 | 0 | 0
F10_Industrial_Wood and Lumber Products_Existing_Space Heating_Natural Gas_Windows - High Efficiency_A_Technical Potential | F10 | Industrial | Wood and Lumber Products | Existing | Space Heating | Natural Gas | Windows - High Efficiency | A | Purchases (Incremental) | Technical Potential | 0 | 0 | 0 | 0 | 0 | 693.7431 | 1385.9859 | 2446.368 | 3981.5042 | 6048.3644 | 8552.5447 | 11602.0182 | 15009.8674 | 18269.8193 | 21626.7144 | 24032.3815 | 25569.247 | 25546.7668 | 23867.3249 | 21009.5742 | 17302.8372 | 13180.1194 | 9091.4508 | 5788.6881 | 3763.3263 | 0 | 0 | 0 | 0 | 0 | 0
F11_Industrial_Wood and Lumber Products_Existing_Space Heating_Natural Gas_Windows - High Efficiency_A_Technical Potential | F11 | Industrial | Wood and Lumber Products | Existing | Space Heating | Natural Gas | Windows - High Efficiency | A | Purchases (Cumulative) | Technical Potential | 0 | 0 | 0 | 0 | 0 | 693.7431 | 2079.729 | 4526.0969 | 8507.6011 | 14555.9655 | 23108.5102 | 34710.5284 | 49720.3958 | 67990.2151 | 89616.9295 | 113649.311 | 139218.558 | 164765.3247 | 188632.6496 | 209642.2237 | 226945.061 | 240125.1803 | 249216.6312 | 255005.3192 | 258768.6456 | 258768.6456 | 258768.6456 | 258768.6456 | 258768.6456 | 258768.6456 | 258768.6456
F1_Industrial_Wood and Lumber Products_Existing_Space Heating_Natural Gas_Gas Boiler - Maintenance_A_Technical Potential | F1 | Industrial | Wood and Lumber Products | Existing | Space Heating | Natural Gas | Gas Boiler - Maintenance | A | Integrated Unit Energy Savings (kWh or therms) | Technical Potential | 0 | 0 | 0 | 0 | 0 | 0.88359 | 0.87598 | 0.86771 | 0.85909 | 0.85016 | 0.84104 | 0.83182 | 0.82246 | 0.81266 | 0.8023 | 0.79222 | 0.78228 | 0.77312 | 0.76424 | 0.75599 | 0.74811 | 0.74002 | 0.7326 | 0.72554 | 0.71856 | 0.71209 | 0.70648 | 0.70115 | 0.76441 | 0.76127 | 0.75841
F2_Industrial_Wood and Lumber Products_Existing_Space Heating_Natural Gas_Gas Boiler - Maintenance_A_Technical Potential | F2 | Industrial | Wood and Lumber Products | Existing | Space Heating | Natural Gas | Gas Boiler - Maintenance | A | Integrated Unit Summer Peak Savings (kW) | Technical Potential | 0 | 0 | 0 | 0 | 0 | 0 | 0 | 0 | 0 | 0 | 0 | 0 | 0 | 0 | 0 | 0 | 0 | 0 | 0 | 0 | 0 | 0 | 0 | 0 | 0 | 0 | 0 | 0 | 0 | 0 | 0
F3_Industrial_Wood and Lumber Products_Existing_Space Heating_Natural Gas_Gas Boiler - Maintenance_A_Technical Potential | F3 | Industrial | Wood and Lumber Products | Existing | Space Heating | Natural Gas | Gas Boiler - Maintenance | A | Integrated Unit Winter Peak Savings (kW) | Technical Potential | 0 | 0 | 0 | 0 | 0 | 0 | 0 | 0 | 0 | 0 | 0 | 0 | 0 | 0 | 0 | 0 | 0 | 0 | 0 | 0 | 0 | 0 | 0 | 0 | 0 | 0 | 0 | 0 | 0 | 0 | 0
F4_Industrial_Wood and Lumber Products_Existing_Space Heating_Natural Gas_Gas Boiler - Maintenance_A_Technical Potential | F4 | Industrial | Wood and Lumber Products | Existing | Space Heating | Natural Gas | Gas Boiler - Maintenance | A | Incremental Energy Savings (MWh or mTherms) | Technical Potential | 0 | 0 | 0 | 0 | 0 | 0.0037342 | 0.0025935 | 0.0017679 | 0.0013639 | 0.0011836 | 0.0010003 | 0.00084524 | 0.00070859 | 0.00058134 | 0.0004832 | 0.00039433 | 0.00030329 | 0.00023226 | 0.00017721 | 0.00013669 | 0.00012369 | 9.5377e-05 | 8.1011e-05 | 6.7062e-05 | 5.3475e-05 | 0 | 0 | 0 | 0 | 0 | 0
F5_Industrial_Wood and Lumber Products_Existing_Space Heating_Natural Gas_Gas Boiler - Maintenance_A_Technical Potential | F5 | Industrial | Wood and Lumber Products | Existing | Space Heating | Natural Gas | Gas Boiler - Maintenance | A | Incremental Summer Peak Savings (MW) | Technical Potential | 0 | 0 | 0 | 0 | 0 | 0 | 0 | 0 | 0 | 0 | 0 | 0 | 0 | 0 | 0 | 0 | 0 | 0 | 0 | 0 | 0 | 0 | 0 | 0 | 0 | 0 | 0 | 0 | 0 | 0 | 0
F6_Industrial_Wood and Lumber Products_Existing_Space Heating_Natural Gas_Gas Boiler - Maintenance_A_Technical Potential | F6 | Industrial | Wood and Lumber Products | Existing | Space Heating | Natural Gas | Gas Boiler - Maintenance | A | Incremental Winter Peak Savings (MW) | Technical Potential | 0 | 0 | 0 | 0 | 0 | 0 | 0 | 0 | 0 | 0 | 0 | 0 | 0 | 0 | 0 | 0 | 0 | 0 | 0 | 0 | 0 | 0 | 0 | 0 | 0 | 0 | 0 | 0 | 0 | 0 | 0
F7_Industrial_Wood and Lumber Products_Existing_Space Heating_Natural Gas_Gas Boiler - Maintenance_A_Technical Potential | F7 | Industrial | Wood and Lumber Products | Existing | Space Heating | Natural Gas | Gas Boiler - Maintenance | A | Cumulative Energy Savings (MWh or mTherms) | Technical Potential | 0 | 0 | 0 | 0 | 0 | 0.0037342 | 0.0062956 | 0.0080041 | 0.0092885 | 0.010375 | 0.011264 | 0.011986 | 0.01256 | 0.012992 | 0.013309 | 0.013536 | 0.01367 | 0.013742 | 0.013761 | 0.013749 | 0.01373 | 0.013677 | 0.013621 | 0.013556 | 0.01348 | 0.013358 | 0.013253 | 0.013153 | 0 | 0 | 0
F8_Industrial_Wood and Lumber Products_Existing_Space Heating_Natural Gas_Gas Boiler - Maintenance_A_Technical Potential | F8 | Industrial | Wood and Lumber Products | Existing | Space Heating | Natural Gas | Gas Boiler - Maintenance | A | Cumulative Summer Peak Savings (MW) | Technical Potential | 0 | 0 | 0 | 0 | 0 | 0 | 0 | 0 | 0 | 0 | 0 | 0 | 0 | 0 | 0 | 0 | 0 | 0 | 0 | 0 | 0 | 0 | 0 | 0 | 0 | 0 | 0 | 0 | 0 | 0 | 0
F9_Industrial_Wood and Lumber Products_Existing_Space Heating_Natural Gas_Gas Boiler - Maintenance_A_Technical Potential | F9 | Industrial | Wood and Lumber Products | Existing | Space Heating | Natural Gas | Gas Boiler - Maintenance | A | Cumulative Winter Peak Savings (MW) | Technical Potential | 0 | 0 | 0 | 0 | 0 | 0 | 0 | 0 | 0 | 0 | 0 | 0 | 0 | 0 | 0 | 0 | 0 | 0 | 0 | 0 | 0 | 0 | 0 | 0 | 0 | 0 | 0 | 0 | 0 | 0 | 0
F10_Industrial_Wood and Lumber Products_Existing_Space Heating_Natural Gas_Gas Boiler - Maintenance_A_Technical Potential | F10 | Industrial | Wood and Lumber Products | Existing | Space Heating | Natural Gas | Gas Boiler - Maintenance | A | Purchases (Incremental) | Technical Potential | 0 | 0 | 0 | 0 | 0 | 4.2262 | 2.9606 | 2.0375 | 1.5876 | 1.3922 | 1.1894 | 1.0161 | 0.86156 | 0.71535 | 0.60226 | 0.49775 | 0.3877 | 0.30042 | 0.23188 | 0.1808 | 0.16533 | 0.12889 | 0.11058 | 0.09243 | 0.074419 | 0 | 0 | 0 | 0 | 0 | 0
F11_Industrial_Wood and Lumber Products_Existing_Space Heating_Natural Gas_Gas Boiler - Maintenance_A_Technical Potential | F11 | Industrial | Wood and Lumber Products | Existing | Space Heating | Natural Gas | Gas Boiler - Maintenance | A | Purchases (Cumulative) | Technical Potential | 0 | 0 | 0 | 0 | 0 | 4.2262 | 7.1869 | 9.2243 | 10.812 | 12.2041 | 13.3935 | 14.4096 | 15.2712 | 15.9865 | 16.5888 | 17.0866 | 17.4743 | 17.7747 | 18.0066 | 18.1874 | 18.3527 | 18.4816 | 18.5922 | 18.6846 | 18.759 | 18.759 | 18.759 | 18.759 | 18.759 | 18.759 | 18.759
F1_Industrial_Wood and Lumber Products_Existing_Process_Natural Gas_Gas Boiler - Maintenance_A_Technical Potential | F1 | Industrial | Wood and Lumber Products | Existing | Process | Natural Gas | Gas Boiler - Maintenance | A | Integrated Unit Energy Savings (kWh or therms) | Technical Potential | 0 | 0 | 0 | 0 | 0 | 6.3264 | 6.3264 | 6.3264 | 6.3264 | 6.3264 | 6.3264 | 6.3264 | 6.3264 | 6.3264 | 6.3264 | 6.3264 | 6.3264 | 6.3264 | 6.3264 | 6.3264 | 6.3264 | 6.3264 | 6.3264 | 6.3264 | 6.3264 | 6.3264 | 6.3264 | 6.3264 | 6.3264 | 6.3264 | 6.3264
F2_Industrial_Wood and Lumber Products_Existing_Process_Natural Gas_Gas Boiler - Maintenance_A_Technical Potential | F2 | Industrial | Wood and Lumber Products | Existing | Process | Natural Gas | Gas Boiler - Maintenance | A | Integrated Unit Summer Peak Savings (kW) | Technical Potential | 0 | 0 | 0 | 0 | 0 | 0 | 0 | 0 | 0 | 0 | 0 | 0 | 0 | 0 | 0 | 0 | 0 | 0 | 0 | 0 | 0 | 0 | 0 | 0 | 0 | 0 | 0 | 0 | 0 | 0 | 0
F3_Industrial_Wood and Lumber Products_Existing_Process_Natural Gas_Gas Boiler - Maintenance_A_Technical Potential | F3 | Industrial | Wood and Lumber Products | Existing | Process | Natural Gas | Gas Boiler - Maintenance | A | Integrated Unit Winter Peak Savings (kW) | Technical Potential | 0 | 0 | 0 | 0 | 0 | 0 | 0 | 0 | 0 | 0 | 0 | 0 | 0 | 0 | 0 | 0 | 0 | 0 | 0 | 0 | 0 | 0 | 0 | 0 | 0 | 0 | 0 | 0 | 0 | 0 | 0
F4_Industrial_Wood and Lumber Products_Existing_Process_Natural Gas_Gas Boiler - Maintenance_A_Technical Potential | F4 | Industrial | Wood and Lumber Products | Existing | Process | Natural Gas | Gas Boiler - Maintenance | A | Incremental Energy Savings (MWh or mTherms) | Technical Potential | 0 | 0 | 0 | 0 | 0 | 0.092029 | 0.06447 | 0.044367 | 0.034572 | 0.030315 | 0.0259 | 0.022127 | 0.018761 | 0.015577 | 0.013115 | 0.010839 | 0.0084425 | 0.0065419 | 0.0050494 | 0.0039371 | 0.0036002 | 0.0028066 | 0.002408 | 0.0020127 | 0.0016205 | 0 | 0 | 0 | 0 | 0 | 0
F5_Industrial_Wood and Lumber Products_Existing_Process_Natural Gas_Gas Boiler - Maintenance_A_Technical Potential | F5 | Industrial | Wood and Lumber Products | Existing | Process | Natural Gas | Gas Boiler - Maintenance | A | Incremental Summer Peak Savings (MW) | Technical Potential | 0 | 0 | 0 | 0 | 0 | 0 | 0 | 0 | 0 | 0 | 0 | 0 | 0 | 0 | 0 | 0 | 0 | 0 | 0 | 0 | 0 | 0 | 0 | 0 | 0 | 0 | 0 | 0 | 0 | 0 | 0
F6_Industrial_Wood and Lumber Products_Existing_Process_Natural Gas_Gas Boiler - Maintenance_A_Technical Potential | F6 | Industrial | Wood and Lumber Products | Existing | Process | Natural Gas | Gas Boiler - Maintenance | A | Incremental Winter Peak Savings (MW) | Technical Potential | 0 | 0 | 0 | 0 | 0 | 0 | 0 | 0 | 0 | 0 | 0 | 0 | 0 | 0 | 0 | 0 | 0 | 0 | 0 | 0 | 0 | 0 | 0 | 0 | 0 | 0 | 0 | 0 | 0 | 0 | 0
F7_Industrial_Wood and Lumber Products_Existing_Process_Natural Gas_Gas Boiler - Maintenance_A_Technical Potential | F7 | Industrial | Wood and Lumber Products | Existing | Process | Natural Gas | Gas Boiler - Maintenance | A | Cumulative Energy Savings (MWh or mTherms) | Technical Potential | 0 | 0 | 0 | 0 | 0 | 0.092029 | 0.1565 | 0.20087 | 0.23544 | 0.26575 | 0.29165 | 0.31378 | 0.33254 | 0.34812 | 0.36123 | 0.37207 | 0.38052 | 0.38706 | 0.39211 | 0.39604 | 0.39964 | 0.40245 | 0.40486 | 0.40687 | 0.40849 | 0.40849 | 0.40849 | 0.40849 | 0 | 0 | 0
F8_Industrial_Wood and Lumber Products_Existing_Process_Natural Gas_Gas Boiler - Maintenance_A_Technical Potential | F8 | Industrial | Wood and Lumber Products | Existing | Process | Natural Gas | Gas Boiler - Maintenance | A | Cumulative Summer Peak Savings (MW) | Technical Potential | 0 | 0 | 0 | 0 | 0 | 0 | 0 | 0 | 0 | 0 | 0 | 0 | 0 | 0 | 0 | 0 | 0 | 0 | 0 | 0 | 0 | 0 | 0 | 0 | 0 | 0 | 0 | 0 | 0 | 0 | 0
F9_Industrial_Wood and Lumber Products_Existing_Process_Natural Gas_Gas Boiler - Maintenance_A_Technical Potential | F9 | Industrial | Wood and Lumber Products | Existing | Process | Natural Gas | Gas Boiler - Maintenance | A | Cumulative Winter Peak Savings (MW) | Technical Potential | 0 | 0 | 0 | 0 | 0 | 0 | 0 | 0 | 0 | 0 | 0 | 0 | 0 | 0 | 0 | 0 | 0 | 0 | 0 | 0 | 0 | 0 | 0 | 0 | 0 | 0 | 0 | 0 | 0 | 0 | 0
F10_Industrial_Wood and Lumber Products_Existing_Process_Natural Gas_Gas Boiler - Maintenance_A_Technical Potential | F10 | Industrial | Wood and Lumber Products | Existing | Process | Natural Gas | Gas Boiler - Maintenance | A | Purchases (Incremental) | Technical Potential | 0 | 0 | 0 | 0 | 0 | 14.5469 | 10.1906 | 7.013 | 5.4647 | 4.7919 | 4.0939 | 3.4976 | 2.9655 | 2.4623 | 2.073 | 1.7133 | 1.3345 | 1.0341 | 0.79815 | 0.62234 | 0.56908 | 0.44363 | 0.38062 | 0.31815 | 0.25616 | 0 | 0 | 0 | 0 | 0 | 0
F11_Industrial_Wood and Lumber Products_Existing_Process_Natural Gas_Gas Boiler - Maintenance_A_Technical Potential | F11 | Industrial | Wood and Lumber Products | Existing | Process | Natural Gas | Gas Boiler - Maintenance | A | Purchases (Cumulative) | Technical Potential | 0 | 0 | 0 | 0 | 0 | 14.5469 | 24.7376 | 31.7506 | 37.2153 | 42.0072 | 46.1011 | 49.5987 | 52.5643 | 55.0265 | 57.0996 | 58.8129 | 60.1474 | 61.1814 | 61.9796 | 62.6019 | 63.171 | 63.6146 | 63.9953 | 64.3134 | 64.5696 | 64.5696 | 64.5696 | 64.5696 | 64.5696 | 64.5696 | 64.5696
F1_Industrial_Wood and Lumber Products_Existing_Space Heating_Natural Gas_Gas Furnace - Maintenance_A_Technical Potential | F1 | Industrial | Wood and Lumber Products | Existing | Space Heating | Natural Gas | Gas Furnace - Maintenance | A | Integrated Unit Energy Savings (kWh or therms) | Technical Potential | 0 | 0 | 0 | 0 | 0 | 0.0091767 | 0.0090745 | 0.0089428 | 0.0088066 | 0.008667 | 0.0085265 | 0.0083859 | 0.00825 | 0.0081149 | 0.0079775 | 0.0078495 | 0.0077275 | 0.0076168 | 0.0075125 | 0.0074142 | 0.0073199 | 0.007226 | 0.0071353 | 0.0070493 | 0.0069667 | 0.0068902 | 0.006822 | 0.0067565 | 0.0073847 | 0.0073392 | 0.0072965
F2_Industrial_Wood and Lumber Products_Existing_Space Heating_Natural Gas_Gas Furnace - Maintenance_A_Technical Potential | F2 | Industrial | Wood and Lumber Products | Existing | Space Heating | Natural Gas | Gas Furnace - Maintenance | A | Integrated Unit Summer Peak Savings (kW) | Technical Potential | 0 | 0 | 0 | 0 | 0 | 0 | 0 | 0 | 0 | 0 | 0 | 0 | 0 | 0 | 0 | 0 | 0 | 0 | 0 | 0 | 0 | 0 | 0 | 0 | 0 | 0 | 0 | 0 | 0 | 0 | 0
F3_Industrial_Wood and Lumber Products_Existing_Space Heating_Natural Gas_Gas Furnace - Maintenance_A_Technical Potential | F3 | Industrial | Wood and Lumber Products | Existing | Space Heating | Natural Gas | Gas Furnace - Maintenance | A | Integrated Unit Winter Peak Savings (kW) | Technical Potential | 0 | 0 | 0 | 0 | 0 | 0 | 0 | 0 | 0 | 0 | 0 | 0 | 0 | 0 | 0 | 0 | 0 | 0 | 0 | 0 | 0 | 0 | 0 | 0 | 0 | 0 | 0 | 0 | 0 | 0 | 0
F4_Industrial_Wood and Lumber Products_Existing_Space Heating_Natural Gas_Gas Furnace - Maintenance_A_Technical Potential | F4 | Industrial | Wood and Lumber Products | Existing | Space Heating | Natural Gas | Gas Furnace - Maintenance | A | Incremental Energy Savings (MWh or mTherms) | Technical Potential | 0 | 0 | 0 | 0 | 0 | 6.5508e-05 | 4.5379e-05 | 3.0776e-05 | 2.3616e-05 | 2.038e-05 | 1.7129e-05 | 1.4393e-05 | 1.2006e-05 | 9.8052e-06 | 8.1153e-06 | 6.5995e-06 | 5.0604e-06 | 3.8651e-06 | 2.9424e-06 | 2.2642e-06 | 2.0441e-06 | 1.5731e-06 | 1.3327e-06 | 1.1005e-06 | 8.7572e-07 | 0 | 0 | 0 | 0 | 0 | 0
F5_Industrial_Wood and Lumber Products_Existing_Space Heating_Natural Gas_Gas Furnace - Maintenance_A_Technical Potential | F5 | Industrial | Wood and Lumber Products | Existing | Space Heating | Natural Gas | Gas Furnace - Maintenance | A | Incremental Summer Peak Savings (MW) | Technical Potential | 0 | 0 | 0 | 0 | 0 | 0 | 0 | 0 | 0 | 0 | 0 | 0 | 0 | 0 | 0 | 0 | 0 | 0 | 0 | 0 | 0 | 0 | 0 | 0 | 0 | 0 | 0 | 0 | 0 | 0 | 0
F6_Industrial_Wood and Lumber Products_Existing_Space Heating_Natural Gas_Gas Furnace - Maintenance_A_Technical Potential | F6 | Industrial | Wood and Lumber Products | Existing | Space Heating | Natural Gas | Gas Furnace - Maintenance | A | Incremental Winter Peak Savings (MW) | Technical Potential | 0 | 0 | 0 | 0 | 0 | 0 | 0 | 0 | 0 | 0 | 0 | 0 | 0 | 0 | 0 | 0 | 0 | 0 | 0 | 0 | 0 | 0 | 0 | 0 | 0 | 0 | 0 | 0 | 0 | 0 | 0
F7_Industrial_Wood and Lumber Products_Existing_Space Heating_Natural Gas_Gas Furnace - Maintenance_A_Technical Potential | F7 | Industrial | Wood and Lumber Products | Existing | Space Heating | Natural Gas | Gas Furnace - Maintenance | A | Cumulative Energy Savings (MWh or mTherms) | Technical Potential | 0 | 0 | 0 | 0 | 0 | 6.5508e-05 | 0.00011016 | 0.00013933 | 0.00016083 | 0.00017866 | 0.00019289 | 0.00020411 | 0.0002128 | 0.00021912 | 0.00022353 | 0.00022654 | 0.00022808 | 0.00022868 | 0.00022849 | 0.00022776 | 0.00022691 | 0.00022557 | 0.00022407 | 0.00022247 | 0.00022074 | 0.00021832 | 0.00021616 | 0.00021408 | 0 | 0 | 0
F8_Industrial_Wood and Lumber Products_Existing_Space Heating_Natural Gas_Gas Furnace - Maintenance_A_Technical Potential | F8 | Industrial | Wood and Lumber Products | Existing | Space Heating | Natural Gas | Gas Furnace - Maintenance | A | Cumulative Summer Peak Savings (MW) | Technical Potential | 0 | 0 | 0 | 0 | 0 | 0 | 0 | 0 | 0 | 0 | 0 | 0 | 0 | 0 | 0 | 0 | 0 | 0 | 0 | 0 | 0 | 0 | 0 | 0 | 0 | 0 | 0 | 0 | 0 | 0 | 0
F9_Industrial_Wood and Lumber Products_Existing_Space Heating_Natural Gas_Gas Furnace - Maintenance_A_Technical Potential | F9 | Industrial | Wood and Lumber Products | Existing | Space Heating | Natural Gas | Gas Furnace - Maintenance | A | Cumulative Winter Peak Savings (MW) | Technical Potential | 0 | 0 | 0 | 0 | 0 | 0 | 0 | 0 | 0 | 0 | 0 | 0 | 0 | 0 | 0 | 0 | 0 | 0 | 0 | 0 | 0 | 0 | 0 | 0 | 0 | 0 | 0 | 0 | 0 | 0 | 0
F10_Industrial_Wood and Lumber Products_Existing_Space Heating_Natural Gas_Gas Furnace - Maintenance_A_Technical Potential | F10 | Industrial | Wood and Lumber Products | Existing | Space Heating | Natural Gas | Gas Furnace - Maintenance | A | Purchases (Incremental) | Technical Potential | 0 | 0 | 0 | 0 | 0 | 7.1384 | 5.0007 | 3.4414 | 2.6816 | 2.3515 | 2.009 | 1.7163 | 1.4552 | 1.2083 | 1.0173 | 0.84075 | 0.65486 | 0.50744 | 0.39167 | 0.30539 | 0.27926 | 0.2177 | 0.18678 | 0.15612 | 0.1257 | 0 | 0 | 0 | 0 | 0 | 0
F11_Industrial_Wood and Lumber Products_Existing_Space Heating_Natural Gas_Gas Furnace - Maintenance_A_Technical Potential | F11 | Industrial | Wood and Lumber Products | Existing | Space Heating | Natural Gas | Gas Furnace - Maintenance | A | Purchases (Cumulative) | Technical Potential | 0 | 0 | 0 | 0 | 0 | 7.1384 | 12.1392 | 15.5806 | 18.2622 | 20.6137 | 22.6227 | 24.339 | 25.7942 | 27.0025 | 28.0198 | 28.8606 | 29.5154 | 30.0228 | 30.4145 | 30.7199 | 30.9992 | 31.2169 | 31.4036 | 31.5598 | 31.6855 | 31.6855 | 31.6855 | 31.6855 | 31.6855 | 31.6855 | 31.6855
F1_Industrial_Wood and Lumber Products_Existing_Space Heating_Natural Gas_Gas Boiler - Hot Water Reset_A_Technical Potential | F1 | Industrial | Wood and Lumber Products | Existing | Space Heating | Natural Gas | Gas Boiler - Hot Water Reset | A | Integrated Unit Energy Savings (kWh or therms) | Technical Potential | 0 | 0 | 0 | 0 | 0 | 3.212 | 3.1835 | 3.1525 | 3.1203 | 3.087 | 3.0531 | 3.0188 | 2.9841 | 2.9479 | 2.9097 | 2.8725 | 2.8359 | 2.8021 | 2.7694 | 2.739 | 2.7099 | 2.6801 | 2.6528 | 2.6268 | 2.6011 | 2.5776 | 2.5573 | 2.538 | 2.7797 | 2.7683 | 2.7578
F2_Industrial_Wood and Lumber Products_Existing_Space Heating_Natural Gas_Gas Boiler - Hot Water Reset_A_Technical Potential | F2 | Industrial | Wood and Lumber Products | Existing | Space Heating | Natural Gas | Gas Boiler - Hot Water Reset | A | Integrated Unit Summer Peak Savings (kW) | Technical Potential | 0 | 0 | 0 | 0 | 0 | 0 | 0 | 0 | 0 | 0 | 0 | 0 | 0 | 0 | 0 | 0 | 0 | 0 | 0 | 0 | 0 | 0 | 0 | 0 | 0 | 0 | 0 | 0 | 0 | 0 | 0
F3_Industrial_Wood and Lumber Products_Existing_Space Heating_Natural Gas_Gas Boiler - Hot Water Reset_A_Technical Potential | F3 | Industrial | Wood and Lumber Products | Existing | Space Heating | Natural Gas | Gas Boiler - Hot Water Reset | A | Integrated Unit Winter Peak Savings (kW) | Technical Potential | 0 | 0 | 0 | 0 | 0 | 0 | 0 | 0 | 0 | 0 | 0 | 0 | 0 | 0 | 0 | 0 | 0 | 0 | 0 | 0 | 0 | 0 | 0 | 0 | 0 | 0 | 0 | 0 | 0 | 0 | 0
F4_Industrial_Wood and Lumber Products_Existing_Space Heating_Natural Gas_Gas Boiler - Hot Water Reset_A_Technical Potential | F4 | Industrial | Wood and Lumber Products | Existing | Space Heating | Natural Gas | Gas Boiler - Hot Water Reset | A | Incremental Energy Savings (MWh or mTherms) | Technical Potential | 0 | 0 | 0 | 0 | 0 | 0.0065972 | 0.0080239 | 0.009666 | 0.011112 | 0.01255 | 0.014327 | 0.015498 | 0.015619 | 0.014309 | 0.012187 | 0.0092212 | 0.0060259 | 0.0034398 | 0.0016222 | 0.00067961 | 0.0002435 | 7.4929e-05 | 1.6106e-05 | 2.6124e-06 | 3.0953e-07 | 0 | 0 | 0 | 0 | 0 | 0
F5_Industrial_Wood and Lumber Products_Existing_Space Heating_Natural Gas_Gas Boiler - Hot Water Reset_A_Technical Potential | F5 | Industrial | Wood and Lumber Products | Existing | Space Heating | Natural Gas | Gas Boiler - Hot Water Reset | A | Incremental Summer Peak Savings (MW) | Technical Potential | 0 | 0 | 0 | 0 | 0 | 0 | 0 | 0 | 0 | 0 | 0 | 0 | 0 | 0 | 0 | 0 | 0 | 0 | 0 | 0 | 0 | 0 | 0 | 0 | 0 | 0 | 0 | 0 | 0 | 0 | 0
F6_Industrial_Wood and Lumber Products_Existing_Space Heating_Natural Gas_Gas Boiler - Hot Water Reset_A_Technical Potential | F6 | Industrial | Wood and Lumber Products | Existing | Space Heating | Natural Gas | Gas Boiler - Hot Water Reset | A | Incremental Winter Peak Savings (MW) | Technical Potential | 0 | 0 | 0 | 0 | 0 | 0 | 0 | 0 | 0 | 0 | 0 | 0 | 0 | 0 | 0 | 0 | 0 | 0 | 0 | 0 | 0 | 0 | 0 | 0 | 0 | 0 | 0 | 0 | 0 | 0 | 0
F7_Industrial_Wood and Lumber Products_Existing_Space Heating_Natural Gas_Gas Boiler - Hot Water Reset_A_Technical Potential | F7 | Industrial | Wood and Lumber Products | Existing | Space Heating | Natural Gas | Gas Boiler - Hot Water Reset | A | Cumulative Energy Savings (MWh or mTherms) | Technical Potential | 0 | 0 | 0 | 0 | 0 | 0.0065972 | 0.014562 | 0.024087 | 0.034953 | 0.04713 | 0.060938 | 0.075752 | 0.090501 | 0.10371 | 0.11455 | 0.12231 | 0.12678 | 0.12871 | 0.12882 | 0.12809 | 0.12698 | 0.12566 | 0.12439 | 0.12317 | 0.12197 | 0.12087 | 0.11991 | 0.11901 | 0 | 0 | 0
F8_Industrial_Wood and Lumber Products_Existing_Space Heating_Natural Gas_Gas Boiler - Hot Water Reset_A_Technical Potential | F8 | Industrial | Wood and Lumber Products | Existing | Space Heating | Natural Gas | Gas Boiler - Hot Water Reset | A | Cumulative Summer Peak Savings (MW) | Technical Potential | 0 | 0 | 0 | 0 | 0 | 0 | 0 | 0 | 0 | 0 | 0 | 0 | 0 | 0 | 0 | 0 | 0 | 0 | 0 | 0 | 0 | 0 | 0 | 0 | 0 | 0 | 0 | 0 | 0 | 0 | 0
F9_Industrial_Wood and Lumber Products_Existing_Space Heating_Natural Gas_Gas Boiler - Hot Water Reset_A_Technical Potential | F9 | Industrial | Wood and Lumber Products | Existing | Space Heating | Natural Gas | Gas Boiler - Hot Water Reset | A | Cumulative Winter Peak Savings (MW) | Technical Potential | 0 | 0 | 0 | 0 | 0 | 0 | 0 | 0 | 0 | 0 | 0 | 0 | 0 | 0 | 0 | 0 | 0 | 0 | 0 | 0 | 0 | 0 | 0 | 0 | 0 | 0 | 0 | 0 | 0 | 0 | 0
F10_Industrial_Wood and Lumber Products_Existing_Space Heating_Natural Gas_Gas Boiler - Hot Water Reset_A_Technical Potential | F10 | Industrial | Wood and Lumber Products | Existing | Space Heating | Natural Gas | Gas Boiler - Hot Water Reset | A | Purchases (Incremental) | Technical Potential | 0 | 0 | 0 | 0 | 0 | 2.0539 | 2.5205 | 3.0661 | 3.5612 | 4.0654 | 4.6926 | 5.1337 | 5.2338 | 4.8539 | 4.1883 | 3.2102 | 2.1248 | 1.2276 | 0.58578 | 0.24812 | 0.089853 | 0.027957 | 0.0060712 | 0.00099454 | 0.000119 | 0 | 0 | 0 | 0 | 0 | 0
F11_Industrial_Wood and Lumber Products_Existing_Space Heating_Natural Gas_Gas Boiler - Hot Water Reset_A_Technical Potential | F11 | Industrial | Wood and Lumber Products | Existing | Space Heating | Natural Gas | Gas Boiler - Hot Water Reset | A | Purchases (Cumulative) | Technical Potential | 0 | 0 | 0 | 0 | 0 | 2.0539 | 4.5744 | 7.6405 | 11.2017 | 15.2671 | 19.9597 | 25.0934 | 30.3272 | 35.1812 | 39.3695 | 42.5797 | 44.7045 | 45.9321 | 46.5178 | 46.766 | 46.8558 | 46.8838 | 46.8899 | 46.8908 | 46.891 | 46.891 | 46.891 | 46.891 | 46.891 | 46.891 | 46.891
F1_Industrial_Wood and Lumber Products_Existing_Process_Natural Gas_Gas Boiler - Hot Water Reset_A_Technical Potential | F1 | Industrial | Wood and Lumber Products | Existing | Process | Natural Gas | Gas Boiler - Hot Water Reset | A | Integrated Unit Energy Savings (kWh or therms) | Technical Potential | 0 | 0 | 0 | 0 | 0 | 11.4854 | 11.4688 | 11.4526 | 11.4367 | 11.421 | 11.4057 | 11.3939 | 11.3843 | 11.3747 | 11.3689 | 11.3625 | 11.3583 | 11.354 | 11.3497 | 11.3474 | 11.3446 | 11.3433 | 11.342 | 11.3407 | 11.3395 | 11.339 | 11.3386 | 11.3382 | 11.5025 | 11.5025 | 11.5025
F2_Industrial_Wood and Lumber Products_Existing_Process_Natural Gas_Gas Boiler - Hot Water Reset_A_Technical Potential | F2 | Industrial | Wood and Lumber Products | Existing | Process | Natural Gas | Gas Boiler - Hot Water Reset | A | Integrated Unit Summer Peak Savings (kW) | Technical Potential | 0 | 0 | 0 | 0 | 0 | 0 | 0 | 0 | 0 | 0 | 0 | 0 | 0 | 0 | 0 | 0 | 0 | 0 | 0 | 0 | 0 | 0 | 0 | 0 | 0 | 0 | 0 | 0 | 0 | 0 | 0
F3_Industrial_Wood and Lumber Products_Existing_Process_Natural Gas_Gas Boiler - Hot Water Reset_A_Technical Potential | F3 | Industrial | Wood and Lumber Products | Existing | Process | Natural Gas | Gas Boiler - Hot Water Reset | A | Integrated Unit Winter Peak Savings (kW) | Technical Potential | 0 | 0 | 0 | 0 | 0 | 0 | 0 | 0 | 0 | 0 | 0 | 0 | 0 | 0 | 0 | 0 | 0 | 0 | 0 | 0 | 0 | 0 | 0 | 0 | 0 | 0 | 0 | 0 | 0 | 0 | 0
F4_Industrial_Wood and Lumber Products_Existing_Process_Natural Gas_Gas Boiler - Hot Water Reset_A_Technical Potential | F4 | Industrial | Wood and Lumber Products | Existing | Process | Natural Gas | Gas Boiler - Hot Water Reset | A | Incremental Energy Savings (MWh or mTherms) | Technical Potential | 0 | 0 | 0 | 0 | 0 | 0.081197 | 0.099499 | 0.12087 | 0.14019 | 0.15982 | 0.18423 | 0.20134 | 0.20509 | 0.19004 | 0.1639 | 0.12555 | 0.083072 | 0.047975 | 0.022884 | 0.0096913 | 0.0035087 | 0.0010916 | 0.00023702 | 3.8822e-05 | 4.6448e-06 | 0 | 0 | 0 | 0 | 0 | 0
F5_Industrial_Wood and Lumber Products_Existing_Process_Natural Gas_Gas Boiler - Hot Water Reset_A_Technical Potential | F5 | Industrial | Wood and Lumber Products | Existing | Process | Natural Gas | Gas Boiler - Hot Water Reset | A | Incremental Summer Peak Savings (MW) | Technical Potential | 0 | 0 | 0 | 0 | 0 | 0 | 0 | 0 | 0 | 0 | 0 | 0 | 0 | 0 | 0 | 0 | 0 | 0 | 0 | 0 | 0 | 0 | 0 | 0 | 0 | 0 | 0 | 0 | 0 | 0 | 0
F6_Industrial_Wood and Lumber Products_Existing_Process_Natural Gas_Gas Boiler - Hot Water Reset_A_Technical Potential | F6 | Industrial | Wood and Lumber Products | Existing | Process | Natural Gas | Gas Boiler - Hot Water Reset | A | Incremental Winter Peak Savings (MW) | Technical Potential | 0 | 0 | 0 | 0 | 0 | 0 | 0 | 0 | 0 | 0 | 0 | 0 | 0 | 0 | 0 | 0 | 0 | 0 | 0 | 0 | 0 | 0 | 0 | 0 | 0 | 0 | 0 | 0 | 0 | 0 | 0
F7_Industrial_Wood and Lumber Products_Existing_Process_Natural Gas_Gas Boiler - Hot Water Reset_A_Technical Potential | F7 | Industrial | Wood and Lumber Products | Existing | Process | Natural Gas | Gas Boiler - Hot Water Reset | A | Cumulative Energy Savings (MWh or mTherms) | Technical Potential | 0 | 0 | 0 | 0 | 0 | 0.081197 | 0.18058 | 0.30119 | 0.44096 | 0.60017 | 0.7836 | 0.98412 | 1.1884 | 1.3774 | 1.5406 | 1.6653 | 1.7478 | 1.7951 | 1.8173 | 1.8266 | 1.8297 | 1.8305 | 1.8306 | 1.8304 | 1.8302 | 1.8301 | 1.8301 | 1.83 | 0 | 0 | 0
F8_Industrial_Wood and Lumber Products_Existing_Process_Natural Gas_Gas Boiler - Hot Water Reset_A_Technical Potential | F8 | Industrial | Wood and Lumber Products | Existing | Process | Natural Gas | Gas Boiler - Hot Water Reset | A | Cumulative Summer Peak Savings (MW) | Technical Potential | 0 | 0 | 0 | 0 | 0 | 0 | 0 | 0 | 0 | 0 | 0 | 0 | 0 | 0 | 0 | 0 | 0 | 0 | 0 | 0 | 0 | 0 | 0 | 0 | 0 | 0 | 0 | 0 | 0 | 0 | 0
F9_Industrial_Wood and Lumber Products_Existing_Process_Natural Gas_Gas Boiler - Hot Water Reset_A_Technical Potential | F9 | Industrial | Wood and Lumber Products | Existing | Process | Natural Gas | Gas Boiler - Hot Water Reset | A | Cumulative Winter Peak Savings (MW) | Technical Potential | 0 | 0 | 0 | 0 | 0 | 0 | 0 | 0 | 0 | 0 | 0 | 0 | 0 | 0 | 0 | 0 | 0 | 0 | 0 | 0 | 0 | 0 | 0 | 0 | 0 | 0 | 0 | 0 | 0 | 0 | 0
F10_Industrial_Wood and Lumber Products_Existing_Process_Natural Gas_Gas Boiler - Hot Water Reset_A_Technical Potential | F10 | Industrial | Wood and Lumber Products | Existing | Process | Natural Gas | Gas Boiler - Hot Water Reset | A | Purchases (Incremental) | Technical Potential | 0 | 0 | 0 | 0 | 0 | 7.0696 | 8.6756 | 10.5538 | 12.2579 | 13.9933 | 16.1521 | 17.6706 | 18.0151 | 16.7075 | 14.4164 | 11.0496 | 7.3138 | 4.2254 | 2.0163 | 0.85405 | 0.30928 | 0.09623 | 0.020897 | 0.0034233 | 0.00040961 | 0 | 0 | 0 | 0 | 0 | 0
F11_Industrial_Wood and Lumber Products_Existing_Process_Natural Gas_Gas Boiler - Hot Water Reset_A_Technical Potential | F11 | Industrial | Wood and Lumber Products | Existing | Process | Natural Gas | Gas Boiler - Hot Water Reset | A | Purchases (Cumulative) | Technical Potential | 0 | 0 | 0 | 0 | 0 | 7.0696 | 15.7452 | 26.299 | 38.5569 | 52.5502 | 68.7022 | 86.3729 | 104.388 | 121.0955 | 135.5119 | 146.5615 | 153.8753 | 158.1007 | 160.1169 | 160.971 | 161.2803 | 161.3765 | 161.3974 | 161.4008 | 161.4012 | 161.4012 | 161.4012 | 161.4012 | 161.4012 | 161.4012 | 161.4012
F1_Industrial_Wood and Lumber Products_Existing_Space Heating_Natural Gas_Steam Trap Maintenance_A_Technical Potential | F1 | Industrial | Wood and Lumber Products | Existing | Space Heating | Natural Gas | Steam Trap Maintenance | A | Integrated Unit Energy Savings (kWh or therms) | Technical Potential | 0 | 0 | 0 | 0 | 0 | 1.1348 | 1.1247 | 1.1138 | 1.1024 | 1.0907 | 1.0787 | 1.0666 | 1.0544 | 1.0416 | 1.0281 | 1.015 | 1.0021 | 0.99016 | 0.97861 | 0.96789 | 0.95764 | 0.94713 | 0.93748 | 0.92831 | 0.91923 | 0.91095 | 0.90376 | 0.89693 | 0.982 | 0.97797 | 0.97429
F2_Industrial_Wood and Lumber Products_Existing_Space Heating_Natural Gas_Steam Trap Maintenance_A_Technical Potential | F2 | Industrial | Wood and Lumber Products | Existing | Space Heating | Natural Gas | Steam Trap Maintenance | A | Integrated Unit Summer Peak Savings (kW) | Technical Potential | 0 | 0 | 0 | 0 | 0 | 0 | 0 | 0 | 0 | 0 | 0 | 0 | 0 | 0 | 0 | 0 | 0 | 0 | 0 | 0 | 0 | 0 | 0 | 0 | 0 | 0 | 0 | 0 | 0 | 0 | 0
F3_Industrial_Wood and Lumber Products_Existing_Space Heating_Natural Gas_Steam Trap Maintenance_A_Technical Potential | F3 | Industrial | Wood and Lumber Products | Existing | Space Heating | Natural Gas | Steam Trap Maintenance | A | Integrated Unit Winter Peak Savings (kW) | Technical Potential | 0 | 0 | 0 | 0 | 0 | 0 | 0 | 0 | 0 | 0 | 0 | 0 | 0 | 0 | 0 | 0 | 0 | 0 | 0 | 0 | 0 | 0 | 0 | 0 | 0 | 0 | 0 | 0 | 0 | 0 | 0
F4_Industrial_Wood and Lumber Products_Existing_Space Heating_Natural Gas_Steam Trap Maintenance_A_Technical Potential | F4 | Industrial | Wood and Lumber Products | Existing | Space Heating | Natural Gas | Steam Trap Maintenance | A | Incremental Energy Savings (MWh or mTherms) | Technical Potential | 0 | 0 | 0 | 0 | 0 | 0.0013009 | 0.0012886 | 0.0012686 | 0.0012563 | 0.001244 | 0.0012147 | 0.0011978 | 0.0011816 | 0.0011488 | 0.0011382 | 0.001113 | 0.001099 | 0.0010804 | 0.0010583 | 0.001048 | 0.0010326 | 0.0010173 | 0.0010032 | 0.00099004 | 0.00097727 | 0 | 0 | 0 | 0 | 0 | 0
F5_Industrial_Wood and Lumber Products_Existing_Space Heating_Natural Gas_Steam Trap Maintenance_A_Technical Potential | F5 | Industrial | Wood and Lumber Products | Existing | Space Heating | Natural Gas | Steam Trap Maintenance | A | Incremental Summer Peak Savings (MW) | Technical Potential | 0 | 0 | 0 | 0 | 0 | 0 | 0 | 0 | 0 | 0 | 0 | 0 | 0 | 0 | 0 | 0 | 0 | 0 | 0 | 0 | 0 | 0 | 0 | 0 | 0 | 0 | 0 | 0 | 0 | 0 | 0
F6_Industrial_Wood and Lumber Products_Existing_Space Heating_Natural Gas_Steam Trap Maintenance_A_Technical Potential | F6 | Industrial | Wood and Lumber Products | Existing | Space Heating | Natural Gas | Steam Trap Maintenance | A | Incremental Winter Peak Savings (MW) | Technical Potential | 0 | 0 | 0 | 0 | 0 | 0 | 0 | 0 | 0 | 0 | 0 | 0 | 0 | 0 | 0 | 0 | 0 | 0 | 0 | 0 | 0 | 0 | 0 | 0 | 0 | 0 | 0 | 0 | 0 | 0 | 0
F7_Industrial_Wood and Lumber Products_Existing_Space Heating_Natural Gas_Steam Trap Maintenance_A_Technical Potential | F7 | Industrial | Wood and Lumber Products | Existing | Space Heating | Natural Gas | Steam Trap Maintenance | A | Cumulative Energy Savings (MWh or mTherms) | Technical Potential | 0 | 0 | 0 | 0 | 0 | 0.0013009 | 0.0025779 | 0.0038214 | 0.0050388 | 0.0062291 | 0.0073753 | 0.0084905 | 0.0095748 | 0.010607 | 0.011608 | 0.012573 | 0.013512 | 0.014432 | 0.015322 | 0.016202 | 0.017063 | 0.017893 | 0.018714 | 0.019521 | 0.020307 | 0.020124 | 0.019965 | 0.019815 | 0 | 0 | 0
F8_Industrial_Wood and Lumber Products_Existing_Space Heating_Natural Gas_Steam Trap Maintenance_A_Technical Potential | F8 | Industrial | Wood and Lumber Products | Existing | Space Heating | Natural Gas | Steam Trap Maintenance | A | Cumulative Summer Peak Savings (MW) | Technical Potential | 0 | 0 | 0 | 0 | 0 | 0 | 0 | 0 | 0 | 0 | 0 | 0 | 0 | 0 | 0 | 0 | 0 | 0 | 0 | 0 | 0 | 0 | 0 | 0 | 0 | 0 | 0 | 0 | 0 | 0 | 0
F9_Industrial_Wood and Lumber Products_Existing_Space Heating_Natural Gas_Steam Trap Maintenance_A_Technical Potential | F9 | Industrial | Wood and Lumber Products | Existing | Space Heating | Natural Gas | Steam Trap Maintenance | A | Cumulative Winter Peak Savings (MW) | Technical Potential | 0 | 0 | 0 | 0 | 0 | 0 | 0 | 0 | 0 | 0 | 0 | 0 | 0 | 0 | 0 | 0 | 0 | 0 | 0 | 0 | 0 | 0 | 0 | 0 | 0 | 0 | 0 | 0 | 0 | 0 | 0
F10_Industrial_Wood and Lumber Products_Existing_Space Heating_Natural Gas_Steam Trap Maintenance_A_Technical Potential | F10 | Industrial | Wood and Lumber Products | Existing | Space Heating | Natural Gas | Steam Trap Maintenance | A | Purchases (Incremental) | Technical Potential | 0 | 0 | 0 | 0 | 0 | 1.1464 | 1.1457 | 1.139 | 1.1396 | 1.1405 | 1.126 | 1.123 | 1.1207 | 1.1029 | 1.1071 | 1.0965 | 1.0967 | 1.0912 | 1.0814 | 1.0827 | 1.0782 | 1.074 | 1.0701 | 1.0665 | 1.0631 | 0 | 0 | 0 | 0 | 0 | 0
F11_Industrial_Wood and Lumber Products_Existing_Space Heating_Natural Gas_Steam Trap Maintenance_A_Technical Potential | F11 | Industrial | Wood and Lumber Products | Existing | Space Heating | Natural Gas | Steam Trap Maintenance | A | Purchases (Cumulative) | Technical Potential | 0 | 0 | 0 | 0 | 0 | 1.1464 | 2.2921 | 3.4311 | 4.5707 | 5.7112 | 6.8372 | 7.9602 | 9.0809 | 10.1838 | 11.2909 | 12.3875 | 13.4841 | 14.5753 | 15.6568 | 16.7395 | 17.8177 | 18.8918 | 19.9619 | 21.0284 | 22.0915 | 22.0915 | 22.0915 | 22.0915 | 22.0915 | 22.0915 | 22.0915
F1_Industrial_Wood and Lumber Products_Existing_Process_Natural Gas_Steam Trap Maintenance_A_Technical Potential | F1 | Industrial | Wood and Lumber Products | Existing | Process | Natural Gas | Steam Trap Maintenance | A | Integrated Unit Energy Savings (kWh or therms) | Technical Potential | 0 | 0 | 0 | 0 | 0 | 8.1223 | 8.1178 | 8.1135 | 8.1095 | 8.1055 | 8.1017 | 8.0987 | 8.0963 | 8.094 | 8.0926 | 8.091 | 8.0901 | 8.0891 | 8.0882 | 8.0877 | 8.0872 | 8.087 | 8.0868 | 8.0866 | 8.0864 | 8.0863 | 8.0862 | 8.0861 | 8.1272 | 8.1272 | 8.1272
F2_Industrial_Wood and Lumber Products_Existing_Process_Natural Gas_Steam Trap Maintenance_A_Technical Potential | F2 | Industrial | Wood and Lumber Products | Existing | Process | Natural Gas | Steam Trap Maintenance | A | Integrated Unit Summer Peak Savings (kW) | Technical Potential | 0 | 0 | 0 | 0 | 0 | 0 | 0 | 0 | 0 | 0 | 0 | 0 | 0 | 0 | 0 | 0 | 0 | 0 | 0 | 0 | 0 | 0 | 0 | 0 | 0 | 0 | 0 | 0 | 0 | 0 | 0
F3_Industrial_Wood and Lumber Products_Existing_Process_Natural Gas_Steam Trap Maintenance_A_Technical Potential | F3 | Industrial | Wood and Lumber Products | Existing | Process | Natural Gas | Steam Trap Maintenance | A | Integrated Unit Winter Peak Savings (kW) | Technical Potential | 0 | 0 | 0 | 0 | 0 | 0 | 0 | 0 | 0 | 0 | 0 | 0 | 0 | 0 | 0 | 0 | 0 | 0 | 0 | 0 | 0 | 0 | 0 | 0 | 0 | 0 | 0 | 0 | 0 | 0 | 0
F4_Industrial_Wood and Lumber Products_Existing_Process_Natural Gas_Steam Trap Maintenance_A_Technical Potential | F4 | Industrial | Wood and Lumber Products | Existing | Process | Natural Gas | Steam Trap Maintenance | A | Incremental Energy Savings (MWh or mTherms) | Technical Potential | 0 | 0 | 0 | 0 | 0 | 0.032049 | 0.032014 | 0.031808 | 0.03181 | 0.03182 | 0.031401 | 0.031304 | 0.031231 | 0.030727 | 0.030839 | 0.030539 | 0.030539 | 0.030382 | 0.030107 | 0.030141 | 0.030014 | 0.029897 | 0.029787 | 0.029685 | 0.029591 | 0 | 0 | 0 | 0 | 0 | 0
F5_Industrial_Wood and Lumber Products_Existing_Process_Natural Gas_Steam Trap Maintenance_A_Technical Potential | F5 | Industrial | Wood and Lumber Products | Existing | Process | Natural Gas | Steam Trap Maintenance | A | Incremental Summer Peak Savings (MW) | Technical Potential | 0 | 0 | 0 | 0 | 0 | 0 | 0 | 0 | 0 | 0 | 0 | 0 | 0 | 0 | 0 | 0 | 0 | 0 | 0 | 0 | 0 | 0 | 0 | 0 | 0 | 0 | 0 | 0 | 0 | 0 | 0
F6_Industrial_Wood and Lumber Products_Existing_Process_Natural Gas_Steam Trap Maintenance_A_Technical Potential | F6 | Industrial | Wood and Lumber Products | Existing | Process | Natural Gas | Steam Trap Maintenance | A | Incremental Winter Peak Savings (MW) | Technical Potential | 0 | 0 | 0 | 0 | 0 | 0 | 0 | 0 | 0 | 0 | 0 | 0 | 0 | 0 | 0 | 0 | 0 | 0 | 0 | 0 | 0 | 0 | 0 | 0 | 0 | 0 | 0 | 0 | 0 | 0 | 0
F7_Industrial_Wood and Lumber Products_Existing_Process_Natural Gas_Steam Trap Maintenance_A_Technical Potential | F7 | Industrial | Wood and Lumber Products | Existing | Process | Natural Gas | Steam Trap Maintenance | A | Cumulative Energy Savings (MWh or mTherms) | Technical Potential | 0 | 0 | 0 | 0 | 0 | 0.032049 | 0.064045 | 0.09582 | 0.12758 | 0.15934 | 0.19067 | 0.2219 | 0.25307 | 0.28372 | 0.31451 | 0.34499 | 0.37549 | 0.40582 | 0.43588 | 0.466 | 0.49598 | 0.52587 | 0.55564 | 0.58532 | 0.6149 | 0.61489 | 0.61488 | 0.61487 | 0 | 0 | 0
F8_Industrial_Wood and Lumber Products_Existing_Process_Natural Gas_Steam Trap Maintenance_A_Technical Potential | F8 | Industrial | Wood and Lumber Products | Existing | Process | Natural Gas | Steam Trap Maintenance | A | Cumulative Summer Peak Savings (MW) | Technical Potential | 0 | 0 | 0 | 0 | 0 | 0 | 0 | 0 | 0 | 0 | 0 | 0 | 0 | 0 | 0 | 0 | 0 | 0 | 0 | 0 | 0 | 0 | 0 | 0 | 0 | 0 | 0 | 0 | 0 | 0 | 0
F9_Industrial_Wood and Lumber Products_Existing_Process_Natural Gas_Steam Trap Maintenance_A_Technical Potential | F9 | Industrial | Wood and Lumber Products | Existing | Process | Natural Gas | Steam Trap Maintenance | A | Cumulative Winter Peak Savings (MW) | Technical Potential | 0 | 0 | 0 | 0 | 0 | 0 | 0 | 0 | 0 | 0 | 0 | 0 | 0 | 0 | 0 | 0 | 0 | 0 | 0 | 0 | 0 | 0 | 0 | 0 | 0 | 0 | 0 | 0 | 0 | 0 | 0
F10_Industrial_Wood and Lumber Products_Existing_Process_Natural Gas_Steam Trap Maintenance_A_Technical Potential | F10 | Industrial | Wood and Lumber Products | Existing | Process | Natural Gas | Steam Trap Maintenance | A | Purchases (Incremental) | Technical Potential | 0 | 0 | 0 | 0 | 0 | 3.9458 | 3.9437 | 3.9204 | 3.9225 | 3.9258 | 3.8759 | 3.8653 | 3.8575 | 3.7962 | 3.8107 | 3.7744 | 3.7749 | 3.7559 | 3.7224 | 3.7268 | 3.7114 | 3.6969 | 3.6835 | 3.6709 | 3.6594 | 0 | 0 | 0 | 0 | 0 | 0
F11_Industrial_Wood and Lumber Products_Existing_Process_Natural Gas_Steam Trap Maintenance_A_Technical Potential | F11 | Industrial | Wood and Lumber Products | Existing | Process | Natural Gas | Steam Trap Maintenance | A | Purchases (Cumulative) | Technical Potential | 0 | 0 | 0 | 0 | 0 | 3.9458 | 7.8895 | 11.8099 | 15.7324 | 19.6582 | 23.5341 | 27.3995 | 31.257 | 35.0532 | 38.8639 | 42.6383 | 46.4132 | 50.169 | 53.8914 | 57.6182 | 61.3295 | 65.0265 | 68.7099 | 72.3809 | 76.0402 | 76.0402 | 76.0402 | 76.0402 | 76.0402 | 76.0402 | 76.0402
F1_Industrial_Wood and Lumber Products_Existing_Space Heating_Natural Gas_Gas Boiler - High Turndown_A_Technical Potential | F1 | Industrial | Wood and Lumber Products | Existing | Space Heating | Natural Gas | Gas Boiler - High Turndown | A | Integrated Unit Energy Savings (kWh or therms) | Technical Potential | 0 | 0 | 0 | 0 | 0 | 1.1971 | 1.1748 | 1.1464 | 1.1121 | 1.072 | 1.0266 | 0.97993 | 0.93344 | 0.88623 | 0.84603 | 0.80773 | 0.77672 | 0.74956 | 0.72548 | 0.70824 | 0.69238 | 0.67848 | 0.66671 | 0.65718 | 0.6482 | 0.64151 | 0.63567 | 0.63017 | 1.0424 | 1.0381 | 1.0342
F2_Industrial_Wood and Lumber Products_Existing_Space Heating_Natural Gas_Gas Boiler - High Turndown_A_Technical Potential | F2 | Industrial | Wood and Lumber Products | Existing | Space Heating | Natural Gas | Gas Boiler - High Turndown | A | Integrated Unit Summer Peak Savings (kW) | Technical Potential | 0 | 0 | 0 | 0 | 0 | 0 | 0 | 0 | 0 | 0 | 0 | 0 | 0 | 0 | 0 | 0 | 0 | 0 | 0 | 0 | 0 | 0 | 0 | 0 | 0 | 0 | 0 | 0 | 0 | 0 | 0
F3_Industrial_Wood and Lumber Products_Existing_Space Heating_Natural Gas_Gas Boiler - High Turndown_A_Technical Potential | F3 | Industrial | Wood and Lumber Products | Existing | Space Heating | Natural Gas | Gas Boiler - High Turndown | A | Integrated Unit Winter Peak Savings (kW) | Technical Potential | 0 | 0 | 0 | 0 | 0 | 0 | 0 | 0 | 0 | 0 | 0 | 0 | 0 | 0 | 0 | 0 | 0 | 0 | 0 | 0 | 0 | 0 | 0 | 0 | 0 | 0 | 0 | 0 | 0 | 0 | 0
F4_Industrial_Wood and Lumber Products_Existing_Space Heating_Natural Gas_Gas Boiler - High Turndown_A_Technical Potential | F4 | Industrial | Wood and Lumber Products | Existing | Space Heating | Natural Gas | Gas Boiler - High Turndown | A | Incremental Energy Savings (MWh or mTherms) | Technical Potential | 0 | 0 | 0 | 0 | 0 | 0.0037523 | 0.0036806 | 0.0035705 | 0.0034652 | 0.0033432 | 0.0028448 | 0.0021665 | 0.0016476 | 0.0012315 | 0.00094414 | 0.00071424 | 0.00054952 | 0.00042211 | 0.00032393 | 0.00025328 | 0.00019727 | 1.3134e-06 | 4.5925e-07 | 1.538e-07 | 4.9311e-08 | 4.1361e-08 | 4.0875e-08 | 4.0423e-08 | 6.672e-08 | 6.6317e-08 | 6.5955e-08
F5_Industrial_Wood and Lumber Products_Existing_Space Heating_Natural Gas_Gas Boiler - High Turndown_A_Technical Potential | F5 | Industrial | Wood and Lumber Products | Existing | Space Heating | Natural Gas | Gas Boiler - High Turndown | A | Incremental Summer Peak Savings (MW) | Technical Potential | 0 | 0 | 0 | 0 | 0 | 0 | 0 | 0 | 0 | 0 | 0 | 0 | 0 | 0 | 0 | 0 | 0 | 0 | 0 | 0 | 0 | 0 | 0 | 0 | 0 | 0 | 0 | 0 | 0 | 0 | 0
F6_Industrial_Wood and Lumber Products_Existing_Space Heating_Natural Gas_Gas Boiler - High Turndown_A_Technical Potential | F6 | Industrial | Wood and Lumber Products | Existing | Space Heating | Natural Gas | Gas Boiler - High Turndown | A | Incremental Winter Peak Savings (MW) | Technical Potential | 0 | 0 | 0 | 0 | 0 | 0 | 0 | 0 | 0 | 0 | 0 | 0 | 0 | 0 | 0 | 0 | 0 | 0 | 0 | 0 | 0 | 0 | 0 | 0 | 0 | 0 | 0 | 0 | 0 | 0 | 0
F7_Industrial_Wood and Lumber Products_Existing_Space Heating_Natural Gas_Gas Boiler - High Turndown_A_Technical Potential | F7 | Industrial | Wood and Lumber Products | Existing | Space Heating | Natural Gas | Gas Boiler - High Turndown | A | Cumulative Energy Savings (MWh or mTherms) | Technical Potential | 0 | 0 | 0 | 0 | 0 | 0.0037523 | 0.0073632 | 0.010756 | 0.013898 | 0.016741 | 0.018877 | 0.020185 | 0.020875 | 0.021051 | 0.02104 | 0.020802 | 0.020553 | 0.020256 | 0.019929 | 0.019709 | 0.019465 | 0.019075 | 0.018745 | 0.018477 | 0.018225 | 0.018037 | 0.017873 | 0.017718 | 0 | 0 | 0
F8_Industrial_Wood and Lumber Products_Existing_Space Heating_Natural Gas_Gas Boiler - High Turndown_A_Technical Potential | F8 | Industrial | Wood and Lumber Products | Existing | Space Heating | Natural Gas | Gas Boiler - High Turndown | A | Cumulative Summer Peak Savings (MW) | Technical Potential | 0 | 0 | 0 | 0 | 0 | 0 | 0 | 0 | 0 | 0 | 0 | 0 | 0 | 0 | 0 | 0 | 0 | 0 | 0 | 0 | 0 | 0 | 0 | 0 | 0 | 0 | 0 | 0 | 0 | 0 | 0
F9_Industrial_Wood and Lumber Products_Existing_Space Heating_Natural Gas_Gas Boiler - High Turndown_A_Technical Potential | F9 | Industrial | Wood and Lumber Products | Existing | Space Heating | Natural Gas | Gas Boiler - High Turndown | A | Cumulative Winter Peak Savings (MW) | Technical Potential | 0 | 0 | 0 | 0 | 0 | 0 | 0 | 0 | 0 | 0 | 0 | 0 | 0 | 0 | 0 | 0 | 0 | 0 | 0 | 0 | 0 | 0 | 0 | 0 | 0 | 0 | 0 | 0 | 0 | 0 | 0
F10_Industrial_Wood and Lumber Products_Existing_Space Heating_Natural Gas_Gas Boiler - High Turndown_A_Technical Potential | F10 | Industrial | Wood and Lumber Products | Existing | Space Heating | Natural Gas | Gas Boiler - High Turndown | A | Purchases (Incremental) | Technical Potential | 0 | 0 | 0 | 0 | 0 | 3.1346 | 3.1328 | 3.1144 | 3.1161 | 3.1186 | 2.7711 | 2.2108 | 1.7651 | 1.3896 | 1.116 | 0.88425 | 0.70749 | 0.56315 | 0.4465 | 0.35762 | 0.28491 | 0.0019358 | 0.00068883 | 0.00023403 | 7.6074e-05 | 6.4475e-05 | 6.4303e-05 | 6.4147e-05 | 6.4007e-05 | 6.3883e-05 | 6.3774e-05
F11_Industrial_Wood and Lumber Products_Existing_Space Heating_Natural Gas_Gas Boiler - High Turndown_A_Technical Potential | F11 | Industrial | Wood and Lumber Products | Existing | Space Heating | Natural Gas | Gas Boiler - High Turndown | A | Purchases (Cumulative) | Technical Potential | 0 | 0 | 0 | 0 | 0 | 3.1346 | 6.2674 | 9.3818 | 12.4978 | 15.6165 | 18.3876 | 20.5984 | 22.3635 | 23.7532 | 24.8691 | 25.7534 | 26.4609 | 27.024 | 27.4705 | 27.8281 | 28.1131 | 28.115 | 28.1157 | 28.1159 | 28.116 | 28.1161 | 28.1161 | 28.1162 | 28.1163 | 28.1163 | 28.1164
F1_Industrial_Wood and Lumber Products_Existing_Process_Natural Gas_Gas Boiler - High Turndown_A_Technical Potential | F1 | Industrial | Wood and Lumber Products | Existing | Process | Natural Gas | Gas Boiler - High Turndown | A | Integrated Unit Energy Savings (kWh or therms) | Technical Potential | 0 | 0 | 0 | 0 | 0 | 8.5986 | 8.5706 | 8.5423 | 8.5142 | 8.486 | 8.4567 | 8.4304 | 8.4058 | 8.3795 | 8.3591 | 8.3367 | 8.3182 | 8.2993 | 8.2798 | 8.2643 | 8.2473 | 8.2315 | 8.2158 | 8.2002 | 8.1847 | 8.1834 | 8.1823 | 8.1812 | 8.6269 | 8.6269 | 8.6269
F2_Industrial_Wood and Lumber Products_Existing_Process_Natural Gas_Gas Boiler - High Turndown_A_Technical Potential | F2 | Industrial | Wood and Lumber Products | Existing | Process | Natural Gas | Gas Boiler - High Turndown | A | Integrated Unit Summer Peak Savings (kW) | Technical Potential | 0 | 0 | 0 | 0 | 0 | 0 | 0 | 0 | 0 | 0 | 0 | 0 | 0 | 0 | 0 | 0 | 0 | 0 | 0 | 0 | 0 | 0 | 0 | 0 | 0 | 0 | 0 | 0 | 0 | 0 | 0
F3_Industrial_Wood and Lumber Products_Existing_Process_Natural Gas_Gas Boiler - High Turndown_A_Technical Potential | F3 | Industrial | Wood and Lumber Products | Existing | Process | Natural Gas | Gas Boiler - High Turndown | A | Integrated Unit Winter Peak Savings (kW) | Technical Potential | 0 | 0 | 0 | 0 | 0 | 0 | 0 | 0 | 0 | 0 | 0 | 0 | 0 | 0 | 0 | 0 | 0 | 0 | 0 | 0 | 0 | 0 | 0 | 0 | 0 | 0 | 0 | 0 | 0 | 0 | 0
F4_Industrial_Wood and Lumber Products_Existing_Process_Natural Gas_Gas Boiler - High Turndown_A_Technical Potential | F4 | Industrial | Wood and Lumber Products | Existing | Process | Natural Gas | Gas Boiler - High Turndown | A | Incremental Energy Savings (MWh or mTherms) | Technical Potential | 0 | 0 | 0 | 0 | 0 | 0.092774 | 0.09242 | 0.091572 | 0.09132 | 0.091093 | 0.080663 | 0.064154 | 0.051069 | 0.040081 | 0.032109 | 0.025374 | 0.020257 | 0.016087 | 0.012725 | 0.010173 | 0.0080881 | 5.4847e-05 | 1.948e-05 | 6.6056e-06 | 2.1432e-06 | 1.8161e-06 | 1.811e-06 | 1.8064e-06 | 1.9006e-06 | 1.8969e-06 | 1.8937e-06
F5_Industrial_Wood and Lumber Products_Existing_Process_Natural Gas_Gas Boiler - High Turndown_A_Technical Potential | F5 | Industrial | Wood and Lumber Products | Existing | Process | Natural Gas | Gas Boiler - High Turndown | A | Incremental Summer Peak Savings (MW) | Technical Potential | 0 | 0 | 0 | 0 | 0 | 0 | 0 | 0 | 0 | 0 | 0 | 0 | 0 | 0 | 0 | 0 | 0 | 0 | 0 | 0 | 0 | 0 | 0 | 0 | 0 | 0 | 0 | 0 | 0 | 0 | 0
F6_Industrial_Wood and Lumber Products_Existing_Process_Natural Gas_Gas Boiler - High Turndown_A_Technical Potential | F6 | Industrial | Wood and Lumber Products | Existing | Process | Natural Gas | Gas Boiler - High Turndown | A | Incremental Winter Peak Savings (MW) | Technical Potential | 0 | 0 | 0 | 0 | 0 | 0 | 0 | 0 | 0 | 0 | 0 | 0 | 0 | 0 | 0 | 0 | 0 | 0 | 0 | 0 | 0 | 0 | 0 | 0 | 0 | 0 | 0 | 0 | 0 | 0 | 0
F7_Industrial_Wood and Lumber Products_Existing_Process_Natural Gas_Gas Boiler - High Turndown_A_Technical Potential | F7 | Industrial | Wood and Lumber Products | Existing | Process | Natural Gas | Gas Boiler - High Turndown | A | Cumulative Energy Savings (MWh or mTherms) | Technical Potential | 0 | 0 | 0 | 0 | 0 | 0.092774 | 0.18489 | 0.27585 | 0.36627 | 0.45615 | 0.53523 | 0.59773 | 0.64705 | 0.6851 | 0.71555 | 0.739 | 0.75762 | 0.77198 | 0.7829 | 0.79161 | 0.79807 | 0.79659 | 0.79509 | 0.79359 | 0.79209 | 0.79197 | 0.79186 | 0.79176 | 0 | 0 | 0
F8_Industrial_Wood and Lumber Products_Existing_Process_Natural Gas_Gas Boiler - High Turndown_A_Technical Potential | F8 | Industrial | Wood and Lumber Products | Existing | Process | Natural Gas | Gas Boiler - High Turndown | A | Cumulative Summer Peak Savings (MW) | Technical Potential | 0 | 0 | 0 | 0 | 0 | 0 | 0 | 0 | 0 | 0 | 0 | 0 | 0 | 0 | 0 | 0 | 0 | 0 | 0 | 0 | 0 | 0 | 0 | 0 | 0 | 0 | 0 | 0 | 0 | 0 | 0
F9_Industrial_Wood and Lumber Products_Existing_Process_Natural Gas_Gas Boiler - High Turndown_A_Technical Potential | F9 | Industrial | Wood and Lumber Products | Existing | Process | Natural Gas | Gas Boiler - High Turndown | A | Cumulative Winter Peak Savings (MW) | Technical Potential | 0 | 0 | 0 | 0 | 0 | 0 | 0 | 0 | 0 | 0 | 0 | 0 | 0 | 0 | 0 | 0 | 0 | 0 | 0 | 0 | 0 | 0 | 0 | 0 | 0 | 0 | 0 | 0 | 0 | 0 | 0
F10_Industrial_Wood and Lumber Products_Existing_Process_Natural Gas_Gas Boiler - High Turndown_A_Technical Potential | F10 | Industrial | Wood and Lumber Products | Existing | Process | Natural Gas | Gas Boiler - High Turndown | A | Purchases (Incremental) | Technical Potential | 0 | 0 | 0 | 0 | 0 | 10.7894 | 10.7834 | 10.7198 | 10.7256 | 10.7345 | 9.5384 | 7.6098 | 6.0755 | 4.7832 | 3.8412 | 3.0436 | 2.4352 | 1.9384 | 1.5369 | 1.231 | 0.98069 | 0.0066631 | 0.002371 | 0.00080555 | 0.00026185 | 0.00022192 | 0.00022133 | 0.0002208 | 0.00022032 | 0.00021989 | 0.00021951
F11_Industrial_Wood and Lumber Products_Existing_Process_Natural Gas_Gas Boiler - High Turndown_A_Technical Potential | F11 | Industrial | Wood and Lumber Products | Existing | Process | Natural Gas | Gas Boiler - High Turndown | A | Purchases (Cumulative) | Technical Potential | 0 | 0 | 0 | 0 | 0 | 10.7894 | 21.5728 | 32.2926 | 43.0182 | 53.7528 | 63.2911 | 70.901 | 76.9765 | 81.7597 | 85.6009 | 88.6445 | 91.0798 | 93.0182 | 94.555 | 95.786 | 96.7667 | 96.7733 | 96.7757 | 96.7765 | 96.7768 | 96.777 | 96.7772 | 96.7774 | 96.7777 | 96.7779 | 96.7781
F1_Industrial_Wood and Lumber Products_Existing_Space Heating_Natural Gas_Gas Boiler - Burner Control Optimization_A_Technical Potential | F1 | Industrial | Wood and Lumber Products | Existing | Space Heating | Natural Gas | Gas Boiler - Burner Control Optimization | A | Integrated Unit Energy Savings (kWh or therms) | Technical Potential | 0 | 0 | 0 | 0 | 0 | 0.34713 | 0.34067 | 0.33242 | 0.32243 | 0.3108 | 0.29763 | 0.28409 | 0.2706 | 0.25691 | 0.24525 | 0.23414 | 0.22515 | 0.21728 | 0.21029 | 0.20529 | 0.2007 | 0.19667 | 0.19325 | 0.19049 | 0.18789 | 0.18595 | 0.18426 | 0.18266 | 0.30229 | 0.30105 | 0.29992
F2_Industrial_Wood and Lumber Products_Existing_Space Heating_Natural Gas_Gas Boiler - Burner Control Optimization_A_Technical Potential | F2 | Industrial | Wood and Lumber Products | Existing | Space Heating | Natural Gas | Gas Boiler - Burner Control Optimization | A | Integrated Unit Summer Peak Savings (kW) | Technical Potential | 0 | 0 | 0 | 0 | 0 | 0 | 0 | 0 | 0 | 0 | 0 | 0 | 0 | 0 | 0 | 0 | 0 | 0 | 0 | 0 | 0 | 0 | 0 | 0 | 0 | 0 | 0 | 0 | 0 | 0 | 0
F3_Industrial_Wood and Lumber Products_Existing_Space Heating_Natural Gas_Gas Boiler - Burner Control Optimization_A_Technical Potential | F3 | Industrial | Wood and Lumber Products | Existing | Space Heating | Natural Gas | Gas Boiler - Burner Control Optimization | A | Integrated Unit Winter Peak Savings (kW) | Technical Potential | 0 | 0 | 0 | 0 | 0 | 0 | 0 | 0 | 0 | 0 | 0 | 0 | 0 | 0 | 0 | 0 | 0 | 0 | 0 | 0 | 0 | 0 | 0 | 0 | 0 | 0 | 0 | 0 | 0 | 0 | 0
F4_Industrial_Wood and Lumber Products_Existing_Space Heating_Natural Gas_Gas Boiler - Burner Control Optimization_A_Technical Potential | F4 | Industrial | Wood and Lumber Products | Existing | Space Heating | Natural Gas | Gas Boiler - Burner Control Optimization | A | Incremental Energy Savings (MWh or mTherms) | Technical Potential | 0 | 0 | 0 | 0 | 0 | 0.00029352 | 0.00045255 | 0.00087797 | 0.0014911 | 0.0022377 | 0.0029618 | 0.0035883 | 0.0039795 | 0.0040041 | 0.003837 | 0.0033864 | 0.0028497 | 0.0022533 | 0.0016811 | 0.0012107 | 0.0008251 | 0.00053692 | 0.00033453 | 0.00020003 | 0.00013317 | 0 | 0 | 0 | 0 | 0 | 0
F5_Industrial_Wood and Lumber Products_Existing_Space Heating_Natural Gas_Gas Boiler - Burner Control Optimization_A_Technical Potential | F5 | Industrial | Wood and Lumber Products | Existing | Space Heating | Natural Gas | Gas Boiler - Burner Control Optimization | A | Incremental Summer Peak Savings (MW) | Technical Potential | 0 | 0 | 0 | 0 | 0 | 0 | 0 | 0 | 0 | 0 | 0 | 0 | 0 | 0 | 0 | 0 | 0 | 0 | 0 | 0 | 0 | 0 | 0 | 0 | 0 | 0 | 0 | 0 | 0 | 0 | 0
F6_Industrial_Wood and Lumber Products_Existing_Space Heating_Natural Gas_Gas Boiler - Burner Control Optimization_A_Technical Potential | F6 | Industrial | Wood and Lumber Products | Existing | Space Heating | Natural Gas | Gas Boiler - Burner Control Optimization | A | Incremental Winter Peak Savings (MW) | Technical Potential | 0 | 0 | 0 | 0 | 0 | 0 | 0 | 0 | 0 | 0 | 0 | 0 | 0 | 0 | 0 | 0 | 0 | 0 | 0 | 0 | 0 | 0 | 0 | 0 | 0 | 0 | 0 | 0 | 0 | 0 | 0
F7_Industrial_Wood and Lumber Products_Existing_Space Heating_Natural Gas_Gas Boiler - Burner Control Optimization_A_Technical Potential | F7 | Industrial | Wood and Lumber Products | Existing | Space Heating | Natural Gas | Gas Boiler - Burner Control Optimization | A | Cumulative Energy Savings (MWh or mTherms) | Technical Potential | 0 | 0 | 0 | 0 | 0 | 0.00029352 | 0.00074061 | 0.0016006 | 0.0030436 | 0.0051715 | 0.0079142 | 0.011142 | 0.014593 | 0.017859 | 0.020885 | 0.023326 | 0.02528 | 0.026649 | 0.027474 | 0.028031 | 0.028229 | 0.028199 | 0.028044 | 0.027843 | 0.027596 | 0.027311 | 0.027062 | 0.026828 | 0 | 0 | 0
F8_Industrial_Wood and Lumber Products_Existing_Space Heating_Natural Gas_Gas Boiler - Burner Control Optimization_A_Technical Potential | F8 | Industrial | Wood and Lumber Products | Existing | Space Heating | Natural Gas | Gas Boiler - Burner Control Optimization | A | Cumulative Summer Peak Savings (MW) | Technical Potential | 0 | 0 | 0 | 0 | 0 | 0 | 0 | 0 | 0 | 0 | 0 | 0 | 0 | 0 | 0 | 0 | 0 | 0 | 0 | 0 | 0 | 0 | 0 | 0 | 0 | 0 | 0 | 0 | 0 | 0 | 0
F9_Industrial_Wood and Lumber Products_Existing_Space Heating_Natural Gas_Gas Boiler - Burner Control Optimization_A_Technical Potential | F9 | Industrial | Wood and Lumber Products | Existing | Space Heating | Natural Gas | Gas Boiler - Burner Control Optimization | A | Cumulative Winter Peak Savings (MW) | Technical Potential | 0 | 0 | 0 | 0 | 0 | 0 | 0 | 0 | 0 | 0 | 0 | 0 | 0 | 0 | 0 | 0 | 0 | 0 | 0 | 0 | 0 | 0 | 0 | 0 | 0 | 0 | 0 | 0 | 0 | 0 | 0
F10_Industrial_Wood and Lumber Products_Existing_Space Heating_Natural Gas_Gas Boiler - Burner Control Optimization_A_Technical Potential | F10 | Industrial | Wood and Lumber Products | Existing | Space Heating | Natural Gas | Gas Boiler - Burner Control Optimization | A | Purchases (Incremental) | Technical Potential | 0 | 0 | 0 | 0 | 0 | 0.84556 | 1.3284 | 2.6412 | 4.6245 | 7.1997 | 9.9515 | 12.631 | 14.7062 | 15.586 | 15.6455 | 14.4632 | 12.657 | 10.3709 | 7.9943 | 5.8975 | 4.1112 | 2.7301 | 1.731 | 1.0501 | 0.70876 | 0 | 0 | 0 | 0 | 0 | 0
F11_Industrial_Wood and Lumber Products_Existing_Space Heating_Natural Gas_Gas Boiler - Burner Control Optimization_A_Technical Potential | F11 | Industrial | Wood and Lumber Products | Existing | Space Heating | Natural Gas | Gas Boiler - Burner Control Optimization | A | Purchases (Cumulative) | Technical Potential | 0 | 0 | 0 | 0 | 0 | 0.84556 | 2.174 | 4.8151 | 9.4397 | 16.6394 | 26.5909 | 39.2219 | 53.9281 | 69.5141 | 85.1596 | 99.6229 | 112.2798 | 122.6507 | 130.645 | 136.5426 | 140.6538 | 143.3839 | 145.1149 | 146.165 | 146.8738 | 146.8738 | 146.8738 | 146.8738 | 146.8738 | 146.8738 | 146.8738
F1_Industrial_Wood and Lumber Products_Existing_Process_Natural Gas_Gas Boiler - Burner Control Optimization_A_Technical Potential | F1 | Industrial | Wood and Lumber Products | Existing | Process | Natural Gas | Gas Boiler - Burner Control Optimization | A | Integrated Unit Energy Savings (kWh or therms) | Technical Potential | 0 | 0 | 0 | 0 | 0 | 2.4932 | 2.4846 | 2.476 | 2.4674 | 2.4588 | 2.4499 | 2.442 | 2.4347 | 2.4268 | 2.4208 | 2.4141 | 2.4087 | 2.4031 | 2.3974 | 2.3928 | 2.3878 | 2.3832 | 2.3787 | 2.3742 | 2.3697 | 2.3693 | 2.3689 | 2.3686 | 2.5018 | 2.5018 | 2.5018
F2_Industrial_Wood and Lumber Products_Existing_Process_Natural Gas_Gas Boiler - Burner Control Optimization_A_Technical Potential | F2 | Industrial | Wood and Lumber Products | Existing | Process | Natural Gas | Gas Boiler - Burner Control Optimization | A | Integrated Unit Summer Peak Savings (kW) | Technical Potential | 0 | 0 | 0 | 0 | 0 | 0 | 0 | 0 | 0 | 0 | 0 | 0 | 0 | 0 | 0 | 0 | 0 | 0 | 0 | 0 | 0 | 0 | 0 | 0 | 0 | 0 | 0 | 0 | 0 | 0 | 0
F3_Industrial_Wood and Lumber Products_Existing_Process_Natural Gas_Gas Boiler - Burner Control Optimization_A_Technical Potential | F3 | Industrial | Wood and Lumber Products | Existing | Process | Natural Gas | Gas Boiler - Burner Control Optimization | A | Integrated Unit Winter Peak Savings (kW) | Technical Potential | 0 | 0 | 0 | 0 | 0 | 0 | 0 | 0 | 0 | 0 | 0 | 0 | 0 | 0 | 0 | 0 | 0 | 0 | 0 | 0 | 0 | 0 | 0 | 0 | 0 | 0 | 0 | 0 | 0 | 0 | 0
F4_Industrial_Wood and Lumber Products_Existing_Process_Natural Gas_Gas Boiler - Burner Control Optimization_A_Technical Potential | F4 | Industrial | Wood and Lumber Products | Existing | Process | Natural Gas | Gas Boiler - Burner Control Optimization | A | Incremental Energy Savings (MWh or mTherms) | Technical Potential | 0 | 0 | 0 | 0 | 0 | 0.0072563 | 0.011361 | 0.022509 | 0.039276 | 0.060934 | 0.08392 | 0.10617 | 0.12324 | 0.13019 | 0.13036 | 0.12018 | 0.10494 | 0.085783 | 0.065968 | 0.048573 | 0.03379 | 0.022396 | 0.014173 | 0.0085813 | 0.005781 | 0 | 0 | 0 | 0 | 0 | 0
F5_Industrial_Wood and Lumber Products_Existing_Process_Natural Gas_Gas Boiler - Burner Control Optimization_A_Technical Potential | F5 | Industrial | Wood and Lumber Products | Existing | Process | Natural Gas | Gas Boiler - Burner Control Optimization | A | Incremental Summer Peak Savings (MW) | Technical Potential | 0 | 0 | 0 | 0 | 0 | 0 | 0 | 0 | 0 | 0 | 0 | 0 | 0 | 0 | 0 | 0 | 0 | 0 | 0 | 0 | 0 | 0 | 0 | 0 | 0 | 0 | 0 | 0 | 0 | 0 | 0
F6_Industrial_Wood and Lumber Products_Existing_Process_Natural Gas_Gas Boiler - Burner Control Optimization_A_Technical Potential | F6 | Industrial | Wood and Lumber Products | Existing | Process | Natural Gas | Gas Boiler - Burner Control Optimization | A | Incremental Winter Peak Savings (MW) | Technical Potential | 0 | 0 | 0 | 0 | 0 | 0 | 0 | 0 | 0 | 0 | 0 | 0 | 0 | 0 | 0 | 0 | 0 | 0 | 0 | 0 | 0 | 0 | 0 | 0 | 0 | 0 | 0 | 0 | 0 | 0 | 0
F7_Industrial_Wood and Lumber Products_Existing_Process_Natural Gas_Gas Boiler - Burner Control Optimization_A_Technical Potential | F7 | Industrial | Wood and Lumber Products | Existing | Process | Natural Gas | Gas Boiler - Burner Control Optimization | A | Cumulative Energy Savings (MWh or mTherms) | Technical Potential | 0 | 0 | 0 | 0 | 0 | 0.0072563 | 0.018592 | 0.041037 | 0.080172 | 0.14083 | 0.22424 | 0.32968 | 0.45193 | 0.58066 | 0.70958 | 0.82781 | 0.93088 | 1.0145 | 1.0781 | 1.1246 | 1.156 | 1.1762 | 1.1881 | 1.1945 | 1.198 | 1.1978 | 1.1976 | 1.1974 | 0 | 0 | 0
F8_Industrial_Wood and Lumber Products_Existing_Process_Natural Gas_Gas Boiler - Burner Control Optimization_A_Technical Potential | F8 | Industrial | Wood and Lumber Products | Existing | Process | Natural Gas | Gas Boiler - Burner Control Optimization | A | Cumulative Summer Peak Savings (MW) | Technical Potential | 0 | 0 | 0 | 0 | 0 | 0 | 0 | 0 | 0 | 0 | 0 | 0 | 0 | 0 | 0 | 0 | 0 | 0 | 0 | 0 | 0 | 0 | 0 | 0 | 0 | 0 | 0 | 0 | 0 | 0 | 0
F9_Industrial_Wood and Lumber Products_Existing_Process_Natural Gas_Gas Boiler - Burner Control Optimization_A_Technical Potential | F9 | Industrial | Wood and Lumber Products | Existing | Process | Natural Gas | Gas Boiler - Burner Control Optimization | A | Cumulative Winter Peak Savings (MW) | Technical Potential | 0 | 0 | 0 | 0 | 0 | 0 | 0 | 0 | 0 | 0 | 0 | 0 | 0 | 0 | 0 | 0 | 0 | 0 | 0 | 0 | 0 | 0 | 0 | 0 | 0 | 0 | 0 | 0 | 0 | 0 | 0
F10_Industrial_Wood and Lumber Products_Existing_Process_Natural Gas_Gas Boiler - Burner Control Optimization_A_Technical Potential | F10 | Industrial | Wood and Lumber Products | Existing | Process | Natural Gas | Gas Boiler - Burner Control Optimization | A | Purchases (Incremental) | Technical Potential | 0 | 0 | 0 | 0 | 0 | 2.9105 | 4.5725 | 9.091 | 15.9179 | 24.7817 | 34.2538 | 43.4766 | 50.6197 | 53.6478 | 53.8527 | 49.7832 | 43.5659 | 35.6972 | 27.5169 | 20.2996 | 14.151 | 9.3973 | 5.9583 | 3.6145 | 2.4396 | 0 | 0 | 0 | 0 | 0 | 0
F11_Industrial_Wood and Lumber Products_Existing_Process_Natural Gas_Gas Boiler - Burner Control Optimization_A_Technical Potential | F11 | Industrial | Wood and Lumber Products | Existing | Process | Natural Gas | Gas Boiler - Burner Control Optimization | A | Purchases (Cumulative) | Technical Potential | 0 | 0 | 0 | 0 | 0 | 2.9105 | 7.483 | 16.574 | 32.4919 | 57.2736 | 91.5273 | 135.0039 | 185.6236 | 239.2714 | 293.1241 | 342.9073 | 386.4732 | 422.1704 | 449.6873 | 469.9869 | 484.1379 | 493.5351 | 499.4934 | 503.1079 | 505.5475 | 505.5475 | 505.5475 | 505.5475 | 505.5475 | 505.5475 | 505.5475
F1_Industrial_Wood and Lumber Products_Existing_Space Heating_Natural Gas_HVAC - Demand Controlled Ventilation_A_Technical Potential | F1 | Industrial | Wood and Lumber Products | Existing | Space Heating | Natural Gas | HVAC - Demand Controlled Ventilation | A | Integrated Unit Energy Savings (kWh or therms) | Technical Potential | 0 | 0 | 0 | 0 | 0 | 0.045567 | 0.04499 | 0.044256 | 0.043486 | 0.042681 | 0.041842 | 0.040981 | 0.040114 | 0.039213 | 0.038297 | 0.037395 | 0.036531 | 0.035722 | 0.034956 | 0.034274 | 0.033636 | 0.033041 | 0.0325 | 0.032013 | 0.031562 | 0.031207 | 0.03089 | 0.030587 | 0.036718 | 0.036492 | 0.03628
F2_Industrial_Wood and Lumber Products_Existing_Space Heating_Natural Gas_HVAC - Demand Controlled Ventilation_A_Technical Potential | F2 | Industrial | Wood and Lumber Products | Existing | Space Heating | Natural Gas | HVAC - Demand Controlled Ventilation | A | Integrated Unit Summer Peak Savings (kW) | Technical Potential | 0 | 0 | 0 | 0 | 0 | 0 | 0 | 0 | 0 | 0 | 0 | 0 | 0 | 0 | 0 | 0 | 0 | 0 | 0 | 0 | 0 | 0 | 0 | 0 | 0 | 0 | 0 | 0 | 0 | 0 | 0
F3_Industrial_Wood and Lumber Products_Existing_Space Heating_Natural Gas_HVAC - Demand Controlled Ventilation_A_Technical Potential | F3 | Industrial | Wood and Lumber Products | Existing | Space Heating | Natural Gas | HVAC - Demand Controlled Ventilation | A | Integrated Unit Winter Peak Savings (kW) | Technical Potential | 0 | 0 | 0 | 0 | 0 | 0 | 0 | 0 | 0 | 0 | 0 | 0 | 0 | 0 | 0 | 0 | 0 | 0 | 0 | 0 | 0 | 0 | 0 | 0 | 0 | 0 | 0 | 0 | 0 | 0 | 0
F4_Industrial_Wood and Lumber Products_Existing_Space Heating_Natural Gas_HVAC - Demand Controlled Ventilation_A_Technical Potential | F4 | Industrial | Wood and Lumber Products | Existing | Space Heating | Natural Gas | HVAC - Demand Controlled Ventilation | A | Incremental Energy Savings (MWh or mTherms) | Technical Potential | 0 | 0 | 0 | 0 | 0 | 0.022892 | 0.022589 | 0.02209 | 0.021717 | 0.021333 | 0.020648 | 0.020168 | 0.019701 | 0.018953 | 0.01858 | 0.01797 | 0.017557 | 0.017082 | 0.016566 | 0.016262 | 0.015894 | 0.015552 | 0.015242 | 0.014962 | 0.014705 | 0 | 0 | 0 | 0 | 0 | 0
F5_Industrial_Wood and Lumber Products_Existing_Space Heating_Natural Gas_HVAC - Demand Controlled Ventilation_A_Technical Potential | F5 | Industrial | Wood and Lumber Products | Existing | Space Heating | Natural Gas | HVAC - Demand Controlled Ventilation | A | Incremental Summer Peak Savings (MW) | Technical Potential | 0 | 0 | 0 | 0 | 0 | 0 | 0 | 0 | 0 | 0 | 0 | 0 | 0 | 0 | 0 | 0 | 0 | 0 | 0 | 0 | 0 | 0 | 0 | 0 | 0 | 0 | 0 | 0 | 0 | 0 | 0
F6_Industrial_Wood and Lumber Products_Existing_Space Heating_Natural Gas_HVAC - Demand Controlled Ventilation_A_Technical Potential | F6 | Industrial | Wood and Lumber Products | Existing | Space Heating | Natural Gas | HVAC - Demand Controlled Ventilation | A | Incremental Winter Peak Savings (MW) | Technical Potential | 0 | 0 | 0 | 0 | 0 | 0 | 0 | 0 | 0 | 0 | 0 | 0 | 0 | 0 | 0 | 0 | 0 | 0 | 0 | 0 | 0 | 0 | 0 | 0 | 0 | 0 | 0 | 0 | 0 | 0 | 0
F7_Industrial_Wood and Lumber Products_Existing_Space Heating_Natural Gas_HVAC - Demand Controlled Ventilation_A_Technical Potential | F7 | Industrial | Wood and Lumber Products | Existing | Space Heating | Natural Gas | HVAC - Demand Controlled Ventilation | A | Cumulative Energy Savings (MWh or mTherms) | Technical Potential | 0 | 0 | 0 | 0 | 0 | 0.022892 | 0.045191 | 0.066543 | 0.087103 | 0.10682 | 0.12537 | 0.14296 | 0.15964 | 0.175 | 0.18949 | 0.203 | 0.21587 | 0.22817 | 0.23984 | 0.25143 | 0.26264 | 0.27354 | 0.28431 | 0.29501 | 0.30556 | 0.30212 | 0.29906 | 0.29612 | 0 | 0 | 0
F8_Industrial_Wood and Lumber Products_Existing_Space Heating_Natural Gas_HVAC - Demand Controlled Ventilation_A_Technical Potential | F8 | Industrial | Wood and Lumber Products | Existing | Space Heating | Natural Gas | HVAC - Demand Controlled Ventilation | A | Cumulative Summer Peak Savings (MW) | Technical Potential | 0 | 0 | 0 | 0 | 0 | 0 | 0 | 0 | 0 | 0 | 0 | 0 | 0 | 0 | 0 | 0 | 0 | 0 | 0 | 0 | 0 | 0 | 0 | 0 | 0 | 0 | 0 | 0 | 0 | 0 | 0
F9_Industrial_Wood and Lumber Products_Existing_Space Heating_Natural Gas_HVAC - Demand Controlled Ventilation_A_Technical Potential | F9 | Industrial | Wood and Lumber Products | Existing | Space Heating | Natural Gas | HVAC - Demand Controlled Ventilation | A | Cumulative Winter Peak Savings (MW) | Technical Potential | 0 | 0 | 0 | 0 | 0 | 0 | 0 | 0 | 0 | 0 | 0 | 0 | 0 | 0 | 0 | 0 | 0 | 0 | 0 | 0 | 0 | 0 | 0 | 0 | 0 | 0 | 0 | 0 | 0 | 0 | 0
F10_Industrial_Wood and Lumber Products_Existing_Space Heating_Natural Gas_HVAC - Demand Controlled Ventilation_A_Technical Potential | F10 | Industrial | Wood and Lumber Products | Existing | Space Heating | Natural Gas | HVAC - Demand Controlled Ventilation | A | Purchases (Incremental) | Technical Potential | 0 | 0 | 0 | 0 | 0 | 502.3748 | 502.0991 | 499.138 | 499.4078 | 499.8208 | 493.4736 | 492.1251 | 491.1259 | 483.327 | 485.1723 | 480.5456 | 480.6079 | 478.189 | 473.9236 | 474.485 | 472.5229 | 470.6851 | 468.9701 | 467.3763 | 465.9025 | 0 | 0 | 0 | 0 | 0 | 0
F11_Industrial_Wood and Lumber Products_Existing_Space Heating_Natural Gas_HVAC - Demand Controlled Ventilation_A_Technical Potential | F11 | Industrial | Wood and Lumber Products | Existing | Space Heating | Natural Gas | HVAC - Demand Controlled Ventilation | A | Purchases (Cumulative) | Technical Potential | 0 | 0 | 0 | 0 | 0 | 502.3748 | 1004.4738 | 1503.6118 | 2003.0197 | 2502.8405 | 2996.3141 | 3488.4391 | 3979.565 | 4462.892 | 4948.0643 | 5428.6098 | 5909.2178 | 6387.4068 | 6861.3303 | 7335.8153 | 7808.3382 | 8279.0233 | 8747.9933 | 9215.3697 | 9681.2722 | 9681.2722 | 9681.2722 | 9681.2722 | 9681.2722 | 9681.2722 | 9681.2722
F1_Industrial_Wood and Lumber Products_Existing_Space Heating_Natural Gas_Gas Boiler - Stack Economizer_A_Technical Potential | F1 | Industrial | Wood and Lumber Products | Existing | Space Heating | Natural Gas | Gas Boiler - Stack Economizer | A | Integrated Unit Energy Savings (kWh or therms) | Technical Potential | 0 | 0 | 0 | 0 | 0 | 0.87953 | 0.87193 | 0.86368 | 0.85508 | 0.84617 | 0.83709 | 0.82789 | 0.81857 | 0.80881 | 0.7985 | 0.78846 | 0.77856 | 0.76944 | 0.76059 | 0.75238 | 0.74454 | 0.73648 | 0.7291 | 0.72208 | 0.71513 | 0.70869 | 0.70311 | 0.6978 | 0.76094 | 0.75781 | 0.75496
F2_Industrial_Wood and Lumber Products_Existing_Space Heating_Natural Gas_Gas Boiler - Stack Economizer_A_Technical Potential | F2 | Industrial | Wood and Lumber Products | Existing | Space Heating | Natural Gas | Gas Boiler - Stack Economizer | A | Integrated Unit Summer Peak Savings (kW) | Technical Potential | 0 | 0 | 0 | 0 | 0 | 0 | 0 | 0 | 0 | 0 | 0 | 0 | 0 | 0 | 0 | 0 | 0 | 0 | 0 | 0 | 0 | 0 | 0 | 0 | 0 | 0 | 0 | 0 | 0 | 0 | 0
F3_Industrial_Wood and Lumber Products_Existing_Space Heating_Natural Gas_Gas Boiler - Stack Economizer_A_Technical Potential | F3 | Industrial | Wood and Lumber Products | Existing | Space Heating | Natural Gas | Gas Boiler - Stack Economizer | A | Integrated Unit Winter Peak Savings (kW) | Technical Potential | 0 | 0 | 0 | 0 | 0 | 0 | 0 | 0 | 0 | 0 | 0 | 0 | 0 | 0 | 0 | 0 | 0 | 0 | 0 | 0 | 0 | 0 | 0 | 0 | 0 | 0 | 0 | 0 | 0 | 0 | 0
F4_Industrial_Wood and Lumber Products_Existing_Space Heating_Natural Gas_Gas Boiler - Stack Economizer_A_Technical Potential | F4 | Industrial | Wood and Lumber Products | Existing | Space Heating | Natural Gas | Gas Boiler - Stack Economizer | A | Incremental Energy Savings (MWh or mTherms) | Technical Potential | 0 | 0 | 0 | 0 | 0 | 0.0073518 | 0.0072843 | 0.0071728 | 0.0071053 | 0.0070371 | 0.0061858 | 0.0048809 | 0.0038529 | 0.0029972 | 0.0023762 | 0.0018592 | 0.0014689 | 0.0011555 | 0.00090561 | 0.00071752 | 0.00056568 | 3.8018e-06 | 1.3393e-06 | 4.5063e-07 | 1.4507e-07 | 1.2185e-07 | 1.2056e-07 | 1.1936e-07 | 1.2988e-07 | 1.291e-07 | 1.2839e-07
F5_Industrial_Wood and Lumber Products_Existing_Space Heating_Natural Gas_Gas Boiler - Stack Economizer_A_Technical Potential | F5 | Industrial | Wood and Lumber Products | Existing | Space Heating | Natural Gas | Gas Boiler - Stack Economizer | A | Incremental Summer Peak Savings (MW) | Technical Potential | 0 | 0 | 0 | 0 | 0 | 0 | 0 | 0 | 0 | 0 | 0 | 0 | 0 | 0 | 0 | 0 | 0 | 0 | 0 | 0 | 0 | 0 | 0 | 0 | 0 | 0 | 0 | 0 | 0 | 0 | 0
F6_Industrial_Wood and Lumber Products_Existing_Space Heating_Natural Gas_Gas Boiler - Stack Economizer_A_Technical Potential | F6 | Industrial | Wood and Lumber Products | Existing | Space Heating | Natural Gas | Gas Boiler - Stack Economizer | A | Incremental Winter Peak Savings (MW) | Technical Potential | 0 | 0 | 0 | 0 | 0 | 0 | 0 | 0 | 0 | 0 | 0 | 0 | 0 | 0 | 0 | 0 | 0 | 0 | 0 | 0 | 0 | 0 | 0 | 0 | 0 | 0 | 0 | 0 | 0 | 0 | 0
F7_Industrial_Wood and Lumber Products_Existing_Space Heating_Natural Gas_Gas Boiler - Stack Economizer_A_Technical Potential | F7 | Industrial | Wood and Lumber Products | Existing | Space Heating | Natural Gas | Gas Boiler - Stack Economizer | A | Cumulative Energy Savings (MWh or mTherms) | Technical Potential | 0 | 0 | 0 | 0 | 0 | 0.0073518 | 0.014573 | 0.021608 | 0.028498 | 0.035238 | 0.041045 | 0.045476 | 0.048816 | 0.051232 | 0.052954 | 0.054148 | 0.054937 | 0.055449 | 0.055717 | 0.055833 | 0.055817 | 0.055217 | 0.054664 | 0.054138 | 0.053618 | 0.053135 | 0.052716 | 0.052319 | 0 | 0 | 0
F8_Industrial_Wood and Lumber Products_Existing_Space Heating_Natural Gas_Gas Boiler - Stack Economizer_A_Technical Potential | F8 | Industrial | Wood and Lumber Products | Existing | Space Heating | Natural Gas | Gas Boiler - Stack Economizer | A | Cumulative Summer Peak Savings (MW) | Technical Potential | 0 | 0 | 0 | 0 | 0 | 0 | 0 | 0 | 0 | 0 | 0 | 0 | 0 | 0 | 0 | 0 | 0 | 0 | 0 | 0 | 0 | 0 | 0 | 0 | 0 | 0 | 0 | 0 | 0 | 0 | 0
F9_Industrial_Wood and Lumber Products_Existing_Space Heating_Natural Gas_Gas Boiler - Stack Economizer_A_Technical Potential | F9 | Industrial | Wood and Lumber Products | Existing | Space Heating | Natural Gas | Gas Boiler - Stack Economizer | A | Cumulative Winter Peak Savings (MW) | Technical Potential | 0 | 0 | 0 | 0 | 0 | 0 | 0 | 0 | 0 | 0 | 0 | 0 | 0 | 0 | 0 | 0 | 0 | 0 | 0 | 0 | 0 | 0 | 0 | 0 | 0 | 0 | 0 | 0 | 0 | 0 | 0
F10_Industrial_Wood and Lumber Products_Existing_Space Heating_Natural Gas_Gas Boiler - Stack Economizer_A_Technical Potential | F10 | Industrial | Wood and Lumber Products | Existing | Space Heating | Natural Gas | Gas Boiler - Stack Economizer | A | Purchases (Incremental) | Technical Potential | 0 | 0 | 0 | 0 | 0 | 8.3588 | 8.3543 | 8.305 | 8.3095 | 8.3164 | 7.3897 | 5.8956 | 4.7069 | 3.7057 | 2.9759 | 2.358 | 1.8867 | 1.5017 | 1.1907 | 0.95366 | 0.75977 | 0.0051621 | 0.0018369 | 0.00062408 | 0.00020286 | 0.00017193 | 0.00017147 | 0.00017106 | 0.00017069 | 0.00017035 | 0.00017006
F11_Industrial_Wood and Lumber Products_Existing_Space Heating_Natural Gas_Gas Boiler - Stack Economizer_A_Technical Potential | F11 | Industrial | Wood and Lumber Products | Existing | Space Heating | Natural Gas | Gas Boiler - Stack Economizer | A | Purchases (Cumulative) | Technical Potential | 0 | 0 | 0 | 0 | 0 | 8.3588 | 16.7131 | 25.0181 | 33.3276 | 41.6439 | 49.0336 | 54.9292 | 59.6361 | 63.3418 | 66.3177 | 68.6757 | 70.5623 | 72.0641 | 73.2547 | 74.2084 | 74.9682 | 74.9733 | 74.9752 | 74.9758 | 74.976 | 74.9762 | 74.9763 | 74.9765 | 74.9767 | 74.9768 | 74.977
F1_Industrial_Wood and Lumber Products_Existing_Process_Natural Gas_Gas Boiler - Stack Economizer_A_Technical Potential | F1 | Industrial | Wood and Lumber Products | Existing | Process | Natural Gas | Gas Boiler - Stack Economizer | A | Integrated Unit Energy Savings (kWh or therms) | Technical Potential | 0 | 0 | 0 | 0 | 0 | 8.2804 | 8.2794 | 8.2787 | 8.2782 | 8.2778 | 8.2773 | 8.277 | 8.2767 | 8.2763 | 8.2761 | 8.2759 | 8.2758 | 8.2757 | 8.2755 | 8.2755 | 8.2754 | 8.2753 | 8.2752 | 8.2752 | 8.2751 | 8.2751 | 8.2751 | 8.2751 | 8.2818 | 8.2818 | 8.2818
F2_Industrial_Wood and Lumber Products_Existing_Process_Natural Gas_Gas Boiler - Stack Economizer_A_Technical Potential | F2 | Industrial | Wood and Lumber Products | Existing | Process | Natural Gas | Gas Boiler - Stack Economizer | A | Integrated Unit Summer Peak Savings (kW) | Technical Potential | 0 | 0 | 0 | 0 | 0 | 0 | 0 | 0 | 0 | 0 | 0 | 0 | 0 | 0 | 0 | 0 | 0 | 0 | 0 | 0 | 0 | 0 | 0 | 0 | 0 | 0 | 0 | 0 | 0 | 0 | 0
F3_Industrial_Wood and Lumber Products_Existing_Process_Natural Gas_Gas Boiler - Stack Economizer_A_Technical Potential | F3 | Industrial | Wood and Lumber Products | Existing | Process | Natural Gas | Gas Boiler - Stack Economizer | A | Integrated Unit Winter Peak Savings (kW) | Technical Potential | 0 | 0 | 0 | 0 | 0 | 0 | 0 | 0 | 0 | 0 | 0 | 0 | 0 | 0 | 0 | 0 | 0 | 0 | 0 | 0 | 0 | 0 | 0 | 0 | 0 | 0 | 0 | 0 | 0 | 0 | 0
F4_Industrial_Wood and Lumber Products_Existing_Process_Natural Gas_Gas Boiler - Stack Economizer_A_Technical Potential | F4 | Industrial | Wood and Lumber Products | Existing | Process | Natural Gas | Gas Boiler - Stack Economizer | A | Incremental Energy Savings (MWh or mTherms) | Technical Potential | 0 | 0 | 0 | 0 | 0 | 0.23824 | 0.23808 | 0.23666 | 0.23677 | 0.23695 | 0.21054 | 0.16796 | 0.13409 | 0.10557 | 0.084774 | 0.067171 | 0.053743 | 0.042777 | 0.033916 | 0.027165 | 0.021642 | 0.00014704 | 5.2321e-05 | 1.7776e-05 | 5.7782e-06 | 4.8972e-06 | 4.8841e-06 | 4.8723e-06 | 4.8656e-06 | 4.8562e-06 | 4.8479e-06
F5_Industrial_Wood and Lumber Products_Existing_Process_Natural Gas_Gas Boiler - Stack Economizer_A_Technical Potential | F5 | Industrial | Wood and Lumber Products | Existing | Process | Natural Gas | Gas Boiler - Stack Economizer | A | Incremental Summer Peak Savings (MW) | Technical Potential | 0 | 0 | 0 | 0 | 0 | 0 | 0 | 0 | 0 | 0 | 0 | 0 | 0 | 0 | 0 | 0 | 0 | 0 | 0 | 0 | 0 | 0 | 0 | 0 | 0 | 0 | 0 | 0 | 0 | 0 | 0
F6_Industrial_Wood and Lumber Products_Existing_Process_Natural Gas_Gas Boiler - Stack Economizer_A_Technical Potential | F6 | Industrial | Wood and Lumber Products | Existing | Process | Natural Gas | Gas Boiler - Stack Economizer | A | Incremental Winter Peak Savings (MW) | Technical Potential | 0 | 0 | 0 | 0 | 0 | 0 | 0 | 0 | 0 | 0 | 0 | 0 | 0 | 0 | 0 | 0 | 0 | 0 | 0 | 0 | 0 | 0 | 0 | 0 | 0 | 0 | 0 | 0 | 0 | 0 | 0
F7_Industrial_Wood and Lumber Products_Existing_Process_Natural Gas_Gas Boiler - Stack Economizer_A_Technical Potential | F7 | Industrial | Wood and Lumber Products | Existing | Process | Natural Gas | Gas Boiler - Stack Economizer | A | Cumulative Energy Savings (MWh or mTherms) | Technical Potential | 0 | 0 | 0 | 0 | 0 | 0.23824 | 0.47629 | 0.71291 | 0.94964 | 1.1865 | 1.397 | 1.5649 | 1.699 | 1.8045 | 1.8892 | 1.9563 | 2.01 | 2.0528 | 2.0866 | 2.1138 | 2.1354 | 2.1355 | 2.1356 | 2.1356 | 2.1356 | 2.1356 | 2.1356 | 2.1356 | 0 | 0 | 0
F8_Industrial_Wood and Lumber Products_Existing_Process_Natural Gas_Gas Boiler - Stack Economizer_A_Technical Potential | F8 | Industrial | Wood and Lumber Products | Existing | Process | Natural Gas | Gas Boiler - Stack Economizer | A | Cumulative Summer Peak Savings (MW) | Technical Potential | 0 | 0 | 0 | 0 | 0 | 0 | 0 | 0 | 0 | 0 | 0 | 0 | 0 | 0 | 0 | 0 | 0 | 0 | 0 | 0 | 0 | 0 | 0 | 0 | 0 | 0 | 0 | 0 | 0 | 0 | 0
F9_Industrial_Wood and Lumber Products_Existing_Process_Natural Gas_Gas Boiler - Stack Economizer_A_Technical Potential | F9 | Industrial | Wood and Lumber Products | Existing | Process | Natural Gas | Gas Boiler - Stack Economizer | A | Cumulative Winter Peak Savings (MW) | Technical Potential | 0 | 0 | 0 | 0 | 0 | 0 | 0 | 0 | 0 | 0 | 0 | 0 | 0 | 0 | 0 | 0 | 0 | 0 | 0 | 0 | 0 | 0 | 0 | 0 | 0 | 0 | 0 | 0 | 0 | 0 | 0
F10_Industrial_Wood and Lumber Products_Existing_Process_Natural Gas_Gas Boiler - Stack Economizer_A_Technical Potential | F10 | Industrial | Wood and Lumber Products | Existing | Process | Natural Gas | Gas Boiler - Stack Economizer | A | Purchases (Incremental) | Technical Potential | 0 | 0 | 0 | 0 | 0 | 28.7716 | 28.7558 | 28.5862 | 28.6017 | 28.6253 | 25.4356 | 20.2929 | 16.2014 | 12.7553 | 10.2432 | 8.1164 | 6.494 | 5.169 | 4.0983 | 3.2825 | 2.6152 | 0.017768 | 0.0063226 | 0.0021481 | 0.00069827 | 0.0005918 | 0.00059022 | 0.00058879 | 0.00058751 | 0.00058637 | 0.00058537
F11_Industrial_Wood and Lumber Products_Existing_Process_Natural Gas_Gas Boiler - Stack Economizer_A_Technical Potential | F11 | Industrial | Wood and Lumber Products | Existing | Process | Natural Gas | Gas Boiler - Stack Economizer | A | Purchases (Cumulative) | Technical Potential | 0 | 0 | 0 | 0 | 0 | 28.7716 | 57.5274 | 86.1136 | 114.7153 | 143.3407 | 168.7763 | 189.0692 | 205.2706 | 218.0258 | 228.269 | 236.3854 | 242.8794 | 248.0484 | 252.1467 | 255.4293 | 258.0445 | 258.0622 | 258.0686 | 258.0707 | 258.0714 | 258.072 | 258.0726 | 258.0732 | 258.0738 | 258.0743 | 258.0749
F1_Industrial_Wood and Lumber Products_Existing_Space Heating_Natural Gas_Gas Furnace Tube Inserts_A_Technical Potential | F1 | Industrial | Wood and Lumber Products | Existing | Space Heating | Natural Gas | Gas Furnace Tube Inserts | A | Integrated Unit Energy Savings (kWh or therms) | Technical Potential | 0 | 0 | 0 | 0 | 0 | 0.086046 | 0.085101 | 0.08388 | 0.082616 | 0.08132 | 0.080015 | 0.078709 | 0.077446 | 0.076192 | 0.074913 | 0.073725 | 0.072591 | 0.071564 | 0.070596 | 0.069684 | 0.068809 | 0.067938 | 0.067097 | 0.0663 | 0.065535 | 0.064816 | 0.064174 | 0.063559 | 0.069231 | 0.068805 | 0.068405
F2_Industrial_Wood and Lumber Products_Existing_Space Heating_Natural Gas_Gas Furnace Tube Inserts_A_Technical Potential | F2 | Industrial | Wood and Lumber Products | Existing | Space Heating | Natural Gas | Gas Furnace Tube Inserts | A | Integrated Unit Summer Peak Savings (kW) | Technical Potential | 0 | 0 | 0 | 0 | 0 | 0 | 0 | 0 | 0 | 0 | 0 | 0 | 0 | 0 | 0 | 0 | 0 | 0 | 0 | 0 | 0 | 0 | 0 | 0 | 0 | 0 | 0 | 0 | 0 | 0 | 0
F3_Industrial_Wood and Lumber Products_Existing_Space Heating_Natural Gas_Gas Furnace Tube Inserts_A_Technical Potential | F3 | Industrial | Wood and Lumber Products | Existing | Space Heating | Natural Gas | Gas Furnace Tube Inserts | A | Integrated Unit Winter Peak Savings (kW) | Technical Potential | 0 | 0 | 0 | 0 | 0 | 0 | 0 | 0 | 0 | 0 | 0 | 0 | 0 | 0 | 0 | 0 | 0 | 0 | 0 | 0 | 0 | 0 | 0 | 0 | 0 | 0 | 0 | 0 | 0 | 0 | 0
F4_Industrial_Wood and Lumber Products_Existing_Space Heating_Natural Gas_Gas Furnace Tube Inserts_A_Technical Potential | F4 | Industrial | Wood and Lumber Products | Existing | Space Heating | Natural Gas | Gas Furnace Tube Inserts | A | Incremental Energy Savings (MWh or mTherms) | Technical Potential | 0 | 0 | 0 | 0 | 0 | 0 | 0 | 0 | 0 | 0 | 0 | 0 | 0 | 0 | 0 | 0 | 0 | 0 | 0 | 0 | 0 | 0 | 0 | 0 | 0 | 0 | 0 | 0 | 0 | 0 | 0
F5_Industrial_Wood and Lumber Products_Existing_Space Heating_Natural Gas_Gas Furnace Tube Inserts_A_Technical Potential | F5 | Industrial | Wood and Lumber Products | Existing | Space Heating | Natural Gas | Gas Furnace Tube Inserts | A | Incremental Summer Peak Savings (MW) | Technical Potential | 0 | 0 | 0 | 0 | 0 | 0 | 0 | 0 | 0 | 0 | 0 | 0 | 0 | 0 | 0 | 0 | 0 | 0 | 0 | 0 | 0 | 0 | 0 | 0 | 0 | 0 | 0 | 0 | 0 | 0 | 0
F6_Industrial_Wood and Lumber Products_Existing_Space Heating_Natural Gas_Gas Furnace Tube Inserts_A_Technical Potential | F6 | Industrial | Wood and Lumber Products | Existing | Space Heating | Natural Gas | Gas Furnace Tube Inserts | A | Incremental Winter Peak Savings (MW) | Technical Potential | 0 | 0 | 0 | 0 | 0 | 0 | 0 | 0 | 0 | 0 | 0 | 0 | 0 | 0 | 0 | 0 | 0 | 0 | 0 | 0 | 0 | 0 | 0 | 0 | 0 | 0 | 0 | 0 | 0 | 0 | 0
F7_Industrial_Wood and Lumber Products_Existing_Space Heating_Natural Gas_Gas Furnace Tube Inserts_A_Technical Potential | F7 | Industrial | Wood and Lumber Products | Existing | Space Heating | Natural Gas | Gas Furnace Tube Inserts | A | Cumulative Energy Savings (MWh or mTherms) | Technical Potential | 0 | 0 | 0 | 0 | 0 | 0 | 0 | 0 | 0 | 0 | 0 | 0 | 0 | 0 | 0 | 0 | 0 | 0 | 0 | 0 | 0 | 0 | 0 | 0 | 0 | 0 | 0 | 0 | 0 | 0 | 0
F8_Industrial_Wood and Lumber Products_Existing_Space Heating_Natural Gas_Gas Furnace Tube Inserts_A_Technical Potential | F8 | Industrial | Wood and Lumber Products | Existing | Space Heating | Natural Gas | Gas Furnace Tube Inserts | A | Cumulative Summer Peak Savings (MW) | Technical Potential | 0 | 0 | 0 | 0 | 0 | 0 | 0 | 0 | 0 | 0 | 0 | 0 | 0 | 0 | 0 | 0 | 0 | 0 | 0 | 0 | 0 | 0 | 0 | 0 | 0 | 0 | 0 | 0 | 0 | 0 | 0
F9_Industrial_Wood and Lumber Products_Existing_Space Heating_Natural Gas_Gas Furnace Tube Inserts_A_Technical Potential | F9 | Industrial | Wood and Lumber Products | Existing | Space Heating | Natural Gas | Gas Furnace Tube Inserts | A | Cumulative Winter Peak Savings (MW) | Technical Potential | 0 | 0 | 0 | 0 | 0 | 0 | 0 | 0 | 0 | 0 | 0 | 0 | 0 | 0 | 0 | 0 | 0 | 0 | 0 | 0 | 0 | 0 | 0 | 0 | 0 | 0 | 0 | 0 | 0 | 0 | 0
F10_Industrial_Wood and Lumber Products_Existing_Space Heating_Natural Gas_Gas Furnace Tube Inserts_A_Technical Potential | F10 | Industrial | Wood and Lumber Products | Existing | Space Heating | Natural Gas | Gas Furnace Tube Inserts | A | Purchases (Incremental) | Technical Potential | 0 | 0 | 0 | 0 | 0 | 0 | 0 | 0 | 0 | 0 | 0 | 0 | 0 | 0 | 0 | 0 | 0 | 0 | 0 | 0 | 0 | 0 | 0 | 0 | 0 | 0 | 0 | 0 | 0 | 0 | 0
F11_Industrial_Wood and Lumber Products_Existing_Space Heating_Natural Gas_Gas Furnace Tube Inserts_A_Technical Potential | F11 | Industrial | Wood and Lumber Products | Existing | Space Heating | Natural Gas | Gas Furnace Tube Inserts | A | Purchases (Cumulative) | Technical Potential | 0 | 0 | 0 | 0 | 0 | 0 | 0 | 0 | 0 | 0 | 0 | 0 | 0 | 0 | 0 | 0 | 0 | 0 | 0 | 0 | 0 | 0 | 0 | 0 | 0 | 0 | 0 | 0 | 0 | 0 | 0
F1_Industrial_Wood and Lumber Products_Existing_Space Heating_Natural Gas_Space Heating - Heat Recovery Ventilator_A_Technical Potential | F1 | Industrial | Wood and Lumber Products | Existing | Space Heating | Natural Gas | Space Heating - Heat Recovery Ventilator | A | Integrated Unit Energy Savings (kWh or therms) | Technical Potential | 0 | 0 | 0 | 0 | 0 | 0.013107 | 0.012868 | 0.012537 | 0.012127 | 0.011643 | 0.011093 | 0.010529 | 0.0099722 | 0.0094123 | 0.0089411 | 0.0084963 | 0.0081411 | 0.0078356 | 0.0075696 | 0.007384 | 0.0072148 | 0.0070688 | 0.0069486 | 0.0068543 | 0.0067678 | 0.0067043 | 0.0066487 | 0.0065957 | 0 | 0 | 0
F2_Industrial_Wood and Lumber Products_Existing_Space Heating_Natural Gas_Space Heating - Heat Recovery Ventilator_A_Technical Potential | F2 | Industrial | Wood and Lumber Products | Existing | Space Heating | Natural Gas | Space Heating - Heat Recovery Ventilator | A | Integrated Unit Summer Peak Savings (kW) | Technical Potential | 0 | 0 | 0 | 0 | 0 | 0 | 0 | 0 | 0 | 0 | 0 | 0 | 0 | 0 | 0 | 0 | 0 | 0 | 0 | 0 | 0 | 0 | 0 | 0 | 0 | 0 | 0 | 0 | 0 | 0 | 0
F3_Industrial_Wood and Lumber Products_Existing_Space Heating_Natural Gas_Space Heating - Heat Recovery Ventilator_A_Technical Potential | F3 | Industrial | Wood and Lumber Products | Existing | Space Heating | Natural Gas | Space Heating - Heat Recovery Ventilator | A | Integrated Unit Winter Peak Savings (kW) | Technical Potential | 0 | 0 | 0 | 0 | 0 | 0 | 0 | 0 | 0 | 0 | 0 | 0 | 0 | 0 | 0 | 0 | 0 | 0 | 0 | 0 | 0 | 0 | 0 | 0 | 0 | 0 | 0 | 0 | 0 | 0 | 0
F4_Industrial_Wood and Lumber Products_Existing_Space Heating_Natural Gas_Space Heating - Heat Recovery Ventilator_A_Technical Potential | F4 | Industrial | Wood and Lumber Products | Existing | Space Heating | Natural Gas | Space Heating - Heat Recovery Ventilator | A | Incremental Energy Savings (MWh or mTherms) | Technical Potential | 0 | 0 | 0 | 0 | 0 | 0.016117 | 0.015815 | 0.015317 | 0.014824 | 0.014245 | 0.0134 | 0.012683 | 0.011988 | 0.011135 | 0.010618 | 0.0099938 | 0.0095772 | 0.0091714 | 0.008781 | 0.0085759 | 0.0083447 | 0.0081441 | 0.0079764 | 0.0078414 | 0.007718 | 0 | 0 | 0 | 0 | 0 | 0
F5_Industrial_Wood and Lumber Products_Existing_Space Heating_Natural Gas_Space Heating - Heat Recovery Ventilator_A_Technical Potential | F5 | Industrial | Wood and Lumber Products | Existing | Space Heating | Natural Gas | Space Heating - Heat Recovery Ventilator | A | Incremental Summer Peak Savings (MW) | Technical Potential | 0 | 0 | 0 | 0 | 0 | 0 | 0 | 0 | 0 | 0 | 0 | 0 | 0 | 0 | 0 | 0 | 0 | 0 | 0 | 0 | 0 | 0 | 0 | 0 | 0 | 0 | 0 | 0 | 0 | 0 | 0
F6_Industrial_Wood and Lumber Products_Existing_Space Heating_Natural Gas_Space Heating - Heat Recovery Ventilator_A_Technical Potential | F6 | Industrial | Wood and Lumber Products | Existing | Space Heating | Natural Gas | Space Heating - Heat Recovery Ventilator | A | Incremental Winter Peak Savings (MW) | Technical Potential | 0 | 0 | 0 | 0 | 0 | 0 | 0 | 0 | 0 | 0 | 0 | 0 | 0 | 0 | 0 | 0 | 0 | 0 | 0 | 0 | 0 | 0 | 0 | 0 | 0 | 0 | 0 | 0 | 0 | 0 | 0
F7_Industrial_Wood and Lumber Products_Existing_Space Heating_Natural Gas_Space Heating - Heat Recovery Ventilator_A_Technical Potential | F7 | Industrial | Wood and Lumber Products | Existing | Space Heating | Natural Gas | Space Heating - Heat Recovery Ventilator | A | Cumulative Energy Savings (MWh or mTherms) | Technical Potential | 0 | 0 | 0 | 0 | 0 | 0.016117 | 0.031639 | 0.046142 | 0.059456 | 0.071331 | 0.081361 | 0.089906 | 0.097138 | 0.10282 | 0.10829 | 0.1129 | 0.11775 | 0.12251 | 0.12713 | 0.13259 | 0.1379 | 0.14325 | 0.14879 | 0.15461 | 0.16038 | 0.15887 | 0.15756 | 0.1563 | 0 | 0 | 0
F8_Industrial_Wood and Lumber Products_Existing_Space Heating_Natural Gas_Space Heating - Heat Recovery Ventilator_A_Technical Potential | F8 | Industrial | Wood and Lumber Products | Existing | Space Heating | Natural Gas | Space Heating - Heat Recovery Ventilator | A | Cumulative Summer Peak Savings (MW) | Technical Potential | 0 | 0 | 0 | 0 | 0 | 0 | 0 | 0 | 0 | 0 | 0 | 0 | 0 | 0 | 0 | 0 | 0 | 0 | 0 | 0 | 0 | 0 | 0 | 0 | 0 | 0 | 0 | 0 | 0 | 0 | 0
F9_Industrial_Wood and Lumber Products_Existing_Space Heating_Natural Gas_Space Heating - Heat Recovery Ventilator_A_Technical Potential | F9 | Industrial | Wood and Lumber Products | Existing | Space Heating | Natural Gas | Space Heating - Heat Recovery Ventilator | A | Cumulative Winter Peak Savings (MW) | Technical Potential | 0 | 0 | 0 | 0 | 0 | 0 | 0 | 0 | 0 | 0 | 0 | 0 | 0 | 0 | 0 | 0 | 0 | 0 | 0 | 0 | 0 | 0 | 0 | 0 | 0 | 0 | 0 | 0 | 0 | 0 | 0
F10_Industrial_Wood and Lumber Products_Existing_Space Heating_Natural Gas_Space Heating - Heat Recovery Ventilator_A_Technical Potential | F10 | Industrial | Wood and Lumber Products | Existing | Space Heating | Natural Gas | Space Heating - Heat Recovery Ventilator | A | Purchases (Incremental) | Technical Potential | 0 | 0 | 0 | 0 | 0 | 1229.6761 | 1229.0012 | 1221.7533 | 1222.4139 | 1223.4246 | 1207.8884 | 1204.5876 | 1202.1418 | 1183.0522 | 1187.5692 | 1176.2441 | 1176.3968 | 1170.4759 | 1160.0353 | 1161.4095 | 1156.6068 | 1152.1083 | 1147.9105 | 1144.0095 | 1140.4019 | 0 | 0 | 0 | 0 | 0 | 0
F11_Industrial_Wood and Lumber Products_Existing_Space Heating_Natural Gas_Space Heating - Heat Recovery Ventilator_A_Technical Potential | F11 | Industrial | Wood and Lumber Products | Existing | Space Heating | Natural Gas | Space Heating - Heat Recovery Ventilator | A | Purchases (Cumulative) | Technical Potential | 0 | 0 | 0 | 0 | 0 | 1229.6761 | 2458.6773 | 3680.4306 | 4902.8444 | 6126.2691 | 7334.1575 | 8538.7451 | 9740.8869 | 10923.9392 | 12111.5083 | 13287.7524 | 14464.1492 | 15634.6251 | 16794.6605 | 17956.07 | 19112.6767 | 20264.7851 | 21412.6955 | 22556.705 | 23697.1069 | 23697.1069 | 23697.1069 | 23697.1069 | 23697.1069 | 23697.1069 | 23697.1069
F1_Industrial_Wood and Lumber Products_Existing_Space Heating_Natural Gas_Thermostat - Programmable_A_Technical Potential | F1 | Industrial | Wood and Lumber Products | Existing | Space Heating | Natural Gas | Thermostat - Programmable | A | Integrated Unit Energy Savings (kWh or therms) | Technical Potential | 0 | 0 | 0 | 0 | 0 | 0.006485 | 0.0063411 | 0.0061517 | 0.0059249 | 0.0056633 | 0.0053691 | 0.0050705 | 0.004777 | 0.0044814 | 0.0042333 | 0.0039969 | 0.0038065 | 0.0036401 | 0.0034932 | 0.0033882 | 0.0032912 | 0.0032068 | 0.0031358 | 0.0030779 | 0.0030245 | 0.0029952 | 0.0029695 | 0.002945 | 0 | 0 | 0
F2_Industrial_Wood and Lumber Products_Existing_Space Heating_Natural Gas_Thermostat - Programmable_A_Technical Potential | F2 | Industrial | Wood and Lumber Products | Existing | Space Heating | Natural Gas | Thermostat - Programmable | A | Integrated Unit Summer Peak Savings (kW) | Technical Potential | 0 | 0 | 0 | 0 | 0 | 0 | 0 | 0 | 0 | 0 | 0 | 0 | 0 | 0 | 0 | 0 | 0 | 0 | 0 | 0 | 0 | 0 | 0 | 0 | 0 | 0 | 0 | 0 | 0 | 0 | 0
F3_Industrial_Wood and Lumber Products_Existing_Space Heating_Natural Gas_Thermostat - Programmable_A_Technical Potential | F3 | Industrial | Wood and Lumber Products | Existing | Space Heating | Natural Gas | Thermostat - Programmable | A | Integrated Unit Winter Peak Savings (kW) | Technical Potential | 0 | 0 | 0 | 0 | 0 | 0 | 0 | 0 | 0 | 0 | 0 | 0 | 0 | 0 | 0 | 0 | 0 | 0 | 0 | 0 | 0 | 0 | 0 | 0 | 0 | 0 | 0 | 0 | 0 | 0 | 0
F4_Industrial_Wood and Lumber Products_Existing_Space Heating_Natural Gas_Thermostat - Programmable_A_Technical Potential | F4 | Industrial | Wood and Lumber Products | Existing | Space Heating | Natural Gas | Thermostat - Programmable | A | Incremental Energy Savings (MWh or mTherms) | Technical Potential | 0 | 0 | 0 | 0 | 0 | 0.023924 | 0.02338 | 0.022548 | 0.021728 | 0.020786 | 0.019456 | 0.018324 | 0.017228 | 0.015905 | 0.015082 | 0.014104 | 0.013434 | 0.012782 | 0.012157 | 0.011805 | 0.01142 | 0.011084 | 0.010799 | 0.010563 | 0.010347 | 0 | 0 | 0 | 0 | 0 | 0
F5_Industrial_Wood and Lumber Products_Existing_Space Heating_Natural Gas_Thermostat - Programmable_A_Technical Potential | F5 | Industrial | Wood and Lumber Products | Existing | Space Heating | Natural Gas | Thermostat - Programmable | A | Incremental Summer Peak Savings (MW) | Technical Potential | 0 | 0 | 0 | 0 | 0 | 0 | 0 | 0 | 0 | 0 | 0 | 0 | 0 | 0 | 0 | 0 | 0 | 0 | 0 | 0 | 0 | 0 | 0 | 0 | 0 | 0 | 0 | 0 | 0 | 0 | 0
F6_Industrial_Wood and Lumber Products_Existing_Space Heating_Natural Gas_Thermostat - Programmable_A_Technical Potential | F6 | Industrial | Wood and Lumber Products | Existing | Space Heating | Natural Gas | Thermostat - Programmable | A | Incremental Winter Peak Savings (MW) | Technical Potential | 0 | 0 | 0 | 0 | 0 | 0 | 0 | 0 | 0 | 0 | 0 | 0 | 0 | 0 | 0 | 0 | 0 | 0 | 0 | 0 | 0 | 0 | 0 | 0 | 0 | 0 | 0 | 0 | 0 | 0 | 0
F7_Industrial_Wood and Lumber Products_Existing_Space Heating_Natural Gas_Thermostat - Programmable_A_Technical Potential | F7 | Industrial | Wood and Lumber Products | Existing | Space Heating | Natural Gas | Thermostat - Programmable | A | Cumulative Energy Savings (MWh or mTherms) | Technical Potential | 0 | 0 | 0 | 0 | 0 | 0.023924 | 0.046772 | 0.067923 | 0.087146 | 0.10409 | 0.11813 | 0.12989 | 0.1396 | 0.14686 | 0.15382 | 0.15933 | 0.16517 | 0.17073 | 0.176 | 0.18252 | 0.18871 | 0.19495 | 0.20144 | 0.20828 | 0.21502 | 0.21293 | 0.2111 | 0.20937 | 0 | 0 | 0
F8_Industrial_Wood and Lumber Products_Existing_Space Heating_Natural Gas_Thermostat - Programmable_A_Technical Potential | F8 | Industrial | Wood and Lumber Products | Existing | Space Heating | Natural Gas | Thermostat - Programmable | A | Cumulative Summer Peak Savings (MW) | Technical Potential | 0 | 0 | 0 | 0 | 0 | 0 | 0 | 0 | 0 | 0 | 0 | 0 | 0 | 0 | 0 | 0 | 0 | 0 | 0 | 0 | 0 | 0 | 0 | 0 | 0 | 0 | 0 | 0 | 0 | 0 | 0
F9_Industrial_Wood and Lumber Products_Existing_Space Heating_Natural Gas_Thermostat - Programmable_A_Technical Potential | F9 | Industrial | Wood and Lumber Products | Existing | Space Heating | Natural Gas | Thermostat - Programmable | A | Cumulative Winter Peak Savings (MW) | Technical Potential | 0 | 0 | 0 | 0 | 0 | 0 | 0 | 0 | 0 | 0 | 0 | 0 | 0 | 0 | 0 | 0 | 0 | 0 | 0 | 0 | 0 | 0 | 0 | 0 | 0 | 0 | 0 | 0 | 0 | 0 | 0
F10_Industrial_Wood and Lumber Products_Existing_Space Heating_Natural Gas_Thermostat - Programmable_A_Technical Potential | F10 | Industrial | Wood and Lumber Products | Existing | Space Heating | Natural Gas | Thermostat - Programmable | A | Purchases (Incremental) | Technical Potential | 0 | 0 | 0 | 0 | 0 | 3689.0282 | 3687.0035 | 3665.26 | 3667.2416 | 3670.2739 | 3623.6652 | 3613.7629 | 3606.4254 | 3549.1567 | 3562.7075 | 3528.7324 | 3529.1903 | 3511.4278 | 3480.106 | 3484.2284 | 3469.8203 | 3456.325 | 3443.7314 | 3432.0285 | 3421.2058 | 0 | 0 | 0 | 0 | 0 | 0
F11_Industrial_Wood and Lumber Products_Existing_Space Heating_Natural Gas_Thermostat - Programmable_A_Technical Potential | F11 | Industrial | Wood and Lumber Products | Existing | Space Heating | Natural Gas | Thermostat - Programmable | A | Purchases (Cumulative) | Technical Potential | 0 | 0 | 0 | 0 | 0 | 3689.0282 | 7376.0318 | 11041.2917 | 14708.5333 | 18378.8072 | 22002.4724 | 25616.2354 | 29222.6608 | 32771.8175 | 36334.5249 | 39863.2573 | 43392.4476 | 46903.8754 | 50383.9815 | 53868.2099 | 57338.0302 | 60794.3552 | 64238.0866 | 67670.115 | 71091.3208 | 71091.3208 | 71091.3208 | 71091.3208 | 71091.3208 | 71091.3208 | 71091.3208
F1_Industrial_Wood and Lumber Products_Existing_Space Heating_Natural Gas_ENERGY STAR Connected Thermostat_A_Technical Potential | F1 | Industrial | Wood and Lumber Products | Existing | Space Heating | Natural Gas | ENERGY STAR Connected Thermostat | A | Integrated Unit Energy Savings (kWh or therms) | Technical Potential | 0 | 0 | 0 | 0 | 0 | 0.015324 | 0.015042 | 0.014651 | 0.014169 | 0.013601 | 0.012955 | 0.012293 | 0.01164 | 0.010984 | 0.010431 | 0.0099101 | 0.0094936 | 0.0091352 | 0.0088229 | 0.0086048 | 0.0084058 | 0.0082338 | 0.0080919 | 0.0079802 | 0.0078778 | 0.0078037 | 0.0077389 | 0.0076771 | 0 | 0 | 0
F2_Industrial_Wood and Lumber Products_Existing_Space Heating_Natural Gas_ENERGY STAR Connected Thermostat_A_Technical Potential | F2 | Industrial | Wood and Lumber Products | Existing | Space Heating | Natural Gas | ENERGY STAR Connected Thermostat | A | Integrated Unit Summer Peak Savings (kW) | Technical Potential | 0 | 0 | 0 | 0 | 0 | 0 | 0 | 0 | 0 | 0 | 0 | 0 | 0 | 0 | 0 | 0 | 0 | 0 | 0 | 0 | 0 | 0 | 0 | 0 | 0 | 0 | 0 | 0 | 0 | 0 | 0
F3_Industrial_Wood and Lumber Products_Existing_Space Heating_Natural Gas_ENERGY STAR Connected Thermostat_A_Technical Potential | F3 | Industrial | Wood and Lumber Products | Existing | Space Heating | Natural Gas | ENERGY STAR Connected Thermostat | A | Integrated Unit Winter Peak Savings (kW) | Technical Potential | 0 | 0 | 0 | 0 | 0 | 0 | 0 | 0 | 0 | 0 | 0 | 0 | 0 | 0 | 0 | 0 | 0 | 0 | 0 | 0 | 0 | 0 | 0 | 0 | 0 | 0 | 0 | 0 | 0 | 0 | 0
F4_Industrial_Wood and Lumber Products_Existing_Space Heating_Natural Gas_ENERGY STAR Connected Thermostat_A_Technical Potential | F4 | Industrial | Wood and Lumber Products | Existing | Space Heating | Natural Gas | ENERGY STAR Connected Thermostat | A | Incremental Energy Savings (MWh or mTherms) | Technical Potential | 0 | 0 | 0 | 0 | 0 | 0.056531 | 0.05546 | 0.053701 | 0.05196 | 0.049919 | 0.046945 | 0.044425 | 0.041979 | 0.038983 | 0.037164 | 0.03497 | 0.033505 | 0.032078 | 0.030705 | 0.029981 | 0.029166 | 0.028459 | 0.027866 | 0.027388 | 0.026951 | 0 | 0 | 0 | 0 | 0 | 0
F5_Industrial_Wood and Lumber Products_Existing_Space Heating_Natural Gas_ENERGY STAR Connected Thermostat_A_Technical Potential | F5 | Industrial | Wood and Lumber Products | Existing | Space Heating | Natural Gas | ENERGY STAR Connected Thermostat | A | Incremental Summer Peak Savings (MW) | Technical Potential | 0 | 0 | 0 | 0 | 0 | 0 | 0 | 0 | 0 | 0 | 0 | 0 | 0 | 0 | 0 | 0 | 0 | 0 | 0 | 0 | 0 | 0 | 0 | 0 | 0 | 0 | 0 | 0 | 0 | 0 | 0
F6_Industrial_Wood and Lumber Products_Existing_Space Heating_Natural Gas_ENERGY STAR Connected Thermostat_A_Technical Potential | F6 | Industrial | Wood and Lumber Products | Existing | Space Heating | Natural Gas | ENERGY STAR Connected Thermostat | A | Incremental Winter Peak Savings (MW) | Technical Potential | 0 | 0 | 0 | 0 | 0 | 0 | 0 | 0 | 0 | 0 | 0 | 0 | 0 | 0 | 0 | 0 | 0 | 0 | 0 | 0 | 0 | 0 | 0 | 0 | 0 | 0 | 0 | 0 | 0 | 0 | 0
F7_Industrial_Wood and Lumber Products_Existing_Space Heating_Natural Gas_ENERGY STAR Connected Thermostat_A_Technical Potential | F7 | Industrial | Wood and Lumber Products | Existing | Space Heating | Natural Gas | ENERGY STAR Connected Thermostat | A | Cumulative Energy Savings (MWh or mTherms) | Technical Potential | 0 | 0 | 0 | 0 | 0 | 0.056531 | 0.11095 | 0.16177 | 0.2084 | 0.24997 | 0.28504 | 0.31491 | 0.34016 | 0.35995 | 0.37902 | 0.39505 | 0.41195 | 0.42848 | 0.44453 | 0.46353 | 0.48197 | 0.50057 | 0.51981 | 0.54002 | 0.56004 | 0.55478 | 0.55017 | 0.54578 | 0 | 0 | 0
F8_Industrial_Wood and Lumber Products_Existing_Space Heating_Natural Gas_ENERGY STAR Connected Thermostat_A_Technical Potential | F8 | Industrial | Wood and Lumber Products | Existing | Space Heating | Natural Gas | ENERGY STAR Connected Thermostat | A | Cumulative Summer Peak Savings (MW) | Technical Potential | 0 | 0 | 0 | 0 | 0 | 0 | 0 | 0 | 0 | 0 | 0 | 0 | 0 | 0 | 0 | 0 | 0 | 0 | 0 | 0 | 0 | 0 | 0 | 0 | 0 | 0 | 0 | 0 | 0 | 0 | 0
F9_Industrial_Wood and Lumber Products_Existing_Space Heating_Natural Gas_ENERGY STAR Connected Thermostat_A_Technical Potential | F9 | Industrial | Wood and Lumber Products | Existing | Space Heating | Natural Gas | ENERGY STAR Connected Thermostat | A | Cumulative Winter Peak Savings (MW) | Technical Potential | 0 | 0 | 0 | 0 | 0 | 0 | 0 | 0 | 0 | 0 | 0 | 0 | 0 | 0 | 0 | 0 | 0 | 0 | 0 | 0 | 0 | 0 | 0 | 0 | 0 | 0 | 0 | 0 | 0 | 0 | 0
F10_Industrial_Wood and Lumber Products_Existing_Space Heating_Natural Gas_ENERGY STAR Connected Thermostat_A_Technical Potential | F10 | Industrial | Wood and Lumber Products | Existing | Space Heating | Natural Gas | ENERGY STAR Connected Thermostat | A | Purchases (Incremental) | Technical Potential | 0 | 0 | 0 | 0 | 0 | 3689.0282 | 3687.0035 | 3665.26 | 3667.2416 | 3670.2739 | 3623.6652 | 3613.7629 | 3606.4254 | 3549.1567 | 3562.7075 | 3528.7324 | 3529.1903 | 3511.4278 | 3480.106 | 3484.2284 | 3469.8203 | 3456.325 | 3443.7314 | 3432.0285 | 3421.2058 | 0 | 0 | 0 | 0 | 0 | 0
F11_Industrial_Wood and Lumber Products_Existing_Space Heating_Natural Gas_ENERGY STAR Connected Thermostat_A_Technical Potential | F11 | Industrial | Wood and Lumber Products | Existing | Space Heating | Natural Gas | ENERGY STAR Connected Thermostat | A | Purchases (Cumulative) | Technical Potential | 0 | 0 | 0 | 0 | 0 | 3689.0282 | 7376.0318 | 11041.2917 | 14708.5333 | 18378.8072 | 22002.4724 | 25616.2354 | 29222.6608 | 32771.8175 | 36334.5249 | 39863.2573 | 43392.4476 | 46903.8754 | 50383.9815 | 53868.2099 | 57338.0302 | 60794.3552 | 64238.0866 | 67670.115 | 71091.3208 | 71091.3208 | 71091.3208 | 71091.3208 | 71091.3208 | 71091.3208 | 71091.3208
F1_Industrial_Wood and Lumber Products_Existing_Space Heating_Natural Gas_Destratification Fans (HVLS)_A_Technical Potential | F1 | Industrial | Wood and Lumber Products | Existing | Space Heating | Natural Gas | Destratification Fans (HVLS) | A | Integrated Unit Energy Savings (kWh or therms) | Technical Potential | 0 | 0 | 0 | 0 | 0 | 0.015313 | 0.015019 | 0.014618 | 0.014126 | 0.01355 | 0.012896 | 0.012228 | 0.011569 | 0.010908 | 0.010352 | 0.0098261 | 0.0094061 | 0.0090437 | 0.0087271 | 0.0085051 | 0.0083016 | 0.0081252 | 0.0079787 | 0.0078622 | 0.007755 | 0.0076817 | 0.0076176 | 0.0075565 | 0 | 0 | 0
F2_Industrial_Wood and Lumber Products_Existing_Space Heating_Natural Gas_Destratification Fans (HVLS)_A_Technical Potential | F2 | Industrial | Wood and Lumber Products | Existing | Space Heating | Natural Gas | Destratification Fans (HVLS) | A | Integrated Unit Summer Peak Savings (kW) | Technical Potential | 0 | 0 | 0 | 0 | 0 | 0 | 0 | 0 | 0 | 0 | 0 | 0 | 0 | 0 | 0 | 0 | 0 | 0 | 0 | 0 | 0 | 0 | 0 | 0 | 0 | 0 | 0 | 0 | 0 | 0 | 0
F3_Industrial_Wood and Lumber Products_Existing_Space Heating_Natural Gas_Destratification Fans (HVLS)_A_Technical Potential | F3 | Industrial | Wood and Lumber Products | Existing | Space Heating | Natural Gas | Destratification Fans (HVLS) | A | Integrated Unit Winter Peak Savings (kW) | Technical Potential | 0 | 0 | 0 | 0 | 0 | 0 | 0 | 0 | 0 | 0 | 0 | 0 | 0 | 0 | 0 | 0 | 0 | 0 | 0 | 0 | 0 | 0 | 0 | 0 | 0 | 0 | 0 | 0 | 0 | 0 | 0
F4_Industrial_Wood and Lumber Products_Existing_Space Heating_Natural Gas_Destratification Fans (HVLS)_A_Technical Potential | F4 | Industrial | Wood and Lumber Products | Existing | Space Heating | Natural Gas | Destratification Fans (HVLS) | A | Incremental Energy Savings (MWh or mTherms) | Technical Potential | 0 | 0 | 0 | 0 | 0 | 0.22596 | 0.22151 | 0.21432 | 0.20722 | 0.19893 | 0.18692 | 0.17675 | 0.1669 | 0.15485 | 0.14752 | 0.1387 | 0.13278 | 0.12703 | 0.12149 | 0.11853 | 0.11522 | 0.11233 | 0.10991 | 0.10793 | 0.10613 | 0 | 0 | 0 | 0 | 0 | 0
F5_Industrial_Wood and Lumber Products_Existing_Space Heating_Natural Gas_Destratification Fans (HVLS)_A_Technical Potential | F5 | Industrial | Wood and Lumber Products | Existing | Space Heating | Natural Gas | Destratification Fans (HVLS) | A | Incremental Summer Peak Savings (MW) | Technical Potential | 0 | 0 | 0 | 0 | 0 | 0 | 0 | 0 | 0 | 0 | 0 | 0 | 0 | 0 | 0 | 0 | 0 | 0 | 0 | 0 | 0 | 0 | 0 | 0 | 0 | 0 | 0 | 0 | 0 | 0 | 0
F6_Industrial_Wood and Lumber Products_Existing_Space Heating_Natural Gas_Destratification Fans (HVLS)_A_Technical Potential | F6 | Industrial | Wood and Lumber Products | Existing | Space Heating | Natural Gas | Destratification Fans (HVLS) | A | Incremental Winter Peak Savings (MW) | Technical Potential | 0 | 0 | 0 | 0 | 0 | 0 | 0 | 0 | 0 | 0 | 0 | 0 | 0 | 0 | 0 | 0 | 0 | 0 | 0 | 0 | 0 | 0 | 0 | 0 | 0 | 0 | 0 | 0 | 0 | 0 | 0
F7_Industrial_Wood and Lumber Products_Existing_Space Heating_Natural Gas_Destratification Fans (HVLS)_A_Technical Potential | F7 | Industrial | Wood and Lumber Products | Existing | Space Heating | Natural Gas | Destratification Fans (HVLS) | A | Cumulative Energy Savings (MWh or mTherms) | Technical Potential | 0 | 0 | 0 | 0 | 0 | 0.22596 | 0.44314 | 0.64562 | 0.8311 | 0.99612 | 1.135 | 1.2529 | 1.3524 | 1.4298 | 1.5045 | 1.5668 | 1.6326 | 1.6967 | 1.7588 | 1.8326 | 1.904 | 1.9759 | 2.0501 | 2.1281 | 2.2052 | 2.1844 | 2.1662 | 2.1488 | 0 | 0 | 0
F8_Industrial_Wood and Lumber Products_Existing_Space Heating_Natural Gas_Destratification Fans (HVLS)_A_Technical Potential | F8 | Industrial | Wood and Lumber Products | Existing | Space Heating | Natural Gas | Destratification Fans (HVLS) | A | Cumulative Summer Peak Savings (MW) | Technical Potential | 0 | 0 | 0 | 0 | 0 | 0 | 0 | 0 | 0 | 0 | 0 | 0 | 0 | 0 | 0 | 0 | 0 | 0 | 0 | 0 | 0 | 0 | 0 | 0 | 0 | 0 | 0 | 0 | 0 | 0 | 0
F9_Industrial_Wood and Lumber Products_Existing_Space Heating_Natural Gas_Destratification Fans (HVLS)_A_Technical Potential | F9 | Industrial | Wood and Lumber Products | Existing | Space Heating | Natural Gas | Destratification Fans (HVLS) | A | Cumulative Winter Peak Savings (MW) | Technical Potential | 0 | 0 | 0 | 0 | 0 | 0 | 0 | 0 | 0 | 0 | 0 | 0 | 0 | 0 | 0 | 0 | 0 | 0 | 0 | 0 | 0 | 0 | 0 | 0 | 0 | 0 | 0 | 0 | 0 | 0 | 0
F10_Industrial_Wood and Lumber Products_Existing_Space Heating_Natural Gas_Destratification Fans (HVLS)_A_Technical Potential | F10 | Industrial | Wood and Lumber Products | Existing | Space Heating | Natural Gas | Destratification Fans (HVLS) | A | Purchases (Incremental) | Technical Potential | 0 | 0 | 0 | 0 | 0 | 14756.1129 | 14748.0142 | 14661.0398 | 14668.9662 | 14681.0957 | 14494.6609 | 14455.0518 | 14425.7018 | 14196.6266 | 14250.8298 | 14114.9296 | 14116.7613 | 14045.7111 | 13920.4242 | 13936.9137 | 13879.2812 | 13825.3001 | 13774.9255 | 13728.114 | 13684.823 | 0 | 0 | 0 | 0 | 0 | 0
F11_Industrial_Wood and Lumber Products_Existing_Space Heating_Natural Gas_Destratification Fans (HVLS)_A_Technical Potential | F11 | Industrial | Wood and Lumber Products | Existing | Space Heating | Natural Gas | Destratification Fans (HVLS) | A | Purchases (Cumulative) | Technical Potential | 0 | 0 | 0 | 0 | 0 | 14756.1129 | 29504.1271 | 44165.1669 | 58834.1332 | 73515.2289 | 88009.8898 | 102464.9415 | 116890.6433 | 131087.2699 | 145338.0997 | 159453.0293 | 173569.7906 | 187615.5017 | 201535.9258 | 215472.8395 | 229352.1206 | 243177.4207 | 256952.3462 | 270680.4602 | 284365.2832 | 284365.2832 | 284365.2832 | 284365.2832 | 284365.2832 | 284365.2832 | 284365.2832
F1_Industrial_Wood and Lumber Products_Existing_Space Heating_Natural Gas_Gas Boiler - Insulate Steam Lines/Condensate Tank_A_Technical Potential | F1 | Industrial | Wood and Lumber Products | Existing | Space Heating | Natural Gas | Gas Boiler - Insulate Steam Lines/Condensate Tank | A | Integrated Unit Energy Savings (kWh or therms) | Technical Potential | 0 | 0 | 0 | 0 | 0 | 9.5503 | 9.448 | 9.3362 | 9.2178 | 9.0921 | 8.958 | 8.818 | 8.6706 | 8.5093 | 8.3419 | 8.1699 | 8.0018 | 7.8413 | 7.6863 | 7.5504 | 7.4235 | 7.3036 | 7.1992 | 7.1054 | 7.0168 | 6.9517 | 6.8951 | 6.8415 | 8.2785 | 8.2445 | 8.2134
F2_Industrial_Wood and Lumber Products_Existing_Space Heating_Natural Gas_Gas Boiler - Insulate Steam Lines/Condensate Tank_A_Technical Potential | F2 | Industrial | Wood and Lumber Products | Existing | Space Heating | Natural Gas | Gas Boiler - Insulate Steam Lines/Condensate Tank | A | Integrated Unit Summer Peak Savings (kW) | Technical Potential | 0 | 0 | 0 | 0 | 0 | 0 | 0 | 0 | 0 | 0 | 0 | 0 | 0 | 0 | 0 | 0 | 0 | 0 | 0 | 0 | 0 | 0 | 0 | 0 | 0 | 0 | 0 | 0 | 0 | 0 | 0
F3_Industrial_Wood and Lumber Products_Existing_Space Heating_Natural Gas_Gas Boiler - Insulate Steam Lines/Condensate Tank_A_Technical Potential | F3 | Industrial | Wood and Lumber Products | Existing | Space Heating | Natural Gas | Gas Boiler - Insulate Steam Lines/Condensate Tank | A | Integrated Unit Winter Peak Savings (kW) | Technical Potential | 0 | 0 | 0 | 0 | 0 | 0 | 0 | 0 | 0 | 0 | 0 | 0 | 0 | 0 | 0 | 0 | 0 | 0 | 0 | 0 | 0 | 0 | 0 | 0 | 0 | 0 | 0 | 0 | 0 | 0 | 0
F4_Industrial_Wood and Lumber Products_Existing_Space Heating_Natural Gas_Gas Boiler - Insulate Steam Lines/Condensate Tank_A_Technical Potential | F4 | Industrial | Wood and Lumber Products | Existing | Space Heating | Natural Gas | Gas Boiler - Insulate Steam Lines/Condensate Tank | A | Incremental Energy Savings (MWh or mTherms) | Technical Potential | 0 | 0 | 0 | 0 | 0 | 0.0045617 | 0.0045104 | 0.0044307 | 0.0043769 | 0.0043208 | 0.004203 | 0.004126 | 0.0040488 | 0.0039104 | 0.0038481 | 0.0037328 | 0.0036565 | 0.0035651 | 0.0034634 | 0.0034062 | 0.0033351 | 0.0032685 | 0.00321 | 0.0031574 | 0.0031082 | 0 | 0 | 0 | 0 | 0 | 0
F5_Industrial_Wood and Lumber Products_Existing_Space Heating_Natural Gas_Gas Boiler - Insulate Steam Lines/Condensate Tank_A_Technical Potential | F5 | Industrial | Wood and Lumber Products | Existing | Space Heating | Natural Gas | Gas Boiler - Insulate Steam Lines/Condensate Tank | A | Incremental Summer Peak Savings (MW) | Technical Potential | 0 | 0 | 0 | 0 | 0 | 0 | 0 | 0 | 0 | 0 | 0 | 0 | 0 | 0 | 0 | 0 | 0 | 0 | 0 | 0 | 0 | 0 | 0 | 0 | 0 | 0 | 0 | 0 | 0 | 0 | 0
F6_Industrial_Wood and Lumber Products_Existing_Space Heating_Natural Gas_Gas Boiler - Insulate Steam Lines/Condensate Tank_A_Technical Potential | F6 | Industrial | Wood and Lumber Products | Existing | Space Heating | Natural Gas | Gas Boiler - Insulate Steam Lines/Condensate Tank | A | Incremental Winter Peak Savings (MW) | Technical Potential | 0 | 0 | 0 | 0 | 0 | 0 | 0 | 0 | 0 | 0 | 0 | 0 | 0 | 0 | 0 | 0 | 0 | 0 | 0 | 0 | 0 | 0 | 0 | 0 | 0 | 0 | 0 | 0 | 0 | 0 | 0
F7_Industrial_Wood and Lumber Products_Existing_Space Heating_Natural Gas_Gas Boiler - Insulate Steam Lines/Condensate Tank_A_Technical Potential | F7 | Industrial | Wood and Lumber Products | Existing | Space Heating | Natural Gas | Gas Boiler - Insulate Steam Lines/Condensate Tank | A | Cumulative Energy Savings (MWh or mTherms) | Technical Potential | 0 | 0 | 0 | 0 | 0 | 0.0045617 | 0.0090232 | 0.013347 | 0.017555 | 0.021636 | 0.02552 | 0.029247 | 0.032807 | 0.036107 | 0.039245 | 0.042168 | 0.044957 | 0.04762 | 0.050142 | 0.052662 | 0.055113 | 0.057491 | 0.059879 | 0.062256 | 0.064588 | 0.063989 | 0.063468 | 0.062975 | 0 | 0 | 0
F8_Industrial_Wood and Lumber Products_Existing_Space Heating_Natural Gas_Gas Boiler - Insulate Steam Lines/Condensate Tank_A_Technical Potential | F8 | Industrial | Wood and Lumber Products | Existing | Space Heating | Natural Gas | Gas Boiler - Insulate Steam Lines/Condensate Tank | A | Cumulative Summer Peak Savings (MW) | Technical Potential | 0 | 0 | 0 | 0 | 0 | 0 | 0 | 0 | 0 | 0 | 0 | 0 | 0 | 0 | 0 | 0 | 0 | 0 | 0 | 0 | 0 | 0 | 0 | 0 | 0 | 0 | 0 | 0 | 0 | 0 | 0
F9_Industrial_Wood and Lumber Products_Existing_Space Heating_Natural Gas_Gas Boiler - Insulate Steam Lines/Condensate Tank_A_Technical Potential | F9 | Industrial | Wood and Lumber Products | Existing | Space Heating | Natural Gas | Gas Boiler - Insulate Steam Lines/Condensate Tank | A | Cumulative Winter Peak Savings (MW) | Technical Potential | 0 | 0 | 0 | 0 | 0 | 0 | 0 | 0 | 0 | 0 | 0 | 0 | 0 | 0 | 0 | 0 | 0 | 0 | 0 | 0 | 0 | 0 | 0 | 0 | 0 | 0 | 0 | 0 | 0 | 0 | 0
F10_Industrial_Wood and Lumber Products_Existing_Space Heating_Natural Gas_Gas Boiler - Insulate Steam Lines/Condensate Tank_A_Technical Potential | F10 | Industrial | Wood and Lumber Products | Existing | Space Heating | Natural Gas | Gas Boiler - Insulate Steam Lines/Condensate Tank | A | Purchases (Incremental) | Technical Potential | 0 | 0 | 0 | 0 | 0 | 0.47765 | 0.47739 | 0.47457 | 0.47483 | 0.47522 | 0.46919 | 0.4679 | 0.46695 | 0.45954 | 0.46129 | 0.4569 | 0.45695 | 0.45465 | 0.4506 | 0.45113 | 0.44927 | 0.44752 | 0.44589 | 0.44437 | 0.44297 | 0 | 0 | 0 | 0 | 0 | 0
F11_Industrial_Wood and Lumber Products_Existing_Space Heating_Natural Gas_Gas Boiler - Insulate Steam Lines/Condensate Tank_A_Technical Potential | F11 | Industrial | Wood and Lumber Products | Existing | Space Heating | Natural Gas | Gas Boiler - Insulate Steam Lines/Condensate Tank | A | Purchases (Cumulative) | Technical Potential | 0 | 0 | 0 | 0 | 0 | 0.47765 | 0.95504 | 1.4296 | 1.9044 | 2.3797 | 2.8488 | 3.3168 | 3.7837 | 4.2432 | 4.7045 | 5.1614 | 5.6184 | 6.073 | 6.5236 | 6.9748 | 7.424 | 7.8716 | 8.3175 | 8.7618 | 9.2048 | 9.2048 | 9.2048 | 9.2048 | 9.2048 | 9.2048 | 9.2048
F1_Industrial_Wood and Lumber Products_Existing_Process_Natural Gas_Gas Boiler - Insulate Steam Lines/Condensate Tank_A_Technical Potential | F1 | Industrial | Wood and Lumber Products | Existing | Process | Natural Gas | Gas Boiler - Insulate Steam Lines/Condensate Tank | A | Integrated Unit Energy Savings (kWh or therms) | Technical Potential | 0 | 0 | 0 | 0 | 0 | 68.3036 | 68.0949 | 67.8839 | 67.6748 | 67.4645 | 67.2461 | 67.0514 | 66.8694 | 66.6757 | 66.5268 | 66.3634 | 66.2299 | 66.0936 | 65.9541 | 65.8439 | 65.723 | 65.6113 | 65.5005 | 65.3905 | 65.2812 | 65.272 | 65.2635 | 65.2557 | 68.5138 | 68.5138 | 68.5138
F2_Industrial_Wood and Lumber Products_Existing_Process_Natural Gas_Gas Boiler - Insulate Steam Lines/Condensate Tank_A_Technical Potential | F2 | Industrial | Wood and Lumber Products | Existing | Process | Natural Gas | Gas Boiler - Insulate Steam Lines/Condensate Tank | A | Integrated Unit Summer Peak Savings (kW) | Technical Potential | 0 | 0 | 0 | 0 | 0 | 0 | 0 | 0 | 0 | 0 | 0 | 0 | 0 | 0 | 0 | 0 | 0 | 0 | 0 | 0 | 0 | 0 | 0 | 0 | 0 | 0 | 0 | 0 | 0 | 0 | 0
F3_Industrial_Wood and Lumber Products_Existing_Process_Natural Gas_Gas Boiler - Insulate Steam Lines/Condensate Tank_A_Technical Potential | F3 | Industrial | Wood and Lumber Products | Existing | Process | Natural Gas | Gas Boiler - Insulate Steam Lines/Condensate Tank | A | Integrated Unit Winter Peak Savings (kW) | Technical Potential | 0 | 0 | 0 | 0 | 0 | 0 | 0 | 0 | 0 | 0 | 0 | 0 | 0 | 0 | 0 | 0 | 0 | 0 | 0 | 0 | 0 | 0 | 0 | 0 | 0 | 0 | 0 | 0 | 0 | 0 | 0
F4_Industrial_Wood and Lumber Products_Existing_Process_Natural Gas_Gas Boiler - Insulate Steam Lines/Condensate Tank_A_Technical Potential | F4 | Industrial | Wood and Lumber Products | Existing | Process | Natural Gas | Gas Boiler - Insulate Steam Lines/Condensate Tank | A | Incremental Energy Savings (MWh or mTherms) | Technical Potential | 0 | 0 | 0 | 0 | 0 | 0.1123 | 0.11189 | 0.11089 | 0.11061 | 0.11035 | 0.1086 | 0.10799 | 0.10748 | 0.10547 | 0.10563 | 0.10437 | 0.10417 | 0.10343 | 0.10229 | 0.10224 | 0.10163 | 0.10107 | 0.10053 | 0.10002 | 0.099537 | 0 | 0 | 0 | 0 | 0 | 0
F5_Industrial_Wood and Lumber Products_Existing_Process_Natural Gas_Gas Boiler - Insulate Steam Lines/Condensate Tank_A_Technical Potential | F5 | Industrial | Wood and Lumber Products | Existing | Process | Natural Gas | Gas Boiler - Insulate Steam Lines/Condensate Tank | A | Incremental Summer Peak Savings (MW) | Technical Potential | 0 | 0 | 0 | 0 | 0 | 0 | 0 | 0 | 0 | 0 | 0 | 0 | 0 | 0 | 0 | 0 | 0 | 0 | 0 | 0 | 0 | 0 | 0 | 0 | 0 | 0 | 0 | 0 | 0 | 0 | 0
F6_Industrial_Wood and Lumber Products_Existing_Process_Natural Gas_Gas Boiler - Insulate Steam Lines/Condensate Tank_A_Technical Potential | F6 | Industrial | Wood and Lumber Products | Existing | Process | Natural Gas | Gas Boiler - Insulate Steam Lines/Condensate Tank | A | Incremental Winter Peak Savings (MW) | Technical Potential | 0 | 0 | 0 | 0 | 0 | 0 | 0 | 0 | 0 | 0 | 0 | 0 | 0 | 0 | 0 | 0 | 0 | 0 | 0 | 0 | 0 | 0 | 0 | 0 | 0 | 0 | 0 | 0 | 0 | 0 | 0
F7_Industrial_Wood and Lumber Products_Existing_Process_Natural Gas_Gas Boiler - Insulate Steam Lines/Condensate Tank_A_Technical Potential | F7 | Industrial | Wood and Lumber Products | Existing | Process | Natural Gas | Gas Boiler - Insulate Steam Lines/Condensate Tank | A | Cumulative Energy Savings (MWh or mTherms) | Technical Potential | 0 | 0 | 0 | 0 | 0 | 0.1123 | 0.22385 | 0.33404 | 0.44362 | 0.5526 | 0.65941 | 0.76549 | 0.87089 | 0.97383 | 1.0773 | 1.179 | 1.2808 | 1.3816 | 1.481 | 1.5808 | 1.6795 | 1.7777 | 1.8752 | 1.9721 | 2.0683 | 2.068 | 2.0678 | 2.0675 | 0 | 0 | 0
F8_Industrial_Wood and Lumber Products_Existing_Process_Natural Gas_Gas Boiler - Insulate Steam Lines/Condensate Tank_A_Technical Potential | F8 | Industrial | Wood and Lumber Products | Existing | Process | Natural Gas | Gas Boiler - Insulate Steam Lines/Condensate Tank | A | Cumulative Summer Peak Savings (MW) | Technical Potential | 0 | 0 | 0 | 0 | 0 | 0 | 0 | 0 | 0 | 0 | 0 | 0 | 0 | 0 | 0 | 0 | 0 | 0 | 0 | 0 | 0 | 0 | 0 | 0 | 0 | 0 | 0 | 0 | 0 | 0 | 0
F9_Industrial_Wood and Lumber Products_Existing_Process_Natural Gas_Gas Boiler - Insulate Steam Lines/Condensate Tank_A_Technical Potential | F9 | Industrial | Wood and Lumber Products | Existing | Process | Natural Gas | Gas Boiler - Insulate Steam Lines/Condensate Tank | A | Cumulative Winter Peak Savings (MW) | Technical Potential | 0 | 0 | 0 | 0 | 0 | 0 | 0 | 0 | 0 | 0 | 0 | 0 | 0 | 0 | 0 | 0 | 0 | 0 | 0 | 0 | 0 | 0 | 0 | 0 | 0 | 0 | 0 | 0 | 0 | 0 | 0
F10_Industrial_Wood and Lumber Products_Existing_Process_Natural Gas_Gas Boiler - Insulate Steam Lines/Condensate Tank_A_Technical Potential | F10 | Industrial | Wood and Lumber Products | Existing | Process | Natural Gas | Gas Boiler - Insulate Steam Lines/Condensate Tank | A | Purchases (Incremental) | Technical Potential | 0 | 0 | 0 | 0 | 0 | 1.6441 | 1.6432 | 1.6335 | 1.6344 | 1.6357 | 1.615 | 1.6106 | 1.6073 | 1.5818 | 1.5878 | 1.5727 | 1.5729 | 1.5649 | 1.551 | 1.5528 | 1.5464 | 1.5404 | 1.5348 | 1.5296 | 1.5247 | 0 | 0 | 0 | 0 | 0 | 0
F11_Industrial_Wood and Lumber Products_Existing_Process_Natural Gas_Gas Boiler - Insulate Steam Lines/Condensate Tank_A_Technical Potential | F11 | Industrial | Wood and Lumber Products | Existing | Process | Natural Gas | Gas Boiler - Insulate Steam Lines/Condensate Tank | A | Purchases (Cumulative) | Technical Potential | 0 | 0 | 0 | 0 | 0 | 1.6441 | 3.2873 | 4.9208 | 6.5552 | 8.1909 | 9.8059 | 11.4164 | 13.0237 | 14.6055 | 16.1933 | 17.766 | 19.3388 | 20.9038 | 22.4547 | 24.0076 | 25.554 | 27.0944 | 28.6291 | 30.1587 | 31.6834 | 31.6834 | 31.6834 | 31.6834 | 31.6834 | 31.6834 | 31.6834
F1_Industrial_Wood and Lumber Products_Existing_Space Heating_Natural Gas_Gas Boiler - Insulate Hot Water Lines_A_Technical Potential | F1 | Industrial | Wood and Lumber Products | Existing | Space Heating | Natural Gas | Gas Boiler - Insulate Hot Water Lines | A | Integrated Unit Energy Savings (kWh or therms) | Technical Potential | 0 | 0 | 0 | 0 | 0 | 10.8014 | 10.6938 | 10.578 | 10.4583 | 10.3349 | 10.2084 | 10.0817 | 9.9538 | 9.8196 | 9.6816 | 9.546 | 9.4144 | 9.2919 | 9.1728 | 9.0634 | 8.9577 | 8.8499 | 8.7504 | 8.6554 | 8.5617 | 8.4839 | 8.4165 | 8.3525 | 9.3573 | 9.3188 | 9.2838
F2_Industrial_Wood and Lumber Products_Existing_Space Heating_Natural Gas_Gas Boiler - Insulate Hot Water Lines_A_Technical Potential | F2 | Industrial | Wood and Lumber Products | Existing | Space Heating | Natural Gas | Gas Boiler - Insulate Hot Water Lines | A | Integrated Unit Summer Peak Savings (kW) | Technical Potential | 0 | 0 | 0 | 0 | 0 | 0 | 0 | 0 | 0 | 0 | 0 | 0 | 0 | 0 | 0 | 0 | 0 | 0 | 0 | 0 | 0 | 0 | 0 | 0 | 0 | 0 | 0 | 0 | 0 | 0 | 0
F3_Industrial_Wood and Lumber Products_Existing_Space Heating_Natural Gas_Gas Boiler - Insulate Hot Water Lines_A_Technical Potential | F3 | Industrial | Wood and Lumber Products | Existing | Space Heating | Natural Gas | Gas Boiler - Insulate Hot Water Lines | A | Integrated Unit Winter Peak Savings (kW) | Technical Potential | 0 | 0 | 0 | 0 | 0 | 0 | 0 | 0 | 0 | 0 | 0 | 0 | 0 | 0 | 0 | 0 | 0 | 0 | 0 | 0 | 0 | 0 | 0 | 0 | 0 | 0 | 0 | 0 | 0 | 0 | 0
F4_Industrial_Wood and Lumber Products_Existing_Space Heating_Natural Gas_Gas Boiler - Insulate Hot Water Lines_A_Technical Potential | F4 | Industrial | Wood and Lumber Products | Existing | Space Heating | Natural Gas | Gas Boiler - Insulate Hot Water Lines | A | Incremental Energy Savings (MWh or mTherms) | Technical Potential | 0 | 0 | 0 | 0 | 0 | 0.010319 | 0.01021 | 0.01004 | 0.0099318 | 0.0098227 | 0.0095793 | 0.0094345 | 0.0092959 | 0.009025 | 0.0089322 | 0.0087231 | 0.0086039 | 0.0084492 | 0.0082665 | 0.0081776 | 0.0080488 | 0.007921 | 0.0078034 | 0.0076925 | 0.0075852 | 0 | 0 | 0 | 0 | 0 | 0
F5_Industrial_Wood and Lumber Products_Existing_Space Heating_Natural Gas_Gas Boiler - Insulate Hot Water Lines_A_Technical Potential | F5 | Industrial | Wood and Lumber Products | Existing | Space Heating | Natural Gas | Gas Boiler - Insulate Hot Water Lines | A | Incremental Summer Peak Savings (MW) | Technical Potential | 0 | 0 | 0 | 0 | 0 | 0 | 0 | 0 | 0 | 0 | 0 | 0 | 0 | 0 | 0 | 0 | 0 | 0 | 0 | 0 | 0 | 0 | 0 | 0 | 0 | 0 | 0 | 0 | 0 | 0 | 0
F6_Industrial_Wood and Lumber Products_Existing_Space Heating_Natural Gas_Gas Boiler - Insulate Hot Water Lines_A_Technical Potential | F6 | Industrial | Wood and Lumber Products | Existing | Space Heating | Natural Gas | Gas Boiler - Insulate Hot Water Lines | A | Incremental Winter Peak Savings (MW) | Technical Potential | 0 | 0 | 0 | 0 | 0 | 0 | 0 | 0 | 0 | 0 | 0 | 0 | 0 | 0 | 0 | 0 | 0 | 0 | 0 | 0 | 0 | 0 | 0 | 0 | 0 | 0 | 0 | 0 | 0 | 0 | 0
F7_Industrial_Wood and Lumber Products_Existing_Space Heating_Natural Gas_Gas Boiler - Insulate Hot Water Lines_A_Technical Potential | F7 | Industrial | Wood and Lumber Products | Existing | Space Heating | Natural Gas | Gas Boiler - Insulate Hot Water Lines | A | Cumulative Energy Savings (MWh or mTherms) | Technical Potential | 0 | 0 | 0 | 0 | 0 | 0.010319 | 0.020426 | 0.030245 | 0.039834 | 0.049187 | 0.058164 | 0.066877 | 0.075324 | 0.083334 | 0.091095 | 0.098543 | 0.10579 | 0.11286 | 0.11968 | 0.12643 | 0.13301 | 0.13932 | 0.14556 | 0.15168 | 0.15762 | 0.15619 | 0.15494 | 0.15377 | 0 | 0 | 0
F8_Industrial_Wood and Lumber Products_Existing_Space Heating_Natural Gas_Gas Boiler - Insulate Hot Water Lines_A_Technical Potential | F8 | Industrial | Wood and Lumber Products | Existing | Space Heating | Natural Gas | Gas Boiler - Insulate Hot Water Lines | A | Cumulative Summer Peak Savings (MW) | Technical Potential | 0 | 0 | 0 | 0 | 0 | 0 | 0 | 0 | 0 | 0 | 0 | 0 | 0 | 0 | 0 | 0 | 0 | 0 | 0 | 0 | 0 | 0 | 0 | 0 | 0 | 0 | 0 | 0 | 0 | 0 | 0
F9_Industrial_Wood and Lumber Products_Existing_Space Heating_Natural Gas_Gas Boiler - Insulate Hot Water Lines_A_Technical Potential | F9 | Industrial | Wood and Lumber Products | Existing | Space Heating | Natural Gas | Gas Boiler - Insulate Hot Water Lines | A | Cumulative Winter Peak Savings (MW) | Technical Potential | 0 | 0 | 0 | 0 | 0 | 0 | 0 | 0 | 0 | 0 | 0 | 0 | 0 | 0 | 0 | 0 | 0 | 0 | 0 | 0 | 0 | 0 | 0 | 0 | 0 | 0 | 0 | 0 | 0 | 0 | 0
F10_Industrial_Wood and Lumber Products_Existing_Space Heating_Natural Gas_Gas Boiler - Insulate Hot Water Lines_A_Technical Potential | F10 | Industrial | Wood and Lumber Products | Existing | Space Heating | Natural Gas | Gas Boiler - Insulate Hot Water Lines | A | Purchases (Incremental) | Technical Potential | 0 | 0 | 0 | 0 | 0 | 0.9553 | 0.95478 | 0.94915 | 0.94966 | 0.95044 | 0.93837 | 0.93581 | 0.93391 | 0.91908 | 0.92259 | 0.91379 | 0.91391 | 0.90931 | 0.9012 | 0.90227 | 0.89853 | 0.89504 | 0.89178 | 0.88875 | 0.88595 | 0 | 0 | 0 | 0 | 0 | 0
F11_Industrial_Wood and Lumber Products_Existing_Space Heating_Natural Gas_Gas Boiler - Insulate Hot Water Lines_A_Technical Potential | F11 | Industrial | Wood and Lumber Products | Existing | Space Heating | Natural Gas | Gas Boiler - Insulate Hot Water Lines | A | Purchases (Cumulative) | Technical Potential | 0 | 0 | 0 | 0 | 0 | 0.9553 | 1.9101 | 2.8592 | 3.8089 | 4.7593 | 5.6977 | 6.6335 | 7.5674 | 8.4865 | 9.4091 | 10.3229 | 11.2368 | 12.1461 | 13.0473 | 13.9496 | 14.8481 | 15.7431 | 16.6349 | 17.5237 | 18.4096 | 18.4096 | 18.4096 | 18.4096 | 18.4096 | 18.4096 | 18.4096
F1_Industrial_Wood and Lumber Products_Existing_Process_Natural Gas_Gas Boiler - Insulate Hot Water Lines_A_Technical Potential | F1 | Industrial | Wood and Lumber Products | Existing | Process | Natural Gas | Gas Boiler - Insulate Hot Water Lines | A | Integrated Unit Energy Savings (kWh or therms) | Technical Potential | 0 | 0 | 0 | 0 | 0 | 77.2406 | 77.0405 | 76.8383 | 76.6377 | 76.4357 | 76.227 | 76.0435 | 75.8745 | 75.6968 | 75.564 | 75.4196 | 75.3058 | 75.1909 | 75.0742 | 74.9854 | 74.8871 | 74.7986 | 74.7106 | 74.6231 | 74.5361 | 74.5277 | 74.52 | 74.513 | 77.4421 | 77.4421 | 77.4421
F2_Industrial_Wood and Lumber Products_Existing_Process_Natural Gas_Gas Boiler - Insulate Hot Water Lines_A_Technical Potential | F2 | Industrial | Wood and Lumber Products | Existing | Process | Natural Gas | Gas Boiler - Insulate Hot Water Lines | A | Integrated Unit Summer Peak Savings (kW) | Technical Potential | 0 | 0 | 0 | 0 | 0 | 0 | 0 | 0 | 0 | 0 | 0 | 0 | 0 | 0 | 0 | 0 | 0 | 0 | 0 | 0 | 0 | 0 | 0 | 0 | 0 | 0 | 0 | 0 | 0 | 0 | 0
F3_Industrial_Wood and Lumber Products_Existing_Process_Natural Gas_Gas Boiler - Insulate Hot Water Lines_A_Technical Potential | F3 | Industrial | Wood and Lumber Products | Existing | Process | Natural Gas | Gas Boiler - Insulate Hot Water Lines | A | Integrated Unit Winter Peak Savings (kW) | Technical Potential | 0 | 0 | 0 | 0 | 0 | 0 | 0 | 0 | 0 | 0 | 0 | 0 | 0 | 0 | 0 | 0 | 0 | 0 | 0 | 0 | 0 | 0 | 0 | 0 | 0 | 0 | 0 | 0 | 0 | 0 | 0
F4_Industrial_Wood and Lumber Products_Existing_Process_Natural Gas_Gas Boiler - Insulate Hot Water Lines_A_Technical Potential | F4 | Industrial | Wood and Lumber Products | Existing | Process | Natural Gas | Gas Boiler - Insulate Hot Water Lines | A | Incremental Energy Savings (MWh or mTherms) | Technical Potential | 0 | 0 | 0 | 0 | 0 | 0.25398 | 0.25319 | 0.25103 | 0.25051 | 0.25006 | 0.24621 | 0.24494 | 0.2439 | 0.23947 | 0.23996 | 0.23722 | 0.23689 | 0.23534 | 0.23288 | 0.23288 | 0.23161 | 0.23044 | 0.22933 | 0.22828 | 0.2273 | 0 | 0 | 0 | 0 | 0 | 0
F5_Industrial_Wood and Lumber Products_Existing_Process_Natural Gas_Gas Boiler - Insulate Hot Water Lines_A_Technical Potential | F5 | Industrial | Wood and Lumber Products | Existing | Process | Natural Gas | Gas Boiler - Insulate Hot Water Lines | A | Incremental Summer Peak Savings (MW) | Technical Potential | 0 | 0 | 0 | 0 | 0 | 0 | 0 | 0 | 0 | 0 | 0 | 0 | 0 | 0 | 0 | 0 | 0 | 0 | 0 | 0 | 0 | 0 | 0 | 0 | 0 | 0 | 0 | 0 | 0 | 0 | 0
F6_Industrial_Wood and Lumber Products_Existing_Process_Natural Gas_Gas Boiler - Insulate Hot Water Lines_A_Technical Potential | F6 | Industrial | Wood and Lumber Products | Existing | Process | Natural Gas | Gas Boiler - Insulate Hot Water Lines | A | Incremental Winter Peak Savings (MW) | Technical Potential | 0 | 0 | 0 | 0 | 0 | 0 | 0 | 0 | 0 | 0 | 0 | 0 | 0 | 0 | 0 | 0 | 0 | 0 | 0 | 0 | 0 | 0 | 0 | 0 | 0 | 0 | 0 | 0 | 0 | 0 | 0
F7_Industrial_Wood and Lumber Products_Existing_Process_Natural Gas_Gas Boiler - Insulate Hot Water Lines_A_Technical Potential | F7 | Industrial | Wood and Lumber Products | Existing | Process | Natural Gas | Gas Boiler - Insulate Hot Water Lines | A | Cumulative Energy Savings (MWh or mTherms) | Technical Potential | 0 | 0 | 0 | 0 | 0 | 0.25398 | 0.50651 | 0.75621 | 1.0047 | 1.2522 | 1.4949 | 1.7363 | 1.9763 | 2.2112 | 2.4473 | 2.6798 | 2.9126 | 3.1435 | 3.3715 | 3.6004 | 3.8273 | 4.0532 | 4.2778 | 4.5011 | 4.7231 | 4.7226 | 4.7221 | 4.7217 | 0 | 0 | 0
F8_Industrial_Wood and Lumber Products_Existing_Process_Natural Gas_Gas Boiler - Insulate Hot Water Lines_A_Technical Potential | F8 | Industrial | Wood and Lumber Products | Existing | Process | Natural Gas | Gas Boiler - Insulate Hot Water Lines | A | Cumulative Summer Peak Savings (MW) | Technical Potential | 0 | 0 | 0 | 0 | 0 | 0 | 0 | 0 | 0 | 0 | 0 | 0 | 0 | 0 | 0 | 0 | 0 | 0 | 0 | 0 | 0 | 0 | 0 | 0 | 0 | 0 | 0 | 0 | 0 | 0 | 0
F9_Industrial_Wood and Lumber Products_Existing_Process_Natural Gas_Gas Boiler - Insulate Hot Water Lines_A_Technical Potential | F9 | Industrial | Wood and Lumber Products | Existing | Process | Natural Gas | Gas Boiler - Insulate Hot Water Lines | A | Cumulative Winter Peak Savings (MW) | Technical Potential | 0 | 0 | 0 | 0 | 0 | 0 | 0 | 0 | 0 | 0 | 0 | 0 | 0 | 0 | 0 | 0 | 0 | 0 | 0 | 0 | 0 | 0 | 0 | 0 | 0 | 0 | 0 | 0 | 0 | 0 | 0
F10_Industrial_Wood and Lumber Products_Existing_Process_Natural Gas_Gas Boiler - Insulate Hot Water Lines_A_Technical Potential | F10 | Industrial | Wood and Lumber Products | Existing | Process | Natural Gas | Gas Boiler - Insulate Hot Water Lines | A | Purchases (Incremental) | Technical Potential | 0 | 0 | 0 | 0 | 0 | 3.2882 | 3.2864 | 3.267 | 3.2688 | 3.2715 | 3.2299 | 3.2211 | 3.2146 | 3.1635 | 3.1756 | 3.1453 | 3.1457 | 3.1299 | 3.102 | 3.1056 | 3.0928 | 3.0808 | 3.0696 | 3.0591 | 3.0495 | 0 | 0 | 0 | 0 | 0 | 0
F11_Industrial_Wood and Lumber Products_Existing_Process_Natural Gas_Gas Boiler - Insulate Hot Water Lines_A_Technical Potential | F11 | Industrial | Wood and Lumber Products | Existing | Process | Natural Gas | Gas Boiler - Insulate Hot Water Lines | A | Purchases (Cumulative) | Technical Potential | 0 | 0 | 0 | 0 | 0 | 3.2882 | 6.5746 | 9.8416 | 13.1104 | 16.3819 | 19.6118 | 22.8329 | 26.0475 | 29.211 | 32.3866 | 35.5319 | 38.6776 | 41.8075 | 44.9095 | 48.0151 | 51.1079 | 54.1887 | 57.2583 | 60.3174 | 63.3669 | 63.3669 | 63.3669 | 63.3669 | 63.3669 | 63.3669 | 63.3669
F1_Industrial_Wood and Lumber Products_Existing_Process_Natural Gas_Process - Insulate Heated Process Fluids_A_Technical Potential | F1 | Industrial | Wood and Lumber Products | Existing | Process | Natural Gas | Process - Insulate Heated Process Fluids | A | Integrated Unit Energy Savings (kWh or therms) | Technical Potential | 0 | 0 | 0 | 0 | 0 | 125.742 | 125.665 | 125.5917 | 125.5217 | 125.4529 | 125.3854 | 125.3323 | 125.288 | 125.2431 | 125.2147 | 125.1827 | 125.1605 | 125.1379 | 125.1149 | 125.1009 | 125.0844 | 125.0734 | 125.0628 | 125.0523 | 125.0421 | 125.0399 | 125.0378 | 125.0359 | 125.8253 | 125.8253 | 125.8253
F2_Industrial_Wood and Lumber Products_Existing_Process_Natural Gas_Process - Insulate Heated Process Fluids_A_Technical Potential | F2 | Industrial | Wood and Lumber Products | Existing | Process | Natural Gas | Process - Insulate Heated Process Fluids | A | Integrated Unit Summer Peak Savings (kW) | Technical Potential | 0 | 0 | 0 | 0 | 0 | 0 | 0 | 0 | 0 | 0 | 0 | 0 | 0 | 0 | 0 | 0 | 0 | 0 | 0 | 0 | 0 | 0 | 0 | 0 | 0 | 0 | 0 | 0 | 0 | 0 | 0
F3_Industrial_Wood and Lumber Products_Existing_Process_Natural Gas_Process - Insulate Heated Process Fluids_A_Technical Potential | F3 | Industrial | Wood and Lumber Products | Existing | Process | Natural Gas | Process - Insulate Heated Process Fluids | A | Integrated Unit Winter Peak Savings (kW) | Technical Potential | 0 | 0 | 0 | 0 | 0 | 0 | 0 | 0 | 0 | 0 | 0 | 0 | 0 | 0 | 0 | 0 | 0 | 0 | 0 | 0 | 0 | 0 | 0 | 0 | 0 | 0 | 0 | 0 | 0 | 0 | 0
F4_Industrial_Wood and Lumber Products_Existing_Process_Natural Gas_Process - Insulate Heated Process Fluids_A_Technical Potential | F4 | Industrial | Wood and Lumber Products | Existing | Process | Natural Gas | Process - Insulate Heated Process Fluids | A | Incremental Energy Savings (MWh or mTherms) | Technical Potential | 0 | 0 | 0 | 0 | 0 | 0.45222 | 0.4517 | 0.44877 | 0.44877 | 0.44889 | 0.39866 | 0.31792 | 0.25373 | 0.19969 | 0.16032 | 0.127 | 0.1016 | 0.080855 | 0.064095 | 0.051331 | 0.04089 | 0.00027779 | 9.8841e-05 | 3.3578e-05 | 1.0914e-05 | 9.2498e-06 | 9.225e-06 | 9.2025e-06 | 9.2404e-06 | 9.2225e-06 | 9.2068e-06
F5_Industrial_Wood and Lumber Products_Existing_Process_Natural Gas_Process - Insulate Heated Process Fluids_A_Technical Potential | F5 | Industrial | Wood and Lumber Products | Existing | Process | Natural Gas | Process - Insulate Heated Process Fluids | A | Incremental Summer Peak Savings (MW) | Technical Potential | 0 | 0 | 0 | 0 | 0 | 0 | 0 | 0 | 0 | 0 | 0 | 0 | 0 | 0 | 0 | 0 | 0 | 0 | 0 | 0 | 0 | 0 | 0 | 0 | 0 | 0 | 0 | 0 | 0 | 0 | 0
F6_Industrial_Wood and Lumber Products_Existing_Process_Natural Gas_Process - Insulate Heated Process Fluids_A_Technical Potential | F6 | Industrial | Wood and Lumber Products | Existing | Process | Natural Gas | Process - Insulate Heated Process Fluids | A | Incremental Winter Peak Savings (MW) | Technical Potential | 0 | 0 | 0 | 0 | 0 | 0 | 0 | 0 | 0 | 0 | 0 | 0 | 0 | 0 | 0 | 0 | 0 | 0 | 0 | 0 | 0 | 0 | 0 | 0 | 0 | 0 | 0 | 0 | 0 | 0 | 0
F7_Industrial_Wood and Lumber Products_Existing_Process_Natural Gas_Process - Insulate Heated Process Fluids_A_Technical Potential | F7 | Industrial | Wood and Lumber Products | Existing | Process | Natural Gas | Process - Insulate Heated Process Fluids | A | Cumulative Energy Savings (MWh or mTherms) | Technical Potential | 0 | 0 | 0 | 0 | 0 | 0.45222 | 0.90365 | 1.3519 | 1.7999 | 2.2478 | 2.6453 | 2.9621 | 3.2147 | 3.4133 | 3.5728 | 3.6989 | 3.7999 | 3.88 | 3.9434 | 3.9943 | 4.0347 | 4.0346 | 4.0343 | 4.034 | 4.0337 | 4.0337 | 4.0336 | 4.0335 | 0 | 0 | 0
F8_Industrial_Wood and Lumber Products_Existing_Process_Natural Gas_Process - Insulate Heated Process Fluids_A_Technical Potential | F8 | Industrial | Wood and Lumber Products | Existing | Process | Natural Gas | Process - Insulate Heated Process Fluids | A | Cumulative Summer Peak Savings (MW) | Technical Potential | 0 | 0 | 0 | 0 | 0 | 0 | 0 | 0 | 0 | 0 | 0 | 0 | 0 | 0 | 0 | 0 | 0 | 0 | 0 | 0 | 0 | 0 | 0 | 0 | 0 | 0 | 0 | 0 | 0 | 0 | 0
F9_Industrial_Wood and Lumber Products_Existing_Process_Natural Gas_Process - Insulate Heated Process Fluids_A_Technical Potential | F9 | Industrial | Wood and Lumber Products | Existing | Process | Natural Gas | Process - Insulate Heated Process Fluids | A | Cumulative Winter Peak Savings (MW) | Technical Potential | 0 | 0 | 0 | 0 | 0 | 0 | 0 | 0 | 0 | 0 | 0 | 0 | 0 | 0 | 0 | 0 | 0 | 0 | 0 | 0 | 0 | 0 | 0 | 0 | 0 | 0 | 0 | 0 | 0 | 0 | 0
F10_Industrial_Wood and Lumber Products_Existing_Process_Natural Gas_Process - Insulate Heated Process Fluids_A_Technical Potential | F10 | Industrial | Wood and Lumber Products | Existing | Process | Natural Gas | Process - Insulate Heated Process Fluids | A | Purchases (Incremental) | Technical Potential | 0 | 0 | 0 | 0 | 0 | 3.5965 | 3.5945 | 3.5733 | 3.5752 | 3.5782 | 3.1795 | 2.5366 | 2.0252 | 1.5944 | 1.2804 | 1.0145 | 0.81175 | 0.64613 | 0.51229 | 0.41032 | 0.3269 | 0.002221 | 0.00079033 | 0.00026852 | 8.7283e-05 | 7.3975e-05 | 7.3778e-05 | 7.3599e-05 | 7.3438e-05 | 7.3296e-05 | 7.3171e-05
F11_Industrial_Wood and Lumber Products_Existing_Process_Natural Gas_Process - Insulate Heated Process Fluids_A_Technical Potential | F11 | Industrial | Wood and Lumber Products | Existing | Process | Natural Gas | Process - Insulate Heated Process Fluids | A | Purchases (Cumulative) | Technical Potential | 0 | 0 | 0 | 0 | 0 | 3.5965 | 7.1909 | 10.7642 | 14.3394 | 17.9176 | 21.097 | 23.6337 | 25.6588 | 27.2532 | 28.5336 | 29.5482 | 30.3599 | 31.0061 | 31.5183 | 31.9287 | 32.2556 | 32.2578 | 32.2586 | 32.2588 | 32.2589 | 32.259 | 32.2591 | 32.2591 | 32.2592 | 32.2593 | 32.2594
F1_Industrial_Wood and Lumber Products_Existing_Process_Natural Gas_Process Heat Recovery_A_Technical Potential | F1 | Industrial | Wood and Lumber Products | Existing | Process | Natural Gas | Process Heat Recovery | A | Integrated Unit Energy Savings (kWh or therms) | Technical Potential | 0 | 0 | 0 | 0 | 0 | 0.21008 | 0.20935 | 0.20862 | 0.20788 | 0.20713 | 0.20635 | 0.20564 | 0.20497 | 0.20425 | 0.2037 | 0.20308 | 0.20258 | 0.20208 | 0.20157 | 0.20117 | 0.20073 | 0.20033 | 0.19994 | 0.19956 | 0.19918 | 0.19914 | 0.19911 | 0.19908 | 0 | 0 | 0
F2_Industrial_Wood and Lumber Products_Existing_Process_Natural Gas_Process Heat Recovery_A_Technical Potential | F2 | Industrial | Wood and Lumber Products | Existing | Process | Natural Gas | Process Heat Recovery | A | Integrated Unit Summer Peak Savings (kW) | Technical Potential | 0 | 0 | 0 | 0 | 0 | 0 | 0 | 0 | 0 | 0 | 0 | 0 | 0 | 0 | 0 | 0 | 0 | 0 | 0 | 0 | 0 | 0 | 0 | 0 | 0 | 0 | 0 | 0 | 0 | 0 | 0
F3_Industrial_Wood and Lumber Products_Existing_Process_Natural Gas_Process Heat Recovery_A_Technical Potential | F3 | Industrial | Wood and Lumber Products | Existing | Process | Natural Gas | Process Heat Recovery | A | Integrated Unit Winter Peak Savings (kW) | Technical Potential | 0 | 0 | 0 | 0 | 0 | 0 | 0 | 0 | 0 | 0 | 0 | 0 | 0 | 0 | 0 | 0 | 0 | 0 | 0 | 0 | 0 | 0 | 0 | 0 | 0 | 0 | 0 | 0 | 0 | 0 | 0
F4_Industrial_Wood and Lumber Products_Existing_Process_Natural Gas_Process Heat Recovery_A_Technical Potential | F4 | Industrial | Wood and Lumber Products | Existing | Process | Natural Gas | Process Heat Recovery | A | Incremental Energy Savings (MWh or mTherms) | Technical Potential | 0 | 0 | 0 | 0 | 0 | 0.027199 | 0.027091 | 0.026836 | 0.026756 | 0.026682 | 0.023619 | 0.018779 | 0.014944 | 0.011724 | 0.0093892 | 0.0074174 | 0.0059201 | 0.0047005 | 0.0037174 | 0.0029715 | 0.0023623 | 1.6018e-05 | 5.6888e-06 | 1.929e-06 | 6.2585e-07 | 5.3033e-07 | 5.2884e-07 | 5.2749e-07 | 0 | 0 | 0
F5_Industrial_Wood and Lumber Products_Existing_Process_Natural Gas_Process Heat Recovery_A_Technical Potential | F5 | Industrial | Wood and Lumber Products | Existing | Process | Natural Gas | Process Heat Recovery | A | Incremental Summer Peak Savings (MW) | Technical Potential | 0 | 0 | 0 | 0 | 0 | 0 | 0 | 0 | 0 | 0 | 0 | 0 | 0 | 0 | 0 | 0 | 0 | 0 | 0 | 0 | 0 | 0 | 0 | 0 | 0 | 0 | 0 | 0 | 0 | 0 | 0
F6_Industrial_Wood and Lumber Products_Existing_Process_Natural Gas_Process Heat Recovery_A_Technical Potential | F6 | Industrial | Wood and Lumber Products | Existing | Process | Natural Gas | Process Heat Recovery | A | Incremental Winter Peak Savings (MW) | Technical Potential | 0 | 0 | 0 | 0 | 0 | 0 | 0 | 0 | 0 | 0 | 0 | 0 | 0 | 0 | 0 | 0 | 0 | 0 | 0 | 0 | 0 | 0 | 0 | 0 | 0 | 0 | 0 | 0 | 0 | 0 | 0
F7_Industrial_Wood and Lumber Products_Existing_Process_Natural Gas_Process Heat Recovery_A_Technical Potential | F7 | Industrial | Wood and Lumber Products | Existing | Process | Natural Gas | Process Heat Recovery | A | Cumulative Energy Savings (MWh or mTherms) | Technical Potential | 0 | 0 | 0 | 0 | 0 | 0.027199 | 0.054196 | 0.080841 | 0.10731 | 0.13361 | 0.15672 | 0.17496 | 0.18934 | 0.2004 | 0.20924 | 0.21603 | 0.22142 | 0.22556 | 0.22871 | 0.23123 | 0.23309 | 0.23264 | 0.2322 | 0.23175 | 0.23131 | 0.23127 | 0.23123 | 0.2312 | 0 | 0 | 0
F8_Industrial_Wood and Lumber Products_Existing_Process_Natural Gas_Process Heat Recovery_A_Technical Potential | F8 | Industrial | Wood and Lumber Products | Existing | Process | Natural Gas | Process Heat Recovery | A | Cumulative Summer Peak Savings (MW) | Technical Potential | 0 | 0 | 0 | 0 | 0 | 0 | 0 | 0 | 0 | 0 | 0 | 0 | 0 | 0 | 0 | 0 | 0 | 0 | 0 | 0 | 0 | 0 | 0 | 0 | 0 | 0 | 0 | 0 | 0 | 0 | 0
F9_Industrial_Wood and Lumber Products_Existing_Process_Natural Gas_Process Heat Recovery_A_Technical Potential | F9 | Industrial | Wood and Lumber Products | Existing | Process | Natural Gas | Process Heat Recovery | A | Cumulative Winter Peak Savings (MW) | Technical Potential | 0 | 0 | 0 | 0 | 0 | 0 | 0 | 0 | 0 | 0 | 0 | 0 | 0 | 0 | 0 | 0 | 0 | 0 | 0 | 0 | 0 | 0 | 0 | 0 | 0 | 0 | 0 | 0 | 0 | 0 | 0
F10_Industrial_Wood and Lumber Products_Existing_Process_Natural Gas_Process Heat Recovery_A_Technical Potential | F10 | Industrial | Wood and Lumber Products | Existing | Process | Natural Gas | Process Heat Recovery | A | Purchases (Incremental) | Technical Potential | 0 | 0 | 0 | 0 | 0 | 129.4722 | 129.4012 | 128.638 | 128.7076 | 128.814 | 114.4604 | 91.3181 | 72.9061 | 57.3987 | 46.0943 | 36.5238 | 29.2228 | 23.2606 | 18.4425 | 14.7715 | 11.7683 | 0.079957 | 0.028452 | 0.0096666 | 0.0031422 | 0.0026631 | 0.002656 | 0.0026496 | 1.0948e-06 | 1.0948e-06 | 1.0948e-06
F11_Industrial_Wood and Lumber Products_Existing_Process_Natural Gas_Process Heat Recovery_A_Technical Potential | F11 | Industrial | Wood and Lumber Products | Existing | Process | Natural Gas | Process Heat Recovery | A | Purchases (Cumulative) | Technical Potential | 0 | 0 | 0 | 0 | 0 | 129.4722 | 258.8734 | 387.5114 | 516.219 | 645.033 | 759.4934 | 850.8115 | 923.7176 | 981.1163 | 1027.2106 | 1063.7344 | 1092.9572 | 1116.2178 | 1134.6603 | 1149.4318 | 1161.2001 | 1161.28 | 1161.3085 | 1161.3182 | 1161.3213 | 1161.324 | 1161.3266 | 1161.3293 | 1161.3293 | 1161.3293 | 1161.3293
F1_Industrial_Wood and Lumber Products_Existing_Space Heating_Natural Gas_Building Automation System_A_Technical Potential | F1 | Industrial | Wood and Lumber Products | Existing | Space Heating | Natural Gas | Building Automation System | A | Integrated Unit Energy Savings (kWh or therms) | Technical Potential | 0 | 0 | 0 | 0 | 0 | 0.015418 | 0.015291 | 0.015134 | 0.014966 | 0.014787 | 0.014599 | 0.014407 | 0.014211 | 0.014006 | 0.013792 | 0.013581 | 0.013377 | 0.013191 | 0.013015 | 0.012857 | 0.012706 | 0.012554 | 0.01242 | 0.012293 | 0.012173 | 0.012076 | 0.011991 | 0.011909 | 0 | 0 | 0
F2_Industrial_Wood and Lumber Products_Existing_Space Heating_Natural Gas_Building Automation System_A_Technical Potential | F2 | Industrial | Wood and Lumber Products | Existing | Space Heating | Natural Gas | Building Automation System | A | Integrated Unit Summer Peak Savings (kW) | Technical Potential | 0 | 0 | 0 | 0 | 0 | 0 | 0 | 0 | 0 | 0 | 0 | 0 | 0 | 0 | 0 | 0 | 0 | 0 | 0 | 0 | 0 | 0 | 0 | 0 | 0 | 0 | 0 | 0 | 0 | 0 | 0
F3_Industrial_Wood and Lumber Products_Existing_Space Heating_Natural Gas_Building Automation System_A_Technical Potential | F3 | Industrial | Wood and Lumber Products | Existing | Space Heating | Natural Gas | Building Automation System | A | Integrated Unit Winter Peak Savings (kW) | Technical Potential | 0 | 0 | 0 | 0 | 0 | 0 | 0 | 0 | 0 | 0 | 0 | 0 | 0 | 0 | 0 | 0 | 0 | 0 | 0 | 0 | 0 | 0 | 0 | 0 | 0 | 0 | 0 | 0 | 0 | 0 | 0
F4_Industrial_Wood and Lumber Products_Existing_Space Heating_Natural Gas_Building Automation System_A_Technical Potential | F4 | Industrial | Wood and Lumber Products | Existing | Space Heating | Natural Gas | Building Automation System | A | Incremental Energy Savings (MWh or mTherms) | Technical Potential | 0 | 0 | 0 | 0 | 0 | 0.011669 | 0.02312 | 0.040389 | 0.065004 | 0.097569 | 0.13621 | 0.18234 | 0.2327 | 0.27915 | 0.3254 | 0.35607 | 0.37313 | 0.36763 | 0.33888 | 0.29467 | 0.23983 | 0.1805 | 0.12318 | 0.077632 | 0.049976 | 0 | 0 | 0 | 0 | 0 | 0
F5_Industrial_Wood and Lumber Products_Existing_Space Heating_Natural Gas_Building Automation System_A_Technical Potential | F5 | Industrial | Wood and Lumber Products | Existing | Space Heating | Natural Gas | Building Automation System | A | Incremental Summer Peak Savings (MW) | Technical Potential | 0 | 0 | 0 | 0 | 0 | 0 | 0 | 0 | 0 | 0 | 0 | 0 | 0 | 0 | 0 | 0 | 0 | 0 | 0 | 0 | 0 | 0 | 0 | 0 | 0 | 0 | 0 | 0 | 0 | 0 | 0
F6_Industrial_Wood and Lumber Products_Existing_Space Heating_Natural Gas_Building Automation System_A_Technical Potential | F6 | Industrial | Wood and Lumber Products | Existing | Space Heating | Natural Gas | Building Automation System | A | Incremental Winter Peak Savings (MW) | Technical Potential | 0 | 0 | 0 | 0 | 0 | 0 | 0 | 0 | 0 | 0 | 0 | 0 | 0 | 0 | 0 | 0 | 0 | 0 | 0 | 0 | 0 | 0 | 0 | 0 | 0 | 0 | 0 | 0 | 0 | 0 | 0
F7_Industrial_Wood and Lumber Products_Existing_Space Heating_Natural Gas_Building Automation System_A_Technical Potential | F7 | Industrial | Wood and Lumber Products | Existing | Space Heating | Natural Gas | Building Automation System | A | Cumulative Energy Savings (MWh or mTherms) | Technical Potential | 0 | 0 | 0 | 0 | 0 | 0.011669 | 0.034693 | 0.074725 | 0.1389 | 0.23481 | 0.36803 | 0.54552 | 0.77083 | 1.0388 | 1.3484 | 1.6838 | 2.0316 | 2.371 | 2.6783 | 2.9403 | 3.1456 | 3.2886 | 3.3765 | 3.4199 | 3.4364 | 3.4089 | 3.385 | 3.3619 | 0 | 0 | 0
F8_Industrial_Wood and Lumber Products_Existing_Space Heating_Natural Gas_Building Automation System_A_Technical Potential | F8 | Industrial | Wood and Lumber Products | Existing | Space Heating | Natural Gas | Building Automation System | A | Cumulative Summer Peak Savings (MW) | Technical Potential | 0 | 0 | 0 | 0 | 0 | 0 | 0 | 0 | 0 | 0 | 0 | 0 | 0 | 0 | 0 | 0 | 0 | 0 | 0 | 0 | 0 | 0 | 0 | 0 | 0 | 0 | 0 | 0 | 0 | 0 | 0
F9_Industrial_Wood and Lumber Products_Existing_Space Heating_Natural Gas_Building Automation System_A_Technical Potential | F9 | Industrial | Wood and Lumber Products | Existing | Space Heating | Natural Gas | Building Automation System | A | Cumulative Winter Peak Savings (MW) | Technical Potential | 0 | 0 | 0 | 0 | 0 | 0 | 0 | 0 | 0 | 0 | 0 | 0 | 0 | 0 | 0 | 0 | 0 | 0 | 0 | 0 | 0 | 0 | 0 | 0 | 0 | 0 | 0 | 0 | 0 | 0 | 0
F10_Industrial_Wood and Lumber Products_Existing_Space Heating_Natural Gas_Building Automation System_A_Technical Potential | F10 | Industrial | Wood and Lumber Products | Existing | Space Heating | Natural Gas | Building Automation System | A | Purchases (Incremental) | Technical Potential | 0 | 0 | 0 | 0 | 0 | 756.8107 | 1511.9846 | 2668.765 | 4343.4591 | 6598.2157 | 9330.0488 | 12656.7471 | 16374.4008 | 19930.712 | 23592.7794 | 26217.1434 | 27893.7239 | 27869.2001 | 26037.0817 | 22919.5354 | 18875.8224 | 14378.3121 | 9917.9464 | 6314.9324 | 4105.4469 | 0 | 0 | 0 | 0 | 0 | 0
F11_Industrial_Wood and Lumber Products_Existing_Space Heating_Natural Gas_Building Automation System_A_Technical Potential | F11 | Industrial | Wood and Lumber Products | Existing | Space Heating | Natural Gas | Building Automation System | A | Purchases (Cumulative) | Technical Potential | 0 | 0 | 0 | 0 | 0 | 756.8107 | 2268.7952 | 4937.5603 | 9281.0194 | 15879.2351 | 25209.2839 | 37866.031 | 54240.4318 | 74171.1437 | 97763.9231 | 123981.0666 | 151874.7905 | 179743.9906 | 205781.0723 | 228700.6077 | 247576.4301 | 261954.7422 | 271872.6886 | 278187.621 | 282293.0679 | 282293.0679 | 282293.0679 | 282293.0679 | 282293.0679 | 282293.0679 | 282293.0679
F1_Industrial_Wood and Lumber Products_Existing_Space Heating_Natural Gas_Steam System Efficiency Improvements_A_Technical Potential | F1 | Industrial | Wood and Lumber Products | Existing | Space Heating | Natural Gas | Steam System Efficiency Improvements | A | Integrated Unit Energy Savings (kWh or therms) | Technical Potential | 0 | 0 | 0 | 0 | 0 | 0.13737 | 0.13599 | 0.1345 | 0.13296 | 0.13137 | 0.12974 | 0.12811 | 0.12647 | 0.12475 | 0.12298 | 0.12124 | 0.11955 | 0.11798 | 0.11645 | 0.11504 | 0.11369 | 0.1123 | 0.11102 | 0.1098 | 0.1086 | 0.10761 | 0.10675 | 0.10594 | 0.11902 | 0.11854 | 0.11809
F2_Industrial_Wood and Lumber Products_Existing_Space Heating_Natural Gas_Steam System Efficiency Improvements_A_Technical Potential | F2 | Industrial | Wood and Lumber Products | Existing | Space Heating | Natural Gas | Steam System Efficiency Improvements | A | Integrated Unit Summer Peak Savings (kW) | Technical Potential | 0 | 0 | 0 | 0 | 0 | 0 | 0 | 0 | 0 | 0 | 0 | 0 | 0 | 0 | 0 | 0 | 0 | 0 | 0 | 0 | 0 | 0 | 0 | 0 | 0 | 0 | 0 | 0 | 0 | 0 | 0
F3_Industrial_Wood and Lumber Products_Existing_Space Heating_Natural Gas_Steam System Efficiency Improvements_A_Technical Potential | F3 | Industrial | Wood and Lumber Products | Existing | Space Heating | Natural Gas | Steam System Efficiency Improvements | A | Integrated Unit Winter Peak Savings (kW) | Technical Potential | 0 | 0 | 0 | 0 | 0 | 0 | 0 | 0 | 0 | 0 | 0 | 0 | 0 | 0 | 0 | 0 | 0 | 0 | 0 | 0 | 0 | 0 | 0 | 0 | 0 | 0 | 0 | 0 | 0 | 0 | 0
F4_Industrial_Wood and Lumber Products_Existing_Space Heating_Natural Gas_Steam System Efficiency Improvements_A_Technical Potential | F4 | Industrial | Wood and Lumber Products | Existing | Space Heating | Natural Gas | Steam System Efficiency Improvements | A | Incremental Energy Savings (MWh or mTherms) | Technical Potential | 0 | 0 | 0 | 0 | 0 | 0.00073682 | 0.0014572 | 0.0025438 | 0.0040927 | 0.0061431 | 0.008579 | 0.011492 | 0.014677 | 0.017621 | 0.020563 | 0.022527 | 0.023633 | 0.023302 | 0.021488 | 0.018687 | 0.015208 | 0.011443 | 0.0078037 | 0.0049141 | 0.0031597 | 0 | 0 | 0 | 0 | 0 | 0
F5_Industrial_Wood and Lumber Products_Existing_Space Heating_Natural Gas_Steam System Efficiency Improvements_A_Technical Potential | F5 | Industrial | Wood and Lumber Products | Existing | Space Heating | Natural Gas | Steam System Efficiency Improvements | A | Incremental Summer Peak Savings (MW) | Technical Potential | 0 | 0 | 0 | 0 | 0 | 0 | 0 | 0 | 0 | 0 | 0 | 0 | 0 | 0 | 0 | 0 | 0 | 0 | 0 | 0 | 0 | 0 | 0 | 0 | 0 | 0 | 0 | 0 | 0 | 0 | 0
F6_Industrial_Wood and Lumber Products_Existing_Space Heating_Natural Gas_Steam System Efficiency Improvements_A_Technical Potential | F6 | Industrial | Wood and Lumber Products | Existing | Space Heating | Natural Gas | Steam System Efficiency Improvements | A | Incremental Winter Peak Savings (MW) | Technical Potential | 0 | 0 | 0 | 0 | 0 | 0 | 0 | 0 | 0 | 0 | 0 | 0 | 0 | 0 | 0 | 0 | 0 | 0 | 0 | 0 | 0 | 0 | 0 | 0 | 0 | 0 | 0 | 0 | 0 | 0 | 0
F7_Industrial_Wood and Lumber Products_Existing_Space Heating_Natural Gas_Steam System Efficiency Improvements_A_Technical Potential | F7 | Industrial | Wood and Lumber Products | Existing | Space Heating | Natural Gas | Steam System Efficiency Improvements | A | Cumulative Energy Savings (MWh or mTherms) | Technical Potential | 0 | 0 | 0 | 0 | 0 | 0.00073682 | 0.0021866 | 0.0047064 | 0.0087453 | 0.014784 | 0.02318 | 0.034381 | 0.048617 | 0.065575 | 0.085208 | 0.10653 | 0.12868 | 0.15029 | 0.16983 | 0.18646 | 0.19947 | 0.20849 | 0.21392 | 0.21648 | 0.21726 | 0.21529 | 0.21358 | 0.21195 | 0 | 0 | 0
F8_Industrial_Wood and Lumber Products_Existing_Space Heating_Natural Gas_Steam System Efficiency Improvements_A_Technical Potential | F8 | Industrial | Wood and Lumber Products | Existing | Space Heating | Natural Gas | Steam System Efficiency Improvements | A | Cumulative Summer Peak Savings (MW) | Technical Potential | 0 | 0 | 0 | 0 | 0 | 0 | 0 | 0 | 0 | 0 | 0 | 0 | 0 | 0 | 0 | 0 | 0 | 0 | 0 | 0 | 0 | 0 | 0 | 0 | 0 | 0 | 0 | 0 | 0 | 0 | 0
F9_Industrial_Wood and Lumber Products_Existing_Space Heating_Natural Gas_Steam System Efficiency Improvements_A_Technical Potential | F9 | Industrial | Wood and Lumber Products | Existing | Space Heating | Natural Gas | Steam System Efficiency Improvements | A | Cumulative Winter Peak Savings (MW) | Technical Potential | 0 | 0 | 0 | 0 | 0 | 0 | 0 | 0 | 0 | 0 | 0 | 0 | 0 | 0 | 0 | 0 | 0 | 0 | 0 | 0 | 0 | 0 | 0 | 0 | 0 | 0 | 0 | 0 | 0 | 0 | 0
F10_Industrial_Wood and Lumber Products_Existing_Space Heating_Natural Gas_Steam System Efficiency Improvements_A_Technical Potential | F10 | Industrial | Wood and Lumber Products | Existing | Space Heating | Natural Gas | Steam System Efficiency Improvements | A | Purchases (Incremental) | Technical Potential | 0 | 0 | 0 | 0 | 0 | 5.3636 | 10.7156 | 18.9139 | 30.7826 | 46.7624 | 66.1232 | 89.6999 | 116.0474 | 141.2514 | 167.2049 | 185.8041 | 197.6862 | 197.5124 | 184.528 | 162.4336 | 133.7753 | 101.9009 | 70.2897 | 44.7547 | 29.0958 | 0 | 0 | 0 | 0 | 0 | 0
F11_Industrial_Wood and Lumber Products_Existing_Space Heating_Natural Gas_Steam System Efficiency Improvements_A_Technical Potential | F11 | Industrial | Wood and Lumber Products | Existing | Space Heating | Natural Gas | Steam System Efficiency Improvements | A | Purchases (Cumulative) | Technical Potential | 0 | 0 | 0 | 0 | 0 | 5.3636 | 16.0792 | 34.9931 | 65.7757 | 112.5381 | 178.6613 | 268.3612 | 384.4086 | 525.66 | 692.8649 | 878.669 | 1076.3552 | 1273.8676 | 1458.3956 | 1620.8292 | 1754.6044 | 1856.5053 | 1926.795 | 1971.5497 | 2000.6455 | 2000.6455 | 2000.6455 | 2000.6455 | 2000.6455 | 2000.6455 | 2000.6455
F1_Industrial_Wood and Lumber Products_Existing_Process_Natural Gas_Steam System Efficiency Improvements_A_Technical Potential | F1 | Industrial | Wood and Lumber Products | Existing | Process | Natural Gas | Steam System Efficiency Improvements | A | Integrated Unit Energy Savings (kWh or therms) | Technical Potential | 0 | 0 | 0 | 0 | 0 | 0.98204 | 0.97904 | 0.97601 | 0.97301 | 0.96999 | 0.96686 | 0.96408 | 0.96148 | 0.95872 | 0.95661 | 0.95429 | 0.9524 | 0.95048 | 0.94851 | 0.94695 | 0.94523 | 0.94364 | 0.94206 | 0.94049 | 0.93893 | 0.93879 | 0.93867 | 0.93856 | 0.98506 | 0.98506 | 0.98506
F2_Industrial_Wood and Lumber Products_Existing_Process_Natural Gas_Steam System Efficiency Improvements_A_Technical Potential | F2 | Industrial | Wood and Lumber Products | Existing | Process | Natural Gas | Steam System Efficiency Improvements | A | Integrated Unit Summer Peak Savings (kW) | Technical Potential | 0 | 0 | 0 | 0 | 0 | 0 | 0 | 0 | 0 | 0 | 0 | 0 | 0 | 0 | 0 | 0 | 0 | 0 | 0 | 0 | 0 | 0 | 0 | 0 | 0 | 0 | 0 | 0 | 0 | 0 | 0
F3_Industrial_Wood and Lumber Products_Existing_Process_Natural Gas_Steam System Efficiency Improvements_A_Technical Potential | F3 | Industrial | Wood and Lumber Products | Existing | Process | Natural Gas | Steam System Efficiency Improvements | A | Integrated Unit Winter Peak Savings (kW) | Technical Potential | 0 | 0 | 0 | 0 | 0 | 0 | 0 | 0 | 0 | 0 | 0 | 0 | 0 | 0 | 0 | 0 | 0 | 0 | 0 | 0 | 0 | 0 | 0 | 0 | 0 | 0 | 0 | 0 | 0 | 0 | 0
F4_Industrial_Wood and Lumber Products_Existing_Process_Natural Gas_Steam System Efficiency Improvements_A_Technical Potential | F4 | Industrial | Wood and Lumber Products | Existing | Process | Natural Gas | Steam System Efficiency Improvements | A | Incremental Energy Savings (MWh or mTherms) | Technical Potential | 0 | 0 | 0 | 0 | 0 | 0.00049685 | 0.00098959 | 0.0017413 | 0.0028253 | 0.0042786 | 0.0060305 | 0.0081572 | 0.010525 | 0.012774 | 0.015088 | 0.016725 | 0.01776 | 0.017708 | 0.01651 | 0.014509 | 0.011928 | 0.0090703 | 0.0062461 | 0.0039704 | 0.0025769 | 0 | 0 | 0 | 0 | 0 | 0
F5_Industrial_Wood and Lumber Products_Existing_Process_Natural Gas_Steam System Efficiency Improvements_A_Technical Potential | F5 | Industrial | Wood and Lumber Products | Existing | Process | Natural Gas | Steam System Efficiency Improvements | A | Incremental Summer Peak Savings (MW) | Technical Potential | 0 | 0 | 0 | 0 | 0 | 0 | 0 | 0 | 0 | 0 | 0 | 0 | 0 | 0 | 0 | 0 | 0 | 0 | 0 | 0 | 0 | 0 | 0 | 0 | 0 | 0 | 0 | 0 | 0 | 0 | 0
F6_Industrial_Wood and Lumber Products_Existing_Process_Natural Gas_Steam System Efficiency Improvements_A_Technical Potential | F6 | Industrial | Wood and Lumber Products | Existing | Process | Natural Gas | Steam System Efficiency Improvements | A | Incremental Winter Peak Savings (MW) | Technical Potential | 0 | 0 | 0 | 0 | 0 | 0 | 0 | 0 | 0 | 0 | 0 | 0 | 0 | 0 | 0 | 0 | 0 | 0 | 0 | 0 | 0 | 0 | 0 | 0 | 0 | 0 | 0 | 0 | 0 | 0 | 0
F7_Industrial_Wood and Lumber Products_Existing_Process_Natural Gas_Steam System Efficiency Improvements_A_Technical Potential | F7 | Industrial | Wood and Lumber Products | Existing | Process | Natural Gas | Steam System Efficiency Improvements | A | Cumulative Energy Savings (MWh or mTherms) | Technical Potential | 0 | 0 | 0 | 0 | 0 | 0.00049685 | 0.0014849 | 0.0032216 | 0.006037 | 0.010297 | 0.016294 | 0.024404 | 0.034863 | 0.047537 | 0.06252 | 0.079094 | 0.096697 | 0.11421 | 0.13048 | 0.14478 | 0.15644 | 0.16525 | 0.17122 | 0.1749 | 0.17719 | 0.17716 | 0.17714 | 0.17712 | 0 | 0 | 0
F8_Industrial_Wood and Lumber Products_Existing_Process_Natural Gas_Steam System Efficiency Improvements_A_Technical Potential | F8 | Industrial | Wood and Lumber Products | Existing | Process | Natural Gas | Steam System Efficiency Improvements | A | Cumulative Summer Peak Savings (MW) | Technical Potential | 0 | 0 | 0 | 0 | 0 | 0 | 0 | 0 | 0 | 0 | 0 | 0 | 0 | 0 | 0 | 0 | 0 | 0 | 0 | 0 | 0 | 0 | 0 | 0 | 0 | 0 | 0 | 0 | 0 | 0 | 0
F9_Industrial_Wood and Lumber Products_Existing_Process_Natural Gas_Steam System Efficiency Improvements_A_Technical Potential | F9 | Industrial | Wood and Lumber Products | Existing | Process | Natural Gas | Steam System Efficiency Improvements | A | Cumulative Winter Peak Savings (MW) | Technical Potential | 0 | 0 | 0 | 0 | 0 | 0 | 0 | 0 | 0 | 0 | 0 | 0 | 0 | 0 | 0 | 0 | 0 | 0 | 0 | 0 | 0 | 0 | 0 | 0 | 0 | 0 | 0 | 0 | 0 | 0 | 0
F10_Industrial_Wood and Lumber Products_Existing_Process_Natural Gas_Steam System Efficiency Improvements_A_Technical Potential | F10 | Industrial | Wood and Lumber Products | Existing | Process | Natural Gas | Steam System Efficiency Improvements | A | Purchases (Incremental) | Technical Potential | 0 | 0 | 0 | 0 | 0 | 0.50593 | 1.0108 | 1.7841 | 2.9036 | 4.411 | 6.2372 | 8.4611 | 10.9464 | 13.3238 | 15.772 | 17.5264 | 18.6472 | 18.6308 | 17.406 | 15.3219 | 12.6186 | 9.612 | 6.6302 | 4.2216 | 2.7445 | 0 | 0 | 0 | 0 | 0 | 0
F11_Industrial_Wood and Lumber Products_Existing_Process_Natural Gas_Steam System Efficiency Improvements_A_Technical Potential | F11 | Industrial | Wood and Lumber Products | Existing | Process | Natural Gas | Steam System Efficiency Improvements | A | Purchases (Cumulative) | Technical Potential | 0 | 0 | 0 | 0 | 0 | 0.50593 | 1.5167 | 3.3008 | 6.2044 | 10.6154 | 16.8526 | 25.3138 | 36.2602 | 49.584 | 65.356 | 82.8824 | 101.5296 | 120.1604 | 137.5664 | 152.8883 | 165.5069 | 175.119 | 181.7492 | 185.9708 | 188.7153 | 188.7153 | 188.7153 | 188.7153 | 188.7153 | 188.7153 | 188.7153
F1_Industrial_Wood and Lumber Products_Existing_Space Heating_Natural Gas_Strategic Energy Management_A_Technical Potential | F1 | Industrial | Wood and Lumber Products | Existing | Space Heating | Natural Gas | Strategic Energy Management | A | Integrated Unit Energy Savings (kWh or therms) | Technical Potential | 0 | 0 | 0 | 0 | 0 | 5.55 | 5.5105 | 5.4601 | 5.4057 | 5.3475 | 5.2864 | 5.2234 | 5.1596 | 5.0927 | 5.022 | 4.9531 | 4.8858 | 4.8256 | 4.769 | 4.7176 | 4.6689 | 4.6196 | 4.5763 | 4.5357 | 4.4969 | 4.4612 | 4.4302 | 4.4003 | 0 | 0 | 0
F2_Industrial_Wood and Lumber Products_Existing_Space Heating_Natural Gas_Strategic Energy Management_A_Technical Potential | F2 | Industrial | Wood and Lumber Products | Existing | Space Heating | Natural Gas | Strategic Energy Management | A | Integrated Unit Summer Peak Savings (kW) | Technical Potential | 0 | 0 | 0 | 0 | 0 | 0 | 0 | 0 | 0 | 0 | 0 | 0 | 0 | 0 | 0 | 0 | 0 | 0 | 0 | 0 | 0 | 0 | 0 | 0 | 0 | 0 | 0 | 0 | 0 | 0 | 0
F3_Industrial_Wood and Lumber Products_Existing_Space Heating_Natural Gas_Strategic Energy Management_A_Technical Potential | F3 | Industrial | Wood and Lumber Products | Existing | Space Heating | Natural Gas | Strategic Energy Management | A | Integrated Unit Winter Peak Savings (kW) | Technical Potential | 0 | 0 | 0 | 0 | 0 | 0 | 0 | 0 | 0 | 0 | 0 | 0 | 0 | 0 | 0 | 0 | 0 | 0 | 0 | 0 | 0 | 0 | 0 | 0 | 0 | 0 | 0 | 0 | 0 | 0 | 0
F4_Industrial_Wood and Lumber Products_Existing_Space Heating_Natural Gas_Strategic Energy Management_A_Technical Potential | F4 | Industrial | Wood and Lumber Products | Existing | Space Heating | Natural Gas | Strategic Energy Management | A | Incremental Energy Savings (MWh or mTherms) | Technical Potential | 0 | 0 | 0 | 0 | 0 | 0.073456 | 0.072893 | 0.0718 | 0.071123 | 0.070415 | 0.068727 | 0.067722 | 0.066759 | 0.064848 | 0.064191 | 0.062707 | 0.061863 | 0.060793 | 0.059544 | 0.058972 | 0.058122 | 0.057285 | 0.056541 | 0.055849 | 0.055197 | 0 | 0 | 0 | 0 | 0 | 0
F5_Industrial_Wood and Lumber Products_Existing_Space Heating_Natural Gas_Strategic Energy Management_A_Technical Potential | F5 | Industrial | Wood and Lumber Products | Existing | Space Heating | Natural Gas | Strategic Energy Management | A | Incremental Summer Peak Savings (MW) | Technical Potential | 0 | 0 | 0 | 0 | 0 | 0 | 0 | 0 | 0 | 0 | 0 | 0 | 0 | 0 | 0 | 0 | 0 | 0 | 0 | 0 | 0 | 0 | 0 | 0 | 0 | 0 | 0 | 0 | 0 | 0 | 0
F6_Industrial_Wood and Lumber Products_Existing_Space Heating_Natural Gas_Strategic Energy Management_A_Technical Potential | F6 | Industrial | Wood and Lumber Products | Existing | Space Heating | Natural Gas | Strategic Energy Management | A | Incremental Winter Peak Savings (MW) | Technical Potential | 0 | 0 | 0 | 0 | 0 | 0 | 0 | 0 | 0 | 0 | 0 | 0 | 0 | 0 | 0 | 0 | 0 | 0 | 0 | 0 | 0 | 0 | 0 | 0 | 0 | 0 | 0 | 0 | 0 | 0 | 0
F7_Industrial_Wood and Lumber Products_Existing_Space Heating_Natural Gas_Strategic Energy Management_A_Technical Potential | F7 | Industrial | Wood and Lumber Products | Existing | Space Heating | Natural Gas | Strategic Energy Management | A | Cumulative Energy Savings (MWh or mTherms) | Technical Potential | 0 | 0 | 0 | 0 | 0 | 0.073456 | 0.14583 | 0.21629 | 0.28526 | 0.3526 | 0.4173 | 0.48005 | 0.54094 | 0.59878 | 0.65466 | 0.70839 | 0.76063 | 0.81204 | 0.86206 | 0.91173 | 0.96046 | 1.0076 | 1.0547 | 1.1012 | 1.147 | 1.1379 | 1.13 | 1.1223 | 0 | 0 | 0
F8_Industrial_Wood and Lumber Products_Existing_Space Heating_Natural Gas_Strategic Energy Management_A_Technical Potential | F8 | Industrial | Wood and Lumber Products | Existing | Space Heating | Natural Gas | Strategic Energy Management | A | Cumulative Summer Peak Savings (MW) | Technical Potential | 0 | 0 | 0 | 0 | 0 | 0 | 0 | 0 | 0 | 0 | 0 | 0 | 0 | 0 | 0 | 0 | 0 | 0 | 0 | 0 | 0 | 0 | 0 | 0 | 0 | 0 | 0 | 0 | 0 | 0 | 0
F9_Industrial_Wood and Lumber Products_Existing_Space Heating_Natural Gas_Strategic Energy Management_A_Technical Potential | F9 | Industrial | Wood and Lumber Products | Existing | Space Heating | Natural Gas | Strategic Energy Management | A | Cumulative Winter Peak Savings (MW) | Technical Potential | 0 | 0 | 0 | 0 | 0 | 0 | 0 | 0 | 0 | 0 | 0 | 0 | 0 | 0 | 0 | 0 | 0 | 0 | 0 | 0 | 0 | 0 | 0 | 0 | 0 | 0 | 0 | 0 | 0 | 0 | 0
F10_Industrial_Wood and Lumber Products_Existing_Space Heating_Natural Gas_Strategic Energy Management_A_Technical Potential | F10 | Industrial | Wood and Lumber Products | Existing | Space Heating | Natural Gas | Strategic Energy Management | A | Purchases (Incremental) | Technical Potential | 0 | 0 | 0 | 0 | 0 | 13.2352 | 13.2279 | 13.1499 | 13.157 | 13.1679 | 13.0007 | 12.9652 | 12.9389 | 12.7334 | 12.782 | 12.6601 | 12.6618 | 12.598 | 12.4857 | 12.5004 | 12.4488 | 12.4003 | 12.3552 | 12.3132 | 12.2743 | 0 | 0 | 0 | 0 | 0 | 0
F11_Industrial_Wood and Lumber Products_Existing_Space Heating_Natural Gas_Strategic Energy Management_A_Technical Potential | F11 | Industrial | Wood and Lumber Products | Existing | Space Heating | Natural Gas | Strategic Energy Management | A | Purchases (Cumulative) | Technical Potential | 0 | 0 | 0 | 0 | 0 | 13.2352 | 26.4632 | 39.6131 | 52.7701 | 65.9381 | 78.9388 | 91.904 | 104.8428 | 117.5762 | 130.3582 | 143.0183 | 155.6801 | 168.2781 | 180.7638 | 193.2642 | 205.713 | 218.1133 | 230.4685 | 242.7817 | 255.056 | 255.056 | 255.056 | 255.056 | 255.056 | 255.056 | 255.056
F1_Industrial_Wood and Lumber Products_Existing_Process_Natural Gas_Strategic Energy Management_A_Technical Potential | F1 | Industrial | Wood and Lumber Products | Existing | Process | Natural Gas | Strategic Energy Management | A | Integrated Unit Energy Savings (kWh or therms) | Technical Potential | 0 | 0 | 0 | 0 | 0 | 8.9308 | 8.9163 | 8.9016 | 8.887 | 8.8722 | 8.8571 | 8.8445 | 8.8336 | 8.8226 | 8.8155 | 8.8081 | 8.8034 | 8.7991 | 8.7951 | 8.7932 | 8.7908 | 8.7896 | 8.7885 | 8.7874 | 8.7864 | 8.7859 | 8.7855 | 8.7851 | 0 | 0 | 0
F2_Industrial_Wood and Lumber Products_Existing_Process_Natural Gas_Strategic Energy Management_A_Technical Potential | F2 | Industrial | Wood and Lumber Products | Existing | Process | Natural Gas | Strategic Energy Management | A | Integrated Unit Summer Peak Savings (kW) | Technical Potential | 0 | 0 | 0 | 0 | 0 | 0 | 0 | 0 | 0 | 0 | 0 | 0 | 0 | 0 | 0 | 0 | 0 | 0 | 0 | 0 | 0 | 0 | 0 | 0 | 0 | 0 | 0 | 0 | 0 | 0 | 0
F3_Industrial_Wood and Lumber Products_Existing_Process_Natural Gas_Strategic Energy Management_A_Technical Potential | F3 | Industrial | Wood and Lumber Products | Existing | Process | Natural Gas | Strategic Energy Management | A | Integrated Unit Winter Peak Savings (kW) | Technical Potential | 0 | 0 | 0 | 0 | 0 | 0 | 0 | 0 | 0 | 0 | 0 | 0 | 0 | 0 | 0 | 0 | 0 | 0 | 0 | 0 | 0 | 0 | 0 | 0 | 0 | 0 | 0 | 0 | 0 | 0 | 0
F4_Industrial_Wood and Lumber Products_Existing_Process_Natural Gas_Strategic Energy Management_A_Technical Potential | F4 | Industrial | Wood and Lumber Products | Existing | Process | Natural Gas | Strategic Energy Management | A | Incremental Energy Savings (MWh or mTherms) | Technical Potential | 0 | 0 | 0 | 0 | 0 | 0.52859 | 0.52744 | 0.52347 | 0.52289 | 0.52245 | 0.51494 | 0.51281 | 0.51113 | 0.50239 | 0.5039 | 0.49868 | 0.49847 | 0.49572 | 0.49108 | 0.49155 | 0.48939 | 0.48742 | 0.48558 | 0.48387 | 0.48229 | 0 | 0 | 0 | 0 | 0 | 0
F5_Industrial_Wood and Lumber Products_Existing_Process_Natural Gas_Strategic Energy Management_A_Technical Potential | F5 | Industrial | Wood and Lumber Products | Existing | Process | Natural Gas | Strategic Energy Management | A | Incremental Summer Peak Savings (MW) | Technical Potential | 0 | 0 | 0 | 0 | 0 | 0 | 0 | 0 | 0 | 0 | 0 | 0 | 0 | 0 | 0 | 0 | 0 | 0 | 0 | 0 | 0 | 0 | 0 | 0 | 0 | 0 | 0 | 0 | 0 | 0 | 0
F6_Industrial_Wood and Lumber Products_Existing_Process_Natural Gas_Strategic Energy Management_A_Technical Potential | F6 | Industrial | Wood and Lumber Products | Existing | Process | Natural Gas | Strategic Energy Management | A | Incremental Winter Peak Savings (MW) | Technical Potential | 0 | 0 | 0 | 0 | 0 | 0 | 0 | 0 | 0 | 0 | 0 | 0 | 0 | 0 | 0 | 0 | 0 | 0 | 0 | 0 | 0 | 0 | 0 | 0 | 0 | 0 | 0 | 0 | 0 | 0 | 0
F7_Industrial_Wood and Lumber Products_Existing_Process_Natural Gas_Strategic Energy Management_A_Technical Potential | F7 | Industrial | Wood and Lumber Products | Existing | Process | Natural Gas | Strategic Energy Management | A | Cumulative Energy Savings (MWh or mTherms) | Technical Potential | 0 | 0 | 0 | 0 | 0 | 0.52859 | 1.0552 | 1.5769 | 2.0972 | 2.6162 | 3.1267 | 3.635 | 4.1417 | 4.6389 | 5.139 | 5.6334 | 6.1289 | 6.6216 | 7.1097 | 7.5997 | 8.0871 | 8.5734 | 9.0579 | 9.5406 | 10.0218 | 10.0213 | 10.0208 | 10.0203 | 0 | 0 | 0
F8_Industrial_Wood and Lumber Products_Existing_Process_Natural Gas_Strategic Energy Management_A_Technical Potential | F8 | Industrial | Wood and Lumber Products | Existing | Process | Natural Gas | Strategic Energy Management | A | Cumulative Summer Peak Savings (MW) | Technical Potential | 0 | 0 | 0 | 0 | 0 | 0 | 0 | 0 | 0 | 0 | 0 | 0 | 0 | 0 | 0 | 0 | 0 | 0 | 0 | 0 | 0 | 0 | 0 | 0 | 0 | 0 | 0 | 0 | 0 | 0 | 0
F9_Industrial_Wood and Lumber Products_Existing_Process_Natural Gas_Strategic Energy Management_A_Technical Potential | F9 | Industrial | Wood and Lumber Products | Existing | Process | Natural Gas | Strategic Energy Management | A | Cumulative Winter Peak Savings (MW) | Technical Potential | 0 | 0 | 0 | 0 | 0 | 0 | 0 | 0 | 0 | 0 | 0 | 0 | 0 | 0 | 0 | 0 | 0 | 0 | 0 | 0 | 0 | 0 | 0 | 0 | 0 | 0 | 0 | 0 | 0 | 0 | 0
F10_Industrial_Wood and Lumber Products_Existing_Process_Natural Gas_Strategic Energy Management_A_Technical Potential | F10 | Industrial | Wood and Lumber Products | Existing | Process | Natural Gas | Strategic Energy Management | A | Purchases (Incremental) | Technical Potential | 0 | 0 | 0 | 0 | 0 | 59.1875 | 59.155 | 58.8062 | 58.838 | 58.8866 | 58.1388 | 57.9799 | 57.8622 | 56.9434 | 57.1608 | 56.6157 | 56.623 | 56.3381 | 55.8355 | 55.9017 | 55.6705 | 55.454 | 55.2519 | 55.0642 | 54.8905 | 0 | 0 | 0 | 0 | 0 | 0
F11_Industrial_Wood and Lumber Products_Existing_Process_Natural Gas_Strategic Energy Management_A_Technical Potential | F11 | Industrial | Wood and Lumber Products | Existing | Process | Natural Gas | Strategic Energy Management | A | Purchases (Cumulative) | Technical Potential | 0 | 0 | 0 | 0 | 0 | 59.1875 | 118.3426 | 177.1487 | 235.9867 | 294.8733 | 353.0121 | 410.9921 | 468.8543 | 525.7977 | 582.9585 | 639.5742 | 696.1973 | 752.5353 | 808.3708 | 864.2725 | 919.943 | 975.397 | 1030.6489 | 1085.7131 | 1140.6036 | 1140.6036 | 1140.6036 | 1140.6036 | 1140.6036 | 1140.6036 | 1140.6036
F1_Industrial_Wood and Lumber Products_Existing_Miscellaneous_Natural Gas_Strategic Energy Management_A_Technical Potential | F1 | Industrial | Wood and Lumber Products | Existing | Miscellaneous | Natural Gas | Strategic Energy Management | A | Integrated Unit Energy Savings (kWh or therms) | Technical Potential | 0 | 0 | 0 | 0 | 0 | 3.4004 | 3.4004 | 3.4004 | 3.4004 | 3.4004 | 3.4004 | 3.4004 | 3.4004 | 3.4004 | 3.4004 | 3.4004 | 3.4004 | 3.4004 | 3.4004 | 3.4004 | 3.4004 | 3.4004 | 3.4004 | 3.4004 | 3.4004 | 3.4004 | 3.4004 | 3.4004 | 0 | 0 | 0
F2_Industrial_Wood and Lumber Products_Existing_Miscellaneous_Natural Gas_Strategic Energy Management_A_Technical Potential | F2 | Industrial | Wood and Lumber Products | Existing | Miscellaneous | Natural Gas | Strategic Energy Management | A | Integrated Unit Summer Peak Savings (kW) | Technical Potential | 0 | 0 | 0 | 0 | 0 | 0 | 0 | 0 | 0 | 0 | 0 | 0 | 0 | 0 | 0 | 0 | 0 | 0 | 0 | 0 | 0 | 0 | 0 | 0 | 0 | 0 | 0 | 0 | 0 | 0 | 0
F3_Industrial_Wood and Lumber Products_Existing_Miscellaneous_Natural Gas_Strategic Energy Management_A_Technical Potential | F3 | Industrial | Wood and Lumber Products | Existing | Miscellaneous | Natural Gas | Strategic Energy Management | A | Integrated Unit Winter Peak Savings (kW) | Technical Potential | 0 | 0 | 0 | 0 | 0 | 0 | 0 | 0 | 0 | 0 | 0 | 0 | 0 | 0 | 0 | 0 | 0 | 0 | 0 | 0 | 0 | 0 | 0 | 0 | 0 | 0 | 0 | 0 | 0 | 0 | 0
F4_Industrial_Wood and Lumber Products_Existing_Miscellaneous_Natural Gas_Strategic Energy Management_A_Technical Potential | F4 | Industrial | Wood and Lumber Products | Existing | Miscellaneous | Natural Gas | Strategic Energy Management | A | Incremental Energy Savings (MWh or mTherms) | Technical Potential | 0 | 0 | 0 | 0 | 0 | 0.050316 | 0.050288 | 0.049992 | 0.050019 | 0.05006 | 0.049424 | 0.049289 | 0.049189 | 0.048408 | 0.048593 | 0.04813 | 0.048136 | 0.047894 | 0.047466 | 0.047523 | 0.047326 | 0.047142 | 0.04697 | 0.046811 | 0.046663 | 0 | 0 | 0 | 0 | 0 | 0
F5_Industrial_Wood and Lumber Products_Existing_Miscellaneous_Natural Gas_Strategic Energy Management_A_Technical Potential | F5 | Industrial | Wood and Lumber Products | Existing | Miscellaneous | Natural Gas | Strategic Energy Management | A | Incremental Summer Peak Savings (MW) | Technical Potential | 0 | 0 | 0 | 0 | 0 | 0 | 0 | 0 | 0 | 0 | 0 | 0 | 0 | 0 | 0 | 0 | 0 | 0 | 0 | 0 | 0 | 0 | 0 | 0 | 0 | 0 | 0 | 0 | 0 | 0 | 0
F6_Industrial_Wood and Lumber Products_Existing_Miscellaneous_Natural Gas_Strategic Energy Management_A_Technical Potential | F6 | Industrial | Wood and Lumber Products | Existing | Miscellaneous | Natural Gas | Strategic Energy Management | A | Incremental Winter Peak Savings (MW) | Technical Potential | 0 | 0 | 0 | 0 | 0 | 0 | 0 | 0 | 0 | 0 | 0 | 0 | 0 | 0 | 0 | 0 | 0 | 0 | 0 | 0 | 0 | 0 | 0 | 0 | 0 | 0 | 0 | 0 | 0 | 0 | 0
F7_Industrial_Wood and Lumber Products_Existing_Miscellaneous_Natural Gas_Strategic Energy Management_A_Technical Potential | F7 | Industrial | Wood and Lumber Products | Existing | Miscellaneous | Natural Gas | Strategic Energy Management | A | Cumulative Energy Savings (MWh or mTherms) | Technical Potential | 0 | 0 | 0 | 0 | 0 | 0.050316 | 0.1006 | 0.1506 | 0.20061 | 0.25067 | 0.3001 | 0.34939 | 0.39858 | 0.44699 | 0.49558 | 0.54371 | 0.59184 | 0.63974 | 0.6872 | 0.73473 | 0.78205 | 0.8292 | 0.87617 | 0.92298 | 0.96964 | 0.96964 | 0.96964 | 0.96964 | 0 | 0 | 0
F8_Industrial_Wood and Lumber Products_Existing_Miscellaneous_Natural Gas_Strategic Energy Management_A_Technical Potential | F8 | Industrial | Wood and Lumber Products | Existing | Miscellaneous | Natural Gas | Strategic Energy Management | A | Cumulative Summer Peak Savings (MW) | Technical Potential | 0 | 0 | 0 | 0 | 0 | 0 | 0 | 0 | 0 | 0 | 0 | 0 | 0 | 0 | 0 | 0 | 0 | 0 | 0 | 0 | 0 | 0 | 0 | 0 | 0 | 0 | 0 | 0 | 0 | 0 | 0
F9_Industrial_Wood and Lumber Products_Existing_Miscellaneous_Natural Gas_Strategic Energy Management_A_Technical Potential | F9 | Industrial | Wood and Lumber Products | Existing | Miscellaneous | Natural Gas | Strategic Energy Management | A | Cumulative Winter Peak Savings (MW) | Technical Potential | 0 | 0 | 0 | 0 | 0 | 0 | 0 | 0 | 0 | 0 | 0 | 0 | 0 | 0 | 0 | 0 | 0 | 0 | 0 | 0 | 0 | 0 | 0 | 0 | 0 | 0 | 0 | 0 | 0 | 0 | 0
F10_Industrial_Wood and Lumber Products_Existing_Miscellaneous_Natural Gas_Strategic Energy Management_A_Technical Potential | F10 | Industrial | Wood and Lumber Products | Existing | Miscellaneous | Natural Gas | Strategic Energy Management | A | Purchases (Incremental) | Technical Potential | 0 | 0 | 0 | 0 | 0 | 14.7969 | 14.7888 | 14.7015 | 14.7095 | 14.7217 | 14.5347 | 14.495 | 14.4656 | 14.2358 | 14.2902 | 14.1539 | 14.1558 | 14.0845 | 13.9589 | 13.9754 | 13.9176 | 13.8635 | 13.813 | 13.766 | 13.7226 | 0 | 0 | 0 | 0 | 0 | 0
F11_Industrial_Wood and Lumber Products_Existing_Miscellaneous_Natural Gas_Strategic Energy Management_A_Technical Potential | F11 | Industrial | Wood and Lumber Products | Existing | Miscellaneous | Natural Gas | Strategic Energy Management | A | Purchases (Cumulative) | Technical Potential | 0 | 0 | 0 | 0 | 0 | 14.7969 | 29.5856 | 44.2872 | 58.9967 | 73.7183 | 88.253 | 102.748 | 117.2136 | 131.4494 | 145.7396 | 159.8936 | 174.0493 | 188.1338 | 202.0927 | 216.0681 | 229.9858 | 243.8493 | 257.6622 | 271.4283 | 285.1509 | 285.1509 | 285.1509 | 285.1509 | 285.1509 | 285.1509 | 285.1509
F1_Industrial_Wood and Lumber Products_Existing_Space Heating_Natural Gas_Commissioning_A_Technical Potential | F1 | Industrial | Wood and Lumber Products | Existing | Space Heating | Natural Gas | Commissioning | A | Integrated Unit Energy Savings (kWh or therms) | Technical Potential | 0 | 0 | 0 | 0 | 0 | 6.9293 | 6.8825 | 6.8222 | 6.757 | 6.6871 | 6.6139 | 6.5381 | 6.4611 | 6.3804 | 6.2942 | 6.2102 | 6.1276 | 6.0536 | 5.9841 | 5.9206 | 5.8607 | 5.7999 | 5.7466 | 5.6966 | 5.6489 | 5.6042 | 5.5653 | 5.5278 | 0 | 0 | 0
F2_Industrial_Wood and Lumber Products_Existing_Space Heating_Natural Gas_Commissioning_A_Technical Potential | F2 | Industrial | Wood and Lumber Products | Existing | Space Heating | Natural Gas | Commissioning | A | Integrated Unit Summer Peak Savings (kW) | Technical Potential | 0 | 0 | 0 | 0 | 0 | 0 | 0 | 0 | 0 | 0 | 0 | 0 | 0 | 0 | 0 | 0 | 0 | 0 | 0 | 0 | 0 | 0 | 0 | 0 | 0 | 0 | 0 | 0 | 0 | 0 | 0
F3_Industrial_Wood and Lumber Products_Existing_Space Heating_Natural Gas_Commissioning_A_Technical Potential | F3 | Industrial | Wood and Lumber Products | Existing | Space Heating | Natural Gas | Commissioning | A | Integrated Unit Winter Peak Savings (kW) | Technical Potential | 0 | 0 | 0 | 0 | 0 | 0 | 0 | 0 | 0 | 0 | 0 | 0 | 0 | 0 | 0 | 0 | 0 | 0 | 0 | 0 | 0 | 0 | 0 | 0 | 0 | 0 | 0 | 0 | 0 | 0 | 0
F4_Industrial_Wood and Lumber Products_Existing_Space Heating_Natural Gas_Commissioning_A_Technical Potential | F4 | Industrial | Wood and Lumber Products | Existing | Space Heating | Natural Gas | Commissioning | A | Incremental Energy Savings (MWh or mTherms) | Technical Potential | 0 | 0 | 0 | 0 | 0 | 0 | 0 | 0 | 0 | 0 | 0 | 0 | 0 | 0 | 0 | 0 | 0 | 0 | 0 | 0 | 0 | 0 | 0 | 0 | 0 | 0 | 0 | 0 | 0 | 0 | 0
F5_Industrial_Wood and Lumber Products_Existing_Space Heating_Natural Gas_Commissioning_A_Technical Potential | F5 | Industrial | Wood and Lumber Products | Existing | Space Heating | Natural Gas | Commissioning | A | Incremental Summer Peak Savings (MW) | Technical Potential | 0 | 0 | 0 | 0 | 0 | 0 | 0 | 0 | 0 | 0 | 0 | 0 | 0 | 0 | 0 | 0 | 0 | 0 | 0 | 0 | 0 | 0 | 0 | 0 | 0 | 0 | 0 | 0 | 0 | 0 | 0
F6_Industrial_Wood and Lumber Products_Existing_Space Heating_Natural Gas_Commissioning_A_Technical Potential | F6 | Industrial | Wood and Lumber Products | Existing | Space Heating | Natural Gas | Commissioning | A | Incremental Winter Peak Savings (MW) | Technical Potential | 0 | 0 | 0 | 0 | 0 | 0 | 0 | 0 | 0 | 0 | 0 | 0 | 0 | 0 | 0 | 0 | 0 | 0 | 0 | 0 | 0 | 0 | 0 | 0 | 0 | 0 | 0 | 0 | 0 | 0 | 0
F7_Industrial_Wood and Lumber Products_Existing_Space Heating_Natural Gas_Commissioning_A_Technical Potential | F7 | Industrial | Wood and Lumber Products | Existing | Space Heating | Natural Gas | Commissioning | A | Cumulative Energy Savings (MWh or mTherms) | Technical Potential | 0 | 0 | 0 | 0 | 0 | 0 | 0 | 0 | 0 | 0 | 0 | 0 | 0 | 0 | 0 | 0 | 0 | 0 | 0 | 0 | 0 | 0 | 0 | 0 | 0 | 0 | 0 | 0 | 0 | 0 | 0
F8_Industrial_Wood and Lumber Products_Existing_Space Heating_Natural Gas_Commissioning_A_Technical Potential | F8 | Industrial | Wood and Lumber Products | Existing | Space Heating | Natural Gas | Commissioning | A | Cumulative Summer Peak Savings (MW) | Technical Potential | 0 | 0 | 0 | 0 | 0 | 0 | 0 | 0 | 0 | 0 | 0 | 0 | 0 | 0 | 0 | 0 | 0 | 0 | 0 | 0 | 0 | 0 | 0 | 0 | 0 | 0 | 0 | 0 | 0 | 0 | 0
F9_Industrial_Wood and Lumber Products_Existing_Space Heating_Natural Gas_Commissioning_A_Technical Potential | F9 | Industrial | Wood and Lumber Products | Existing | Space Heating | Natural Gas | Commissioning | A | Cumulative Winter Peak Savings (MW) | Technical Potential | 0 | 0 | 0 | 0 | 0 | 0 | 0 | 0 | 0 | 0 | 0 | 0 | 0 | 0 | 0 | 0 | 0 | 0 | 0 | 0 | 0 | 0 | 0 | 0 | 0 | 0 | 0 | 0 | 0 | 0 | 0
F10_Industrial_Wood and Lumber Products_Existing_Space Heating_Natural Gas_Commissioning_A_Technical Potential | F10 | Industrial | Wood and Lumber Products | Existing | Space Heating | Natural Gas | Commissioning | A | Purchases (Incremental) | Technical Potential | 0 | 0 | 0 | 0 | 0 | 0 | 0 | 0 | 0 | 0 | 0 | 0 | 0 | 0 | 0 | 0 | 0 | 0 | 0 | 0 | 0 | 0 | 0 | 0 | 0 | 0 | 0 | 0 | 0 | 0 | 0
F11_Industrial_Wood and Lumber Products_Existing_Space Heating_Natural Gas_Commissioning_A_Technical Potential | F11 | Industrial | Wood and Lumber Products | Existing | Space Heating | Natural Gas | Commissioning | A | Purchases (Cumulative) | Technical Potential | 0 | 0 | 0 | 0 | 0 | 0 | 0 | 0 | 0 | 0 | 0 | 0 | 0 | 0 | 0 | 0 | 0 | 0 | 0 | 0 | 0 | 0 | 0 | 0 | 0 | 0 | 0 | 0 | 0 | 0 | 0
F1_Industrial_Wood and Lumber Products_Existing_Process_Natural Gas_Commissioning_A_Technical Potential | F1 | Industrial | Wood and Lumber Products | Existing | Process | Natural Gas | Commissioning | A | Integrated Unit Energy Savings (kWh or therms) | Technical Potential | 0 | 0 | 0 | 0 | 0 | 49.9196 | 49.9137 | 49.9095 | 49.9064 | 49.9036 | 49.9009 | 49.8987 | 49.8969 | 49.895 | 49.8938 | 49.8925 | 49.8917 | 49.8909 | 49.89 | 49.8897 | 49.8892 | 49.8888 | 49.8884 | 49.8881 | 49.8878 | 49.8877 | 49.8876 | 49.8875 | 0 | 0 | 0
F2_Industrial_Wood and Lumber Products_Existing_Process_Natural Gas_Commissioning_A_Technical Potential | F2 | Industrial | Wood and Lumber Products | Existing | Process | Natural Gas | Commissioning | A | Integrated Unit Summer Peak Savings (kW) | Technical Potential | 0 | 0 | 0 | 0 | 0 | 0 | 0 | 0 | 0 | 0 | 0 | 0 | 0 | 0 | 0 | 0 | 0 | 0 | 0 | 0 | 0 | 0 | 0 | 0 | 0 | 0 | 0 | 0 | 0 | 0 | 0
F3_Industrial_Wood and Lumber Products_Existing_Process_Natural Gas_Commissioning_A_Technical Potential | F3 | Industrial | Wood and Lumber Products | Existing | Process | Natural Gas | Commissioning | A | Integrated Unit Winter Peak Savings (kW) | Technical Potential | 0 | 0 | 0 | 0 | 0 | 0 | 0 | 0 | 0 | 0 | 0 | 0 | 0 | 0 | 0 | 0 | 0 | 0 | 0 | 0 | 0 | 0 | 0 | 0 | 0 | 0 | 0 | 0 | 0 | 0 | 0
F4_Industrial_Wood and Lumber Products_Existing_Process_Natural Gas_Commissioning_A_Technical Potential | F4 | Industrial | Wood and Lumber Products | Existing | Process | Natural Gas | Commissioning | A | Incremental Energy Savings (MWh or mTherms) | Technical Potential | 0 | 0 | 0 | 0 | 0 | 0 | 0 | 0 | 0 | 0 | 0 | 0 | 0 | 0 | 0 | 0 | 0 | 0 | 0 | 0 | 0 | 0 | 0 | 0 | 0 | 0 | 0 | 0 | 0 | 0 | 0
F5_Industrial_Wood and Lumber Products_Existing_Process_Natural Gas_Commissioning_A_Technical Potential | F5 | Industrial | Wood and Lumber Products | Existing | Process | Natural Gas | Commissioning | A | Incremental Summer Peak Savings (MW) | Technical Potential | 0 | 0 | 0 | 0 | 0 | 0 | 0 | 0 | 0 | 0 | 0 | 0 | 0 | 0 | 0 | 0 | 0 | 0 | 0 | 0 | 0 | 0 | 0 | 0 | 0 | 0 | 0 | 0 | 0 | 0 | 0
F6_Industrial_Wood and Lumber Products_Existing_Process_Natural Gas_Commissioning_A_Technical Potential | F6 | Industrial | Wood and Lumber Products | Existing | Process | Natural Gas | Commissioning | A | Incremental Winter Peak Savings (MW) | Technical Potential | 0 | 0 | 0 | 0 | 0 | 0 | 0 | 0 | 0 | 0 | 0 | 0 | 0 | 0 | 0 | 0 | 0 | 0 | 0 | 0 | 0 | 0 | 0 | 0 | 0 | 0 | 0 | 0 | 0 | 0 | 0
F7_Industrial_Wood and Lumber Products_Existing_Process_Natural Gas_Commissioning_A_Technical Potential | F7 | Industrial | Wood and Lumber Products | Existing | Process | Natural Gas | Commissioning | A | Cumulative Energy Savings (MWh or mTherms) | Technical Potential | 0 | 0 | 0 | 0 | 0 | 0 | 0 | 0 | 0 | 0 | 0 | 0 | 0 | 0 | 0 | 0 | 0 | 0 | 0 | 0 | 0 | 0 | 0 | 0 | 0 | 0 | 0 | 0 | 0 | 0 | 0
F8_Industrial_Wood and Lumber Products_Existing_Process_Natural Gas_Commissioning_A_Technical Potential | F8 | Industrial | Wood and Lumber Products | Existing | Process | Natural Gas | Commissioning | A | Cumulative Summer Peak Savings (MW) | Technical Potential | 0 | 0 | 0 | 0 | 0 | 0 | 0 | 0 | 0 | 0 | 0 | 0 | 0 | 0 | 0 | 0 | 0 | 0 | 0 | 0 | 0 | 0 | 0 | 0 | 0 | 0 | 0 | 0 | 0 | 0 | 0
F9_Industrial_Wood and Lumber Products_Existing_Process_Natural Gas_Commissioning_A_Technical Potential | F9 | Industrial | Wood and Lumber Products | Existing | Process | Natural Gas | Commissioning | A | Cumulative Winter Peak Savings (MW) | Technical Potential | 0 | 0 | 0 | 0 | 0 | 0 | 0 | 0 | 0 | 0 | 0 | 0 | 0 | 0 | 0 | 0 | 0 | 0 | 0 | 0 | 0 | 0 | 0 | 0 | 0 | 0 | 0 | 0 | 0 | 0 | 0
F10_Industrial_Wood and Lumber Products_Existing_Process_Natural Gas_Commissioning_A_Technical Potential | F10 | Industrial | Wood and Lumber Products | Existing | Process | Natural Gas | Commissioning | A | Purchases (Incremental) | Technical Potential | 0 | 0 | 0 | 0 | 0 | 0 | 0 | 0 | 0 | 0 | 0 | 0 | 0 | 0 | 0 | 0 | 0 | 0 | 0 | 0 | 0 | 0 | 0 | 0 | 0 | 0 | 0 | 0 | 0 | 0 | 0
F11_Industrial_Wood and Lumber Products_Existing_Process_Natural Gas_Commissioning_A_Technical Potential | F11 | Industrial | Wood and Lumber Products | Existing | Process | Natural Gas | Commissioning | A | Purchases (Cumulative) | Technical Potential | 0 | 0 | 0 | 0 | 0 | 0 | 0 | 0 | 0 | 0 | 0 | 0 | 0 | 0 | 0 | 0 | 0 | 0 | 0 | 0 | 0 | 0 | 0 | 0 | 0 | 0 | 0 | 0 | 0 | 0 | 0
F1_Industrial_Wood and Lumber Products_Existing_Space Heating_Natural Gas_Retrocommissioning_A_Technical Potential | F1 | Industrial | Wood and Lumber Products | Existing | Space Heating | Natural Gas | Retrocommissioning | A | Integrated Unit Energy Savings (kWh or therms) | Technical Potential | 0 | 0 | 0 | 0 | 0 | 0.96234 | 0.95575 | 0.94728 | 0.93813 | 0.92834 | 0.91809 | 0.90751 | 0.89677 | 0.88552 | 0.87352 | 0.86184 | 0.85035 | 0.84006 | 0.8304 | 0.82158 | 0.81326 | 0.80482 | 0.79742 | 0.79048 | 0.78386 | 0.77766 | 0.77226 | 0.76706 | 0 | 0 | 0
F2_Industrial_Wood and Lumber Products_Existing_Space Heating_Natural Gas_Retrocommissioning_A_Technical Potential | F2 | Industrial | Wood and Lumber Products | Existing | Space Heating | Natural Gas | Retrocommissioning | A | Integrated Unit Summer Peak Savings (kW) | Technical Potential | 0 | 0 | 0 | 0 | 0 | 0 | 0 | 0 | 0 | 0 | 0 | 0 | 0 | 0 | 0 | 0 | 0 | 0 | 0 | 0 | 0 | 0 | 0 | 0 | 0 | 0 | 0 | 0 | 0 | 0 | 0
F3_Industrial_Wood and Lumber Products_Existing_Space Heating_Natural Gas_Retrocommissioning_A_Technical Potential | F3 | Industrial | Wood and Lumber Products | Existing | Space Heating | Natural Gas | Retrocommissioning | A | Integrated Unit Winter Peak Savings (kW) | Technical Potential | 0 | 0 | 0 | 0 | 0 | 0 | 0 | 0 | 0 | 0 | 0 | 0 | 0 | 0 | 0 | 0 | 0 | 0 | 0 | 0 | 0 | 0 | 0 | 0 | 0 | 0 | 0 | 0 | 0 | 0 | 0
F4_Industrial_Wood and Lumber Products_Existing_Space Heating_Natural Gas_Retrocommissioning_A_Technical Potential | F4 | Industrial | Wood and Lumber Products | Existing | Space Heating | Natural Gas | Retrocommissioning | A | Incremental Energy Savings (MWh or mTherms) | Technical Potential | 0 | 0 | 0 | 0 | 0 | 0.011075 | 0.010993 | 0.010832 | 0.010733 | 0.01063 | 0.010379 | 0.010231 | 0.01009 | 0.0098048 | 0.0097089 | 0.0094876 | 0.0093624 | 0.0092025 | 0.0090155 | 0.0089304 | 0.0088034 | 0.0086782 | 0.008567 | 0.0084636 | 0.0083663 | 0 | 0 | 0 | 0 | 0 | 0
F5_Industrial_Wood and Lumber Products_Existing_Space Heating_Natural Gas_Retrocommissioning_A_Technical Potential | F5 | Industrial | Wood and Lumber Products | Existing | Space Heating | Natural Gas | Retrocommissioning | A | Incremental Summer Peak Savings (MW) | Technical Potential | 0 | 0 | 0 | 0 | 0 | 0 | 0 | 0 | 0 | 0 | 0 | 0 | 0 | 0 | 0 | 0 | 0 | 0 | 0 | 0 | 0 | 0 | 0 | 0 | 0 | 0 | 0 | 0 | 0 | 0 | 0
F6_Industrial_Wood and Lumber Products_Existing_Space Heating_Natural Gas_Retrocommissioning_A_Technical Potential | F6 | Industrial | Wood and Lumber Products | Existing | Space Heating | Natural Gas | Retrocommissioning | A | Incremental Winter Peak Savings (MW) | Technical Potential | 0 | 0 | 0 | 0 | 0 | 0 | 0 | 0 | 0 | 0 | 0 | 0 | 0 | 0 | 0 | 0 | 0 | 0 | 0 | 0 | 0 | 0 | 0 | 0 | 0 | 0 | 0 | 0 | 0 | 0 | 0
F7_Industrial_Wood and Lumber Products_Existing_Space Heating_Natural Gas_Retrocommissioning_A_Technical Potential | F7 | Industrial | Wood and Lumber Products | Existing | Space Heating | Natural Gas | Retrocommissioning | A | Cumulative Energy Savings (MWh or mTherms) | Technical Potential | 0 | 0 | 0 | 0 | 0 | 0.011075 | 0.021993 | 0.032629 | 0.043047 | 0.053228 | 0.063019 | 0.072524 | 0.081755 | 0.090535 | 0.099016 | 0.10718 | 0.11511 | 0.12292 | 0.13052 | 0.13807 | 0.14547 | 0.15264 | 0.15981 | 0.16688 | 0.17385 | 0.17247 | 0.17128 | 0.17012 | 0 | 0 | 0
F8_Industrial_Wood and Lumber Products_Existing_Space Heating_Natural Gas_Retrocommissioning_A_Technical Potential | F8 | Industrial | Wood and Lumber Products | Existing | Space Heating | Natural Gas | Retrocommissioning | A | Cumulative Summer Peak Savings (MW) | Technical Potential | 0 | 0 | 0 | 0 | 0 | 0 | 0 | 0 | 0 | 0 | 0 | 0 | 0 | 0 | 0 | 0 | 0 | 0 | 0 | 0 | 0 | 0 | 0 | 0 | 0 | 0 | 0 | 0 | 0 | 0 | 0
F9_Industrial_Wood and Lumber Products_Existing_Space Heating_Natural Gas_Retrocommissioning_A_Technical Potential | F9 | Industrial | Wood and Lumber Products | Existing | Space Heating | Natural Gas | Retrocommissioning | A | Cumulative Winter Peak Savings (MW) | Technical Potential | 0 | 0 | 0 | 0 | 0 | 0 | 0 | 0 | 0 | 0 | 0 | 0 | 0 | 0 | 0 | 0 | 0 | 0 | 0 | 0 | 0 | 0 | 0 | 0 | 0 | 0 | 0 | 0 | 0 | 0 | 0
F10_Industrial_Wood and Lumber Products_Existing_Space Heating_Natural Gas_Retrocommissioning_A_Technical Potential | F10 | Industrial | Wood and Lumber Products | Existing | Space Heating | Natural Gas | Retrocommissioning | A | Purchases (Incremental) | Technical Potential | 0 | 0 | 0 | 0 | 0 | 11.5087 | 11.5024 | 11.4345 | 11.4407 | 11.4502 | 11.3048 | 11.2739 | 11.251 | 11.0723 | 11.1146 | 11.0086 | 11.01 | 10.9546 | 10.8569 | 10.8698 | 10.8248 | 10.7827 | 10.7434 | 10.7069 | 10.6732 | 0 | 0 | 0 | 0 | 0 | 0
F11_Industrial_Wood and Lumber Products_Existing_Space Heating_Natural Gas_Retrocommissioning_A_Technical Potential | F11 | Industrial | Wood and Lumber Products | Existing | Space Heating | Natural Gas | Retrocommissioning | A | Purchases (Cumulative) | Technical Potential | 0 | 0 | 0 | 0 | 0 | 11.5087 | 23.0111 | 34.4456 | 45.8863 | 57.3365 | 68.6413 | 79.9151 | 91.1661 | 102.2384 | 113.353 | 124.3617 | 135.3717 | 146.3263 | 157.1832 | 168.053 | 178.8778 | 189.6605 | 200.404 | 211.1109 | 221.784 | 221.784 | 221.784 | 221.784 | 221.784 | 221.784 | 221.784
F1_Industrial_Wood and Lumber Products_Existing_Process_Natural Gas_Retrocommissioning_A_Technical Potential | F1 | Industrial | Wood and Lumber Products | Existing | Process | Natural Gas | Retrocommissioning | A | Integrated Unit Energy Savings (kWh or therms) | Technical Potential | 0 | 0 | 0 | 0 | 0 | 0 | 0 | 0 | 0 | 0 | 0 | 0 | 0 | 0 | 0 | 0 | 0 | 0 | 0 | 0 | 0 | 0 | 0 | 0 | 0 | 0 | 0 | 0 | 0 | 0 | 0
F2_Industrial_Wood and Lumber Products_Existing_Process_Natural Gas_Retrocommissioning_A_Technical Potential | F2 | Industrial | Wood and Lumber Products | Existing | Process | Natural Gas | Retrocommissioning | A | Integrated Unit Summer Peak Savings (kW) | Technical Potential | 0 | 0 | 0 | 0 | 0 | 0 | 0 | 0 | 0 | 0 | 0 | 0 | 0 | 0 | 0 | 0 | 0 | 0 | 0 | 0 | 0 | 0 | 0 | 0 | 0 | 0 | 0 | 0 | 0 | 0 | 0
F3_Industrial_Wood and Lumber Products_Existing_Process_Natural Gas_Retrocommissioning_A_Technical Potential | F3 | Industrial | Wood and Lumber Products | Existing | Process | Natural Gas | Retrocommissioning | A | Integrated Unit Winter Peak Savings (kW) | Technical Potential | 0 | 0 | 0 | 0 | 0 | 0 | 0 | 0 | 0 | 0 | 0 | 0 | 0 | 0 | 0 | 0 | 0 | 0 | 0 | 0 | 0 | 0 | 0 | 0 | 0 | 0 | 0 | 0 | 0 | 0 | 0
F4_Industrial_Wood and Lumber Products_Existing_Process_Natural Gas_Retrocommissioning_A_Technical Potential | F4 | Industrial | Wood and Lumber Products | Existing | Process | Natural Gas | Retrocommissioning | A | Incremental Energy Savings (MWh or mTherms) | Technical Potential | 0 | 0 | 0 | 0 | 0 | 0 | 0 | 0 | 0 | 0 | 0 | 0 | 0 | 0 | 0 | 0 | 0 | 0 | 0 | 0 | 0 | 0 | 0 | 0 | 0 | 0 | 0 | 0 | 0 | 0 | 0
F5_Industrial_Wood and Lumber Products_Existing_Process_Natural Gas_Retrocommissioning_A_Technical Potential | F5 | Industrial | Wood and Lumber Products | Existing | Process | Natural Gas | Retrocommissioning | A | Incremental Summer Peak Savings (MW) | Technical Potential | 0 | 0 | 0 | 0 | 0 | 0 | 0 | 0 | 0 | 0 | 0 | 0 | 0 | 0 | 0 | 0 | 0 | 0 | 0 | 0 | 0 | 0 | 0 | 0 | 0 | 0 | 0 | 0 | 0 | 0 | 0
F6_Industrial_Wood and Lumber Products_Existing_Process_Natural Gas_Retrocommissioning_A_Technical Potential | F6 | Industrial | Wood and Lumber Products | Existing | Process | Natural Gas | Retrocommissioning | A | Incremental Winter Peak Savings (MW) | Technical Potential | 0 | 0 | 0 | 0 | 0 | 0 | 0 | 0 | 0 | 0 | 0 | 0 | 0 | 0 | 0 | 0 | 0 | 0 | 0 | 0 | 0 | 0 | 0 | 0 | 0 | 0 | 0 | 0 | 0 | 0 | 0
F7_Industrial_Wood and Lumber Products_Existing_Process_Natural Gas_Retrocommissioning_A_Technical Potential | F7 | Industrial | Wood and Lumber Products | Existing | Process | Natural Gas | Retrocommissioning | A | Cumulative Energy Savings (MWh or mTherms) | Technical Potential | 0 | 0 | 0 | 0 | 0 | 0 | 0 | 0 | 0 | 0 | 0 | 0 | 0 | 0 | 0 | 0 | 0 | 0 | 0 | 0 | 0 | 0 | 0 | 0 | 0 | 0 | 0 | 0 | 0 | 0 | 0
F8_Industrial_Wood and Lumber Products_Existing_Process_Natural Gas_Retrocommissioning_A_Technical Potential | F8 | Industrial | Wood and Lumber Products | Existing | Process | Natural Gas | Retrocommissioning | A | Cumulative Summer Peak Savings (MW) | Technical Potential | 0 | 0 | 0 | 0 | 0 | 0 | 0 | 0 | 0 | 0 | 0 | 0 | 0 | 0 | 0 | 0 | 0 | 0 | 0 | 0 | 0 | 0 | 0 | 0 | 0 | 0 | 0 | 0 | 0 | 0 | 0
F9_Industrial_Wood and Lumber Products_Existing_Process_Natural Gas_Retrocommissioning_A_Technical Potential | F9 | Industrial | Wood and Lumber Products | Existing | Process | Natural Gas | Retrocommissioning | A | Cumulative Winter Peak Savings (MW) | Technical Potential | 0 | 0 | 0 | 0 | 0 | 0 | 0 | 0 | 0 | 0 | 0 | 0 | 0 | 0 | 0 | 0 | 0 | 0 | 0 | 0 | 0 | 0 | 0 | 0 | 0 | 0 | 0 | 0 | 0 | 0 | 0
F10_Industrial_Wood and Lumber Products_Existing_Process_Natural Gas_Retrocommissioning_A_Technical Potential | F10 | Industrial | Wood and Lumber Products | Existing | Process | Natural Gas | Retrocommissioning | A | Purchases (Incremental) | Technical Potential | 0 | 0 | 0 | 0 | 0 | 11.5087 | 11.5024 | 11.4345 | 11.4407 | 11.4502 | 11.3048 | 11.2739 | 11.251 | 11.0723 | 11.1146 | 11.0086 | 11.01 | 10.9546 | 10.8569 | 10.8698 | 10.8248 | 10.7827 | 10.7434 | 10.7069 | 10.6732 | 0 | 0 | 0 | 0 | 0 | 0
F11_Industrial_Wood and Lumber Products_Existing_Process_Natural Gas_Retrocommissioning_A_Technical Potential | F11 | Industrial | Wood and Lumber Products | Existing | Process | Natural Gas | Retrocommissioning | A | Purchases (Cumulative) | Technical Potential | 0 | 0 | 0 | 0 | 0 | 11.5087 | 23.0111 | 34.4456 | 45.8863 | 57.3365 | 68.6413 | 79.9151 | 91.1661 | 102.2384 | 113.353 | 124.3617 | 135.3717 | 146.3263 | 157.1832 | 168.053 | 178.8778 | 189.6605 | 200.404 | 211.1109 | 221.784 | 221.784 | 221.784 | 221.784 | 221.784 | 221.784 | 221.784
F1_Industrial_Wood and Lumber Products_New_Space Heating_Natural Gas_Insulation - Roof/Ceiling_A_Technical Potential | F1 | Industrial | Wood and Lumber Products | New | Space Heating | Natural Gas | Insulation - Roof/Ceiling | A | Integrated Unit Energy Savings (kWh or therms) | Technical Potential | 0 | 0 | 0 | 0 | 0 | 0.091661 | 0.088939 | 0.086945 | 0.085423 | 0.08421 | 0.083223 | 0.082064 | 0.080839 | 0.079621 | 0.078432 | 0.077365 | 0.076407 | 0.076234 | 0.075637 | 0.075203 | 0.074897 | 0.074647 | 0.074559 | 0.074558 | 0.074608 | 0.074685 | 0.074763 | 0.074845 | 0 | 0 | 0
F2_Industrial_Wood and Lumber Products_New_Space Heating_Natural Gas_Insulation - Roof/Ceiling_A_Technical Potential | F2 | Industrial | Wood and Lumber Products | New | Space Heating | Natural Gas | Insulation - Roof/Ceiling | A | Integrated Unit Summer Peak Savings (kW) | Technical Potential | 0 | 0 | 0 | 0 | 0 | 0 | 0 | 0 | 0 | 0 | 0 | 0 | 0 | 0 | 0 | 0 | 0 | 0 | 0 | 0 | 0 | 0 | 0 | 0 | 0 | 0 | 0 | 0 | 0 | 0 | 0
F3_Industrial_Wood and Lumber Products_New_Space Heating_Natural Gas_Insulation - Roof/Ceiling_A_Technical Potential | F3 | Industrial | Wood and Lumber Products | New | Space Heating | Natural Gas | Insulation - Roof/Ceiling | A | Integrated Unit Winter Peak Savings (kW) | Technical Potential | 0 | 0 | 0 | 0 | 0 | 0 | 0 | 0 | 0 | 0 | 0 | 0 | 0 | 0 | 0 | 0 | 0 | 0 | 0 | 0 | 0 | 0 | 0 | 0 | 0 | 0 | 0 | 0 | 0 | 0 | 0
F4_Industrial_Wood and Lumber Products_New_Space Heating_Natural Gas_Insulation - Roof/Ceiling_A_Technical Potential | F4 | Industrial | Wood and Lumber Products | New | Space Heating | Natural Gas | Insulation - Roof/Ceiling | A | Incremental Energy Savings (MWh or mTherms) | Technical Potential | 0 | 0 | 0 | 0 | 0 | 0 | 0 | 0 | 0 | 0 | 0 | 0 | 0 | 0 | 0 | 0 | 0 | 0 | 0 | 0 | 0 | 0 | 0 | 0 | 0 | 0 | 0 | 0 | 0 | 0 | 0
F5_Industrial_Wood and Lumber Products_New_Space Heating_Natural Gas_Insulation - Roof/Ceiling_A_Technical Potential | F5 | Industrial | Wood and Lumber Products | New | Space Heating | Natural Gas | Insulation - Roof/Ceiling | A | Incremental Summer Peak Savings (MW) | Technical Potential | 0 | 0 | 0 | 0 | 0 | 0 | 0 | 0 | 0 | 0 | 0 | 0 | 0 | 0 | 0 | 0 | 0 | 0 | 0 | 0 | 0 | 0 | 0 | 0 | 0 | 0 | 0 | 0 | 0 | 0 | 0
F6_Industrial_Wood and Lumber Products_New_Space Heating_Natural Gas_Insulation - Roof/Ceiling_A_Technical Potential | F6 | Industrial | Wood and Lumber Products | New | Space Heating | Natural Gas | Insulation - Roof/Ceiling | A | Incremental Winter Peak Savings (MW) | Technical Potential | 0 | 0 | 0 | 0 | 0 | 0 | 0 | 0 | 0 | 0 | 0 | 0 | 0 | 0 | 0 | 0 | 0 | 0 | 0 | 0 | 0 | 0 | 0 | 0 | 0 | 0 | 0 | 0 | 0 | 0 | 0
F7_Industrial_Wood and Lumber Products_New_Space Heating_Natural Gas_Insulation - Roof/Ceiling_A_Technical Potential | F7 | Industrial | Wood and Lumber Products | New | Space Heating | Natural Gas | Insulation - Roof/Ceiling | A | Cumulative Energy Savings (MWh or mTherms) | Technical Potential | 0 | 0 | 0 | 0 | 0 | 0 | 0 | 0 | 0 | 0 | 0 | 0 | 0 | 0 | 0 | 0 | 0 | 0 | 0 | 0 | 0 | 0 | 0 | 0 | 0 | 0 | 0 | 0 | 0 | 0 | 0
F8_Industrial_Wood and Lumber Products_New_Space Heating_Natural Gas_Insulation - Roof/Ceiling_A_Technical Potential | F8 | Industrial | Wood and Lumber Products | New | Space Heating | Natural Gas | Insulation - Roof/Ceiling | A | Cumulative Summer Peak Savings (MW) | Technical Potential | 0 | 0 | 0 | 0 | 0 | 0 | 0 | 0 | 0 | 0 | 0 | 0 | 0 | 0 | 0 | 0 | 0 | 0 | 0 | 0 | 0 | 0 | 0 | 0 | 0 | 0 | 0 | 0 | 0 | 0 | 0
F9_Industrial_Wood and Lumber Products_New_Space Heating_Natural Gas_Insulation - Roof/Ceiling_A_Technical Potential | F9 | Industrial | Wood and Lumber Products | New | Space Heating | Natural Gas | Insulation - Roof/Ceiling | A | Cumulative Winter Peak Savings (MW) | Technical Potential | 0 | 0 | 0 | 0 | 0 | 0 | 0 | 0 | 0 | 0 | 0 | 0 | 0 | 0 | 0 | 0 | 0 | 0 | 0 | 0 | 0 | 0 | 0 | 0 | 0 | 0 | 0 | 0 | 0 | 0 | 0
F10_Industrial_Wood and Lumber Products_New_Space Heating_Natural Gas_Insulation - Roof/Ceiling_A_Technical Potential | F10 | Industrial | Wood and Lumber Products | New | Space Heating | Natural Gas | Insulation - Roof/Ceiling | A | Purchases (Incremental) | Technical Potential | 0 | 0 | 0 | 0 | 0 | 0 | 0 | 0 | 0 | 0 | 0 | 0 | 0 | 0 | 0 | 0 | 0 | 0 | 0 | 0 | 0 | 0 | 0 | 0 | 0 | 0 | 0 | 0 | 0 | 0 | 0
F11_Industrial_Wood and Lumber Products_New_Space Heating_Natural Gas_Insulation - Roof/Ceiling_A_Technical Potential | F11 | Industrial | Wood and Lumber Products | New | Space Heating | Natural Gas | Insulation - Roof/Ceiling | A | Purchases (Cumulative) | Technical Potential | 0 | 0 | 0 | 0 | 0 | 0 | 0 | 0 | 0 | 0 | 0 | 0 | 0 | 0 | 0 | 0 | 0 | 0 | 0 | 0 | 0 | 0 | 0 | 0 | 0 | 0 | 0 | 0 | 0 | 0 | 0
F1_Industrial_Wood and Lumber Products_New_Space Heating_Natural Gas_Insulation - Wall Cavity_A_Technical Potential | F1 | Industrial | Wood and Lumber Products | New | Space Heating | Natural Gas | Insulation - Wall Cavity | A | Integrated Unit Energy Savings (kWh or therms) | Technical Potential | 0 | 0 | 0 | 0 | 0 | 0.016507 | 0.016017 | 0.015658 | 0.015384 | 0.015165 | 0.014988 | 0.014779 | 0.014558 | 0.014339 | 0.014125 | 0.013933 | 0.01376 | 0.013729 | 0.013621 | 0.013543 | 0.013488 | 0.013443 | 0.013427 | 0.013427 | 0.013436 | 0.01345 | 0.013464 | 0.013479 | 0 | 0 | 0
F2_Industrial_Wood and Lumber Products_New_Space Heating_Natural Gas_Insulation - Wall Cavity_A_Technical Potential | F2 | Industrial | Wood and Lumber Products | New | Space Heating | Natural Gas | Insulation - Wall Cavity | A | Integrated Unit Summer Peak Savings (kW) | Technical Potential | 0 | 0 | 0 | 0 | 0 | 0 | 0 | 0 | 0 | 0 | 0 | 0 | 0 | 0 | 0 | 0 | 0 | 0 | 0 | 0 | 0 | 0 | 0 | 0 | 0 | 0 | 0 | 0 | 0 | 0 | 0
F3_Industrial_Wood and Lumber Products_New_Space Heating_Natural Gas_Insulation - Wall Cavity_A_Technical Potential | F3 | Industrial | Wood and Lumber Products | New | Space Heating | Natural Gas | Insulation - Wall Cavity | A | Integrated Unit Winter Peak Savings (kW) | Technical Potential | 0 | 0 | 0 | 0 | 0 | 0 | 0 | 0 | 0 | 0 | 0 | 0 | 0 | 0 | 0 | 0 | 0 | 0 | 0 | 0 | 0 | 0 | 0 | 0 | 0 | 0 | 0 | 0 | 0 | 0 | 0
F4_Industrial_Wood and Lumber Products_New_Space Heating_Natural Gas_Insulation - Wall Cavity_A_Technical Potential | F4 | Industrial | Wood and Lumber Products | New | Space Heating | Natural Gas | Insulation - Wall Cavity | A | Incremental Energy Savings (MWh or mTherms) | Technical Potential | 0 | 0 | 0 | 0 | 0 | 0 | 0 | 0 | 0 | 0 | 0 | 0 | 0 | 0 | 0 | 0 | 0 | 0 | 0 | 0 | 0 | 0 | 0 | 0 | 0 | 0 | 0 | 0 | 0 | 0 | 0
F5_Industrial_Wood and Lumber Products_New_Space Heating_Natural Gas_Insulation - Wall Cavity_A_Technical Potential | F5 | Industrial | Wood and Lumber Products | New | Space Heating | Natural Gas | Insulation - Wall Cavity | A | Incremental Summer Peak Savings (MW) | Technical Potential | 0 | 0 | 0 | 0 | 0 | 0 | 0 | 0 | 0 | 0 | 0 | 0 | 0 | 0 | 0 | 0 | 0 | 0 | 0 | 0 | 0 | 0 | 0 | 0 | 0 | 0 | 0 | 0 | 0 | 0 | 0
F6_Industrial_Wood and Lumber Products_New_Space Heating_Natural Gas_Insulation - Wall Cavity_A_Technical Potential | F6 | Industrial | Wood and Lumber Products | New | Space Heating | Natural Gas | Insulation - Wall Cavity | A | Incremental Winter Peak Savings (MW) | Technical Potential | 0 | 0 | 0 | 0 | 0 | 0 | 0 | 0 | 0 | 0 | 0 | 0 | 0 | 0 | 0 | 0 | 0 | 0 | 0 | 0 | 0 | 0 | 0 | 0 | 0 | 0 | 0 | 0 | 0 | 0 | 0
F7_Industrial_Wood and Lumber Products_New_Space Heating_Natural Gas_Insulation - Wall Cavity_A_Technical Potential | F7 | Industrial | Wood and Lumber Products | New | Space Heating | Natural Gas | Insulation - Wall Cavity | A | Cumulative Energy Savings (MWh or mTherms) | Technical Potential | 0 | 0 | 0 | 0 | 0 | 0 | 0 | 0 | 0 | 0 | 0 | 0 | 0 | 0 | 0 | 0 | 0 | 0 | 0 | 0 | 0 | 0 | 0 | 0 | 0 | 0 | 0 | 0 | 0 | 0 | 0
F8_Industrial_Wood and Lumber Products_New_Space Heating_Natural Gas_Insulation - Wall Cavity_A_Technical Potential | F8 | Industrial | Wood and Lumber Products | New | Space Heating | Natural Gas | Insulation - Wall Cavity | A | Cumulative Summer Peak Savings (MW) | Technical Potential | 0 | 0 | 0 | 0 | 0 | 0 | 0 | 0 | 0 | 0 | 0 | 0 | 0 | 0 | 0 | 0 | 0 | 0 | 0 | 0 | 0 | 0 | 0 | 0 | 0 | 0 | 0 | 0 | 0 | 0 | 0
F9_Industrial_Wood and Lumber Products_New_Space Heating_Natural Gas_Insulation - Wall Cavity_A_Technical Potential | F9 | Industrial | Wood and Lumber Products | New | Space Heating | Natural Gas | Insulation - Wall Cavity | A | Cumulative Winter Peak Savings (MW) | Technical Potential | 0 | 0 | 0 | 0 | 0 | 0 | 0 | 0 | 0 | 0 | 0 | 0 | 0 | 0 | 0 | 0 | 0 | 0 | 0 | 0 | 0 | 0 | 0 | 0 | 0 | 0 | 0 | 0 | 0 | 0 | 0
F10_Industrial_Wood and Lumber Products_New_Space Heating_Natural Gas_Insulation - Wall Cavity_A_Technical Potential | F10 | Industrial | Wood and Lumber Products | New | Space Heating | Natural Gas | Insulation - Wall Cavity | A | Purchases (Incremental) | Technical Potential | 0 | 0 | 0 | 0 | 0 | 0 | 0 | 0 | 0 | 0 | 0 | 0 | 0 | 0 | 0 | 0 | 0 | 0 | 0 | 0 | 0 | 0 | 0 | 0 | 0 | 0 | 0 | 0 | 0 | 0 | 0
F11_Industrial_Wood and Lumber Products_New_Space Heating_Natural Gas_Insulation - Wall Cavity_A_Technical Potential | F11 | Industrial | Wood and Lumber Products | New | Space Heating | Natural Gas | Insulation - Wall Cavity | A | Purchases (Cumulative) | Technical Potential | 0 | 0 | 0 | 0 | 0 | 0 | 0 | 0 | 0 | 0 | 0 | 0 | 0 | 0 | 0 | 0 | 0 | 0 | 0 | 0 | 0 | 0 | 0 | 0 | 0 | 0 | 0 | 0 | 0 | 0 | 0
F1_Industrial_Wood and Lumber Products_New_Space Heating_Natural Gas_Insulation - Ducting_A_Technical Potential | F1 | Industrial | Wood and Lumber Products | New | Space Heating | Natural Gas | Insulation - Ducting | A | Integrated Unit Energy Savings (kWh or therms) | Technical Potential | 0 | 0 | 0 | 0 | 0 | 0 | 0 | 0 | 0 | 0 | 0 | 0 | 0 | 0 | 0 | 0 | 0 | 0 | 0 | 0 | 0 | 0 | 0 | 0 | 0 | 0 | 0 | 0 | 0 | 0 | 0
F2_Industrial_Wood and Lumber Products_New_Space Heating_Natural Gas_Insulation - Ducting_A_Technical Potential | F2 | Industrial | Wood and Lumber Products | New | Space Heating | Natural Gas | Insulation - Ducting | A | Integrated Unit Summer Peak Savings (kW) | Technical Potential | 0 | 0 | 0 | 0 | 0 | 0 | 0 | 0 | 0 | 0 | 0 | 0 | 0 | 0 | 0 | 0 | 0 | 0 | 0 | 0 | 0 | 0 | 0 | 0 | 0 | 0 | 0 | 0 | 0 | 0 | 0
F3_Industrial_Wood and Lumber Products_New_Space Heating_Natural Gas_Insulation - Ducting_A_Technical Potential | F3 | Industrial | Wood and Lumber Products | New | Space Heating | Natural Gas | Insulation - Ducting | A | Integrated Unit Winter Peak Savings (kW) | Technical Potential | 0 | 0 | 0 | 0 | 0 | 0 | 0 | 0 | 0 | 0 | 0 | 0 | 0 | 0 | 0 | 0 | 0 | 0 | 0 | 0 | 0 | 0 | 0 | 0 | 0 | 0 | 0 | 0 | 0 | 0 | 0
F4_Industrial_Wood and Lumber Products_New_Space Heating_Natural Gas_Insulation - Ducting_A_Technical Potential | F4 | Industrial | Wood and Lumber Products | New | Space Heating | Natural Gas | Insulation - Ducting | A | Incremental Energy Savings (MWh or mTherms) | Technical Potential | 0 | 0 | 0 | 0 | 0 | 0 | 0 | 0 | 0 | 0 | 0 | 0 | 0 | 0 | 0 | 0 | 0 | 0 | 0 | 0 | 0 | 0 | 0 | 0 | 0 | 0 | 0 | 0 | 0 | 0 | 0
F5_Industrial_Wood and Lumber Products_New_Space Heating_Natural Gas_Insulation - Ducting_A_Technical Potential | F5 | Industrial | Wood and Lumber Products | New | Space Heating | Natural Gas | Insulation - Ducting | A | Incremental Summer Peak Savings (MW) | Technical Potential | 0 | 0 | 0 | 0 | 0 | 0 | 0 | 0 | 0 | 0 | 0 | 0 | 0 | 0 | 0 | 0 | 0 | 0 | 0 | 0 | 0 | 0 | 0 | 0 | 0 | 0 | 0 | 0 | 0 | 0 | 0
F6_Industrial_Wood and Lumber Products_New_Space Heating_Natural Gas_Insulation - Ducting_A_Technical Potential | F6 | Industrial | Wood and Lumber Products | New | Space Heating | Natural Gas | Insulation - Ducting | A | Incremental Winter Peak Savings (MW) | Technical Potential | 0 | 0 | 0 | 0 | 0 | 0 | 0 | 0 | 0 | 0 | 0 | 0 | 0 | 0 | 0 | 0 | 0 | 0 | 0 | 0 | 0 | 0 | 0 | 0 | 0 | 0 | 0 | 0 | 0 | 0 | 0
F7_Industrial_Wood and Lumber Products_New_Space Heating_Natural Gas_Insulation - Ducting_A_Technical Potential | F7 | Industrial | Wood and Lumber Products | New | Space Heating | Natural Gas | Insulation - Ducting | A | Cumulative Energy Savings (MWh or mTherms) | Technical Potential | 0 | 0 | 0 | 0 | 0 | 0 | 0 | 0 | 0 | 0 | 0 | 0 | 0 | 0 | 0 | 0 | 0 | 0 | 0 | 0 | 0 | 0 | 0 | 0 | 0 | 0 | 0 | 0 | 0 | 0 | 0
F8_Industrial_Wood and Lumber Products_New_Space Heating_Natural Gas_Insulation - Ducting_A_Technical Potential | F8 | Industrial | Wood and Lumber Products | New | Space Heating | Natural Gas | Insulation - Ducting | A | Cumulative Summer Peak Savings (MW) | Technical Potential | 0 | 0 | 0 | 0 | 0 | 0 | 0 | 0 | 0 | 0 | 0 | 0 | 0 | 0 | 0 | 0 | 0 | 0 | 0 | 0 | 0 | 0 | 0 | 0 | 0 | 0 | 0 | 0 | 0 | 0 | 0
F9_Industrial_Wood and Lumber Products_New_Space Heating_Natural Gas_Insulation - Ducting_A_Technical Potential | F9 | Industrial | Wood and Lumber Products | New | Space Heating | Natural Gas | Insulation - Ducting | A | Cumulative Winter Peak Savings (MW) | Technical Potential | 0 | 0 | 0 | 0 | 0 | 0 | 0 | 0 | 0 | 0 | 0 | 0 | 0 | 0 | 0 | 0 | 0 | 0 | 0 | 0 | 0 | 0 | 0 | 0 | 0 | 0 | 0 | 0 | 0 | 0 | 0
F10_Industrial_Wood and Lumber Products_New_Space Heating_Natural Gas_Insulation - Ducting_A_Technical Potential | F10 | Industrial | Wood and Lumber Products | New | Space Heating | Natural Gas | Insulation - Ducting | A | Purchases (Incremental) | Technical Potential | 0 | 0 | 0 | 0 | 0 | 0 | 0 | 0 | 0 | 0 | 0 | 0 | 0 | 0 | 0 | 0 | 0 | 0 | 0 | 0 | 0 | 0 | 0 | 0 | 0 | 0 | 0 | 0 | 0 | 0 | 0
F11_Industrial_Wood and Lumber Products_New_Space Heating_Natural Gas_Insulation - Ducting_A_Technical Potential | F11 | Industrial | Wood and Lumber Products | New | Space Heating | Natural Gas | Insulation - Ducting | A | Purchases (Cumulative) | Technical Potential | 0 | 0 | 0 | 0 | 0 | 0 | 0 | 0 | 0 | 0 | 0 | 0 | 0 | 0 | 0 | 0 | 0 | 0 | 0 | 0 | 0 | 0 | 0 | 0 | 0 | 0 | 0 | 0 | 0 | 0 | 0
F1_Industrial_Wood and Lumber Products_New_Space Heating_Natural Gas_HVAC - Duct Repair and Sealing_A_Technical Potential | F1 | Industrial | Wood and Lumber Products | New | Space Heating | Natural Gas | HVAC - Duct Repair and Sealing | A | Integrated Unit Energy Savings (kWh or therms) | Technical Potential | 0 | 0 | 0 | 0 | 0 | 0 | 0 | 0 | 0 | 0 | 0 | 0 | 0 | 0 | 0 | 0 | 0 | 0 | 0 | 0 | 0 | 0 | 0 | 0 | 0 | 0 | 0 | 0 | 0 | 0 | 0
F2_Industrial_Wood and Lumber Products_New_Space Heating_Natural Gas_HVAC - Duct Repair and Sealing_A_Technical Potential | F2 | Industrial | Wood and Lumber Products | New | Space Heating | Natural Gas | HVAC - Duct Repair and Sealing | A | Integrated Unit Summer Peak Savings (kW) | Technical Potential | 0 | 0 | 0 | 0 | 0 | 0 | 0 | 0 | 0 | 0 | 0 | 0 | 0 | 0 | 0 | 0 | 0 | 0 | 0 | 0 | 0 | 0 | 0 | 0 | 0 | 0 | 0 | 0 | 0 | 0 | 0
F3_Industrial_Wood and Lumber Products_New_Space Heating_Natural Gas_HVAC - Duct Repair and Sealing_A_Technical Potential | F3 | Industrial | Wood and Lumber Products | New | Space Heating | Natural Gas | HVAC - Duct Repair and Sealing | A | Integrated Unit Winter Peak Savings (kW) | Technical Potential | 0 | 0 | 0 | 0 | 0 | 0 | 0 | 0 | 0 | 0 | 0 | 0 | 0 | 0 | 0 | 0 | 0 | 0 | 0 | 0 | 0 | 0 | 0 | 0 | 0 | 0 | 0 | 0 | 0 | 0 | 0
F4_Industrial_Wood and Lumber Products_New_Space Heating_Natural Gas_HVAC - Duct Repair and Sealing_A_Technical Potential | F4 | Industrial | Wood and Lumber Products | New | Space Heating | Natural Gas | HVAC - Duct Repair and Sealing | A | Incremental Energy Savings (MWh or mTherms) | Technical Potential | 0 | 0 | 0 | 0 | 0 | 0 | 0 | 0 | 0 | 0 | 0 | 0 | 0 | 0 | 0 | 0 | 0 | 0 | 0 | 0 | 0 | 0 | 0 | 0 | 0 | 0 | 0 | 0 | 0 | 0 | 0
F5_Industrial_Wood and Lumber Products_New_Space Heating_Natural Gas_HVAC - Duct Repair and Sealing_A_Technical Potential | F5 | Industrial | Wood and Lumber Products | New | Space Heating | Natural Gas | HVAC - Duct Repair and Sealing | A | Incremental Summer Peak Savings (MW) | Technical Potential | 0 | 0 | 0 | 0 | 0 | 0 | 0 | 0 | 0 | 0 | 0 | 0 | 0 | 0 | 0 | 0 | 0 | 0 | 0 | 0 | 0 | 0 | 0 | 0 | 0 | 0 | 0 | 0 | 0 | 0 | 0
F6_Industrial_Wood and Lumber Products_New_Space Heating_Natural Gas_HVAC - Duct Repair and Sealing_A_Technical Potential | F6 | Industrial | Wood and Lumber Products | New | Space Heating | Natural Gas | HVAC - Duct Repair and Sealing | A | Incremental Winter Peak Savings (MW) | Technical Potential | 0 | 0 | 0 | 0 | 0 | 0 | 0 | 0 | 0 | 0 | 0 | 0 | 0 | 0 | 0 | 0 | 0 | 0 | 0 | 0 | 0 | 0 | 0 | 0 | 0 | 0 | 0 | 0 | 0 | 0 | 0
F7_Industrial_Wood and Lumber Products_New_Space Heating_Natural Gas_HVAC - Duct Repair and Sealing_A_Technical Potential | F7 | Industrial | Wood and Lumber Products | New | Space Heating | Natural Gas | HVAC - Duct Repair and Sealing | A | Cumulative Energy Savings (MWh or mTherms) | Technical Potential | 0 | 0 | 0 | 0 | 0 | 0 | 0 | 0 | 0 | 0 | 0 | 0 | 0 | 0 | 0 | 0 | 0 | 0 | 0 | 0 | 0 | 0 | 0 | 0 | 0 | 0 | 0 | 0 | 0 | 0 | 0
F8_Industrial_Wood and Lumber Products_New_Space Heating_Natural Gas_HVAC - Duct Repair and Sealing_A_Technical Potential | F8 | Industrial | Wood and Lumber Products | New | Space Heating | Natural Gas | HVAC - Duct Repair and Sealing | A | Cumulative Summer Peak Savings (MW) | Technical Potential | 0 | 0 | 0 | 0 | 0 | 0 | 0 | 0 | 0 | 0 | 0 | 0 | 0 | 0 | 0 | 0 | 0 | 0 | 0 | 0 | 0 | 0 | 0 | 0 | 0 | 0 | 0 | 0 | 0 | 0 | 0
F9_Industrial_Wood and Lumber Products_New_Space Heating_Natural Gas_HVAC - Duct Repair and Sealing_A_Technical Potential | F9 | Industrial | Wood and Lumber Products | New | Space Heating | Natural Gas | HVAC - Duct Repair and Sealing | A | Cumulative Winter Peak Savings (MW) | Technical Potential | 0 | 0 | 0 | 0 | 0 | 0 | 0 | 0 | 0 | 0 | 0 | 0 | 0 | 0 | 0 | 0 | 0 | 0 | 0 | 0 | 0 | 0 | 0 | 0 | 0 | 0 | 0 | 0 | 0 | 0 | 0
F10_Industrial_Wood and Lumber Products_New_Space Heating_Natural Gas_HVAC - Duct Repair and Sealing_A_Technical Potential | F10 | Industrial | Wood and Lumber Products | New | Space Heating | Natural Gas | HVAC - Duct Repair and Sealing | A | Purchases (Incremental) | Technical Potential | 0 | 0 | 0 | 0 | 0 | 0 | 0 | 0 | 0 | 0 | 0 | 0 | 0 | 0 | 0 | 0 | 0 | 0 | 0 | 0 | 0 | 0 | 0 | 0 | 0 | 0 | 0 | 0 | 0 | 0 | 0
F11_Industrial_Wood and Lumber Products_New_Space Heating_Natural Gas_HVAC - Duct Repair and Sealing_A_Technical Potential | F11 | Industrial | Wood and Lumber Products | New | Space Heating | Natural Gas | HVAC - Duct Repair and Sealing | A | Purchases (Cumulative) | Technical Potential | 0 | 0 | 0 | 0 | 0 | 0 | 0 | 0 | 0 | 0 | 0 | 0 | 0 | 0 | 0 | 0 | 0 | 0 | 0 | 0 | 0 | 0 | 0 | 0 | 0 | 0 | 0 | 0 | 0 | 0 | 0
F1_Industrial_Wood and Lumber Products_New_Space Heating_Natural Gas_Windows - High Efficiency_A_Technical Potential | F1 | Industrial | Wood and Lumber Products | New | Space Heating | Natural Gas | Windows - High Efficiency | A | Integrated Unit Energy Savings (kWh or therms) | Technical Potential | 0 | 0 | 0 | 0 | 0 | 0.0052336 | 0.0050739 | 0.0049564 | 0.0048662 | 0.004794 | 0.0047353 | 0.0046669 | 0.004595 | 0.0045235 | 0.0044538 | 0.0043922 | 0.004337 | 0.0043265 | 0.004292 | 0.0042668 | 0.0042489 | 0.0042344 | 0.004229 | 0.0042286 | 0.0042311 | 0.0042367 | 0.0042423 | 0.004248 | 0 | 0 | 0
F2_Industrial_Wood and Lumber Products_New_Space Heating_Natural Gas_Windows - High Efficiency_A_Technical Potential | F2 | Industrial | Wood and Lumber Products | New | Space Heating | Natural Gas | Windows - High Efficiency | A | Integrated Unit Summer Peak Savings (kW) | Technical Potential | 0 | 0 | 0 | 0 | 0 | 0 | 0 | 0 | 0 | 0 | 0 | 0 | 0 | 0 | 0 | 0 | 0 | 0 | 0 | 0 | 0 | 0 | 0 | 0 | 0 | 0 | 0 | 0 | 0 | 0 | 0
F3_Industrial_Wood and Lumber Products_New_Space Heating_Natural Gas_Windows - High Efficiency_A_Technical Potential | F3 | Industrial | Wood and Lumber Products | New | Space Heating | Natural Gas | Windows - High Efficiency | A | Integrated Unit Winter Peak Savings (kW) | Technical Potential | 0 | 0 | 0 | 0 | 0 | 0 | 0 | 0 | 0 | 0 | 0 | 0 | 0 | 0 | 0 | 0 | 0 | 0 | 0 | 0 | 0 | 0 | 0 | 0 | 0 | 0 | 0 | 0 | 0 | 0 | 0
F4_Industrial_Wood and Lumber Products_New_Space Heating_Natural Gas_Windows - High Efficiency_A_Technical Potential | F4 | Industrial | Wood and Lumber Products | New | Space Heating | Natural Gas | Windows - High Efficiency | A | Incremental Energy Savings (MWh or mTherms) | Technical Potential | 0 | 0 | 0 | 0 | 0 | 0 | 0 | 0 | 0 | 0 | 0 | 0 | 0 | 0 | 0 | 0 | 0 | 0 | 0 | 0 | 0 | 0 | 0 | 0 | 0 | 0 | 0 | 0 | 0 | 0 | 0
F5_Industrial_Wood and Lumber Products_New_Space Heating_Natural Gas_Windows - High Efficiency_A_Technical Potential | F5 | Industrial | Wood and Lumber Products | New | Space Heating | Natural Gas | Windows - High Efficiency | A | Incremental Summer Peak Savings (MW) | Technical Potential | 0 | 0 | 0 | 0 | 0 | 0 | 0 | 0 | 0 | 0 | 0 | 0 | 0 | 0 | 0 | 0 | 0 | 0 | 0 | 0 | 0 | 0 | 0 | 0 | 0 | 0 | 0 | 0 | 0 | 0 | 0
F6_Industrial_Wood and Lumber Products_New_Space Heating_Natural Gas_Windows - High Efficiency_A_Technical Potential | F6 | Industrial | Wood and Lumber Products | New | Space Heating | Natural Gas | Windows - High Efficiency | A | Incremental Winter Peak Savings (MW) | Technical Potential | 0 | 0 | 0 | 0 | 0 | 0 | 0 | 0 | 0 | 0 | 0 | 0 | 0 | 0 | 0 | 0 | 0 | 0 | 0 | 0 | 0 | 0 | 0 | 0 | 0 | 0 | 0 | 0 | 0 | 0 | 0
F7_Industrial_Wood and Lumber Products_New_Space Heating_Natural Gas_Windows - High Efficiency_A_Technical Potential | F7 | Industrial | Wood and Lumber Products | New | Space Heating | Natural Gas | Windows - High Efficiency | A | Cumulative Energy Savings (MWh or mTherms) | Technical Potential | 0 | 0 | 0 | 0 | 0 | 0 | 0 | 0 | 0 | 0 | 0 | 0 | 0 | 0 | 0 | 0 | 0 | 0 | 0 | 0 | 0 | 0 | 0 | 0 | 0 | 0 | 0 | 0 | 0 | 0 | 0
F8_Industrial_Wood and Lumber Products_New_Space Heating_Natural Gas_Windows - High Efficiency_A_Technical Potential | F8 | Industrial | Wood and Lumber Products | New | Space Heating | Natural Gas | Windows - High Efficiency | A | Cumulative Summer Peak Savings (MW) | Technical Potential | 0 | 0 | 0 | 0 | 0 | 0 | 0 | 0 | 0 | 0 | 0 | 0 | 0 | 0 | 0 | 0 | 0 | 0 | 0 | 0 | 0 | 0 | 0 | 0 | 0 | 0 | 0 | 0 | 0 | 0 | 0
F9_Industrial_Wood and Lumber Products_New_Space Heating_Natural Gas_Windows - High Efficiency_A_Technical Potential | F9 | Industrial | Wood and Lumber Products | New | Space Heating | Natural Gas | Windows - High Efficiency | A | Cumulative Winter Peak Savings (MW) | Technical Potential | 0 | 0 | 0 | 0 | 0 | 0 | 0 | 0 | 0 | 0 | 0 | 0 | 0 | 0 | 0 | 0 | 0 | 0 | 0 | 0 | 0 | 0 | 0 | 0 | 0 | 0 | 0 | 0 | 0 | 0 | 0
F10_Industrial_Wood and Lumber Products_New_Space Heating_Natural Gas_Windows - High Efficiency_A_Technical Potential | F10 | Industrial | Wood and Lumber Products | New | Space Heating | Natural Gas | Windows - High Efficiency | A | Purchases (Incremental) | Technical Potential | 0 | 0 | 0 | 0 | 0 | 0 | 0 | 0 | 0 | 0 | 0 | 0 | 0 | 0 | 0 | 0 | 0 | 0 | 0 | 0 | 0 | 0 | 0 | 0 | 0 | 0 | 0 | 0 | 0 | 0 | 0
F11_Industrial_Wood and Lumber Products_New_Space Heating_Natural Gas_Windows - High Efficiency_A_Technical Potential | F11 | Industrial | Wood and Lumber Products | New | Space Heating | Natural Gas | Windows - High Efficiency | A | Purchases (Cumulative) | Technical Potential | 0 | 0 | 0 | 0 | 0 | 0 | 0 | 0 | 0 | 0 | 0 | 0 | 0 | 0 | 0 | 0 | 0 | 0 | 0 | 0 | 0 | 0 | 0 | 0 | 0 | 0 | 0 | 0 | 0 | 0 | 0
F1_Industrial_Wood and Lumber Products_New_Space Heating_Natural Gas_Gas Boiler - Maintenance_A_Technical Potential | F1 | Industrial | Wood and Lumber Products | New | Space Heating | Natural Gas | Gas Boiler - Maintenance | A | Integrated Unit Energy Savings (kWh or therms) | Technical Potential | 0 | 0 | 0 | 0 | 0 | 0 | 0 | 0 | 0 | 0 | 0 | 0 | 0 | 0 | 0 | 0 | 0 | 0 | 0 | 0 | 0 | 0 | 0 | 0 | 0 | 0 | 0 | 0 | 0 | 0 | 0
F2_Industrial_Wood and Lumber Products_New_Space Heating_Natural Gas_Gas Boiler - Maintenance_A_Technical Potential | F2 | Industrial | Wood and Lumber Products | New | Space Heating | Natural Gas | Gas Boiler - Maintenance | A | Integrated Unit Summer Peak Savings (kW) | Technical Potential | 0 | 0 | 0 | 0 | 0 | 0 | 0 | 0 | 0 | 0 | 0 | 0 | 0 | 0 | 0 | 0 | 0 | 0 | 0 | 0 | 0 | 0 | 0 | 0 | 0 | 0 | 0 | 0 | 0 | 0 | 0
F3_Industrial_Wood and Lumber Products_New_Space Heating_Natural Gas_Gas Boiler - Maintenance_A_Technical Potential | F3 | Industrial | Wood and Lumber Products | New | Space Heating | Natural Gas | Gas Boiler - Maintenance | A | Integrated Unit Winter Peak Savings (kW) | Technical Potential | 0 | 0 | 0 | 0 | 0 | 0 | 0 | 0 | 0 | 0 | 0 | 0 | 0 | 0 | 0 | 0 | 0 | 0 | 0 | 0 | 0 | 0 | 0 | 0 | 0 | 0 | 0 | 0 | 0 | 0 | 0
F4_Industrial_Wood and Lumber Products_New_Space Heating_Natural Gas_Gas Boiler - Maintenance_A_Technical Potential | F4 | Industrial | Wood and Lumber Products | New | Space Heating | Natural Gas | Gas Boiler - Maintenance | A | Incremental Energy Savings (MWh or mTherms) | Technical Potential | 0 | 0 | 0 | 0 | 0 | 0 | 0 | 0 | 0 | 0 | 0 | 0 | 0 | 0 | 0 | 0 | 0 | 0 | 0 | 0 | 0 | 0 | 0 | 0 | 0 | 0 | 0 | 0 | 0 | 0 | 0
F5_Industrial_Wood and Lumber Products_New_Space Heating_Natural Gas_Gas Boiler - Maintenance_A_Technical Potential | F5 | Industrial | Wood and Lumber Products | New | Space Heating | Natural Gas | Gas Boiler - Maintenance | A | Incremental Summer Peak Savings (MW) | Technical Potential | 0 | 0 | 0 | 0 | 0 | 0 | 0 | 0 | 0 | 0 | 0 | 0 | 0 | 0 | 0 | 0 | 0 | 0 | 0 | 0 | 0 | 0 | 0 | 0 | 0 | 0 | 0 | 0 | 0 | 0 | 0
F6_Industrial_Wood and Lumber Products_New_Space Heating_Natural Gas_Gas Boiler - Maintenance_A_Technical Potential | F6 | Industrial | Wood and Lumber Products | New | Space Heating | Natural Gas | Gas Boiler - Maintenance | A | Incremental Winter Peak Savings (MW) | Technical Potential | 0 | 0 | 0 | 0 | 0 | 0 | 0 | 0 | 0 | 0 | 0 | 0 | 0 | 0 | 0 | 0 | 0 | 0 | 0 | 0 | 0 | 0 | 0 | 0 | 0 | 0 | 0 | 0 | 0 | 0 | 0
F7_Industrial_Wood and Lumber Products_New_Space Heating_Natural Gas_Gas Boiler - Maintenance_A_Technical Potential | F7 | Industrial | Wood and Lumber Products | New | Space Heating | Natural Gas | Gas Boiler - Maintenance | A | Cumulative Energy Savings (MWh or mTherms) | Technical Potential | 0 | 0 | 0 | 0 | 0 | 0 | 0 | 0 | 0 | 0 | 0 | 0 | 0 | 0 | 0 | 0 | 0 | 0 | 0 | 0 | 0 | 0 | 0 | 0 | 0 | 0 | 0 | 0 | 0 | 0 | 0
F8_Industrial_Wood and Lumber Products_New_Space Heating_Natural Gas_Gas Boiler - Maintenance_A_Technical Potential | F8 | Industrial | Wood and Lumber Products | New | Space Heating | Natural Gas | Gas Boiler - Maintenance | A | Cumulative Summer Peak Savings (MW) | Technical Potential | 0 | 0 | 0 | 0 | 0 | 0 | 0 | 0 | 0 | 0 | 0 | 0 | 0 | 0 | 0 | 0 | 0 | 0 | 0 | 0 | 0 | 0 | 0 | 0 | 0 | 0 | 0 | 0 | 0 | 0 | 0
F9_Industrial_Wood and Lumber Products_New_Space Heating_Natural Gas_Gas Boiler - Maintenance_A_Technical Potential | F9 | Industrial | Wood and Lumber Products | New | Space Heating | Natural Gas | Gas Boiler - Maintenance | A | Cumulative Winter Peak Savings (MW) | Technical Potential | 0 | 0 | 0 | 0 | 0 | 0 | 0 | 0 | 0 | 0 | 0 | 0 | 0 | 0 | 0 | 0 | 0 | 0 | 0 | 0 | 0 | 0 | 0 | 0 | 0 | 0 | 0 | 0 | 0 | 0 | 0
F10_Industrial_Wood and Lumber Products_New_Space Heating_Natural Gas_Gas Boiler - Maintenance_A_Technical Potential | F10 | Industrial | Wood and Lumber Products | New | Space Heating | Natural Gas | Gas Boiler - Maintenance | A | Purchases (Incremental) | Technical Potential | 0 | 0 | 0 | 0 | 0 | 0 | 0 | 0 | 0 | 0 | 0 | 0 | 0 | 0 | 0 | 0 | 0 | 0 | 0 | 0 | 0 | 0 | 0 | 0 | 0 | 0 | 0 | 0 | 0 | 0 | 0
F11_Industrial_Wood and Lumber Products_New_Space Heating_Natural Gas_Gas Boiler - Maintenance_A_Technical Potential | F11 | Industrial | Wood and Lumber Products | New | Space Heating | Natural Gas | Gas Boiler - Maintenance | A | Purchases (Cumulative) | Technical Potential | 0 | 0 | 0 | 0 | 0 | 0 | 0 | 0 | 0 | 0 | 0 | 0 | 0 | 0 | 0 | 0 | 0 | 0 | 0 | 0 | 0 | 0 | 0 | 0 | 0 | 0 | 0 | 0 | 0 | 0 | 0
F1_Industrial_Wood and Lumber Products_New_Process_Natural Gas_Gas Boiler - Maintenance_A_Technical Potential | F1 | Industrial | Wood and Lumber Products | New | Process | Natural Gas | Gas Boiler - Maintenance | A | Integrated Unit Energy Savings (kWh or therms) | Technical Potential | 0 | 0 | 0 | 0 | 0 | 6.3264 | 6.3264 | 6.3264 | 6.3264 | 6.3264 | 6.3264 | 6.3264 | 6.3264 | 6.3264 | 6.3264 | 6.3264 | 6.3264 | 6.3264 | 6.3264 | 6.3264 | 6.3264 | 6.3264 | 6.3264 | 6.3264 | 6.3264 | 6.3264 | 6.3264 | 6.3264 | 6.3264 | 6.3264 | 6.3264
F2_Industrial_Wood and Lumber Products_New_Process_Natural Gas_Gas Boiler - Maintenance_A_Technical Potential | F2 | Industrial | Wood and Lumber Products | New | Process | Natural Gas | Gas Boiler - Maintenance | A | Integrated Unit Summer Peak Savings (kW) | Technical Potential | 0 | 0 | 0 | 0 | 0 | 0 | 0 | 0 | 0 | 0 | 0 | 0 | 0 | 0 | 0 | 0 | 0 | 0 | 0 | 0 | 0 | 0 | 0 | 0 | 0 | 0 | 0 | 0 | 0 | 0 | 0
F3_Industrial_Wood and Lumber Products_New_Process_Natural Gas_Gas Boiler - Maintenance_A_Technical Potential | F3 | Industrial | Wood and Lumber Products | New | Process | Natural Gas | Gas Boiler - Maintenance | A | Integrated Unit Winter Peak Savings (kW) | Technical Potential | 0 | 0 | 0 | 0 | 0 | 0 | 0 | 0 | 0 | 0 | 0 | 0 | 0 | 0 | 0 | 0 | 0 | 0 | 0 | 0 | 0 | 0 | 0 | 0 | 0 | 0 | 0 | 0 | 0 | 0 | 0
F4_Industrial_Wood and Lumber Products_New_Process_Natural Gas_Gas Boiler - Maintenance_A_Technical Potential | F4 | Industrial | Wood and Lumber Products | New | Process | Natural Gas | Gas Boiler - Maintenance | A | Incremental Energy Savings (MWh or mTherms) | Technical Potential | 0 | 0 | 0 | 0 | 0 | 0.0049819 | 0.004137 | 0.0033102 | 0.0049819 | 0.004137 | 0.0033102 | 0.0049819 | 0.004137 | 0.0033102 | 0.0049819 | 0.004137 | 0.0033102 | 0.0049819 | 0.004137 | 0.0033102 | 0.0049819 | 0.004137 | 0.0033102 | 0.0049819 | 0.004137 | 0.0033102 | 0.0049819 | 0.004137 | 0.0033102 | 0.0049819 | 0.004137
F5_Industrial_Wood and Lumber Products_New_Process_Natural Gas_Gas Boiler - Maintenance_A_Technical Potential | F5 | Industrial | Wood and Lumber Products | New | Process | Natural Gas | Gas Boiler - Maintenance | A | Incremental Summer Peak Savings (MW) | Technical Potential | 0 | 0 | 0 | 0 | 0 | 0 | 0 | 0 | 0 | 0 | 0 | 0 | 0 | 0 | 0 | 0 | 0 | 0 | 0 | 0 | 0 | 0 | 0 | 0 | 0 | 0 | 0 | 0 | 0 | 0 | 0
F6_Industrial_Wood and Lumber Products_New_Process_Natural Gas_Gas Boiler - Maintenance_A_Technical Potential | F6 | Industrial | Wood and Lumber Products | New | Process | Natural Gas | Gas Boiler - Maintenance | A | Incremental Winter Peak Savings (MW) | Technical Potential | 0 | 0 | 0 | 0 | 0 | 0 | 0 | 0 | 0 | 0 | 0 | 0 | 0 | 0 | 0 | 0 | 0 | 0 | 0 | 0 | 0 | 0 | 0 | 0 | 0 | 0 | 0 | 0 | 0 | 0 | 0
F7_Industrial_Wood and Lumber Products_New_Process_Natural Gas_Gas Boiler - Maintenance_A_Technical Potential | F7 | Industrial | Wood and Lumber Products | New | Process | Natural Gas | Gas Boiler - Maintenance | A | Cumulative Energy Savings (MWh or mTherms) | Technical Potential | 0 | 0 | 0 | 0 | 0 | 0.0049819 | 0.0091189 | 0.012429 | 0.012429 | 0.012429 | 0.012429 | 0.012429 | 0.012429 | 0.012429 | 0.012429 | 0.012429 | 0.012429 | 0.012429 | 0.012429 | 0.012429 | 0.012429 | 0.012429 | 0.012429 | 0.012429 | 0.012429 | 0.012429 | 0.012429 | 0.012429 | 0 | 0 | 0
F8_Industrial_Wood and Lumber Products_New_Process_Natural Gas_Gas Boiler - Maintenance_A_Technical Potential | F8 | Industrial | Wood and Lumber Products | New | Process | Natural Gas | Gas Boiler - Maintenance | A | Cumulative Summer Peak Savings (MW) | Technical Potential | 0 | 0 | 0 | 0 | 0 | 0 | 0 | 0 | 0 | 0 | 0 | 0 | 0 | 0 | 0 | 0 | 0 | 0 | 0 | 0 | 0 | 0 | 0 | 0 | 0 | 0 | 0 | 0 | 0 | 0 | 0
F9_Industrial_Wood and Lumber Products_New_Process_Natural Gas_Gas Boiler - Maintenance_A_Technical Potential | F9 | Industrial | Wood and Lumber Products | New | Process | Natural Gas | Gas Boiler - Maintenance | A | Cumulative Winter Peak Savings (MW) | Technical Potential | 0 | 0 | 0 | 0 | 0 | 0 | 0 | 0 | 0 | 0 | 0 | 0 | 0 | 0 | 0 | 0 | 0 | 0 | 0 | 0 | 0 | 0 | 0 | 0 | 0 | 0 | 0 | 0 | 0 | 0 | 0
F10_Industrial_Wood and Lumber Products_New_Process_Natural Gas_Gas Boiler - Maintenance_A_Technical Potential | F10 | Industrial | Wood and Lumber Products | New | Process | Natural Gas | Gas Boiler - Maintenance | A | Purchases (Incremental) | Technical Potential | 0 | 0 | 0 | 0 | 0 | 0.78748 | 0.65392 | 0.52324 | 0.78748 | 0.65392 | 0.52324 | 0.78748 | 0.65392 | 0.52324 | 0.78748 | 0.65392 | 0.52324 | 0.78748 | 0.65392 | 0.52324 | 0.78748 | 0.65392 | 0.52324 | 0.78748 | 0.65392 | 0.52324 | 0.78748 | 0.65392 | 0.52324 | 0.78748 | 0.65392
F11_Industrial_Wood and Lumber Products_New_Process_Natural Gas_Gas Boiler - Maintenance_A_Technical Potential | F11 | Industrial | Wood and Lumber Products | New | Process | Natural Gas | Gas Boiler - Maintenance | A | Purchases (Cumulative) | Technical Potential | 0 | 0 | 0 | 0 | 0 | 0.78748 | 1.4414 | 1.9646 | 1.9646 | 1.9646 | 1.9646 | 1.9646 | 1.9646 | 1.9646 | 1.9646 | 1.9646 | 1.9646 | 1.9646 | 1.9646 | 1.9646 | 1.9646 | 1.9646 | 1.9646 | 1.9646 | 1.9646 | 1.9646 | 1.9646 | 1.9646 | 1.9646 | 1.9646 | 1.9646
F1_Industrial_Wood and Lumber Products_New_Space Heating_Natural Gas_Gas Furnace - Maintenance_A_Technical Potential | F1 | Industrial | Wood and Lumber Products | New | Space Heating | Natural Gas | Gas Furnace - Maintenance | A | Integrated Unit Energy Savings (kWh or therms) | Technical Potential | 0 | 0 | 0 | 0 | 0 | 0 | 0 | 0 | 0 | 0 | 0 | 0 | 0 | 0 | 0 | 0 | 0 | 0 | 0 | 0 | 0 | 0 | 0 | 0 | 0 | 0 | 0 | 0 | 0 | 0 | 0
F2_Industrial_Wood and Lumber Products_New_Space Heating_Natural Gas_Gas Furnace - Maintenance_A_Technical Potential | F2 | Industrial | Wood and Lumber Products | New | Space Heating | Natural Gas | Gas Furnace - Maintenance | A | Integrated Unit Summer Peak Savings (kW) | Technical Potential | 0 | 0 | 0 | 0 | 0 | 0 | 0 | 0 | 0 | 0 | 0 | 0 | 0 | 0 | 0 | 0 | 0 | 0 | 0 | 0 | 0 | 0 | 0 | 0 | 0 | 0 | 0 | 0 | 0 | 0 | 0
F3_Industrial_Wood and Lumber Products_New_Space Heating_Natural Gas_Gas Furnace - Maintenance_A_Technical Potential | F3 | Industrial | Wood and Lumber Products | New | Space Heating | Natural Gas | Gas Furnace - Maintenance | A | Integrated Unit Winter Peak Savings (kW) | Technical Potential | 0 | 0 | 0 | 0 | 0 | 0 | 0 | 0 | 0 | 0 | 0 | 0 | 0 | 0 | 0 | 0 | 0 | 0 | 0 | 0 | 0 | 0 | 0 | 0 | 0 | 0 | 0 | 0 | 0 | 0 | 0
F4_Industrial_Wood and Lumber Products_New_Space Heating_Natural Gas_Gas Furnace - Maintenance_A_Technical Potential | F4 | Industrial | Wood and Lumber Products | New | Space Heating | Natural Gas | Gas Furnace - Maintenance | A | Incremental Energy Savings (MWh or mTherms) | Technical Potential | 0 | 0 | 0 | 0 | 0 | 0 | 0 | 0 | 0 | 0 | 0 | 0 | 0 | 0 | 0 | 0 | 0 | 0 | 0 | 0 | 0 | 0 | 0 | 0 | 0 | 0 | 0 | 0 | 0 | 0 | 0
F5_Industrial_Wood and Lumber Products_New_Space Heating_Natural Gas_Gas Furnace - Maintenance_A_Technical Potential | F5 | Industrial | Wood and Lumber Products | New | Space Heating | Natural Gas | Gas Furnace - Maintenance | A | Incremental Summer Peak Savings (MW) | Technical Potential | 0 | 0 | 0 | 0 | 0 | 0 | 0 | 0 | 0 | 0 | 0 | 0 | 0 | 0 | 0 | 0 | 0 | 0 | 0 | 0 | 0 | 0 | 0 | 0 | 0 | 0 | 0 | 0 | 0 | 0 | 0
F6_Industrial_Wood and Lumber Products_New_Space Heating_Natural Gas_Gas Furnace - Maintenance_A_Technical Potential | F6 | Industrial | Wood and Lumber Products | New | Space Heating | Natural Gas | Gas Furnace - Maintenance | A | Incremental Winter Peak Savings (MW) | Technical Potential | 0 | 0 | 0 | 0 | 0 | 0 | 0 | 0 | 0 | 0 | 0 | 0 | 0 | 0 | 0 | 0 | 0 | 0 | 0 | 0 | 0 | 0 | 0 | 0 | 0 | 0 | 0 | 0 | 0 | 0 | 0
F7_Industrial_Wood and Lumber Products_New_Space Heating_Natural Gas_Gas Furnace - Maintenance_A_Technical Potential | F7 | Industrial | Wood and Lumber Products | New | Space Heating | Natural Gas | Gas Furnace - Maintenance | A | Cumulative Energy Savings (MWh or mTherms) | Technical Potential | 0 | 0 | 0 | 0 | 0 | 0 | 0 | 0 | 0 | 0 | 0 | 0 | 0 | 0 | 0 | 0 | 0 | 0 | 0 | 0 | 0 | 0 | 0 | 0 | 0 | 0 | 0 | 0 | 0 | 0 | 0
F8_Industrial_Wood and Lumber Products_New_Space Heating_Natural Gas_Gas Furnace - Maintenance_A_Technical Potential | F8 | Industrial | Wood and Lumber Products | New | Space Heating | Natural Gas | Gas Furnace - Maintenance | A | Cumulative Summer Peak Savings (MW) | Technical Potential | 0 | 0 | 0 | 0 | 0 | 0 | 0 | 0 | 0 | 0 | 0 | 0 | 0 | 0 | 0 | 0 | 0 | 0 | 0 | 0 | 0 | 0 | 0 | 0 | 0 | 0 | 0 | 0 | 0 | 0 | 0
F9_Industrial_Wood and Lumber Products_New_Space Heating_Natural Gas_Gas Furnace - Maintenance_A_Technical Potential | F9 | Industrial | Wood and Lumber Products | New | Space Heating | Natural Gas | Gas Furnace - Maintenance | A | Cumulative Winter Peak Savings (MW) | Technical Potential | 0 | 0 | 0 | 0 | 0 | 0 | 0 | 0 | 0 | 0 | 0 | 0 | 0 | 0 | 0 | 0 | 0 | 0 | 0 | 0 | 0 | 0 | 0 | 0 | 0 | 0 | 0 | 0 | 0 | 0 | 0
F10_Industrial_Wood and Lumber Products_New_Space Heating_Natural Gas_Gas Furnace - Maintenance_A_Technical Potential | F10 | Industrial | Wood and Lumber Products | New | Space Heating | Natural Gas | Gas Furnace - Maintenance | A | Purchases (Incremental) | Technical Potential | 0 | 0 | 0 | 0 | 0 | 0 | 0 | 0 | 0 | 0 | 0 | 0 | 0 | 0 | 0 | 0 | 0 | 0 | 0 | 0 | 0 | 0 | 0 | 0 | 0 | 0 | 0 | 0 | 0 | 0 | 0
F11_Industrial_Wood and Lumber Products_New_Space Heating_Natural Gas_Gas Furnace - Maintenance_A_Technical Potential | F11 | Industrial | Wood and Lumber Products | New | Space Heating | Natural Gas | Gas Furnace - Maintenance | A | Purchases (Cumulative) | Technical Potential | 0 | 0 | 0 | 0 | 0 | 0 | 0 | 0 | 0 | 0 | 0 | 0 | 0 | 0 | 0 | 0 | 0 | 0 | 0 | 0 | 0 | 0 | 0 | 0 | 0 | 0 | 0 | 0 | 0 | 0 | 0
F1_Industrial_Wood and Lumber Products_New_Space Heating_Natural Gas_Gas Boiler - Hot Water Reset_A_Technical Potential | F1 | Industrial | Wood and Lumber Products | New | Space Heating | Natural Gas | Gas Boiler - Hot Water Reset | A | Integrated Unit Energy Savings (kWh or therms) | Technical Potential | 0 | 0 | 0 | 0 | 0 | 0 | 0 | 0 | 0 | 0 | 0 | 0 | 0 | 0 | 0 | 0 | 0 | 0 | 0 | 0 | 0 | 0 | 0 | 0 | 0 | 0 | 0 | 0 | 0 | 0 | 0
F2_Industrial_Wood and Lumber Products_New_Space Heating_Natural Gas_Gas Boiler - Hot Water Reset_A_Technical Potential | F2 | Industrial | Wood and Lumber Products | New | Space Heating | Natural Gas | Gas Boiler - Hot Water Reset | A | Integrated Unit Summer Peak Savings (kW) | Technical Potential | 0 | 0 | 0 | 0 | 0 | 0 | 0 | 0 | 0 | 0 | 0 | 0 | 0 | 0 | 0 | 0 | 0 | 0 | 0 | 0 | 0 | 0 | 0 | 0 | 0 | 0 | 0 | 0 | 0 | 0 | 0
F3_Industrial_Wood and Lumber Products_New_Space Heating_Natural Gas_Gas Boiler - Hot Water Reset_A_Technical Potential | F3 | Industrial | Wood and Lumber Products | New | Space Heating | Natural Gas | Gas Boiler - Hot Water Reset | A | Integrated Unit Winter Peak Savings (kW) | Technical Potential | 0 | 0 | 0 | 0 | 0 | 0 | 0 | 0 | 0 | 0 | 0 | 0 | 0 | 0 | 0 | 0 | 0 | 0 | 0 | 0 | 0 | 0 | 0 | 0 | 0 | 0 | 0 | 0 | 0 | 0 | 0
F4_Industrial_Wood and Lumber Products_New_Space Heating_Natural Gas_Gas Boiler - Hot Water Reset_A_Technical Potential | F4 | Industrial | Wood and Lumber Products | New | Space Heating | Natural Gas | Gas Boiler - Hot Water Reset | A | Incremental Energy Savings (MWh or mTherms) | Technical Potential | 0 | 0 | 0 | 0 | 0 | 0 | 0 | 0 | 0 | 0 | 0 | 0 | 0 | 0 | 0 | 0 | 0 | 0 | 0 | 0 | 0 | 0 | 0 | 0 | 0 | 0 | 0 | 0 | 0 | 0 | 0
F5_Industrial_Wood and Lumber Products_New_Space Heating_Natural Gas_Gas Boiler - Hot Water Reset_A_Technical Potential | F5 | Industrial | Wood and Lumber Products | New | Space Heating | Natural Gas | Gas Boiler - Hot Water Reset | A | Incremental Summer Peak Savings (MW) | Technical Potential | 0 | 0 | 0 | 0 | 0 | 0 | 0 | 0 | 0 | 0 | 0 | 0 | 0 | 0 | 0 | 0 | 0 | 0 | 0 | 0 | 0 | 0 | 0 | 0 | 0 | 0 | 0 | 0 | 0 | 0 | 0
F6_Industrial_Wood and Lumber Products_New_Space Heating_Natural Gas_Gas Boiler - Hot Water Reset_A_Technical Potential | F6 | Industrial | Wood and Lumber Products | New | Space Heating | Natural Gas | Gas Boiler - Hot Water Reset | A | Incremental Winter Peak Savings (MW) | Technical Potential | 0 | 0 | 0 | 0 | 0 | 0 | 0 | 0 | 0 | 0 | 0 | 0 | 0 | 0 | 0 | 0 | 0 | 0 | 0 | 0 | 0 | 0 | 0 | 0 | 0 | 0 | 0 | 0 | 0 | 0 | 0
F7_Industrial_Wood and Lumber Products_New_Space Heating_Natural Gas_Gas Boiler - Hot Water Reset_A_Technical Potential | F7 | Industrial | Wood and Lumber Products | New | Space Heating | Natural Gas | Gas Boiler - Hot Water Reset | A | Cumulative Energy Savings (MWh or mTherms) | Technical Potential | 0 | 0 | 0 | 0 | 0 | 0 | 0 | 0 | 0 | 0 | 0 | 0 | 0 | 0 | 0 | 0 | 0 | 0 | 0 | 0 | 0 | 0 | 0 | 0 | 0 | 0 | 0 | 0 | 0 | 0 | 0
F8_Industrial_Wood and Lumber Products_New_Space Heating_Natural Gas_Gas Boiler - Hot Water Reset_A_Technical Potential | F8 | Industrial | Wood and Lumber Products | New | Space Heating | Natural Gas | Gas Boiler - Hot Water Reset | A | Cumulative Summer Peak Savings (MW) | Technical Potential | 0 | 0 | 0 | 0 | 0 | 0 | 0 | 0 | 0 | 0 | 0 | 0 | 0 | 0 | 0 | 0 | 0 | 0 | 0 | 0 | 0 | 0 | 0 | 0 | 0 | 0 | 0 | 0 | 0 | 0 | 0
F9_Industrial_Wood and Lumber Products_New_Space Heating_Natural Gas_Gas Boiler - Hot Water Reset_A_Technical Potential | F9 | Industrial | Wood and Lumber Products | New | Space Heating | Natural Gas | Gas Boiler - Hot Water Reset | A | Cumulative Winter Peak Savings (MW) | Technical Potential | 0 | 0 | 0 | 0 | 0 | 0 | 0 | 0 | 0 | 0 | 0 | 0 | 0 | 0 | 0 | 0 | 0 | 0 | 0 | 0 | 0 | 0 | 0 | 0 | 0 | 0 | 0 | 0 | 0 | 0 | 0
F10_Industrial_Wood and Lumber Products_New_Space Heating_Natural Gas_Gas Boiler - Hot Water Reset_A_Technical Potential | F10 | Industrial | Wood and Lumber Products | New | Space Heating | Natural Gas | Gas Boiler - Hot Water Reset | A | Purchases (Incremental) | Technical Potential | 0 | 0 | 0 | 0 | 0 | 0 | 0 | 0 | 0 | 0 | 0 | 0 | 0 | 0 | 0 | 0 | 0 | 0 | 0 | 0 | 0 | 0 | 0 | 0 | 0 | 0 | 0 | 0 | 0 | 0 | 0
F11_Industrial_Wood and Lumber Products_New_Space Heating_Natural Gas_Gas Boiler - Hot Water Reset_A_Technical Potential | F11 | Industrial | Wood and Lumber Products | New | Space Heating | Natural Gas | Gas Boiler - Hot Water Reset | A | Purchases (Cumulative) | Technical Potential | 0 | 0 | 0 | 0 | 0 | 0 | 0 | 0 | 0 | 0 | 0 | 0 | 0 | 0 | 0 | 0 | 0 | 0 | 0 | 0 | 0 | 0 | 0 | 0 | 0 | 0 | 0 | 0 | 0 | 0 | 0
F1_Industrial_Wood and Lumber Products_New_Process_Natural Gas_Gas Boiler - Hot Water Reset_A_Technical Potential | F1 | Industrial | Wood and Lumber Products | New | Process | Natural Gas | Gas Boiler - Hot Water Reset | A | Integrated Unit Energy Savings (kWh or therms) | Technical Potential | 0 | 0 | 0 | 0 | 0 | 11.487 | 11.4743 | 11.4631 | 11.4533 | 11.444 | 11.4365 | 11.4318 | 11.429 | 11.4278 | 11.4274 | 11.4279 | 11.4289 | 11.4303 | 11.4319 | 11.4336 | 11.4359 | 11.4389 | 11.4416 | 11.4441 | 11.4464 | 11.4485 | 11.4504 | 11.4523 | 11.5025 | 11.5025 | 11.5025
F2_Industrial_Wood and Lumber Products_New_Process_Natural Gas_Gas Boiler - Hot Water Reset_A_Technical Potential | F2 | Industrial | Wood and Lumber Products | New | Process | Natural Gas | Gas Boiler - Hot Water Reset | A | Integrated Unit Summer Peak Savings (kW) | Technical Potential | 0 | 0 | 0 | 0 | 0 | 0 | 0 | 0 | 0 | 0 | 0 | 0 | 0 | 0 | 0 | 0 | 0 | 0 | 0 | 0 | 0 | 0 | 0 | 0 | 0 | 0 | 0 | 0 | 0 | 0 | 0
F3_Industrial_Wood and Lumber Products_New_Process_Natural Gas_Gas Boiler - Hot Water Reset_A_Technical Potential | F3 | Industrial | Wood and Lumber Products | New | Process | Natural Gas | Gas Boiler - Hot Water Reset | A | Integrated Unit Winter Peak Savings (kW) | Technical Potential | 0 | 0 | 0 | 0 | 0 | 0 | 0 | 0 | 0 | 0 | 0 | 0 | 0 | 0 | 0 | 0 | 0 | 0 | 0 | 0 | 0 | 0 | 0 | 0 | 0 | 0 | 0 | 0 | 0 | 0 | 0
F4_Industrial_Wood and Lumber Products_New_Process_Natural Gas_Gas Boiler - Hot Water Reset_A_Technical Potential | F4 | Industrial | Wood and Lumber Products | New | Process | Natural Gas | Gas Boiler - Hot Water Reset | A | Incremental Energy Savings (MWh or mTherms) | Technical Potential | 0 | 0 | 0 | 0 | 0 | 0.0087923 | 0.012776 | 0.018052 | 0.023744 | 0.030261 | 0.039098 | 0.046925 | 0.052052 | 0.052927 | 0.048777 | 0.040297 | 0.028343 | 0.01743 | 0.0088586 | 0.0039435 | 0.0015053 | 0.0087555 | 0.012739 | 0.018022 | 0.02373 | 0.030273 | 0.039146 | 0.047009 | 0.052386 | 0.053273 | 0.049097
F5_Industrial_Wood and Lumber Products_New_Process_Natural Gas_Gas Boiler - Hot Water Reset_A_Technical Potential | F5 | Industrial | Wood and Lumber Products | New | Process | Natural Gas | Gas Boiler - Hot Water Reset | A | Incremental Summer Peak Savings (MW) | Technical Potential | 0 | 0 | 0 | 0 | 0 | 0 | 0 | 0 | 0 | 0 | 0 | 0 | 0 | 0 | 0 | 0 | 0 | 0 | 0 | 0 | 0 | 0 | 0 | 0 | 0 | 0 | 0 | 0 | 0 | 0 | 0
F6_Industrial_Wood and Lumber Products_New_Process_Natural Gas_Gas Boiler - Hot Water Reset_A_Technical Potential | F6 | Industrial | Wood and Lumber Products | New | Process | Natural Gas | Gas Boiler - Hot Water Reset | A | Incremental Winter Peak Savings (MW) | Technical Potential | 0 | 0 | 0 | 0 | 0 | 0 | 0 | 0 | 0 | 0 | 0 | 0 | 0 | 0 | 0 | 0 | 0 | 0 | 0 | 0 | 0 | 0 | 0 | 0 | 0 | 0 | 0 | 0 | 0 | 0 | 0
F7_Industrial_Wood and Lumber Products_New_Process_Natural Gas_Gas Boiler - Hot Water Reset_A_Technical Potential | F7 | Industrial | Wood and Lumber Products | New | Process | Natural Gas | Gas Boiler - Hot Water Reset | A | Cumulative Energy Savings (MWh or mTherms) | Technical Potential | 0 | 0 | 0 | 0 | 0 | 0.0087923 | 0.021558 | 0.039589 | 0.0633 | 0.09351 | 0.13255 | 0.17942 | 0.23143 | 0.28433 | 0.3331 | 0.37341 | 0.40178 | 0.41926 | 0.42818 | 0.43219 | 0.43378 | 0.43389 | 0.43399 | 0.43409 | 0.43418 | 0.43426 | 0.43433 | 0.4344 | 0 | 0 | 0
F8_Industrial_Wood and Lumber Products_New_Process_Natural Gas_Gas Boiler - Hot Water Reset_A_Technical Potential | F8 | Industrial | Wood and Lumber Products | New | Process | Natural Gas | Gas Boiler - Hot Water Reset | A | Cumulative Summer Peak Savings (MW) | Technical Potential | 0 | 0 | 0 | 0 | 0 | 0 | 0 | 0 | 0 | 0 | 0 | 0 | 0 | 0 | 0 | 0 | 0 | 0 | 0 | 0 | 0 | 0 | 0 | 0 | 0 | 0 | 0 | 0 | 0 | 0 | 0
F9_Industrial_Wood and Lumber Products_New_Process_Natural Gas_Gas Boiler - Hot Water Reset_A_Technical Potential | F9 | Industrial | Wood and Lumber Products | New | Process | Natural Gas | Gas Boiler - Hot Water Reset | A | Cumulative Winter Peak Savings (MW) | Technical Potential | 0 | 0 | 0 | 0 | 0 | 0 | 0 | 0 | 0 | 0 | 0 | 0 | 0 | 0 | 0 | 0 | 0 | 0 | 0 | 0 | 0 | 0 | 0 | 0 | 0 | 0 | 0 | 0 | 0 | 0 | 0
F10_Industrial_Wood and Lumber Products_New_Process_Natural Gas_Gas Boiler - Hot Water Reset_A_Technical Potential | F10 | Industrial | Wood and Lumber Products | New | Process | Natural Gas | Gas Boiler - Hot Water Reset | A | Purchases (Incremental) | Technical Potential | 0 | 0 | 0 | 0 | 0 | 0.76541 | 1.1134 | 1.5748 | 2.0731 | 2.6443 | 3.4187 | 4.1048 | 4.5543 | 4.6315 | 4.2684 | 3.5262 | 2.4799 | 1.5249 | 0.7749 | 0.3449 | 0.13163 | 0.76541 | 1.1134 | 1.5748 | 2.0731 | 2.6443 | 3.4187 | 4.1048 | 4.5543 | 4.6315 | 4.2684
F11_Industrial_Wood and Lumber Products_New_Process_Natural Gas_Gas Boiler - Hot Water Reset_A_Technical Potential | F11 | Industrial | Wood and Lumber Products | New | Process | Natural Gas | Gas Boiler - Hot Water Reset | A | Purchases (Cumulative) | Technical Potential | 0 | 0 | 0 | 0 | 0 | 0.76541 | 1.8788 | 3.4536 | 5.5268 | 8.1711 | 11.5898 | 15.6946 | 20.2489 | 24.8804 | 29.1488 | 32.6749 | 35.1549 | 36.6798 | 37.4547 | 37.7996 | 37.9312 | 37.9312 | 37.9312 | 37.9312 | 37.9312 | 37.9312 | 37.9312 | 37.9312 | 37.9312 | 37.9312 | 37.9312
F1_Industrial_Wood and Lumber Products_New_Space Heating_Natural Gas_Steam Trap Maintenance_A_Technical Potential | F1 | Industrial | Wood and Lumber Products | New | Space Heating | Natural Gas | Steam Trap Maintenance | A | Integrated Unit Energy Savings (kWh or therms) | Technical Potential | 0 | 0 | 0 | 0 | 0 | 0 | 0 | 0 | 0 | 0 | 0 | 0 | 0 | 0 | 0 | 0 | 0 | 0 | 0 | 0 | 0 | 0 | 0 | 0 | 0 | 0 | 0 | 0 | 0 | 0 | 0
F2_Industrial_Wood and Lumber Products_New_Space Heating_Natural Gas_Steam Trap Maintenance_A_Technical Potential | F2 | Industrial | Wood and Lumber Products | New | Space Heating | Natural Gas | Steam Trap Maintenance | A | Integrated Unit Summer Peak Savings (kW) | Technical Potential | 0 | 0 | 0 | 0 | 0 | 0 | 0 | 0 | 0 | 0 | 0 | 0 | 0 | 0 | 0 | 0 | 0 | 0 | 0 | 0 | 0 | 0 | 0 | 0 | 0 | 0 | 0 | 0 | 0 | 0 | 0
F3_Industrial_Wood and Lumber Products_New_Space Heating_Natural Gas_Steam Trap Maintenance_A_Technical Potential | F3 | Industrial | Wood and Lumber Products | New | Space Heating | Natural Gas | Steam Trap Maintenance | A | Integrated Unit Winter Peak Savings (kW) | Technical Potential | 0 | 0 | 0 | 0 | 0 | 0 | 0 | 0 | 0 | 0 | 0 | 0 | 0 | 0 | 0 | 0 | 0 | 0 | 0 | 0 | 0 | 0 | 0 | 0 | 0 | 0 | 0 | 0 | 0 | 0 | 0
F4_Industrial_Wood and Lumber Products_New_Space Heating_Natural Gas_Steam Trap Maintenance_A_Technical Potential | F4 | Industrial | Wood and Lumber Products | New | Space Heating | Natural Gas | Steam Trap Maintenance | A | Incremental Energy Savings (MWh or mTherms) | Technical Potential | 0 | 0 | 0 | 0 | 0 | 0 | 0 | 0 | 0 | 0 | 0 | 0 | 0 | 0 | 0 | 0 | 0 | 0 | 0 | 0 | 0 | 0 | 0 | 0 | 0 | 0 | 0 | 0 | 0 | 0 | 0
F5_Industrial_Wood and Lumber Products_New_Space Heating_Natural Gas_Steam Trap Maintenance_A_Technical Potential | F5 | Industrial | Wood and Lumber Products | New | Space Heating | Natural Gas | Steam Trap Maintenance | A | Incremental Summer Peak Savings (MW) | Technical Potential | 0 | 0 | 0 | 0 | 0 | 0 | 0 | 0 | 0 | 0 | 0 | 0 | 0 | 0 | 0 | 0 | 0 | 0 | 0 | 0 | 0 | 0 | 0 | 0 | 0 | 0 | 0 | 0 | 0 | 0 | 0
F6_Industrial_Wood and Lumber Products_New_Space Heating_Natural Gas_Steam Trap Maintenance_A_Technical Potential | F6 | Industrial | Wood and Lumber Products | New | Space Heating | Natural Gas | Steam Trap Maintenance | A | Incremental Winter Peak Savings (MW) | Technical Potential | 0 | 0 | 0 | 0 | 0 | 0 | 0 | 0 | 0 | 0 | 0 | 0 | 0 | 0 | 0 | 0 | 0 | 0 | 0 | 0 | 0 | 0 | 0 | 0 | 0 | 0 | 0 | 0 | 0 | 0 | 0
F7_Industrial_Wood and Lumber Products_New_Space Heating_Natural Gas_Steam Trap Maintenance_A_Technical Potential | F7 | Industrial | Wood and Lumber Products | New | Space Heating | Natural Gas | Steam Trap Maintenance | A | Cumulative Energy Savings (MWh or mTherms) | Technical Potential | 0 | 0 | 0 | 0 | 0 | 0 | 0 | 0 | 0 | 0 | 0 | 0 | 0 | 0 | 0 | 0 | 0 | 0 | 0 | 0 | 0 | 0 | 0 | 0 | 0 | 0 | 0 | 0 | 0 | 0 | 0
F8_Industrial_Wood and Lumber Products_New_Space Heating_Natural Gas_Steam Trap Maintenance_A_Technical Potential | F8 | Industrial | Wood and Lumber Products | New | Space Heating | Natural Gas | Steam Trap Maintenance | A | Cumulative Summer Peak Savings (MW) | Technical Potential | 0 | 0 | 0 | 0 | 0 | 0 | 0 | 0 | 0 | 0 | 0 | 0 | 0 | 0 | 0 | 0 | 0 | 0 | 0 | 0 | 0 | 0 | 0 | 0 | 0 | 0 | 0 | 0 | 0 | 0 | 0
F9_Industrial_Wood and Lumber Products_New_Space Heating_Natural Gas_Steam Trap Maintenance_A_Technical Potential | F9 | Industrial | Wood and Lumber Products | New | Space Heating | Natural Gas | Steam Trap Maintenance | A | Cumulative Winter Peak Savings (MW) | Technical Potential | 0 | 0 | 0 | 0 | 0 | 0 | 0 | 0 | 0 | 0 | 0 | 0 | 0 | 0 | 0 | 0 | 0 | 0 | 0 | 0 | 0 | 0 | 0 | 0 | 0 | 0 | 0 | 0 | 0 | 0 | 0
F10_Industrial_Wood and Lumber Products_New_Space Heating_Natural Gas_Steam Trap Maintenance_A_Technical Potential | F10 | Industrial | Wood and Lumber Products | New | Space Heating | Natural Gas | Steam Trap Maintenance | A | Purchases (Incremental) | Technical Potential | 0 | 0 | 0 | 0 | 0 | 0 | 0 | 0 | 0 | 0 | 0 | 0 | 0 | 0 | 0 | 0 | 0 | 0 | 0 | 0 | 0 | 0 | 0 | 0 | 0 | 0 | 0 | 0 | 0 | 0 | 0
F11_Industrial_Wood and Lumber Products_New_Space Heating_Natural Gas_Steam Trap Maintenance_A_Technical Potential | F11 | Industrial | Wood and Lumber Products | New | Space Heating | Natural Gas | Steam Trap Maintenance | A | Purchases (Cumulative) | Technical Potential | 0 | 0 | 0 | 0 | 0 | 0 | 0 | 0 | 0 | 0 | 0 | 0 | 0 | 0 | 0 | 0 | 0 | 0 | 0 | 0 | 0 | 0 | 0 | 0 | 0 | 0 | 0 | 0 | 0 | 0 | 0
F1_Industrial_Wood and Lumber Products_New_Process_Natural Gas_Steam Trap Maintenance_A_Technical Potential | F1 | Industrial | Wood and Lumber Products | New | Process | Natural Gas | Steam Trap Maintenance | A | Integrated Unit Energy Savings (kWh or therms) | Technical Potential | 0 | 0 | 0 | 0 | 0 | 8.123 | 8.1196 | 8.1168 | 8.1145 | 8.1123 | 8.1105 | 8.1094 | 8.1088 | 8.1085 | 8.1084 | 8.1086 | 8.1089 | 8.1092 | 8.1096 | 8.1101 | 8.1109 | 8.1116 | 8.1123 | 8.1129 | 8.1134 | 8.114 | 8.1144 | 8.1149 | 8.1272 | 8.1272 | 8.1272
F2_Industrial_Wood and Lumber Products_New_Process_Natural Gas_Steam Trap Maintenance_A_Technical Potential | F2 | Industrial | Wood and Lumber Products | New | Process | Natural Gas | Steam Trap Maintenance | A | Integrated Unit Summer Peak Savings (kW) | Technical Potential | 0 | 0 | 0 | 0 | 0 | 0 | 0 | 0 | 0 | 0 | 0 | 0 | 0 | 0 | 0 | 0 | 0 | 0 | 0 | 0 | 0 | 0 | 0 | 0 | 0 | 0 | 0 | 0 | 0 | 0 | 0
F3_Industrial_Wood and Lumber Products_New_Process_Natural Gas_Steam Trap Maintenance_A_Technical Potential | F3 | Industrial | Wood and Lumber Products | New | Process | Natural Gas | Steam Trap Maintenance | A | Integrated Unit Winter Peak Savings (kW) | Technical Potential | 0 | 0 | 0 | 0 | 0 | 0 | 0 | 0 | 0 | 0 | 0 | 0 | 0 | 0 | 0 | 0 | 0 | 0 | 0 | 0 | 0 | 0 | 0 | 0 | 0 | 0 | 0 | 0 | 0 | 0 | 0
F4_Industrial_Wood and Lumber Products_New_Process_Natural Gas_Steam Trap Maintenance_A_Technical Potential | F4 | Industrial | Wood and Lumber Products | New | Process | Natural Gas | Steam Trap Maintenance | A | Incremental Energy Savings (MWh or mTherms) | Technical Potential | 0 | 0 | 0 | 0 | 0 | 0 | 0 | 0 | 0 | 0 | 0 | 0 | 0 | 0 | 0 | 0 | 0 | 0 | 0 | 0 | 0 | 0 | 0 | 0 | 0 | 0 | 0 | 0 | 0 | 0 | 0
F5_Industrial_Wood and Lumber Products_New_Process_Natural Gas_Steam Trap Maintenance_A_Technical Potential | F5 | Industrial | Wood and Lumber Products | New | Process | Natural Gas | Steam Trap Maintenance | A | Incremental Summer Peak Savings (MW) | Technical Potential | 0 | 0 | 0 | 0 | 0 | 0 | 0 | 0 | 0 | 0 | 0 | 0 | 0 | 0 | 0 | 0 | 0 | 0 | 0 | 0 | 0 | 0 | 0 | 0 | 0 | 0 | 0 | 0 | 0 | 0 | 0
F6_Industrial_Wood and Lumber Products_New_Process_Natural Gas_Steam Trap Maintenance_A_Technical Potential | F6 | Industrial | Wood and Lumber Products | New | Process | Natural Gas | Steam Trap Maintenance | A | Incremental Winter Peak Savings (MW) | Technical Potential | 0 | 0 | 0 | 0 | 0 | 0 | 0 | 0 | 0 | 0 | 0 | 0 | 0 | 0 | 0 | 0 | 0 | 0 | 0 | 0 | 0 | 0 | 0 | 0 | 0 | 0 | 0 | 0 | 0 | 0 | 0
F7_Industrial_Wood and Lumber Products_New_Process_Natural Gas_Steam Trap Maintenance_A_Technical Potential | F7 | Industrial | Wood and Lumber Products | New | Process | Natural Gas | Steam Trap Maintenance | A | Cumulative Energy Savings (MWh or mTherms) | Technical Potential | 0 | 0 | 0 | 0 | 0 | 0 | 0 | 0 | 0 | 0 | 0 | 0 | 0 | 0 | 0 | 0 | 0 | 0 | 0 | 0 | 0 | 0 | 0 | 0 | 0 | 0 | 0 | 0 | 0 | 0 | 0
F8_Industrial_Wood and Lumber Products_New_Process_Natural Gas_Steam Trap Maintenance_A_Technical Potential | F8 | Industrial | Wood and Lumber Products | New | Process | Natural Gas | Steam Trap Maintenance | A | Cumulative Summer Peak Savings (MW) | Technical Potential | 0 | 0 | 0 | 0 | 0 | 0 | 0 | 0 | 0 | 0 | 0 | 0 | 0 | 0 | 0 | 0 | 0 | 0 | 0 | 0 | 0 | 0 | 0 | 0 | 0 | 0 | 0 | 0 | 0 | 0 | 0
F9_Industrial_Wood and Lumber Products_New_Process_Natural Gas_Steam Trap Maintenance_A_Technical Potential | F9 | Industrial | Wood and Lumber Products | New | Process | Natural Gas | Steam Trap Maintenance | A | Cumulative Winter Peak Savings (MW) | Technical Potential | 0 | 0 | 0 | 0 | 0 | 0 | 0 | 0 | 0 | 0 | 0 | 0 | 0 | 0 | 0 | 0 | 0 | 0 | 0 | 0 | 0 | 0 | 0 | 0 | 0 | 0 | 0 | 0 | 0 | 0 | 0
F10_Industrial_Wood and Lumber Products_New_Process_Natural Gas_Steam Trap Maintenance_A_Technical Potential | F10 | Industrial | Wood and Lumber Products | New | Process | Natural Gas | Steam Trap Maintenance | A | Purchases (Incremental) | Technical Potential | 0 | 0 | 0 | 0 | 0 | 0 | 0 | 0 | 0 | 0 | 0 | 0 | 0 | 0 | 0 | 0 | 0 | 0 | 0 | 0 | 0 | 0 | 0 | 0 | 0 | 0 | 0 | 0 | 0 | 0 | 0
F11_Industrial_Wood and Lumber Products_New_Process_Natural Gas_Steam Trap Maintenance_A_Technical Potential | F11 | Industrial | Wood and Lumber Products | New | Process | Natural Gas | Steam Trap Maintenance | A | Purchases (Cumulative) | Technical Potential | 0 | 0 | 0 | 0 | 0 | 0 | 0 | 0 | 0 | 0 | 0 | 0 | 0 | 0 | 0 | 0 | 0 | 0 | 0 | 0 | 0 | 0 | 0 | 0 | 0 | 0 | 0 | 0 | 0 | 0 | 0
F1_Industrial_Wood and Lumber Products_New_Space Heating_Natural Gas_Gas Boiler - High Turndown_A_Technical Potential | F1 | Industrial | Wood and Lumber Products | New | Space Heating | Natural Gas | Gas Boiler - High Turndown | A | Integrated Unit Energy Savings (kWh or therms) | Technical Potential | 0 | 0 | 0 | 0 | 0 | 0 | 0 | 0 | 0 | 0 | 0 | 0 | 0 | 0 | 0 | 0 | 0 | 0 | 0 | 0 | 0 | 0 | 0 | 0 | 0 | 0 | 0 | 0 | 0 | 0 | 0
F2_Industrial_Wood and Lumber Products_New_Space Heating_Natural Gas_Gas Boiler - High Turndown_A_Technical Potential | F2 | Industrial | Wood and Lumber Products | New | Space Heating | Natural Gas | Gas Boiler - High Turndown | A | Integrated Unit Summer Peak Savings (kW) | Technical Potential | 0 | 0 | 0 | 0 | 0 | 0 | 0 | 0 | 0 | 0 | 0 | 0 | 0 | 0 | 0 | 0 | 0 | 0 | 0 | 0 | 0 | 0 | 0 | 0 | 0 | 0 | 0 | 0 | 0 | 0 | 0
F3_Industrial_Wood and Lumber Products_New_Space Heating_Natural Gas_Gas Boiler - High Turndown_A_Technical Potential | F3 | Industrial | Wood and Lumber Products | New | Space Heating | Natural Gas | Gas Boiler - High Turndown | A | Integrated Unit Winter Peak Savings (kW) | Technical Potential | 0 | 0 | 0 | 0 | 0 | 0 | 0 | 0 | 0 | 0 | 0 | 0 | 0 | 0 | 0 | 0 | 0 | 0 | 0 | 0 | 0 | 0 | 0 | 0 | 0 | 0 | 0 | 0 | 0 | 0 | 0
F4_Industrial_Wood and Lumber Products_New_Space Heating_Natural Gas_Gas Boiler - High Turndown_A_Technical Potential | F4 | Industrial | Wood and Lumber Products | New | Space Heating | Natural Gas | Gas Boiler - High Turndown | A | Incremental Energy Savings (MWh or mTherms) | Technical Potential | 0 | 0 | 0 | 0 | 0 | 0 | 0 | 0 | 0 | 0 | 0 | 0 | 0 | 0 | 0 | 0 | 0 | 0 | 0 | 0 | 0 | 0 | 0 | 0 | 0 | 0 | 0 | 0 | 0 | 0 | 0
F5_Industrial_Wood and Lumber Products_New_Space Heating_Natural Gas_Gas Boiler - High Turndown_A_Technical Potential | F5 | Industrial | Wood and Lumber Products | New | Space Heating | Natural Gas | Gas Boiler - High Turndown | A | Incremental Summer Peak Savings (MW) | Technical Potential | 0 | 0 | 0 | 0 | 0 | 0 | 0 | 0 | 0 | 0 | 0 | 0 | 0 | 0 | 0 | 0 | 0 | 0 | 0 | 0 | 0 | 0 | 0 | 0 | 0 | 0 | 0 | 0 | 0 | 0 | 0
F6_Industrial_Wood and Lumber Products_New_Space Heating_Natural Gas_Gas Boiler - High Turndown_A_Technical Potential | F6 | Industrial | Wood and Lumber Products | New | Space Heating | Natural Gas | Gas Boiler - High Turndown | A | Incremental Winter Peak Savings (MW) | Technical Potential | 0 | 0 | 0 | 0 | 0 | 0 | 0 | 0 | 0 | 0 | 0 | 0 | 0 | 0 | 0 | 0 | 0 | 0 | 0 | 0 | 0 | 0 | 0 | 0 | 0 | 0 | 0 | 0 | 0 | 0 | 0
F7_Industrial_Wood and Lumber Products_New_Space Heating_Natural Gas_Gas Boiler - High Turndown_A_Technical Potential | F7 | Industrial | Wood and Lumber Products | New | Space Heating | Natural Gas | Gas Boiler - High Turndown | A | Cumulative Energy Savings (MWh or mTherms) | Technical Potential | 0 | 0 | 0 | 0 | 0 | 0 | 0 | 0 | 0 | 0 | 0 | 0 | 0 | 0 | 0 | 0 | 0 | 0 | 0 | 0 | 0 | 0 | 0 | 0 | 0 | 0 | 0 | 0 | 0 | 0 | 0
F8_Industrial_Wood and Lumber Products_New_Space Heating_Natural Gas_Gas Boiler - High Turndown_A_Technical Potential | F8 | Industrial | Wood and Lumber Products | New | Space Heating | Natural Gas | Gas Boiler - High Turndown | A | Cumulative Summer Peak Savings (MW) | Technical Potential | 0 | 0 | 0 | 0 | 0 | 0 | 0 | 0 | 0 | 0 | 0 | 0 | 0 | 0 | 0 | 0 | 0 | 0 | 0 | 0 | 0 | 0 | 0 | 0 | 0 | 0 | 0 | 0 | 0 | 0 | 0
F9_Industrial_Wood and Lumber Products_New_Space Heating_Natural Gas_Gas Boiler - High Turndown_A_Technical Potential | F9 | Industrial | Wood and Lumber Products | New | Space Heating | Natural Gas | Gas Boiler - High Turndown | A | Cumulative Winter Peak Savings (MW) | Technical Potential | 0 | 0 | 0 | 0 | 0 | 0 | 0 | 0 | 0 | 0 | 0 | 0 | 0 | 0 | 0 | 0 | 0 | 0 | 0 | 0 | 0 | 0 | 0 | 0 | 0 | 0 | 0 | 0 | 0 | 0 | 0
F10_Industrial_Wood and Lumber Products_New_Space Heating_Natural Gas_Gas Boiler - High Turndown_A_Technical Potential | F10 | Industrial | Wood and Lumber Products | New | Space Heating | Natural Gas | Gas Boiler - High Turndown | A | Purchases (Incremental) | Technical Potential | 0 | 0 | 0 | 0 | 0 | 0 | 0 | 0 | 0 | 0 | 0 | 0 | 0 | 0 | 0 | 0 | 0 | 0 | 0 | 0 | 0 | 0 | 0 | 0 | 0 | 0 | 0 | 0 | 0 | 0 | 0
F11_Industrial_Wood and Lumber Products_New_Space Heating_Natural Gas_Gas Boiler - High Turndown_A_Technical Potential | F11 | Industrial | Wood and Lumber Products | New | Space Heating | Natural Gas | Gas Boiler - High Turndown | A | Purchases (Cumulative) | Technical Potential | 0 | 0 | 0 | 0 | 0 | 0 | 0 | 0 | 0 | 0 | 0 | 0 | 0 | 0 | 0 | 0 | 0 | 0 | 0 | 0 | 0 | 0 | 0 | 0 | 0 | 0 | 0 | 0 | 0 | 0 | 0
F1_Industrial_Wood and Lumber Products_New_Process_Natural Gas_Gas Boiler - High Turndown_A_Technical Potential | F1 | Industrial | Wood and Lumber Products | New | Process | Natural Gas | Gas Boiler - High Turndown | A | Integrated Unit Energy Savings (kWh or therms) | Technical Potential | 0 | 0 | 0 | 0 | 0 | 8.6019 | 8.5807 | 8.5617 | 8.5443 | 8.5275 | 8.5165 | 8.5076 | 8.5003 | 8.4945 | 8.4899 | 8.4867 | 8.4846 | 8.4835 | 8.4829 | 8.4827 | 8.483 | 8.4838 | 8.4844 | 8.4847 | 8.4849 | 8.4902 | 8.4951 | 8.4997 | 8.6269 | 8.6269 | 8.6269
F2_Industrial_Wood and Lumber Products_New_Process_Natural Gas_Gas Boiler - High Turndown_A_Technical Potential | F2 | Industrial | Wood and Lumber Products | New | Process | Natural Gas | Gas Boiler - High Turndown | A | Integrated Unit Summer Peak Savings (kW) | Technical Potential | 0 | 0 | 0 | 0 | 0 | 0 | 0 | 0 | 0 | 0 | 0 | 0 | 0 | 0 | 0 | 0 | 0 | 0 | 0 | 0 | 0 | 0 | 0 | 0 | 0 | 0 | 0 | 0 | 0 | 0 | 0
F3_Industrial_Wood and Lumber Products_New_Process_Natural Gas_Gas Boiler - High Turndown_A_Technical Potential | F3 | Industrial | Wood and Lumber Products | New | Process | Natural Gas | Gas Boiler - High Turndown | A | Integrated Unit Winter Peak Savings (kW) | Technical Potential | 0 | 0 | 0 | 0 | 0 | 0 | 0 | 0 | 0 | 0 | 0 | 0 | 0 | 0 | 0 | 0 | 0 | 0 | 0 | 0 | 0 | 0 | 0 | 0 | 0 | 0 | 0 | 0 | 0 | 0 | 0
F4_Industrial_Wood and Lumber Products_New_Process_Natural Gas_Gas Boiler - High Turndown_A_Technical Potential | F4 | Industrial | Wood and Lumber Products | New | Process | Natural Gas | Gas Boiler - High Turndown | A | Incremental Energy Savings (MWh or mTherms) | Technical Potential | 0 | 0 | 0 | 0 | 0 | 0.010048 | 0.011875 | 0.013695 | 0.015499 | 0.017298 | 0.017194 | 0.015039 | 0.013056 | 0.011263 | 0.0096555 | 0.0082431 | 0.007006 | 0.0059346 | 0.0050105 | 0.0042168 | 0.0099093 | 0.011741 | 0.013572 | 0.015391 | 0.017212 | 0.017141 | 0.015017 | 0.013055 | 0.011439 | 0.0098113 | 0.0083792
F5_Industrial_Wood and Lumber Products_New_Process_Natural Gas_Gas Boiler - High Turndown_A_Technical Potential | F5 | Industrial | Wood and Lumber Products | New | Process | Natural Gas | Gas Boiler - High Turndown | A | Incremental Summer Peak Savings (MW) | Technical Potential | 0 | 0 | 0 | 0 | 0 | 0 | 0 | 0 | 0 | 0 | 0 | 0 | 0 | 0 | 0 | 0 | 0 | 0 | 0 | 0 | 0 | 0 | 0 | 0 | 0 | 0 | 0 | 0 | 0 | 0 | 0
F6_Industrial_Wood and Lumber Products_New_Process_Natural Gas_Gas Boiler - High Turndown_A_Technical Potential | F6 | Industrial | Wood and Lumber Products | New | Process | Natural Gas | Gas Boiler - High Turndown | A | Incremental Winter Peak Savings (MW) | Technical Potential | 0 | 0 | 0 | 0 | 0 | 0 | 0 | 0 | 0 | 0 | 0 | 0 | 0 | 0 | 0 | 0 | 0 | 0 | 0 | 0 | 0 | 0 | 0 | 0 | 0 | 0 | 0 | 0 | 0 | 0 | 0
F7_Industrial_Wood and Lumber Products_New_Process_Natural Gas_Gas Boiler - High Turndown_A_Technical Potential | F7 | Industrial | Wood and Lumber Products | New | Process | Natural Gas | Gas Boiler - High Turndown | A | Cumulative Energy Savings (MWh or mTherms) | Technical Potential | 0 | 0 | 0 | 0 | 0 | 0.010048 | 0.021899 | 0.035545 | 0.050972 | 0.06817 | 0.085276 | 0.10023 | 0.1132 | 0.12438 | 0.13397 | 0.14216 | 0.14913 | 0.15505 | 0.16005 | 0.16426 | 0.16427 | 0.16428 | 0.16429 | 0.1643 | 0.1643 | 0.16441 | 0.1645 | 0.16459 | 0 | 0 | 0
F8_Industrial_Wood and Lumber Products_New_Process_Natural Gas_Gas Boiler - High Turndown_A_Technical Potential | F8 | Industrial | Wood and Lumber Products | New | Process | Natural Gas | Gas Boiler - High Turndown | A | Cumulative Summer Peak Savings (MW) | Technical Potential | 0 | 0 | 0 | 0 | 0 | 0 | 0 | 0 | 0 | 0 | 0 | 0 | 0 | 0 | 0 | 0 | 0 | 0 | 0 | 0 | 0 | 0 | 0 | 0 | 0 | 0 | 0 | 0 | 0 | 0 | 0
F9_Industrial_Wood and Lumber Products_New_Process_Natural Gas_Gas Boiler - High Turndown_A_Technical Potential | F9 | Industrial | Wood and Lumber Products | New | Process | Natural Gas | Gas Boiler - High Turndown | A | Cumulative Winter Peak Savings (MW) | Technical Potential | 0 | 0 | 0 | 0 | 0 | 0 | 0 | 0 | 0 | 0 | 0 | 0 | 0 | 0 | 0 | 0 | 0 | 0 | 0 | 0 | 0 | 0 | 0 | 0 | 0 | 0 | 0 | 0 | 0 | 0 | 0
F10_Industrial_Wood and Lumber Products_New_Process_Natural Gas_Gas Boiler - High Turndown_A_Technical Potential | F10 | Industrial | Wood and Lumber Products | New | Process | Natural Gas | Gas Boiler - High Turndown | A | Purchases (Incremental) | Technical Potential | 0 | 0 | 0 | 0 | 0 | 1.1681 | 1.3839 | 1.5996 | 1.814 | 2.0285 | 2.0189 | 1.7677 | 1.5359 | 1.326 | 1.1373 | 0.97129 | 0.82573 | 0.69955 | 0.59065 | 0.49711 | 1.1681 | 1.3839 | 1.5996 | 1.814 | 2.0285 | 2.0189 | 1.7677 | 1.5359 | 1.326 | 1.1373 | 0.97129
F11_Industrial_Wood and Lumber Products_New_Process_Natural Gas_Gas Boiler - High Turndown_A_Technical Potential | F11 | Industrial | Wood and Lumber Products | New | Process | Natural Gas | Gas Boiler - High Turndown | A | Purchases (Cumulative) | Technical Potential | 0 | 0 | 0 | 0 | 0 | 1.1681 | 2.5521 | 4.1517 | 5.9657 | 7.9942 | 10.013 | 11.7807 | 13.3167 | 14.6426 | 15.7799 | 16.7512 | 17.5769 | 18.2765 | 18.8671 | 19.3643 | 19.3643 | 19.3643 | 19.3643 | 19.3643 | 19.3643 | 19.3643 | 19.3643 | 19.3643 | 19.3643 | 19.3643 | 19.3643
F1_Industrial_Wood and Lumber Products_New_Space Heating_Natural Gas_Gas Boiler - Burner Control Optimization_A_Technical Potential | F1 | Industrial | Wood and Lumber Products | New | Space Heating | Natural Gas | Gas Boiler - Burner Control Optimization | A | Integrated Unit Energy Savings (kWh or therms) | Technical Potential | 0 | 0 | 0 | 0 | 0 | 0 | 0 | 0 | 0 | 0 | 0 | 0 | 0 | 0 | 0 | 0 | 0 | 0 | 0 | 0 | 0 | 0 | 0 | 0 | 0 | 0 | 0 | 0 | 0 | 0 | 0
F2_Industrial_Wood and Lumber Products_New_Space Heating_Natural Gas_Gas Boiler - Burner Control Optimization_A_Technical Potential | F2 | Industrial | Wood and Lumber Products | New | Space Heating | Natural Gas | Gas Boiler - Burner Control Optimization | A | Integrated Unit Summer Peak Savings (kW) | Technical Potential | 0 | 0 | 0 | 0 | 0 | 0 | 0 | 0 | 0 | 0 | 0 | 0 | 0 | 0 | 0 | 0 | 0 | 0 | 0 | 0 | 0 | 0 | 0 | 0 | 0 | 0 | 0 | 0 | 0 | 0 | 0
F3_Industrial_Wood and Lumber Products_New_Space Heating_Natural Gas_Gas Boiler - Burner Control Optimization_A_Technical Potential | F3 | Industrial | Wood and Lumber Products | New | Space Heating | Natural Gas | Gas Boiler - Burner Control Optimization | A | Integrated Unit Winter Peak Savings (kW) | Technical Potential | 0 | 0 | 0 | 0 | 0 | 0 | 0 | 0 | 0 | 0 | 0 | 0 | 0 | 0 | 0 | 0 | 0 | 0 | 0 | 0 | 0 | 0 | 0 | 0 | 0 | 0 | 0 | 0 | 0 | 0 | 0
F4_Industrial_Wood and Lumber Products_New_Space Heating_Natural Gas_Gas Boiler - Burner Control Optimization_A_Technical Potential | F4 | Industrial | Wood and Lumber Products | New | Space Heating | Natural Gas | Gas Boiler - Burner Control Optimization | A | Incremental Energy Savings (MWh or mTherms) | Technical Potential | 0 | 0 | 0 | 0 | 0 | 0 | 0 | 0 | 0 | 0 | 0 | 0 | 0 | 0 | 0 | 0 | 0 | 0 | 0 | 0 | 0 | 0 | 0 | 0 | 0 | 0 | 0 | 0 | 0 | 0 | 0
F5_Industrial_Wood and Lumber Products_New_Space Heating_Natural Gas_Gas Boiler - Burner Control Optimization_A_Technical Potential | F5 | Industrial | Wood and Lumber Products | New | Space Heating | Natural Gas | Gas Boiler - Burner Control Optimization | A | Incremental Summer Peak Savings (MW) | Technical Potential | 0 | 0 | 0 | 0 | 0 | 0 | 0 | 0 | 0 | 0 | 0 | 0 | 0 | 0 | 0 | 0 | 0 | 0 | 0 | 0 | 0 | 0 | 0 | 0 | 0 | 0 | 0 | 0 | 0 | 0 | 0
F6_Industrial_Wood and Lumber Products_New_Space Heating_Natural Gas_Gas Boiler - Burner Control Optimization_A_Technical Potential | F6 | Industrial | Wood and Lumber Products | New | Space Heating | Natural Gas | Gas Boiler - Burner Control Optimization | A | Incremental Winter Peak Savings (MW) | Technical Potential | 0 | 0 | 0 | 0 | 0 | 0 | 0 | 0 | 0 | 0 | 0 | 0 | 0 | 0 | 0 | 0 | 0 | 0 | 0 | 0 | 0 | 0 | 0 | 0 | 0 | 0 | 0 | 0 | 0 | 0 | 0
F7_Industrial_Wood and Lumber Products_New_Space Heating_Natural Gas_Gas Boiler - Burner Control Optimization_A_Technical Potential | F7 | Industrial | Wood and Lumber Products | New | Space Heating | Natural Gas | Gas Boiler - Burner Control Optimization | A | Cumulative Energy Savings (MWh or mTherms) | Technical Potential | 0 | 0 | 0 | 0 | 0 | 0 | 0 | 0 | 0 | 0 | 0 | 0 | 0 | 0 | 0 | 0 | 0 | 0 | 0 | 0 | 0 | 0 | 0 | 0 | 0 | 0 | 0 | 0 | 0 | 0 | 0
F8_Industrial_Wood and Lumber Products_New_Space Heating_Natural Gas_Gas Boiler - Burner Control Optimization_A_Technical Potential | F8 | Industrial | Wood and Lumber Products | New | Space Heating | Natural Gas | Gas Boiler - Burner Control Optimization | A | Cumulative Summer Peak Savings (MW) | Technical Potential | 0 | 0 | 0 | 0 | 0 | 0 | 0 | 0 | 0 | 0 | 0 | 0 | 0 | 0 | 0 | 0 | 0 | 0 | 0 | 0 | 0 | 0 | 0 | 0 | 0 | 0 | 0 | 0 | 0 | 0 | 0
F9_Industrial_Wood and Lumber Products_New_Space Heating_Natural Gas_Gas Boiler - Burner Control Optimization_A_Technical Potential | F9 | Industrial | Wood and Lumber Products | New | Space Heating | Natural Gas | Gas Boiler - Burner Control Optimization | A | Cumulative Winter Peak Savings (MW) | Technical Potential | 0 | 0 | 0 | 0 | 0 | 0 | 0 | 0 | 0 | 0 | 0 | 0 | 0 | 0 | 0 | 0 | 0 | 0 | 0 | 0 | 0 | 0 | 0 | 0 | 0 | 0 | 0 | 0 | 0 | 0 | 0
F10_Industrial_Wood and Lumber Products_New_Space Heating_Natural Gas_Gas Boiler - Burner Control Optimization_A_Technical Potential | F10 | Industrial | Wood and Lumber Products | New | Space Heating | Natural Gas | Gas Boiler - Burner Control Optimization | A | Purchases (Incremental) | Technical Potential | 0 | 0 | 0 | 0 | 0 | 0 | 0 | 0 | 0 | 0 | 0 | 0 | 0 | 0 | 0 | 0 | 0 | 0 | 0 | 0 | 0 | 0 | 0 | 0 | 0 | 0 | 0 | 0 | 0 | 0 | 0
F11_Industrial_Wood and Lumber Products_New_Space Heating_Natural Gas_Gas Boiler - Burner Control Optimization_A_Technical Potential | F11 | Industrial | Wood and Lumber Products | New | Space Heating | Natural Gas | Gas Boiler - Burner Control Optimization | A | Purchases (Cumulative) | Technical Potential | 0 | 0 | 0 | 0 | 0 | 0 | 0 | 0 | 0 | 0 | 0 | 0 | 0 | 0 | 0 | 0 | 0 | 0 | 0 | 0 | 0 | 0 | 0 | 0 | 0 | 0 | 0 | 0 | 0 | 0 | 0
F1_Industrial_Wood and Lumber Products_New_Process_Natural Gas_Gas Boiler - Burner Control Optimization_A_Technical Potential | F1 | Industrial | Wood and Lumber Products | New | Process | Natural Gas | Gas Boiler - Burner Control Optimization | A | Integrated Unit Energy Savings (kWh or therms) | Technical Potential | 0 | 0 | 0 | 0 | 0 | 2.4941 | 2.4876 | 2.4818 | 2.4765 | 2.4713 | 2.4679 | 2.4652 | 2.463 | 2.4613 | 2.4599 | 2.459 | 2.4584 | 2.4581 | 2.458 | 2.458 | 2.4582 | 2.4585 | 2.4588 | 2.4589 | 2.459 | 2.4606 | 2.4621 | 2.4635 | 2.5018 | 2.5018 | 2.5018
F2_Industrial_Wood and Lumber Products_New_Process_Natural Gas_Gas Boiler - Burner Control Optimization_A_Technical Potential | F2 | Industrial | Wood and Lumber Products | New | Process | Natural Gas | Gas Boiler - Burner Control Optimization | A | Integrated Unit Summer Peak Savings (kW) | Technical Potential | 0 | 0 | 0 | 0 | 0 | 0 | 0 | 0 | 0 | 0 | 0 | 0 | 0 | 0 | 0 | 0 | 0 | 0 | 0 | 0 | 0 | 0 | 0 | 0 | 0 | 0 | 0 | 0 | 0 | 0 | 0
F3_Industrial_Wood and Lumber Products_New_Process_Natural Gas_Gas Boiler - Burner Control Optimization_A_Technical Potential | F3 | Industrial | Wood and Lumber Products | New | Process | Natural Gas | Gas Boiler - Burner Control Optimization | A | Integrated Unit Winter Peak Savings (kW) | Technical Potential | 0 | 0 | 0 | 0 | 0 | 0 | 0 | 0 | 0 | 0 | 0 | 0 | 0 | 0 | 0 | 0 | 0 | 0 | 0 | 0 | 0 | 0 | 0 | 0 | 0 | 0 | 0 | 0 | 0 | 0 | 0
F4_Industrial_Wood and Lumber Products_New_Process_Natural Gas_Gas Boiler - Burner Control Optimization_A_Technical Potential | F4 | Industrial | Wood and Lumber Products | New | Process | Natural Gas | Gas Boiler - Burner Control Optimization | A | Incremental Energy Savings (MWh or mTherms) | Technical Potential | 0 | 0 | 0 | 0 | 0 | 0.00078592 | 0.0014598 | 0.0033667 | 0.006667 | 0.011573 | 0.017893 | 0.024897 | 0.031519 | 0.036603 | 0.039223 | 0.039066 | 0.036317 | 0.031668 | 0.025994 | 0.02015 | 0.014805 | 0.010335 | 0.0068716 | 0.0043614 | 0.0030735 | 0.003338 | 0.0066284 | 0.011537 | 0.018138 | 0.025266 | 0.032015
F5_Industrial_Wood and Lumber Products_New_Process_Natural Gas_Gas Boiler - Burner Control Optimization_A_Technical Potential | F5 | Industrial | Wood and Lumber Products | New | Process | Natural Gas | Gas Boiler - Burner Control Optimization | A | Incremental Summer Peak Savings (MW) | Technical Potential | 0 | 0 | 0 | 0 | 0 | 0 | 0 | 0 | 0 | 0 | 0 | 0 | 0 | 0 | 0 | 0 | 0 | 0 | 0 | 0 | 0 | 0 | 0 | 0 | 0 | 0 | 0 | 0 | 0 | 0 | 0
F6_Industrial_Wood and Lumber Products_New_Process_Natural Gas_Gas Boiler - Burner Control Optimization_A_Technical Potential | F6 | Industrial | Wood and Lumber Products | New | Process | Natural Gas | Gas Boiler - Burner Control Optimization | A | Incremental Winter Peak Savings (MW) | Technical Potential | 0 | 0 | 0 | 0 | 0 | 0 | 0 | 0 | 0 | 0 | 0 | 0 | 0 | 0 | 0 | 0 | 0 | 0 | 0 | 0 | 0 | 0 | 0 | 0 | 0 | 0 | 0 | 0 | 0 | 0 | 0
F7_Industrial_Wood and Lumber Products_New_Process_Natural Gas_Gas Boiler - Burner Control Optimization_A_Technical Potential | F7 | Industrial | Wood and Lumber Products | New | Process | Natural Gas | Gas Boiler - Burner Control Optimization | A | Cumulative Energy Savings (MWh or mTherms) | Technical Potential | 0 | 0 | 0 | 0 | 0 | 0.00078592 | 0.0022437 | 0.0056051 | 0.01226 | 0.023808 | 0.041668 | 0.066518 | 0.097977 | 0.13451 | 0.17366 | 0.21266 | 0.24893 | 0.28057 | 0.30655 | 0.3267 | 0.34153 | 0.35191 | 0.35881 | 0.36243 | 0.36407 | 0.36431 | 0.36453 | 0.36473 | 0 | 0 | 0
F8_Industrial_Wood and Lumber Products_New_Process_Natural Gas_Gas Boiler - Burner Control Optimization_A_Technical Potential | F8 | Industrial | Wood and Lumber Products | New | Process | Natural Gas | Gas Boiler - Burner Control Optimization | A | Cumulative Summer Peak Savings (MW) | Technical Potential | 0 | 0 | 0 | 0 | 0 | 0 | 0 | 0 | 0 | 0 | 0 | 0 | 0 | 0 | 0 | 0 | 0 | 0 | 0 | 0 | 0 | 0 | 0 | 0 | 0 | 0 | 0 | 0 | 0 | 0 | 0
F9_Industrial_Wood and Lumber Products_New_Process_Natural Gas_Gas Boiler - Burner Control Optimization_A_Technical Potential | F9 | Industrial | Wood and Lumber Products | New | Process | Natural Gas | Gas Boiler - Burner Control Optimization | A | Cumulative Winter Peak Savings (MW) | Technical Potential | 0 | 0 | 0 | 0 | 0 | 0 | 0 | 0 | 0 | 0 | 0 | 0 | 0 | 0 | 0 | 0 | 0 | 0 | 0 | 0 | 0 | 0 | 0 | 0 | 0 | 0 | 0 | 0 | 0 | 0 | 0
F10_Industrial_Wood and Lumber Products_New_Process_Natural Gas_Gas Boiler - Burner Control Optimization_A_Technical Potential | F10 | Industrial | Wood and Lumber Products | New | Process | Natural Gas | Gas Boiler - Burner Control Optimization | A | Purchases (Incremental) | Technical Potential | 0 | 0 | 0 | 0 | 0 | 0.31511 | 0.58682 | 1.3565 | 2.6921 | 4.683 | 7.2501 | 10.0993 | 12.797 | 14.8716 | 15.9446 | 15.8869 | 14.7722 | 12.8829 | 10.5753 | 8.1979 | 6.0227 | 4.2038 | 2.7948 | 1.7737 | 1.2499 | 1.3565 | 2.6921 | 4.683 | 7.2501 | 10.0993 | 12.797
F11_Industrial_Wood and Lumber Products_New_Process_Natural Gas_Gas Boiler - Burner Control Optimization_A_Technical Potential | F11 | Industrial | Wood and Lumber Products | New | Process | Natural Gas | Gas Boiler - Burner Control Optimization | A | Purchases (Cumulative) | Technical Potential | 0 | 0 | 0 | 0 | 0 | 0.31511 | 0.90194 | 2.2585 | 4.9506 | 9.6336 | 16.8837 | 26.983 | 39.78 | 54.6517 | 70.5962 | 86.4831 | 101.2553 | 114.1382 | 124.7136 | 132.9114 | 138.9341 | 143.1379 | 145.9327 | 147.3913 | 148.0543 | 148.0543 | 148.0543 | 148.0543 | 148.0543 | 148.0543 | 148.0543
F1_Industrial_Wood and Lumber Products_New_Space Heating_Natural Gas_HVAC - Demand Controlled Ventilation_A_Technical Potential | F1 | Industrial | Wood and Lumber Products | New | Space Heating | Natural Gas | HVAC - Demand Controlled Ventilation | A | Integrated Unit Energy Savings (kWh or therms) | Technical Potential | 0 | 0 | 0 | 0 | 0 | 0 | 0 | 0 | 0 | 0 | 0 | 0 | 0 | 0 | 0 | 0 | 0 | 0 | 0 | 0 | 0 | 0 | 0 | 0 | 0 | 0 | 0 | 0 | 0 | 0 | 0
F2_Industrial_Wood and Lumber Products_New_Space Heating_Natural Gas_HVAC - Demand Controlled Ventilation_A_Technical Potential | F2 | Industrial | Wood and Lumber Products | New | Space Heating | Natural Gas | HVAC - Demand Controlled Ventilation | A | Integrated Unit Summer Peak Savings (kW) | Technical Potential | 0 | 0 | 0 | 0 | 0 | 0 | 0 | 0 | 0 | 0 | 0 | 0 | 0 | 0 | 0 | 0 | 0 | 0 | 0 | 0 | 0 | 0 | 0 | 0 | 0 | 0 | 0 | 0 | 0 | 0 | 0
F3_Industrial_Wood and Lumber Products_New_Space Heating_Natural Gas_HVAC - Demand Controlled Ventilation_A_Technical Potential | F3 | Industrial | Wood and Lumber Products | New | Space Heating | Natural Gas | HVAC - Demand Controlled Ventilation | A | Integrated Unit Winter Peak Savings (kW) | Technical Potential | 0 | 0 | 0 | 0 | 0 | 0 | 0 | 0 | 0 | 0 | 0 | 0 | 0 | 0 | 0 | 0 | 0 | 0 | 0 | 0 | 0 | 0 | 0 | 0 | 0 | 0 | 0 | 0 | 0 | 0 | 0
F4_Industrial_Wood and Lumber Products_New_Space Heating_Natural Gas_HVAC - Demand Controlled Ventilation_A_Technical Potential | F4 | Industrial | Wood and Lumber Products | New | Space Heating | Natural Gas | HVAC - Demand Controlled Ventilation | A | Incremental Energy Savings (MWh or mTherms) | Technical Potential | 0 | 0 | 0 | 0 | 0 | 0 | 0 | 0 | 0 | 0 | 0 | 0 | 0 | 0 | 0 | 0 | 0 | 0 | 0 | 0 | 0 | 0 | 0 | 0 | 0 | 0 | 0 | 0 | 0 | 0 | 0
F5_Industrial_Wood and Lumber Products_New_Space Heating_Natural Gas_HVAC - Demand Controlled Ventilation_A_Technical Potential | F5 | Industrial | Wood and Lumber Products | New | Space Heating | Natural Gas | HVAC - Demand Controlled Ventilation | A | Incremental Summer Peak Savings (MW) | Technical Potential | 0 | 0 | 0 | 0 | 0 | 0 | 0 | 0 | 0 | 0 | 0 | 0 | 0 | 0 | 0 | 0 | 0 | 0 | 0 | 0 | 0 | 0 | 0 | 0 | 0 | 0 | 0 | 0 | 0 | 0 | 0
F6_Industrial_Wood and Lumber Products_New_Space Heating_Natural Gas_HVAC - Demand Controlled Ventilation_A_Technical Potential | F6 | Industrial | Wood and Lumber Products | New | Space Heating | Natural Gas | HVAC - Demand Controlled Ventilation | A | Incremental Winter Peak Savings (MW) | Technical Potential | 0 | 0 | 0 | 0 | 0 | 0 | 0 | 0 | 0 | 0 | 0 | 0 | 0 | 0 | 0 | 0 | 0 | 0 | 0 | 0 | 0 | 0 | 0 | 0 | 0 | 0 | 0 | 0 | 0 | 0 | 0
F7_Industrial_Wood and Lumber Products_New_Space Heating_Natural Gas_HVAC - Demand Controlled Ventilation_A_Technical Potential | F7 | Industrial | Wood and Lumber Products | New | Space Heating | Natural Gas | HVAC - Demand Controlled Ventilation | A | Cumulative Energy Savings (MWh or mTherms) | Technical Potential | 0 | 0 | 0 | 0 | 0 | 0 | 0 | 0 | 0 | 0 | 0 | 0 | 0 | 0 | 0 | 0 | 0 | 0 | 0 | 0 | 0 | 0 | 0 | 0 | 0 | 0 | 0 | 0 | 0 | 0 | 0
F8_Industrial_Wood and Lumber Products_New_Space Heating_Natural Gas_HVAC - Demand Controlled Ventilation_A_Technical Potential | F8 | Industrial | Wood and Lumber Products | New | Space Heating | Natural Gas | HVAC - Demand Controlled Ventilation | A | Cumulative Summer Peak Savings (MW) | Technical Potential | 0 | 0 | 0 | 0 | 0 | 0 | 0 | 0 | 0 | 0 | 0 | 0 | 0 | 0 | 0 | 0 | 0 | 0 | 0 | 0 | 0 | 0 | 0 | 0 | 0 | 0 | 0 | 0 | 0 | 0 | 0
F9_Industrial_Wood and Lumber Products_New_Space Heating_Natural Gas_HVAC - Demand Controlled Ventilation_A_Technical Potential | F9 | Industrial | Wood and Lumber Products | New | Space Heating | Natural Gas | HVAC - Demand Controlled Ventilation | A | Cumulative Winter Peak Savings (MW) | Technical Potential | 0 | 0 | 0 | 0 | 0 | 0 | 0 | 0 | 0 | 0 | 0 | 0 | 0 | 0 | 0 | 0 | 0 | 0 | 0 | 0 | 0 | 0 | 0 | 0 | 0 | 0 | 0 | 0 | 0 | 0 | 0
F10_Industrial_Wood and Lumber Products_New_Space Heating_Natural Gas_HVAC - Demand Controlled Ventilation_A_Technical Potential | F10 | Industrial | Wood and Lumber Products | New | Space Heating | Natural Gas | HVAC - Demand Controlled Ventilation | A | Purchases (Incremental) | Technical Potential | 0 | 0 | 0 | 0 | 0 | 0 | 0 | 0 | 0 | 0 | 0 | 0 | 0 | 0 | 0 | 0 | 0 | 0 | 0 | 0 | 0 | 0 | 0 | 0 | 0 | 0 | 0 | 0 | 0 | 0 | 0
F11_Industrial_Wood and Lumber Products_New_Space Heating_Natural Gas_HVAC - Demand Controlled Ventilation_A_Technical Potential | F11 | Industrial | Wood and Lumber Products | New | Space Heating | Natural Gas | HVAC - Demand Controlled Ventilation | A | Purchases (Cumulative) | Technical Potential | 0 | 0 | 0 | 0 | 0 | 0 | 0 | 0 | 0 | 0 | 0 | 0 | 0 | 0 | 0 | 0 | 0 | 0 | 0 | 0 | 0 | 0 | 0 | 0 | 0 | 0 | 0 | 0 | 0 | 0 | 0
F1_Industrial_Wood and Lumber Products_New_Space Heating_Natural Gas_Gas Boiler - Stack Economizer_A_Technical Potential | F1 | Industrial | Wood and Lumber Products | New | Space Heating | Natural Gas | Gas Boiler - Stack Economizer | A | Integrated Unit Energy Savings (kWh or therms) | Technical Potential | 0 | 0 | 0 | 0 | 0 | 0 | 0 | 0 | 0 | 0 | 0 | 0 | 0 | 0 | 0 | 0 | 0 | 0 | 0 | 0 | 0 | 0 | 0 | 0 | 0 | 0 | 0 | 0 | 0 | 0 | 0
F2_Industrial_Wood and Lumber Products_New_Space Heating_Natural Gas_Gas Boiler - Stack Economizer_A_Technical Potential | F2 | Industrial | Wood and Lumber Products | New | Space Heating | Natural Gas | Gas Boiler - Stack Economizer | A | Integrated Unit Summer Peak Savings (kW) | Technical Potential | 0 | 0 | 0 | 0 | 0 | 0 | 0 | 0 | 0 | 0 | 0 | 0 | 0 | 0 | 0 | 0 | 0 | 0 | 0 | 0 | 0 | 0 | 0 | 0 | 0 | 0 | 0 | 0 | 0 | 0 | 0
F3_Industrial_Wood and Lumber Products_New_Space Heating_Natural Gas_Gas Boiler - Stack Economizer_A_Technical Potential | F3 | Industrial | Wood and Lumber Products | New | Space Heating | Natural Gas | Gas Boiler - Stack Economizer | A | Integrated Unit Winter Peak Savings (kW) | Technical Potential | 0 | 0 | 0 | 0 | 0 | 0 | 0 | 0 | 0 | 0 | 0 | 0 | 0 | 0 | 0 | 0 | 0 | 0 | 0 | 0 | 0 | 0 | 0 | 0 | 0 | 0 | 0 | 0 | 0 | 0 | 0
F4_Industrial_Wood and Lumber Products_New_Space Heating_Natural Gas_Gas Boiler - Stack Economizer_A_Technical Potential | F4 | Industrial | Wood and Lumber Products | New | Space Heating | Natural Gas | Gas Boiler - Stack Economizer | A | Incremental Energy Savings (MWh or mTherms) | Technical Potential | 0 | 0 | 0 | 0 | 0 | 0 | 0 | 0 | 0 | 0 | 0 | 0 | 0 | 0 | 0 | 0 | 0 | 0 | 0 | 0 | 0 | 0 | 0 | 0 | 0 | 0 | 0 | 0 | 0 | 0 | 0
F5_Industrial_Wood and Lumber Products_New_Space Heating_Natural Gas_Gas Boiler - Stack Economizer_A_Technical Potential | F5 | Industrial | Wood and Lumber Products | New | Space Heating | Natural Gas | Gas Boiler - Stack Economizer | A | Incremental Summer Peak Savings (MW) | Technical Potential | 0 | 0 | 0 | 0 | 0 | 0 | 0 | 0 | 0 | 0 | 0 | 0 | 0 | 0 | 0 | 0 | 0 | 0 | 0 | 0 | 0 | 0 | 0 | 0 | 0 | 0 | 0 | 0 | 0 | 0 | 0
F6_Industrial_Wood and Lumber Products_New_Space Heating_Natural Gas_Gas Boiler - Stack Economizer_A_Technical Potential | F6 | Industrial | Wood and Lumber Products | New | Space Heating | Natural Gas | Gas Boiler - Stack Economizer | A | Incremental Winter Peak Savings (MW) | Technical Potential | 0 | 0 | 0 | 0 | 0 | 0 | 0 | 0 | 0 | 0 | 0 | 0 | 0 | 0 | 0 | 0 | 0 | 0 | 0 | 0 | 0 | 0 | 0 | 0 | 0 | 0 | 0 | 0 | 0 | 0 | 0
F7_Industrial_Wood and Lumber Products_New_Space Heating_Natural Gas_Gas Boiler - Stack Economizer_A_Technical Potential | F7 | Industrial | Wood and Lumber Products | New | Space Heating | Natural Gas | Gas Boiler - Stack Economizer | A | Cumulative Energy Savings (MWh or mTherms) | Technical Potential | 0 | 0 | 0 | 0 | 0 | 0 | 0 | 0 | 0 | 0 | 0 | 0 | 0 | 0 | 0 | 0 | 0 | 0 | 0 | 0 | 0 | 0 | 0 | 0 | 0 | 0 | 0 | 0 | 0 | 0 | 0
F8_Industrial_Wood and Lumber Products_New_Space Heating_Natural Gas_Gas Boiler - Stack Economizer_A_Technical Potential | F8 | Industrial | Wood and Lumber Products | New | Space Heating | Natural Gas | Gas Boiler - Stack Economizer | A | Cumulative Summer Peak Savings (MW) | Technical Potential | 0 | 0 | 0 | 0 | 0 | 0 | 0 | 0 | 0 | 0 | 0 | 0 | 0 | 0 | 0 | 0 | 0 | 0 | 0 | 0 | 0 | 0 | 0 | 0 | 0 | 0 | 0 | 0 | 0 | 0 | 0
F9_Industrial_Wood and Lumber Products_New_Space Heating_Natural Gas_Gas Boiler - Stack Economizer_A_Technical Potential | F9 | Industrial | Wood and Lumber Products | New | Space Heating | Natural Gas | Gas Boiler - Stack Economizer | A | Cumulative Winter Peak Savings (MW) | Technical Potential | 0 | 0 | 0 | 0 | 0 | 0 | 0 | 0 | 0 | 0 | 0 | 0 | 0 | 0 | 0 | 0 | 0 | 0 | 0 | 0 | 0 | 0 | 0 | 0 | 0 | 0 | 0 | 0 | 0 | 0 | 0
F10_Industrial_Wood and Lumber Products_New_Space Heating_Natural Gas_Gas Boiler - Stack Economizer_A_Technical Potential | F10 | Industrial | Wood and Lumber Products | New | Space Heating | Natural Gas | Gas Boiler - Stack Economizer | A | Purchases (Incremental) | Technical Potential | 0 | 0 | 0 | 0 | 0 | 0 | 0 | 0 | 0 | 0 | 0 | 0 | 0 | 0 | 0 | 0 | 0 | 0 | 0 | 0 | 0 | 0 | 0 | 0 | 0 | 0 | 0 | 0 | 0 | 0 | 0
F11_Industrial_Wood and Lumber Products_New_Space Heating_Natural Gas_Gas Boiler - Stack Economizer_A_Technical Potential | F11 | Industrial | Wood and Lumber Products | New | Space Heating | Natural Gas | Gas Boiler - Stack Economizer | A | Purchases (Cumulative) | Technical Potential | 0 | 0 | 0 | 0 | 0 | 0 | 0 | 0 | 0 | 0 | 0 | 0 | 0 | 0 | 0 | 0 | 0 | 0 | 0 | 0 | 0 | 0 | 0 | 0 | 0 | 0 | 0 | 0 | 0 | 0 | 0
F1_Industrial_Wood and Lumber Products_New_Process_Natural Gas_Gas Boiler - Stack Economizer_A_Technical Potential | F1 | Industrial | Wood and Lumber Products | New | Process | Natural Gas | Gas Boiler - Stack Economizer | A | Integrated Unit Energy Savings (kWh or therms) | Technical Potential | 0 | 0 | 0 | 0 | 0 | 8.2811 | 8.2807 | 8.2805 | 8.2807 | 8.2808 | 8.2809 | 8.281 | 8.281 | 8.2811 | 8.2811 | 8.2812 | 8.2812 | 8.2813 | 8.2813 | 8.2813 | 8.2813 | 8.2814 | 8.2814 | 8.2814 | 8.2814 | 8.2814 | 8.2814 | 8.2815 | 8.2818 | 8.2818 | 8.2818
F2_Industrial_Wood and Lumber Products_New_Process_Natural Gas_Gas Boiler - Stack Economizer_A_Technical Potential | F2 | Industrial | Wood and Lumber Products | New | Process | Natural Gas | Gas Boiler - Stack Economizer | A | Integrated Unit Summer Peak Savings (kW) | Technical Potential | 0 | 0 | 0 | 0 | 0 | 0 | 0 | 0 | 0 | 0 | 0 | 0 | 0 | 0 | 0 | 0 | 0 | 0 | 0 | 0 | 0 | 0 | 0 | 0 | 0 | 0 | 0 | 0 | 0 | 0 | 0
F3_Industrial_Wood and Lumber Products_New_Process_Natural Gas_Gas Boiler - Stack Economizer_A_Technical Potential | F3 | Industrial | Wood and Lumber Products | New | Process | Natural Gas | Gas Boiler - Stack Economizer | A | Integrated Unit Winter Peak Savings (kW) | Technical Potential | 0 | 0 | 0 | 0 | 0 | 0 | 0 | 0 | 0 | 0 | 0 | 0 | 0 | 0 | 0 | 0 | 0 | 0 | 0 | 0 | 0 | 0 | 0 | 0 | 0 | 0 | 0 | 0 | 0 | 0 | 0
F4_Industrial_Wood and Lumber Products_New_Process_Natural Gas_Gas Boiler - Stack Economizer_A_Technical Potential | F4 | Industrial | Wood and Lumber Products | New | Process | Natural Gas | Gas Boiler - Stack Economizer | A | Incremental Energy Savings (MWh or mTherms) | Technical Potential | 0 | 0 | 0 | 0 | 0 | 0.025796 | 0.03056 | 0.035321 | 0.040056 | 0.044794 | 0.044582 | 0.039036 | 0.033918 | 0.029281 | 0.025115 | 0.021449 | 0.018235 | 0.015448 | 0.013044 | 0.010978 | 0.025797 | 0.030562 | 0.035325 | 0.04006 | 0.044797 | 0.044584 | 0.039038 | 0.033919 | 0.029283 | 0.025117 | 0.021451
F5_Industrial_Wood and Lumber Products_New_Process_Natural Gas_Gas Boiler - Stack Economizer_A_Technical Potential | F5 | Industrial | Wood and Lumber Products | New | Process | Natural Gas | Gas Boiler - Stack Economizer | A | Incremental Summer Peak Savings (MW) | Technical Potential | 0 | 0 | 0 | 0 | 0 | 0 | 0 | 0 | 0 | 0 | 0 | 0 | 0 | 0 | 0 | 0 | 0 | 0 | 0 | 0 | 0 | 0 | 0 | 0 | 0 | 0 | 0 | 0 | 0 | 0 | 0
F6_Industrial_Wood and Lumber Products_New_Process_Natural Gas_Gas Boiler - Stack Economizer_A_Technical Potential | F6 | Industrial | Wood and Lumber Products | New | Process | Natural Gas | Gas Boiler - Stack Economizer | A | Incremental Winter Peak Savings (MW) | Technical Potential | 0 | 0 | 0 | 0 | 0 | 0 | 0 | 0 | 0 | 0 | 0 | 0 | 0 | 0 | 0 | 0 | 0 | 0 | 0 | 0 | 0 | 0 | 0 | 0 | 0 | 0 | 0 | 0 | 0 | 0 | 0
F7_Industrial_Wood and Lumber Products_New_Process_Natural Gas_Gas Boiler - Stack Economizer_A_Technical Potential | F7 | Industrial | Wood and Lumber Products | New | Process | Natural Gas | Gas Boiler - Stack Economizer | A | Cumulative Energy Savings (MWh or mTherms) | Technical Potential | 0 | 0 | 0 | 0 | 0 | 0.025796 | 0.056355 | 0.091675 | 0.13173 | 0.17653 | 0.22111 | 0.26015 | 0.29407 | 0.32335 | 0.34847 | 0.36992 | 0.38816 | 0.40361 | 0.41665 | 0.42763 | 0.42763 | 0.42763 | 0.42763 | 0.42763 | 0.42764 | 0.42764 | 0.42764 | 0.42764 | 0 | 0 | 0
F8_Industrial_Wood and Lumber Products_New_Process_Natural Gas_Gas Boiler - Stack Economizer_A_Technical Potential | F8 | Industrial | Wood and Lumber Products | New | Process | Natural Gas | Gas Boiler - Stack Economizer | A | Cumulative Summer Peak Savings (MW) | Technical Potential | 0 | 0 | 0 | 0 | 0 | 0 | 0 | 0 | 0 | 0 | 0 | 0 | 0 | 0 | 0 | 0 | 0 | 0 | 0 | 0 | 0 | 0 | 0 | 0 | 0 | 0 | 0 | 0 | 0 | 0 | 0
F9_Industrial_Wood and Lumber Products_New_Process_Natural Gas_Gas Boiler - Stack Economizer_A_Technical Potential | F9 | Industrial | Wood and Lumber Products | New | Process | Natural Gas | Gas Boiler - Stack Economizer | A | Cumulative Winter Peak Savings (MW) | Technical Potential | 0 | 0 | 0 | 0 | 0 | 0 | 0 | 0 | 0 | 0 | 0 | 0 | 0 | 0 | 0 | 0 | 0 | 0 | 0 | 0 | 0 | 0 | 0 | 0 | 0 | 0 | 0 | 0 | 0 | 0 | 0
F10_Industrial_Wood and Lumber Products_New_Process_Natural Gas_Gas Boiler - Stack Economizer_A_Technical Potential | F10 | Industrial | Wood and Lumber Products | New | Process | Natural Gas | Gas Boiler - Stack Economizer | A | Purchases (Incremental) | Technical Potential | 0 | 0 | 0 | 0 | 0 | 3.115 | 3.6905 | 4.2656 | 4.8373 | 5.4093 | 5.3837 | 4.7139 | 4.0958 | 3.5359 | 3.0328 | 2.5901 | 2.202 | 1.8655 | 1.5751 | 1.3256 | 3.115 | 3.6905 | 4.2656 | 4.8373 | 5.4093 | 5.3837 | 4.7139 | 4.0958 | 3.5359 | 3.0328 | 2.5901
F11_Industrial_Wood and Lumber Products_New_Process_Natural Gas_Gas Boiler - Stack Economizer_A_Technical Potential | F11 | Industrial | Wood and Lumber Products | New | Process | Natural Gas | Gas Boiler - Stack Economizer | A | Purchases (Cumulative) | Technical Potential | 0 | 0 | 0 | 0 | 0 | 3.115 | 6.8055 | 11.0711 | 15.9084 | 21.3177 | 26.7014 | 31.4153 | 35.5111 | 39.047 | 42.0798 | 44.6699 | 46.8718 | 48.7373 | 50.3124 | 51.638 | 51.638 | 51.638 | 51.638 | 51.638 | 51.638 | 51.638 | 51.638 | 51.638 | 51.638 | 51.638 | 51.638
F1_Industrial_Wood and Lumber Products_New_Space Heating_Natural Gas_Gas Furnace Tube Inserts_A_Technical Potential | F1 | Industrial | Wood and Lumber Products | New | Space Heating | Natural Gas | Gas Furnace Tube Inserts | A | Integrated Unit Energy Savings (kWh or therms) | Technical Potential | 0 | 0 | 0 | 0 | 0 | 0 | 0 | 0 | 0 | 0 | 0 | 0 | 0 | 0 | 0 | 0 | 0 | 0 | 0 | 0 | 0 | 0 | 0 | 0 | 0 | 0 | 0 | 0 | 0 | 0 | 0
F2_Industrial_Wood and Lumber Products_New_Space Heating_Natural Gas_Gas Furnace Tube Inserts_A_Technical Potential | F2 | Industrial | Wood and Lumber Products | New | Space Heating | Natural Gas | Gas Furnace Tube Inserts | A | Integrated Unit Summer Peak Savings (kW) | Technical Potential | 0 | 0 | 0 | 0 | 0 | 0 | 0 | 0 | 0 | 0 | 0 | 0 | 0 | 0 | 0 | 0 | 0 | 0 | 0 | 0 | 0 | 0 | 0 | 0 | 0 | 0 | 0 | 0 | 0 | 0 | 0
F3_Industrial_Wood and Lumber Products_New_Space Heating_Natural Gas_Gas Furnace Tube Inserts_A_Technical Potential | F3 | Industrial | Wood and Lumber Products | New | Space Heating | Natural Gas | Gas Furnace Tube Inserts | A | Integrated Unit Winter Peak Savings (kW) | Technical Potential | 0 | 0 | 0 | 0 | 0 | 0 | 0 | 0 | 0 | 0 | 0 | 0 | 0 | 0 | 0 | 0 | 0 | 0 | 0 | 0 | 0 | 0 | 0 | 0 | 0 | 0 | 0 | 0 | 0 | 0 | 0
F4_Industrial_Wood and Lumber Products_New_Space Heating_Natural Gas_Gas Furnace Tube Inserts_A_Technical Potential | F4 | Industrial | Wood and Lumber Products | New | Space Heating | Natural Gas | Gas Furnace Tube Inserts | A | Incremental Energy Savings (MWh or mTherms) | Technical Potential | 0 | 0 | 0 | 0 | 0 | 0 | 0 | 0 | 0 | 0 | 0 | 0 | 0 | 0 | 0 | 0 | 0 | 0 | 0 | 0 | 0 | 0 | 0 | 0 | 0 | 0 | 0 | 0 | 0 | 0 | 0
F5_Industrial_Wood and Lumber Products_New_Space Heating_Natural Gas_Gas Furnace Tube Inserts_A_Technical Potential | F5 | Industrial | Wood and Lumber Products | New | Space Heating | Natural Gas | Gas Furnace Tube Inserts | A | Incremental Summer Peak Savings (MW) | Technical Potential | 0 | 0 | 0 | 0 | 0 | 0 | 0 | 0 | 0 | 0 | 0 | 0 | 0 | 0 | 0 | 0 | 0 | 0 | 0 | 0 | 0 | 0 | 0 | 0 | 0 | 0 | 0 | 0 | 0 | 0 | 0
F6_Industrial_Wood and Lumber Products_New_Space Heating_Natural Gas_Gas Furnace Tube Inserts_A_Technical Potential | F6 | Industrial | Wood and Lumber Products | New | Space Heating | Natural Gas | Gas Furnace Tube Inserts | A | Incremental Winter Peak Savings (MW) | Technical Potential | 0 | 0 | 0 | 0 | 0 | 0 | 0 | 0 | 0 | 0 | 0 | 0 | 0 | 0 | 0 | 0 | 0 | 0 | 0 | 0 | 0 | 0 | 0 | 0 | 0 | 0 | 0 | 0 | 0 | 0 | 0
F7_Industrial_Wood and Lumber Products_New_Space Heating_Natural Gas_Gas Furnace Tube Inserts_A_Technical Potential | F7 | Industrial | Wood and Lumber Products | New | Space Heating | Natural Gas | Gas Furnace Tube Inserts | A | Cumulative Energy Savings (MWh or mTherms) | Technical Potential | 0 | 0 | 0 | 0 | 0 | 0 | 0 | 0 | 0 | 0 | 0 | 0 | 0 | 0 | 0 | 0 | 0 | 0 | 0 | 0 | 0 | 0 | 0 | 0 | 0 | 0 | 0 | 0 | 0 | 0 | 0
F8_Industrial_Wood and Lumber Products_New_Space Heating_Natural Gas_Gas Furnace Tube Inserts_A_Technical Potential | F8 | Industrial | Wood and Lumber Products | New | Space Heating | Natural Gas | Gas Furnace Tube Inserts | A | Cumulative Summer Peak Savings (MW) | Technical Potential | 0 | 0 | 0 | 0 | 0 | 0 | 0 | 0 | 0 | 0 | 0 | 0 | 0 | 0 | 0 | 0 | 0 | 0 | 0 | 0 | 0 | 0 | 0 | 0 | 0 | 0 | 0 | 0 | 0 | 0 | 0
F9_Industrial_Wood and Lumber Products_New_Space Heating_Natural Gas_Gas Furnace Tube Inserts_A_Technical Potential | F9 | Industrial | Wood and Lumber Products | New | Space Heating | Natural Gas | Gas Furnace Tube Inserts | A | Cumulative Winter Peak Savings (MW) | Technical Potential | 0 | 0 | 0 | 0 | 0 | 0 | 0 | 0 | 0 | 0 | 0 | 0 | 0 | 0 | 0 | 0 | 0 | 0 | 0 | 0 | 0 | 0 | 0 | 0 | 0 | 0 | 0 | 0 | 0 | 0 | 0
F10_Industrial_Wood and Lumber Products_New_Space Heating_Natural Gas_Gas Furnace Tube Inserts_A_Technical Potential | F10 | Industrial | Wood and Lumber Products | New | Space Heating | Natural Gas | Gas Furnace Tube Inserts | A | Purchases (Incremental) | Technical Potential | 0 | 0 | 0 | 0 | 0 | 0 | 0 | 0 | 0 | 0 | 0 | 0 | 0 | 0 | 0 | 0 | 0 | 0 | 0 | 0 | 0 | 0 | 0 | 0 | 0 | 0 | 0 | 0 | 0 | 0 | 0
F11_Industrial_Wood and Lumber Products_New_Space Heating_Natural Gas_Gas Furnace Tube Inserts_A_Technical Potential | F11 | Industrial | Wood and Lumber Products | New | Space Heating | Natural Gas | Gas Furnace Tube Inserts | A | Purchases (Cumulative) | Technical Potential | 0 | 0 | 0 | 0 | 0 | 0 | 0 | 0 | 0 | 0 | 0 | 0 | 0 | 0 | 0 | 0 | 0 | 0 | 0 | 0 | 0 | 0 | 0 | 0 | 0 | 0 | 0 | 0 | 0 | 0 | 0
F1_Industrial_Wood and Lumber Products_New_Space Heating_Natural Gas_Space Heating - Heat Recovery Ventilator_A_Technical Potential | F1 | Industrial | Wood and Lumber Products | New | Space Heating | Natural Gas | Space Heating - Heat Recovery Ventilator | A | Integrated Unit Energy Savings (kWh or therms) | Technical Potential | 0 | 0 | 0 | 0 | 0 | 0.012172 | 0.01181 | 0.011546 | 0.011344 | 0.011182 | 0.011051 | 0.010898 | 0.010735 | 0.010573 | 0.010415 | 0.010273 | 0.010146 | 0.010123 | 0.010044 | 0.0099864 | 0.0099457 | 0.0099126 | 0.0099009 | 0.0099007 | 0.0099075 | 0.0099177 | 0.009928 | 0.0099389 | 0 | 0 | 0
F2_Industrial_Wood and Lumber Products_New_Space Heating_Natural Gas_Space Heating - Heat Recovery Ventilator_A_Technical Potential | F2 | Industrial | Wood and Lumber Products | New | Space Heating | Natural Gas | Space Heating - Heat Recovery Ventilator | A | Integrated Unit Summer Peak Savings (kW) | Technical Potential | 0 | 0 | 0 | 0 | 0 | 0 | 0 | 0 | 0 | 0 | 0 | 0 | 0 | 0 | 0 | 0 | 0 | 0 | 0 | 0 | 0 | 0 | 0 | 0 | 0 | 0 | 0 | 0 | 0 | 0 | 0
F3_Industrial_Wood and Lumber Products_New_Space Heating_Natural Gas_Space Heating - Heat Recovery Ventilator_A_Technical Potential | F3 | Industrial | Wood and Lumber Products | New | Space Heating | Natural Gas | Space Heating - Heat Recovery Ventilator | A | Integrated Unit Winter Peak Savings (kW) | Technical Potential | 0 | 0 | 0 | 0 | 0 | 0 | 0 | 0 | 0 | 0 | 0 | 0 | 0 | 0 | 0 | 0 | 0 | 0 | 0 | 0 | 0 | 0 | 0 | 0 | 0 | 0 | 0 | 0 | 0 | 0 | 0
F4_Industrial_Wood and Lumber Products_New_Space Heating_Natural Gas_Space Heating - Heat Recovery Ventilator_A_Technical Potential | F4 | Industrial | Wood and Lumber Products | New | Space Heating | Natural Gas | Space Heating - Heat Recovery Ventilator | A | Incremental Energy Savings (MWh or mTherms) | Technical Potential | 0 | 0 | 0 | 0 | 0 | 4.1023e-05 | 4.7158e-05 | 5.3285e-05 | 5.9369e-05 | 6.5447e-05 | 7.1525e-05 | 7.7194e-05 | 8.2589e-05 | 8.778e-05 | 9.2707e-05 | 9.7623e-05 | 0.00010246 | 0.00010826 | 0.00011336 | 0.00011857 | 0.00012394 | 0.00012933 | 0.00013495 | 0.00014071 | 0.00014654 | 6.4188e-05 | 7.0326e-05 | 7.6466e-05 | 0 | 0 | 0
F5_Industrial_Wood and Lumber Products_New_Space Heating_Natural Gas_Space Heating - Heat Recovery Ventilator_A_Technical Potential | F5 | Industrial | Wood and Lumber Products | New | Space Heating | Natural Gas | Space Heating - Heat Recovery Ventilator | A | Incremental Summer Peak Savings (MW) | Technical Potential | 0 | 0 | 0 | 0 | 0 | 0 | 0 | 0 | 0 | 0 | 0 | 0 | 0 | 0 | 0 | 0 | 0 | 0 | 0 | 0 | 0 | 0 | 0 | 0 | 0 | 0 | 0 | 0 | 0 | 0 | 0
F6_Industrial_Wood and Lumber Products_New_Space Heating_Natural Gas_Space Heating - Heat Recovery Ventilator_A_Technical Potential | F6 | Industrial | Wood and Lumber Products | New | Space Heating | Natural Gas | Space Heating - Heat Recovery Ventilator | A | Incremental Winter Peak Savings (MW) | Technical Potential | 0 | 0 | 0 | 0 | 0 | 0 | 0 | 0 | 0 | 0 | 0 | 0 | 0 | 0 | 0 | 0 | 0 | 0 | 0 | 0 | 0 | 0 | 0 | 0 | 0 | 0 | 0 | 0 | 0 | 0 | 0
F7_Industrial_Wood and Lumber Products_New_Space Heating_Natural Gas_Space Heating - Heat Recovery Ventilator_A_Technical Potential | F7 | Industrial | Wood and Lumber Products | New | Space Heating | Natural Gas | Space Heating - Heat Recovery Ventilator | A | Cumulative Energy Savings (MWh or mTherms) | Technical Potential | 0 | 0 | 0 | 0 | 0 | 4.1023e-05 | 8.6963e-05 | 0.0001383 | 0.00019525 | 0.00025792 | 0.00032642 | 0.00039907 | 0.00047571 | 0.00055632 | 0.00064071 | 0.00072962 | 0.00082304 | 0.00092944 | 0.0010355 | 0.0011481 | 0.0012339 | 0.0013195 | 0.0014072 | 0.0014961 | 0.0015857 | 0.0015873 | 0.001589 | 0.0015907 | 0 | 0 | 0
F8_Industrial_Wood and Lumber Products_New_Space Heating_Natural Gas_Space Heating - Heat Recovery Ventilator_A_Technical Potential | F8 | Industrial | Wood and Lumber Products | New | Space Heating | Natural Gas | Space Heating - Heat Recovery Ventilator | A | Cumulative Summer Peak Savings (MW) | Technical Potential | 0 | 0 | 0 | 0 | 0 | 0 | 0 | 0 | 0 | 0 | 0 | 0 | 0 | 0 | 0 | 0 | 0 | 0 | 0 | 0 | 0 | 0 | 0 | 0 | 0 | 0 | 0 | 0 | 0 | 0 | 0
F9_Industrial_Wood and Lumber Products_New_Space Heating_Natural Gas_Space Heating - Heat Recovery Ventilator_A_Technical Potential | F9 | Industrial | Wood and Lumber Products | New | Space Heating | Natural Gas | Space Heating - Heat Recovery Ventilator | A | Cumulative Winter Peak Savings (MW) | Technical Potential | 0 | 0 | 0 | 0 | 0 | 0 | 0 | 0 | 0 | 0 | 0 | 0 | 0 | 0 | 0 | 0 | 0 | 0 | 0 | 0 | 0 | 0 | 0 | 0 | 0 | 0 | 0 | 0 | 0 | 0 | 0
F10_Industrial_Wood and Lumber Products_New_Space Heating_Natural Gas_Space Heating - Heat Recovery Ventilator_A_Technical Potential | F10 | Industrial | Wood and Lumber Products | New | Space Heating | Natural Gas | Space Heating - Heat Recovery Ventilator | A | Purchases (Incremental) | Technical Potential | 0 | 0 | 0 | 0 | 0 | 3.3703 | 3.9929 | 4.6152 | 5.2337 | 5.8527 | 6.4721 | 7.0836 | 7.6935 | 8.3022 | 8.9012 | 9.5024 | 10.098 | 10.6936 | 11.2862 | 11.8735 | 12.4616 | 13.0472 | 13.6305 | 14.2117 | 14.7909 | 6.4721 | 7.0836 | 7.6935 | 8.3022 | 8.9012 | 9.5024
F11_Industrial_Wood and Lumber Products_New_Space Heating_Natural Gas_Space Heating - Heat Recovery Ventilator_A_Technical Potential | F11 | Industrial | Wood and Lumber Products | New | Space Heating | Natural Gas | Space Heating - Heat Recovery Ventilator | A | Purchases (Cumulative) | Technical Potential | 0 | 0 | 0 | 0 | 0 | 3.3703 | 7.3632 | 11.9784 | 17.2122 | 23.0648 | 29.5369 | 36.6205 | 44.3141 | 52.6162 | 61.5174 | 71.0198 | 81.1178 | 91.8114 | 103.0976 | 114.9712 | 124.0624 | 133.1166 | 142.132 | 151.1099 | 160.0481 | 160.0481 | 160.0481 | 160.0481 | 160.0481 | 160.0481 | 160.0481
F1_Industrial_Wood and Lumber Products_New_Space Heating_Natural Gas_Thermostat - Programmable_A_Technical Potential | F1 | Industrial | Wood and Lumber Products | New | Space Heating | Natural Gas | Thermostat - Programmable | A | Integrated Unit Energy Savings (kWh or therms) | Technical Potential | 0 | 0 | 0 | 0 | 0 | 0.0060455 | 0.0058648 | 0.0057324 | 0.0056311 | 0.0055503 | 0.005485 | 0.0054084 | 0.0053275 | 0.005247 | 0.0051684 | 0.0050979 | 0.0050346 | 0.0050231 | 0.0049835 | 0.0049548 | 0.0049345 | 0.004918 | 0.0049121 | 0.004912 | 0.0049153 | 0.0049206 | 0.0049259 | 0.0049316 | 0 | 0 | 0
F2_Industrial_Wood and Lumber Products_New_Space Heating_Natural Gas_Thermostat - Programmable_A_Technical Potential | F2 | Industrial | Wood and Lumber Products | New | Space Heating | Natural Gas | Thermostat - Programmable | A | Integrated Unit Summer Peak Savings (kW) | Technical Potential | 0 | 0 | 0 | 0 | 0 | 0 | 0 | 0 | 0 | 0 | 0 | 0 | 0 | 0 | 0 | 0 | 0 | 0 | 0 | 0 | 0 | 0 | 0 | 0 | 0 | 0 | 0 | 0 | 0 | 0 | 0
F3_Industrial_Wood and Lumber Products_New_Space Heating_Natural Gas_Thermostat - Programmable_A_Technical Potential | F3 | Industrial | Wood and Lumber Products | New | Space Heating | Natural Gas | Thermostat - Programmable | A | Integrated Unit Winter Peak Savings (kW) | Technical Potential | 0 | 0 | 0 | 0 | 0 | 0 | 0 | 0 | 0 | 0 | 0 | 0 | 0 | 0 | 0 | 0 | 0 | 0 | 0 | 0 | 0 | 0 | 0 | 0 | 0 | 0 | 0 | 0 | 0 | 0 | 0
F4_Industrial_Wood and Lumber Products_New_Space Heating_Natural Gas_Thermostat - Programmable_A_Technical Potential | F4 | Industrial | Wood and Lumber Products | New | Space Heating | Natural Gas | Thermostat - Programmable | A | Incremental Energy Savings (MWh or mTherms) | Technical Potential | 0 | 0 | 0 | 0 | 0 | 6.1126e-05 | 7.0253e-05 | 7.9368e-05 | 8.8416e-05 | 9.7453e-05 | 0.0001065 | 0.00011493 | 0.00012296 | 0.00013068 | 0.00013801 | 0.00014533 | 0.00015252 | 0.00016114 | 0.00016874 | 0.00017649 | 0.00018448 | 0.0001925 | 0.00020086 | 0.00020942 | 0.0002181 | 0.0001314 | 0.00014042 | 0.0001494 | 0 | 0 | 0
F5_Industrial_Wood and Lumber Products_New_Space Heating_Natural Gas_Thermostat - Programmable_A_Technical Potential | F5 | Industrial | Wood and Lumber Products | New | Space Heating | Natural Gas | Thermostat - Programmable | A | Incremental Summer Peak Savings (MW) | Technical Potential | 0 | 0 | 0 | 0 | 0 | 0 | 0 | 0 | 0 | 0 | 0 | 0 | 0 | 0 | 0 | 0 | 0 | 0 | 0 | 0 | 0 | 0 | 0 | 0 | 0 | 0 | 0 | 0 | 0 | 0 | 0
F6_Industrial_Wood and Lumber Products_New_Space Heating_Natural Gas_Thermostat - Programmable_A_Technical Potential | F6 | Industrial | Wood and Lumber Products | New | Space Heating | Natural Gas | Thermostat - Programmable | A | Incremental Winter Peak Savings (MW) | Technical Potential | 0 | 0 | 0 | 0 | 0 | 0 | 0 | 0 | 0 | 0 | 0 | 0 | 0 | 0 | 0 | 0 | 0 | 0 | 0 | 0 | 0 | 0 | 0 | 0 | 0 | 0 | 0 | 0 | 0 | 0 | 0
F7_Industrial_Wood and Lumber Products_New_Space Heating_Natural Gas_Thermostat - Programmable_A_Technical Potential | F7 | Industrial | Wood and Lumber Products | New | Space Heating | Natural Gas | Thermostat - Programmable | A | Cumulative Energy Savings (MWh or mTherms) | Technical Potential | 0 | 0 | 0 | 0 | 0 | 6.1126e-05 | 0.00012955 | 0.00020599 | 0.00029077 | 0.00038405 | 0.00048603 | 0.00059418 | 0.00070825 | 0.00082823 | 0.00095384 | 0.0010862 | 0.0011743 | 0.0012726 | 0.0013623 | 0.0014531 | 0.001545 | 0.0016369 | 0.0017314 | 0.0018274 | 0.0019243 | 0.0019264 | 0.0019284 | 0.0019307 | 0 | 0 | 0
F8_Industrial_Wood and Lumber Products_New_Space Heating_Natural Gas_Thermostat - Programmable_A_Technical Potential | F8 | Industrial | Wood and Lumber Products | New | Space Heating | Natural Gas | Thermostat - Programmable | A | Cumulative Summer Peak Savings (MW) | Technical Potential | 0 | 0 | 0 | 0 | 0 | 0 | 0 | 0 | 0 | 0 | 0 | 0 | 0 | 0 | 0 | 0 | 0 | 0 | 0 | 0 | 0 | 0 | 0 | 0 | 0 | 0 | 0 | 0 | 0 | 0 | 0
F9_Industrial_Wood and Lumber Products_New_Space Heating_Natural Gas_Thermostat - Programmable_A_Technical Potential | F9 | Industrial | Wood and Lumber Products | New | Space Heating | Natural Gas | Thermostat - Programmable | A | Cumulative Winter Peak Savings (MW) | Technical Potential | 0 | 0 | 0 | 0 | 0 | 0 | 0 | 0 | 0 | 0 | 0 | 0 | 0 | 0 | 0 | 0 | 0 | 0 | 0 | 0 | 0 | 0 | 0 | 0 | 0 | 0 | 0 | 0 | 0 | 0 | 0
F10_Industrial_Wood and Lumber Products_New_Space Heating_Natural Gas_Thermostat - Programmable_A_Technical Potential | F10 | Industrial | Wood and Lumber Products | New | Space Heating | Natural Gas | Thermostat - Programmable | A | Purchases (Incremental) | Technical Potential | 0 | 0 | 0 | 0 | 0 | 10.111 | 11.9787 | 13.8455 | 15.7012 | 17.558 | 19.4163 | 21.2509 | 23.0806 | 24.9065 | 26.7035 | 28.5073 | 30.2939 | 32.0808 | 33.8586 | 35.6206 | 37.3847 | 39.1415 | 40.8914 | 42.635 | 44.3727 | 26.7035 | 28.5073 | 30.2939 | 32.0808 | 33.8586 | 35.6206
F11_Industrial_Wood and Lumber Products_New_Space Heating_Natural Gas_Thermostat - Programmable_A_Technical Potential | F11 | Industrial | Wood and Lumber Products | New | Space Heating | Natural Gas | Thermostat - Programmable | A | Purchases (Cumulative) | Technical Potential | 0 | 0 | 0 | 0 | 0 | 10.111 | 22.0897 | 35.9352 | 51.6365 | 69.1944 | 88.6107 | 109.8616 | 132.9422 | 157.8487 | 184.5522 | 213.0595 | 233.2425 | 253.3445 | 273.3576 | 293.277 | 313.1038 | 332.829 | 352.4695 | 372.0239 | 391.49 | 391.49 | 391.49 | 391.49 | 391.49 | 391.49 | 391.49
F1_Industrial_Wood and Lumber Products_New_Space Heating_Natural Gas_ENERGY STAR Connected Thermostat_A_Technical Potential | F1 | Industrial | Wood and Lumber Products | New | Space Heating | Natural Gas | ENERGY STAR Connected Thermostat | A | Integrated Unit Energy Savings (kWh or therms) | Technical Potential | 0 | 0 | 0 | 0 | 0 | 0.014234 | 0.01381 | 0.0135 | 0.013263 | 0.013075 | 0.012921 | 0.012741 | 0.01255 | 0.012361 | 0.012176 | 0.01201 | 0.011861 | 0.011834 | 0.011741 | 0.011673 | 0.011625 | 0.011586 | 0.011573 | 0.011572 | 0.01158 | 0.011592 | 0.011604 | 0.011617 | 0 | 0 | 0
F2_Industrial_Wood and Lumber Products_New_Space Heating_Natural Gas_ENERGY STAR Connected Thermostat_A_Technical Potential | F2 | Industrial | Wood and Lumber Products | New | Space Heating | Natural Gas | ENERGY STAR Connected Thermostat | A | Integrated Unit Summer Peak Savings (kW) | Technical Potential | 0 | 0 | 0 | 0 | 0 | 0 | 0 | 0 | 0 | 0 | 0 | 0 | 0 | 0 | 0 | 0 | 0 | 0 | 0 | 0 | 0 | 0 | 0 | 0 | 0 | 0 | 0 | 0 | 0 | 0 | 0
F3_Industrial_Wood and Lumber Products_New_Space Heating_Natural Gas_ENERGY STAR Connected Thermostat_A_Technical Potential | F3 | Industrial | Wood and Lumber Products | New | Space Heating | Natural Gas | ENERGY STAR Connected Thermostat | A | Integrated Unit Winter Peak Savings (kW) | Technical Potential | 0 | 0 | 0 | 0 | 0 | 0 | 0 | 0 | 0 | 0 | 0 | 0 | 0 | 0 | 0 | 0 | 0 | 0 | 0 | 0 | 0 | 0 | 0 | 0 | 0 | 0 | 0 | 0 | 0 | 0 | 0
F4_Industrial_Wood and Lumber Products_New_Space Heating_Natural Gas_ENERGY STAR Connected Thermostat_A_Technical Potential | F4 | Industrial | Wood and Lumber Products | New | Space Heating | Natural Gas | ENERGY STAR Connected Thermostat | A | Incremental Energy Savings (MWh or mTherms) | Technical Potential | 0 | 0 | 0 | 0 | 0 | 0.00014392 | 0.00016543 | 0.00018692 | 0.00020825 | 0.00022956 | 0.00025088 | 0.00027075 | 0.00028967 | 0.00030786 | 0.00032514 | 0.00034237 | 0.00035931 | 0.00037963 | 0.00039752 | 0.00041579 | 0.0004346 | 0.00045351 | 0.00047322 | 0.00049338 | 0.00051383 | 0.00043337 | 0.00045421 | 0.00047505 | 0 | 0 | 0
F5_Industrial_Wood and Lumber Products_New_Space Heating_Natural Gas_ENERGY STAR Connected Thermostat_A_Technical Potential | F5 | Industrial | Wood and Lumber Products | New | Space Heating | Natural Gas | ENERGY STAR Connected Thermostat | A | Incremental Summer Peak Savings (MW) | Technical Potential | 0 | 0 | 0 | 0 | 0 | 0 | 0 | 0 | 0 | 0 | 0 | 0 | 0 | 0 | 0 | 0 | 0 | 0 | 0 | 0 | 0 | 0 | 0 | 0 | 0 | 0 | 0 | 0 | 0 | 0 | 0
F6_Industrial_Wood and Lumber Products_New_Space Heating_Natural Gas_ENERGY STAR Connected Thermostat_A_Technical Potential | F6 | Industrial | Wood and Lumber Products | New | Space Heating | Natural Gas | ENERGY STAR Connected Thermostat | A | Incremental Winter Peak Savings (MW) | Technical Potential | 0 | 0 | 0 | 0 | 0 | 0 | 0 | 0 | 0 | 0 | 0 | 0 | 0 | 0 | 0 | 0 | 0 | 0 | 0 | 0 | 0 | 0 | 0 | 0 | 0 | 0 | 0 | 0 | 0 | 0 | 0
F7_Industrial_Wood and Lumber Products_New_Space Heating_Natural Gas_ENERGY STAR Connected Thermostat_A_Technical Potential | F7 | Industrial | Wood and Lumber Products | New | Space Heating | Natural Gas | ENERGY STAR Connected Thermostat | A | Cumulative Energy Savings (MWh or mTherms) | Technical Potential | 0 | 0 | 0 | 0 | 0 | 0.00014392 | 0.00030507 | 0.00048514 | 0.00068488 | 0.00090469 | 0.0010143 | 0.0011183 | 0.0012175 | 0.0013129 | 0.0014046 | 0.0014946 | 0.0015833 | 0.0016862 | 0.001778 | 0.0018719 | 0.0019674 | 0.0020634 | 0.0021629 | 0.0022644 | 0.0023672 | 0.0023697 | 0.0023722 | 0.0023749 | 0 | 0 | 0
F8_Industrial_Wood and Lumber Products_New_Space Heating_Natural Gas_ENERGY STAR Connected Thermostat_A_Technical Potential | F8 | Industrial | Wood and Lumber Products | New | Space Heating | Natural Gas | ENERGY STAR Connected Thermostat | A | Cumulative Summer Peak Savings (MW) | Technical Potential | 0 | 0 | 0 | 0 | 0 | 0 | 0 | 0 | 0 | 0 | 0 | 0 | 0 | 0 | 0 | 0 | 0 | 0 | 0 | 0 | 0 | 0 | 0 | 0 | 0 | 0 | 0 | 0 | 0 | 0 | 0
F9_Industrial_Wood and Lumber Products_New_Space Heating_Natural Gas_ENERGY STAR Connected Thermostat_A_Technical Potential | F9 | Industrial | Wood and Lumber Products | New | Space Heating | Natural Gas | ENERGY STAR Connected Thermostat | A | Cumulative Winter Peak Savings (MW) | Technical Potential | 0 | 0 | 0 | 0 | 0 | 0 | 0 | 0 | 0 | 0 | 0 | 0 | 0 | 0 | 0 | 0 | 0 | 0 | 0 | 0 | 0 | 0 | 0 | 0 | 0 | 0 | 0 | 0 | 0 | 0 | 0
F10_Industrial_Wood and Lumber Products_New_Space Heating_Natural Gas_ENERGY STAR Connected Thermostat_A_Technical Potential | F10 | Industrial | Wood and Lumber Products | New | Space Heating | Natural Gas | ENERGY STAR Connected Thermostat | A | Purchases (Incremental) | Technical Potential | 0 | 0 | 0 | 0 | 0 | 10.111 | 11.9787 | 13.8455 | 15.7012 | 17.558 | 19.4163 | 21.2509 | 23.0806 | 24.9065 | 26.7035 | 28.5073 | 30.2939 | 32.0808 | 33.8586 | 35.6206 | 37.3847 | 39.1415 | 40.8914 | 42.635 | 44.3727 | 37.3847 | 39.1415 | 40.8914 | 42.635 | 44.3727 | 37.3847
F11_Industrial_Wood and Lumber Products_New_Space Heating_Natural Gas_ENERGY STAR Connected Thermostat_A_Technical Potential | F11 | Industrial | Wood and Lumber Products | New | Space Heating | Natural Gas | ENERGY STAR Connected Thermostat | A | Purchases (Cumulative) | Technical Potential | 0 | 0 | 0 | 0 | 0 | 10.111 | 22.0897 | 35.9352 | 51.6365 | 69.1944 | 78.4997 | 87.7719 | 97.007 | 106.2123 | 115.3578 | 124.4489 | 133.4919 | 142.492 | 151.4441 | 160.3612 | 169.2386 | 178.0862 | 186.8969 | 195.6732 | 204.4253 | 204.4253 | 204.4253 | 204.4253 | 204.4253 | 204.4253 | 204.4253
F1_Industrial_Wood and Lumber Products_New_Space Heating_Natural Gas_Destratification Fans (HVLS)_A_Technical Potential | F1 | Industrial | Wood and Lumber Products | New | Space Heating | Natural Gas | Destratification Fans (HVLS) | A | Integrated Unit Energy Savings (kWh or therms) | Technical Potential | 0 | 0 | 0 | 0 | 0 | 0.01423 | 0.013804 | 0.013492 | 0.013253 | 0.013062 | 0.012907 | 0.012727 | 0.012536 | 0.012346 | 0.01216 | 0.011994 | 0.011845 | 0.011817 | 0.011724 | 0.011657 | 0.011609 | 0.01157 | 0.011556 | 0.011555 | 0.011563 | 0.011576 | 0.011589 | 0.011602 | 0 | 0 | 0
F2_Industrial_Wood and Lumber Products_New_Space Heating_Natural Gas_Destratification Fans (HVLS)_A_Technical Potential | F2 | Industrial | Wood and Lumber Products | New | Space Heating | Natural Gas | Destratification Fans (HVLS) | A | Integrated Unit Summer Peak Savings (kW) | Technical Potential | 0 | 0 | 0 | 0 | 0 | 0 | 0 | 0 | 0 | 0 | 0 | 0 | 0 | 0 | 0 | 0 | 0 | 0 | 0 | 0 | 0 | 0 | 0 | 0 | 0 | 0 | 0 | 0 | 0 | 0 | 0
F3_Industrial_Wood and Lumber Products_New_Space Heating_Natural Gas_Destratification Fans (HVLS)_A_Technical Potential | F3 | Industrial | Wood and Lumber Products | New | Space Heating | Natural Gas | Destratification Fans (HVLS) | A | Integrated Unit Winter Peak Savings (kW) | Technical Potential | 0 | 0 | 0 | 0 | 0 | 0 | 0 | 0 | 0 | 0 | 0 | 0 | 0 | 0 | 0 | 0 | 0 | 0 | 0 | 0 | 0 | 0 | 0 | 0 | 0 | 0 | 0 | 0 | 0 | 0 | 0
F4_Industrial_Wood and Lumber Products_New_Space Heating_Natural Gas_Destratification Fans (HVLS)_A_Technical Potential | F4 | Industrial | Wood and Lumber Products | New | Space Heating | Natural Gas | Destratification Fans (HVLS) | A | Incremental Energy Savings (MWh or mTherms) | Technical Potential | 0 | 0 | 0 | 0 | 0 | 0.00057552 | 0.00066142 | 0.00074719 | 0.00083233 | 0.00091735 | 0.0010025 | 0.0010818 | 0.0011573 | 0.0012299 | 0.0012989 | 0.0013677 | 0.0014353 | 0.0015165 | 0.0015879 | 0.0016608 | 0.001736 | 0.0018114 | 0.0018901 | 0.0019707 | 0.0020523 | 0.00132 | 0.0014043 | 0.0014888 | 0 | 0 | 0
F5_Industrial_Wood and Lumber Products_New_Space Heating_Natural Gas_Destratification Fans (HVLS)_A_Technical Potential | F5 | Industrial | Wood and Lumber Products | New | Space Heating | Natural Gas | Destratification Fans (HVLS) | A | Incremental Summer Peak Savings (MW) | Technical Potential | 0 | 0 | 0 | 0 | 0 | 0 | 0 | 0 | 0 | 0 | 0 | 0 | 0 | 0 | 0 | 0 | 0 | 0 | 0 | 0 | 0 | 0 | 0 | 0 | 0 | 0 | 0 | 0 | 0 | 0 | 0
F6_Industrial_Wood and Lumber Products_New_Space Heating_Natural Gas_Destratification Fans (HVLS)_A_Technical Potential | F6 | Industrial | Wood and Lumber Products | New | Space Heating | Natural Gas | Destratification Fans (HVLS) | A | Incremental Winter Peak Savings (MW) | Technical Potential | 0 | 0 | 0 | 0 | 0 | 0 | 0 | 0 | 0 | 0 | 0 | 0 | 0 | 0 | 0 | 0 | 0 | 0 | 0 | 0 | 0 | 0 | 0 | 0 | 0 | 0 | 0 | 0 | 0 | 0 | 0
F7_Industrial_Wood and Lumber Products_New_Space Heating_Natural Gas_Destratification Fans (HVLS)_A_Technical Potential | F7 | Industrial | Wood and Lumber Products | New | Space Heating | Natural Gas | Destratification Fans (HVLS) | A | Cumulative Energy Savings (MWh or mTherms) | Technical Potential | 0 | 0 | 0 | 0 | 0 | 0.00057552 | 0.0012197 | 0.0019393 | 0.0027373 | 0.0036152 | 0.004575 | 0.0055927 | 0.0066661 | 0.007795 | 0.0089768 | 0.0097366 | 0.010483 | 0.011321 | 0.012083 | 0.012856 | 0.013637 | 0.014419 | 0.015225 | 0.016044 | 0.016872 | 0.016891 | 0.016909 | 0.016929 | 0 | 0 | 0
F8_Industrial_Wood and Lumber Products_New_Space Heating_Natural Gas_Destratification Fans (HVLS)_A_Technical Potential | F8 | Industrial | Wood and Lumber Products | New | Space Heating | Natural Gas | Destratification Fans (HVLS) | A | Cumulative Summer Peak Savings (MW) | Technical Potential | 0 | 0 | 0 | 0 | 0 | 0 | 0 | 0 | 0 | 0 | 0 | 0 | 0 | 0 | 0 | 0 | 0 | 0 | 0 | 0 | 0 | 0 | 0 | 0 | 0 | 0 | 0 | 0 | 0 | 0 | 0
F9_Industrial_Wood and Lumber Products_New_Space Heating_Natural Gas_Destratification Fans (HVLS)_A_Technical Potential | F9 | Industrial | Wood and Lumber Products | New | Space Heating | Natural Gas | Destratification Fans (HVLS) | A | Cumulative Winter Peak Savings (MW) | Technical Potential | 0 | 0 | 0 | 0 | 0 | 0 | 0 | 0 | 0 | 0 | 0 | 0 | 0 | 0 | 0 | 0 | 0 | 0 | 0 | 0 | 0 | 0 | 0 | 0 | 0 | 0 | 0 | 0 | 0 | 0 | 0
F10_Industrial_Wood and Lumber Products_New_Space Heating_Natural Gas_Destratification Fans (HVLS)_A_Technical Potential | F10 | Industrial | Wood and Lumber Products | New | Space Heating | Natural Gas | Destratification Fans (HVLS) | A | Purchases (Incremental) | Technical Potential | 0 | 0 | 0 | 0 | 0 | 40.4439 | 47.915 | 55.382 | 62.8049 | 70.2319 | 77.665 | 85.0037 | 92.3224 | 99.6262 | 106.814 | 114.0292 | 121.1757 | 128.3231 | 135.4345 | 142.4825 | 149.5388 | 156.5659 | 163.5657 | 170.54 | 177.4907 | 114.0292 | 121.1757 | 128.3231 | 135.4345 | 142.4825 | 149.5388
F11_Industrial_Wood and Lumber Products_New_Space Heating_Natural Gas_Destratification Fans (HVLS)_A_Technical Potential | F11 | Industrial | Wood and Lumber Products | New | Space Heating | Natural Gas | Destratification Fans (HVLS) | A | Purchases (Cumulative) | Technical Potential | 0 | 0 | 0 | 0 | 0 | 40.4439 | 88.3589 | 143.7409 | 206.5458 | 276.7777 | 354.4427 | 439.4464 | 531.7688 | 631.395 | 738.2089 | 811.7943 | 885.055 | 957.9961 | 1030.6257 | 1102.8762 | 1174.75 | 1246.3122 | 1317.5556 | 1388.4695 | 1459.1461 | 1459.1461 | 1459.1461 | 1459.1461 | 1459.1461 | 1459.1461 | 1459.1461
F1_Industrial_Wood and Lumber Products_New_Space Heating_Natural Gas_Gas Boiler - Insulate Steam Lines/Condensate Tank_A_Technical Potential | F1 | Industrial | Wood and Lumber Products | New | Space Heating | Natural Gas | Gas Boiler - Insulate Steam Lines/Condensate Tank | A | Integrated Unit Energy Savings (kWh or therms) | Technical Potential | 0 | 0 | 0 | 0 | 0 | 0 | 0 | 0 | 0 | 0 | 0 | 0 | 0 | 0 | 0 | 0 | 0 | 0 | 0 | 0 | 0 | 0 | 0 | 0 | 0 | 0 | 0 | 0 | 0 | 0 | 0
F2_Industrial_Wood and Lumber Products_New_Space Heating_Natural Gas_Gas Boiler - Insulate Steam Lines/Condensate Tank_A_Technical Potential | F2 | Industrial | Wood and Lumber Products | New | Space Heating | Natural Gas | Gas Boiler - Insulate Steam Lines/Condensate Tank | A | Integrated Unit Summer Peak Savings (kW) | Technical Potential | 0 | 0 | 0 | 0 | 0 | 0 | 0 | 0 | 0 | 0 | 0 | 0 | 0 | 0 | 0 | 0 | 0 | 0 | 0 | 0 | 0 | 0 | 0 | 0 | 0 | 0 | 0 | 0 | 0 | 0 | 0
F3_Industrial_Wood and Lumber Products_New_Space Heating_Natural Gas_Gas Boiler - Insulate Steam Lines/Condensate Tank_A_Technical Potential | F3 | Industrial | Wood and Lumber Products | New | Space Heating | Natural Gas | Gas Boiler - Insulate Steam Lines/Condensate Tank | A | Integrated Unit Winter Peak Savings (kW) | Technical Potential | 0 | 0 | 0 | 0 | 0 | 0 | 0 | 0 | 0 | 0 | 0 | 0 | 0 | 0 | 0 | 0 | 0 | 0 | 0 | 0 | 0 | 0 | 0 | 0 | 0 | 0 | 0 | 0 | 0 | 0 | 0
F4_Industrial_Wood and Lumber Products_New_Space Heating_Natural Gas_Gas Boiler - Insulate Steam Lines/Condensate Tank_A_Technical Potential | F4 | Industrial | Wood and Lumber Products | New | Space Heating | Natural Gas | Gas Boiler - Insulate Steam Lines/Condensate Tank | A | Incremental Energy Savings (MWh or mTherms) | Technical Potential | 0 | 0 | 0 | 0 | 0 | 0 | 0 | 0 | 0 | 0 | 0 | 0 | 0 | 0 | 0 | 0 | 0 | 0 | 0 | 0 | 0 | 0 | 0 | 0 | 0 | 0 | 0 | 0 | 0 | 0 | 0
F5_Industrial_Wood and Lumber Products_New_Space Heating_Natural Gas_Gas Boiler - Insulate Steam Lines/Condensate Tank_A_Technical Potential | F5 | Industrial | Wood and Lumber Products | New | Space Heating | Natural Gas | Gas Boiler - Insulate Steam Lines/Condensate Tank | A | Incremental Summer Peak Savings (MW) | Technical Potential | 0 | 0 | 0 | 0 | 0 | 0 | 0 | 0 | 0 | 0 | 0 | 0 | 0 | 0 | 0 | 0 | 0 | 0 | 0 | 0 | 0 | 0 | 0 | 0 | 0 | 0 | 0 | 0 | 0 | 0 | 0
F6_Industrial_Wood and Lumber Products_New_Space Heating_Natural Gas_Gas Boiler - Insulate Steam Lines/Condensate Tank_A_Technical Potential | F6 | Industrial | Wood and Lumber Products | New | Space Heating | Natural Gas | Gas Boiler - Insulate Steam Lines/Condensate Tank | A | Incremental Winter Peak Savings (MW) | Technical Potential | 0 | 0 | 0 | 0 | 0 | 0 | 0 | 0 | 0 | 0 | 0 | 0 | 0 | 0 | 0 | 0 | 0 | 0 | 0 | 0 | 0 | 0 | 0 | 0 | 0 | 0 | 0 | 0 | 0 | 0 | 0
F7_Industrial_Wood and Lumber Products_New_Space Heating_Natural Gas_Gas Boiler - Insulate Steam Lines/Condensate Tank_A_Technical Potential | F7 | Industrial | Wood and Lumber Products | New | Space Heating | Natural Gas | Gas Boiler - Insulate Steam Lines/Condensate Tank | A | Cumulative Energy Savings (MWh or mTherms) | Technical Potential | 0 | 0 | 0 | 0 | 0 | 0 | 0 | 0 | 0 | 0 | 0 | 0 | 0 | 0 | 0 | 0 | 0 | 0 | 0 | 0 | 0 | 0 | 0 | 0 | 0 | 0 | 0 | 0 | 0 | 0 | 0
F8_Industrial_Wood and Lumber Products_New_Space Heating_Natural Gas_Gas Boiler - Insulate Steam Lines/Condensate Tank_A_Technical Potential | F8 | Industrial | Wood and Lumber Products | New | Space Heating | Natural Gas | Gas Boiler - Insulate Steam Lines/Condensate Tank | A | Cumulative Summer Peak Savings (MW) | Technical Potential | 0 | 0 | 0 | 0 | 0 | 0 | 0 | 0 | 0 | 0 | 0 | 0 | 0 | 0 | 0 | 0 | 0 | 0 | 0 | 0 | 0 | 0 | 0 | 0 | 0 | 0 | 0 | 0 | 0 | 0 | 0
F9_Industrial_Wood and Lumber Products_New_Space Heating_Natural Gas_Gas Boiler - Insulate Steam Lines/Condensate Tank_A_Technical Potential | F9 | Industrial | Wood and Lumber Products | New | Space Heating | Natural Gas | Gas Boiler - Insulate Steam Lines/Condensate Tank | A | Cumulative Winter Peak Savings (MW) | Technical Potential | 0 | 0 | 0 | 0 | 0 | 0 | 0 | 0 | 0 | 0 | 0 | 0 | 0 | 0 | 0 | 0 | 0 | 0 | 0 | 0 | 0 | 0 | 0 | 0 | 0 | 0 | 0 | 0 | 0 | 0 | 0
F10_Industrial_Wood and Lumber Products_New_Space Heating_Natural Gas_Gas Boiler - Insulate Steam Lines/Condensate Tank_A_Technical Potential | F10 | Industrial | Wood and Lumber Products | New | Space Heating | Natural Gas | Gas Boiler - Insulate Steam Lines/Condensate Tank | A | Purchases (Incremental) | Technical Potential | 0 | 0 | 0 | 0 | 0 | 0 | 0 | 0 | 0 | 0 | 0 | 0 | 0 | 0 | 0 | 0 | 0 | 0 | 0 | 0 | 0 | 0 | 0 | 0 | 0 | 0 | 0 | 0 | 0 | 0 | 0
F11_Industrial_Wood and Lumber Products_New_Space Heating_Natural Gas_Gas Boiler - Insulate Steam Lines/Condensate Tank_A_Technical Potential | F11 | Industrial | Wood and Lumber Products | New | Space Heating | Natural Gas | Gas Boiler - Insulate Steam Lines/Condensate Tank | A | Purchases (Cumulative) | Technical Potential | 0 | 0 | 0 | 0 | 0 | 0 | 0 | 0 | 0 | 0 | 0 | 0 | 0 | 0 | 0 | 0 | 0 | 0 | 0 | 0 | 0 | 0 | 0 | 0 | 0 | 0 | 0 | 0 | 0 | 0 | 0
F1_Industrial_Wood and Lumber Products_New_Process_Natural Gas_Gas Boiler - Insulate Steam Lines/Condensate Tank_A_Technical Potential | F1 | Industrial | Wood and Lumber Products | New | Process | Natural Gas | Gas Boiler - Insulate Steam Lines/Condensate Tank | A | Integrated Unit Energy Savings (kWh or therms) | Technical Potential | 0 | 0 | 0 | 0 | 0 | 68.3293 | 68.1731 | 68.0327 | 67.9037 | 67.7798 | 67.7011 | 67.6381 | 67.5883 | 67.5502 | 67.522 | 67.5044 | 67.4956 | 67.494 | 67.4972 | 67.503 | 67.5132 | 67.5272 | 67.5393 | 67.5497 | 67.5585 | 67.5942 | 67.6272 | 67.6579 | 68.5138 | 68.5138 | 68.5138
F2_Industrial_Wood and Lumber Products_New_Process_Natural Gas_Gas Boiler - Insulate Steam Lines/Condensate Tank_A_Technical Potential | F2 | Industrial | Wood and Lumber Products | New | Process | Natural Gas | Gas Boiler - Insulate Steam Lines/Condensate Tank | A | Integrated Unit Summer Peak Savings (kW) | Technical Potential | 0 | 0 | 0 | 0 | 0 | 0 | 0 | 0 | 0 | 0 | 0 | 0 | 0 | 0 | 0 | 0 | 0 | 0 | 0 | 0 | 0 | 0 | 0 | 0 | 0 | 0 | 0 | 0 | 0 | 0 | 0
F3_Industrial_Wood and Lumber Products_New_Process_Natural Gas_Gas Boiler - Insulate Steam Lines/Condensate Tank_A_Technical Potential | F3 | Industrial | Wood and Lumber Products | New | Process | Natural Gas | Gas Boiler - Insulate Steam Lines/Condensate Tank | A | Integrated Unit Winter Peak Savings (kW) | Technical Potential | 0 | 0 | 0 | 0 | 0 | 0 | 0 | 0 | 0 | 0 | 0 | 0 | 0 | 0 | 0 | 0 | 0 | 0 | 0 | 0 | 0 | 0 | 0 | 0 | 0 | 0 | 0 | 0 | 0 | 0 | 0
F4_Industrial_Wood and Lumber Products_New_Process_Natural Gas_Gas Boiler - Insulate Steam Lines/Condensate Tank_A_Technical Potential | F4 | Industrial | Wood and Lumber Products | New | Process | Natural Gas | Gas Boiler - Insulate Steam Lines/Condensate Tank | A | Incremental Energy Savings (MWh or mTherms) | Technical Potential | 0 | 0 | 0 | 0 | 0 | 0.012163 | 0.014377 | 0.016583 | 0.01877 | 0.020951 | 0.023142 | 0.025305 | 0.027463 | 0.029619 | 0.031743 | 0.033878 | 0.035997 | 0.038119 | 0.040234 | 0.042331 | 0.044434 | 0.046532 | 0.048621 | 0.050702 | 0.052775 | 0.012032 | 0.014262 | 0.016492 | 0.018938 | 0.021178 | 0.023419
F5_Industrial_Wood and Lumber Products_New_Process_Natural Gas_Gas Boiler - Insulate Steam Lines/Condensate Tank_A_Technical Potential | F5 | Industrial | Wood and Lumber Products | New | Process | Natural Gas | Gas Boiler - Insulate Steam Lines/Condensate Tank | A | Incremental Summer Peak Savings (MW) | Technical Potential | 0 | 0 | 0 | 0 | 0 | 0 | 0 | 0 | 0 | 0 | 0 | 0 | 0 | 0 | 0 | 0 | 0 | 0 | 0 | 0 | 0 | 0 | 0 | 0 | 0 | 0 | 0 | 0 | 0 | 0 | 0
F6_Industrial_Wood and Lumber Products_New_Process_Natural Gas_Gas Boiler - Insulate Steam Lines/Condensate Tank_A_Technical Potential | F6 | Industrial | Wood and Lumber Products | New | Process | Natural Gas | Gas Boiler - Insulate Steam Lines/Condensate Tank | A | Incremental Winter Peak Savings (MW) | Technical Potential | 0 | 0 | 0 | 0 | 0 | 0 | 0 | 0 | 0 | 0 | 0 | 0 | 0 | 0 | 0 | 0 | 0 | 0 | 0 | 0 | 0 | 0 | 0 | 0 | 0 | 0 | 0 | 0 | 0 | 0 | 0
F7_Industrial_Wood and Lumber Products_New_Process_Natural Gas_Gas Boiler - Insulate Steam Lines/Condensate Tank_A_Technical Potential | F7 | Industrial | Wood and Lumber Products | New | Process | Natural Gas | Gas Boiler - Insulate Steam Lines/Condensate Tank | A | Cumulative Energy Savings (MWh or mTherms) | Technical Potential | 0 | 0 | 0 | 0 | 0 | 0.012163 | 0.026512 | 0.04304 | 0.061728 | 0.082567 | 0.10561 | 0.13082 | 0.15819 | 0.18772 | 0.21938 | 0.2532 | 0.28917 | 0.32728 | 0.36753 | 0.40989 | 0.45439 | 0.50101 | 0.54972 | 0.60051 | 0.65336 | 0.65371 | 0.65403 | 0.65432 | 0 | 0 | 0
F8_Industrial_Wood and Lumber Products_New_Process_Natural Gas_Gas Boiler - Insulate Steam Lines/Condensate Tank_A_Technical Potential | F8 | Industrial | Wood and Lumber Products | New | Process | Natural Gas | Gas Boiler - Insulate Steam Lines/Condensate Tank | A | Cumulative Summer Peak Savings (MW) | Technical Potential | 0 | 0 | 0 | 0 | 0 | 0 | 0 | 0 | 0 | 0 | 0 | 0 | 0 | 0 | 0 | 0 | 0 | 0 | 0 | 0 | 0 | 0 | 0 | 0 | 0 | 0 | 0 | 0 | 0 | 0 | 0
F9_Industrial_Wood and Lumber Products_New_Process_Natural Gas_Gas Boiler - Insulate Steam Lines/Condensate Tank_A_Technical Potential | F9 | Industrial | Wood and Lumber Products | New | Process | Natural Gas | Gas Boiler - Insulate Steam Lines/Condensate Tank | A | Cumulative Winter Peak Savings (MW) | Technical Potential | 0 | 0 | 0 | 0 | 0 | 0 | 0 | 0 | 0 | 0 | 0 | 0 | 0 | 0 | 0 | 0 | 0 | 0 | 0 | 0 | 0 | 0 | 0 | 0 | 0 | 0 | 0 | 0 | 0 | 0 | 0
F10_Industrial_Wood and Lumber Products_New_Process_Natural Gas_Gas Boiler - Insulate Steam Lines/Condensate Tank_A_Technical Potential | F10 | Industrial | Wood and Lumber Products | New | Process | Natural Gas | Gas Boiler - Insulate Steam Lines/Condensate Tank | A | Purchases (Incremental) | Technical Potential | 0 | 0 | 0 | 0 | 0 | 0.178 | 0.21088 | 0.24375 | 0.27642 | 0.30911 | 0.34182 | 0.37412 | 0.40633 | 0.43848 | 0.47011 | 0.50187 | 0.53332 | 0.56478 | 0.59608 | 0.6271 | 0.65815 | 0.68908 | 0.71989 | 0.75059 | 0.78118 | 0.178 | 0.21088 | 0.24375 | 0.27642 | 0.30911 | 0.34182
F11_Industrial_Wood and Lumber Products_New_Process_Natural Gas_Gas Boiler - Insulate Steam Lines/Condensate Tank_A_Technical Potential | F11 | Industrial | Wood and Lumber Products | New | Process | Natural Gas | Gas Boiler - Insulate Steam Lines/Condensate Tank | A | Purchases (Cumulative) | Technical Potential | 0 | 0 | 0 | 0 | 0 | 0.178 | 0.38889 | 0.63264 | 0.90906 | 1.2182 | 1.56 | 1.9341 | 2.3404 | 2.7789 | 3.249 | 3.7509 | 4.2842 | 4.849 | 5.4451 | 6.0722 | 6.7303 | 7.4194 | 8.1393 | 8.8899 | 9.6711 | 9.6711 | 9.6711 | 9.6711 | 9.6711 | 9.6711 | 9.6711
F1_Industrial_Wood and Lumber Products_New_Space Heating_Natural Gas_Gas Boiler - Insulate Hot Water Lines_A_Technical Potential | F1 | Industrial | Wood and Lumber Products | New | Space Heating | Natural Gas | Gas Boiler - Insulate Hot Water Lines | A | Integrated Unit Energy Savings (kWh or therms) | Technical Potential | 0 | 0 | 0 | 0 | 0 | 0 | 0 | 0 | 0 | 0 | 0 | 0 | 0 | 0 | 0 | 0 | 0 | 0 | 0 | 0 | 0 | 0 | 0 | 0 | 0 | 0 | 0 | 0 | 0 | 0 | 0
F2_Industrial_Wood and Lumber Products_New_Space Heating_Natural Gas_Gas Boiler - Insulate Hot Water Lines_A_Technical Potential | F2 | Industrial | Wood and Lumber Products | New | Space Heating | Natural Gas | Gas Boiler - Insulate Hot Water Lines | A | Integrated Unit Summer Peak Savings (kW) | Technical Potential | 0 | 0 | 0 | 0 | 0 | 0 | 0 | 0 | 0 | 0 | 0 | 0 | 0 | 0 | 0 | 0 | 0 | 0 | 0 | 0 | 0 | 0 | 0 | 0 | 0 | 0 | 0 | 0 | 0 | 0 | 0
F3_Industrial_Wood and Lumber Products_New_Space Heating_Natural Gas_Gas Boiler - Insulate Hot Water Lines_A_Technical Potential | F3 | Industrial | Wood and Lumber Products | New | Space Heating | Natural Gas | Gas Boiler - Insulate Hot Water Lines | A | Integrated Unit Winter Peak Savings (kW) | Technical Potential | 0 | 0 | 0 | 0 | 0 | 0 | 0 | 0 | 0 | 0 | 0 | 0 | 0 | 0 | 0 | 0 | 0 | 0 | 0 | 0 | 0 | 0 | 0 | 0 | 0 | 0 | 0 | 0 | 0 | 0 | 0
F4_Industrial_Wood and Lumber Products_New_Space Heating_Natural Gas_Gas Boiler - Insulate Hot Water Lines_A_Technical Potential | F4 | Industrial | Wood and Lumber Products | New | Space Heating | Natural Gas | Gas Boiler - Insulate Hot Water Lines | A | Incremental Energy Savings (MWh or mTherms) | Technical Potential | 0 | 0 | 0 | 0 | 0 | 0 | 0 | 0 | 0 | 0 | 0 | 0 | 0 | 0 | 0 | 0 | 0 | 0 | 0 | 0 | 0 | 0 | 0 | 0 | 0 | 0 | 0 | 0 | 0 | 0 | 0
F5_Industrial_Wood and Lumber Products_New_Space Heating_Natural Gas_Gas Boiler - Insulate Hot Water Lines_A_Technical Potential | F5 | Industrial | Wood and Lumber Products | New | Space Heating | Natural Gas | Gas Boiler - Insulate Hot Water Lines | A | Incremental Summer Peak Savings (MW) | Technical Potential | 0 | 0 | 0 | 0 | 0 | 0 | 0 | 0 | 0 | 0 | 0 | 0 | 0 | 0 | 0 | 0 | 0 | 0 | 0 | 0 | 0 | 0 | 0 | 0 | 0 | 0 | 0 | 0 | 0 | 0 | 0
F6_Industrial_Wood and Lumber Products_New_Space Heating_Natural Gas_Gas Boiler - Insulate Hot Water Lines_A_Technical Potential | F6 | Industrial | Wood and Lumber Products | New | Space Heating | Natural Gas | Gas Boiler - Insulate Hot Water Lines | A | Incremental Winter Peak Savings (MW) | Technical Potential | 0 | 0 | 0 | 0 | 0 | 0 | 0 | 0 | 0 | 0 | 0 | 0 | 0 | 0 | 0 | 0 | 0 | 0 | 0 | 0 | 0 | 0 | 0 | 0 | 0 | 0 | 0 | 0 | 0 | 0 | 0
F7_Industrial_Wood and Lumber Products_New_Space Heating_Natural Gas_Gas Boiler - Insulate Hot Water Lines_A_Technical Potential | F7 | Industrial | Wood and Lumber Products | New | Space Heating | Natural Gas | Gas Boiler - Insulate Hot Water Lines | A | Cumulative Energy Savings (MWh or mTherms) | Technical Potential | 0 | 0 | 0 | 0 | 0 | 0 | 0 | 0 | 0 | 0 | 0 | 0 | 0 | 0 | 0 | 0 | 0 | 0 | 0 | 0 | 0 | 0 | 0 | 0 | 0 | 0 | 0 | 0 | 0 | 0 | 0
F8_Industrial_Wood and Lumber Products_New_Space Heating_Natural Gas_Gas Boiler - Insulate Hot Water Lines_A_Technical Potential | F8 | Industrial | Wood and Lumber Products | New | Space Heating | Natural Gas | Gas Boiler - Insulate Hot Water Lines | A | Cumulative Summer Peak Savings (MW) | Technical Potential | 0 | 0 | 0 | 0 | 0 | 0 | 0 | 0 | 0 | 0 | 0 | 0 | 0 | 0 | 0 | 0 | 0 | 0 | 0 | 0 | 0 | 0 | 0 | 0 | 0 | 0 | 0 | 0 | 0 | 0 | 0
F9_Industrial_Wood and Lumber Products_New_Space Heating_Natural Gas_Gas Boiler - Insulate Hot Water Lines_A_Technical Potential | F9 | Industrial | Wood and Lumber Products | New | Space Heating | Natural Gas | Gas Boiler - Insulate Hot Water Lines | A | Cumulative Winter Peak Savings (MW) | Technical Potential | 0 | 0 | 0 | 0 | 0 | 0 | 0 | 0 | 0 | 0 | 0 | 0 | 0 | 0 | 0 | 0 | 0 | 0 | 0 | 0 | 0 | 0 | 0 | 0 | 0 | 0 | 0 | 0 | 0 | 0 | 0
F10_Industrial_Wood and Lumber Products_New_Space Heating_Natural Gas_Gas Boiler - Insulate Hot Water Lines_A_Technical Potential | F10 | Industrial | Wood and Lumber Products | New | Space Heating | Natural Gas | Gas Boiler - Insulate Hot Water Lines | A | Purchases (Incremental) | Technical Potential | 0 | 0 | 0 | 0 | 0 | 0 | 0 | 0 | 0 | 0 | 0 | 0 | 0 | 0 | 0 | 0 | 0 | 0 | 0 | 0 | 0 | 0 | 0 | 0 | 0 | 0 | 0 | 0 | 0 | 0 | 0
F11_Industrial_Wood and Lumber Products_New_Space Heating_Natural Gas_Gas Boiler - Insulate Hot Water Lines_A_Technical Potential | F11 | Industrial | Wood and Lumber Products | New | Space Heating | Natural Gas | Gas Boiler - Insulate Hot Water Lines | A | Purchases (Cumulative) | Technical Potential | 0 | 0 | 0 | 0 | 0 | 0 | 0 | 0 | 0 | 0 | 0 | 0 | 0 | 0 | 0 | 0 | 0 | 0 | 0 | 0 | 0 | 0 | 0 | 0 | 0 | 0 | 0 | 0 | 0 | 0 | 0
F1_Industrial_Wood and Lumber Products_New_Process_Natural Gas_Gas Boiler - Insulate Hot Water Lines_A_Technical Potential | F1 | Industrial | Wood and Lumber Products | New | Process | Natural Gas | Gas Boiler - Insulate Hot Water Lines | A | Integrated Unit Energy Savings (kWh or therms) | Technical Potential | 0 | 0 | 0 | 0 | 0 | 77.2515 | 77.0901 | 76.9449 | 76.8113 | 76.6828 | 76.6048 | 76.5444 | 76.4986 | 76.4657 | 76.4441 | 76.4341 | 76.4341 | 76.4422 | 76.4556 | 76.4719 | 76.4931 | 76.5187 | 76.542 | 76.5633 | 76.5829 | 76.6151 | 76.6448 | 76.6725 | 77.4421 | 77.4421 | 77.4421
F2_Industrial_Wood and Lumber Products_New_Process_Natural Gas_Gas Boiler - Insulate Hot Water Lines_A_Technical Potential | F2 | Industrial | Wood and Lumber Products | New | Process | Natural Gas | Gas Boiler - Insulate Hot Water Lines | A | Integrated Unit Summer Peak Savings (kW) | Technical Potential | 0 | 0 | 0 | 0 | 0 | 0 | 0 | 0 | 0 | 0 | 0 | 0 | 0 | 0 | 0 | 0 | 0 | 0 | 0 | 0 | 0 | 0 | 0 | 0 | 0 | 0 | 0 | 0 | 0 | 0 | 0
F3_Industrial_Wood and Lumber Products_New_Process_Natural Gas_Gas Boiler - Insulate Hot Water Lines_A_Technical Potential | F3 | Industrial | Wood and Lumber Products | New | Process | Natural Gas | Gas Boiler - Insulate Hot Water Lines | A | Integrated Unit Winter Peak Savings (kW) | Technical Potential | 0 | 0 | 0 | 0 | 0 | 0 | 0 | 0 | 0 | 0 | 0 | 0 | 0 | 0 | 0 | 0 | 0 | 0 | 0 | 0 | 0 | 0 | 0 | 0 | 0 | 0 | 0 | 0 | 0 | 0 | 0
F4_Industrial_Wood and Lumber Products_New_Process_Natural Gas_Gas Boiler - Insulate Hot Water Lines_A_Technical Potential | F4 | Industrial | Wood and Lumber Products | New | Process | Natural Gas | Gas Boiler - Insulate Hot Water Lines | A | Incremental Energy Savings (MWh or mTherms) | Technical Potential | 0 | 0 | 0 | 0 | 0 | 0.013751 | 0.016257 | 0.018755 | 0.021232 | 0.023703 | 0.026185 | 0.028637 | 0.031084 | 0.033528 | 0.035937 | 0.03836 | 0.040764 | 0.043173 | 0.045573 | 0.047955 | 0.050344 | 0.052728 | 0.055102 | 0.057467 | 0.059825 | 0.013638 | 0.016163 | 0.018689 | 0.021406 | 0.023938 | 0.026471
F5_Industrial_Wood and Lumber Products_New_Process_Natural Gas_Gas Boiler - Insulate Hot Water Lines_A_Technical Potential | F5 | Industrial | Wood and Lumber Products | New | Process | Natural Gas | Gas Boiler - Insulate Hot Water Lines | A | Incremental Summer Peak Savings (MW) | Technical Potential | 0 | 0 | 0 | 0 | 0 | 0 | 0 | 0 | 0 | 0 | 0 | 0 | 0 | 0 | 0 | 0 | 0 | 0 | 0 | 0 | 0 | 0 | 0 | 0 | 0 | 0 | 0 | 0 | 0 | 0 | 0
F6_Industrial_Wood and Lumber Products_New_Process_Natural Gas_Gas Boiler - Insulate Hot Water Lines_A_Technical Potential | F6 | Industrial | Wood and Lumber Products | New | Process | Natural Gas | Gas Boiler - Insulate Hot Water Lines | A | Incremental Winter Peak Savings (MW) | Technical Potential | 0 | 0 | 0 | 0 | 0 | 0 | 0 | 0 | 0 | 0 | 0 | 0 | 0 | 0 | 0 | 0 | 0 | 0 | 0 | 0 | 0 | 0 | 0 | 0 | 0 | 0 | 0 | 0 | 0 | 0 | 0
F7_Industrial_Wood and Lumber Products_New_Process_Natural Gas_Gas Boiler - Insulate Hot Water Lines_A_Technical Potential | F7 | Industrial | Wood and Lumber Products | New | Process | Natural Gas | Gas Boiler - Insulate Hot Water Lines | A | Cumulative Energy Savings (MWh or mTherms) | Technical Potential | 0 | 0 | 0 | 0 | 0 | 0.013751 | 0.029979 | 0.048678 | 0.069826 | 0.093412 | 0.1195 | 0.14804 | 0.17904 | 0.21249 | 0.24837 | 0.2867 | 0.32746 | 0.37067 | 0.41631 | 0.46435 | 0.51482 | 0.56772 | 0.623 | 0.68064 | 0.74064 | 0.74095 | 0.74124 | 0.7415 | 0 | 0 | 0
F8_Industrial_Wood and Lumber Products_New_Process_Natural Gas_Gas Boiler - Insulate Hot Water Lines_A_Technical Potential | F8 | Industrial | Wood and Lumber Products | New | Process | Natural Gas | Gas Boiler - Insulate Hot Water Lines | A | Cumulative Summer Peak Savings (MW) | Technical Potential | 0 | 0 | 0 | 0 | 0 | 0 | 0 | 0 | 0 | 0 | 0 | 0 | 0 | 0 | 0 | 0 | 0 | 0 | 0 | 0 | 0 | 0 | 0 | 0 | 0 | 0 | 0 | 0 | 0 | 0 | 0
F9_Industrial_Wood and Lumber Products_New_Process_Natural Gas_Gas Boiler - Insulate Hot Water Lines_A_Technical Potential | F9 | Industrial | Wood and Lumber Products | New | Process | Natural Gas | Gas Boiler - Insulate Hot Water Lines | A | Cumulative Winter Peak Savings (MW) | Technical Potential | 0 | 0 | 0 | 0 | 0 | 0 | 0 | 0 | 0 | 0 | 0 | 0 | 0 | 0 | 0 | 0 | 0 | 0 | 0 | 0 | 0 | 0 | 0 | 0 | 0 | 0 | 0 | 0 | 0 | 0 | 0
F10_Industrial_Wood and Lumber Products_New_Process_Natural Gas_Gas Boiler - Insulate Hot Water Lines_A_Technical Potential | F10 | Industrial | Wood and Lumber Products | New | Process | Natural Gas | Gas Boiler - Insulate Hot Water Lines | A | Purchases (Incremental) | Technical Potential | 0 | 0 | 0 | 0 | 0 | 0.178 | 0.21088 | 0.24375 | 0.27642 | 0.30911 | 0.34182 | 0.37412 | 0.40633 | 0.43848 | 0.47011 | 0.50187 | 0.53332 | 0.56478 | 0.59608 | 0.6271 | 0.65815 | 0.68908 | 0.71989 | 0.75059 | 0.78118 | 0.178 | 0.21088 | 0.24375 | 0.27642 | 0.30911 | 0.34182
F11_Industrial_Wood and Lumber Products_New_Process_Natural Gas_Gas Boiler - Insulate Hot Water Lines_A_Technical Potential | F11 | Industrial | Wood and Lumber Products | New | Process | Natural Gas | Gas Boiler - Insulate Hot Water Lines | A | Purchases (Cumulative) | Technical Potential | 0 | 0 | 0 | 0 | 0 | 0.178 | 0.38889 | 0.63264 | 0.90906 | 1.2182 | 1.56 | 1.9341 | 2.3404 | 2.7789 | 3.249 | 3.7509 | 4.2842 | 4.849 | 5.4451 | 6.0722 | 6.7303 | 7.4194 | 8.1393 | 8.8899 | 9.6711 | 9.6711 | 9.6711 | 9.6711 | 9.6711 | 9.6711 | 9.6711
F1_Industrial_Wood and Lumber Products_New_Process_Natural Gas_Process - Insulate Heated Process Fluids_A_Technical Potential | F1 | Industrial | Wood and Lumber Products | New | Process | Natural Gas | Process - Insulate Heated Process Fluids | A | Integrated Unit Energy Savings (kWh or therms) | Technical Potential | 0 | 0 | 0 | 0 | 0 | 125.76 | 125.708 | 125.6639 | 125.6282 | 125.5942 | 125.5671 | 125.5499 | 125.5402 | 125.5358 | 125.5351 | 125.5373 | 125.5414 | 125.5469 | 125.5532 | 125.5601 | 125.5726 | 125.5839 | 125.5942 | 125.6037 | 125.6124 | 125.6204 | 125.6278 | 125.6346 | 125.8253 | 125.8253 | 125.8253
F2_Industrial_Wood and Lumber Products_New_Process_Natural Gas_Process - Insulate Heated Process Fluids_A_Technical Potential | F2 | Industrial | Wood and Lumber Products | New | Process | Natural Gas | Process - Insulate Heated Process Fluids | A | Integrated Unit Summer Peak Savings (kW) | Technical Potential | 0 | 0 | 0 | 0 | 0 | 0 | 0 | 0 | 0 | 0 | 0 | 0 | 0 | 0 | 0 | 0 | 0 | 0 | 0 | 0 | 0 | 0 | 0 | 0 | 0 | 0 | 0 | 0 | 0 | 0 | 0
F3_Industrial_Wood and Lumber Products_New_Process_Natural Gas_Process - Insulate Heated Process Fluids_A_Technical Potential | F3 | Industrial | Wood and Lumber Products | New | Process | Natural Gas | Process - Insulate Heated Process Fluids | A | Integrated Unit Winter Peak Savings (kW) | Technical Potential | 0 | 0 | 0 | 0 | 0 | 0 | 0 | 0 | 0 | 0 | 0 | 0 | 0 | 0 | 0 | 0 | 0 | 0 | 0 | 0 | 0 | 0 | 0 | 0 | 0 | 0 | 0 | 0 | 0 | 0 | 0
F4_Industrial_Wood and Lumber Products_New_Process_Natural Gas_Process - Insulate Heated Process Fluids_A_Technical Potential | F4 | Industrial | Wood and Lumber Products | New | Process | Natural Gas | Process - Insulate Heated Process Fluids | A | Incremental Energy Savings (MWh or mTherms) | Technical Potential | 0 | 0 | 0 | 0 | 0 | 0.048968 | 0.05799 | 0.067004 | 0.075963 | 0.084923 | 0.084501 | 0.073979 | 0.064274 | 0.055485 | 0.04759 | 0.040645 | 0.034555 | 0.029275 | 0.02472 | 0.020806 | 0.017471 | 0.00012477 | 4.6559e-05 | 1.655e-05 | 5.6172e-06 | 0.048914 | 0.057953 | 0.066988 | 0.076082 | 0.085079 | 0.084675
F5_Industrial_Wood and Lumber Products_New_Process_Natural Gas_Process - Insulate Heated Process Fluids_A_Technical Potential | F5 | Industrial | Wood and Lumber Products | New | Process | Natural Gas | Process - Insulate Heated Process Fluids | A | Incremental Summer Peak Savings (MW) | Technical Potential | 0 | 0 | 0 | 0 | 0 | 0 | 0 | 0 | 0 | 0 | 0 | 0 | 0 | 0 | 0 | 0 | 0 | 0 | 0 | 0 | 0 | 0 | 0 | 0 | 0 | 0 | 0 | 0 | 0 | 0 | 0
F6_Industrial_Wood and Lumber Products_New_Process_Natural Gas_Process - Insulate Heated Process Fluids_A_Technical Potential | F6 | Industrial | Wood and Lumber Products | New | Process | Natural Gas | Process - Insulate Heated Process Fluids | A | Incremental Winter Peak Savings (MW) | Technical Potential | 0 | 0 | 0 | 0 | 0 | 0 | 0 | 0 | 0 | 0 | 0 | 0 | 0 | 0 | 0 | 0 | 0 | 0 | 0 | 0 | 0 | 0 | 0 | 0 | 0 | 0 | 0 | 0 | 0 | 0 | 0
F7_Industrial_Wood and Lumber Products_New_Process_Natural Gas_Process - Insulate Heated Process Fluids_A_Technical Potential | F7 | Industrial | Wood and Lumber Products | New | Process | Natural Gas | Process - Insulate Heated Process Fluids | A | Cumulative Energy Savings (MWh or mTherms) | Technical Potential | 0 | 0 | 0 | 0 | 0 | 0.048968 | 0.10694 | 0.1739 | 0.24982 | 0.33467 | 0.4191 | 0.49302 | 0.55726 | 0.61272 | 0.66031 | 0.70097 | 0.73554 | 0.76485 | 0.78961 | 0.81046 | 0.82801 | 0.82821 | 0.82832 | 0.8284 | 0.82847 | 0.82852 | 0.82857 | 0.82861 | 0 | 0 | 0
F8_Industrial_Wood and Lumber Products_New_Process_Natural Gas_Process - Insulate Heated Process Fluids_A_Technical Potential | F8 | Industrial | Wood and Lumber Products | New | Process | Natural Gas | Process - Insulate Heated Process Fluids | A | Cumulative Summer Peak Savings (MW) | Technical Potential | 0 | 0 | 0 | 0 | 0 | 0 | 0 | 0 | 0 | 0 | 0 | 0 | 0 | 0 | 0 | 0 | 0 | 0 | 0 | 0 | 0 | 0 | 0 | 0 | 0 | 0 | 0 | 0 | 0 | 0 | 0
F9_Industrial_Wood and Lumber Products_New_Process_Natural Gas_Process - Insulate Heated Process Fluids_A_Technical Potential | F9 | Industrial | Wood and Lumber Products | New | Process | Natural Gas | Process - Insulate Heated Process Fluids | A | Cumulative Winter Peak Savings (MW) | Technical Potential | 0 | 0 | 0 | 0 | 0 | 0 | 0 | 0 | 0 | 0 | 0 | 0 | 0 | 0 | 0 | 0 | 0 | 0 | 0 | 0 | 0 | 0 | 0 | 0 | 0 | 0 | 0 | 0 | 0 | 0 | 0
F10_Industrial_Wood and Lumber Products_New_Process_Natural Gas_Process - Insulate Heated Process Fluids_A_Technical Potential | F10 | Industrial | Wood and Lumber Products | New | Process | Natural Gas | Process - Insulate Heated Process Fluids | A | Purchases (Incremental) | Technical Potential | 0 | 0 | 0 | 0 | 0 | 0.38938 | 0.46131 | 0.5332 | 0.60466 | 0.67617 | 0.67296 | 0.58924 | 0.51198 | 0.44198 | 0.3791 | 0.32376 | 0.27524 | 0.23318 | 0.19688 | 0.1657 | 0.13913 | 0.00099356 | 0.00037071 | 0.00013177 | 4.4718e-05 | 0.38938 | 0.46131 | 0.5332 | 0.60466 | 0.67617 | 0.67296
F11_Industrial_Wood and Lumber Products_New_Process_Natural Gas_Process - Insulate Heated Process Fluids_A_Technical Potential | F11 | Industrial | Wood and Lumber Products | New | Process | Natural Gas | Process - Insulate Heated Process Fluids | A | Purchases (Cumulative) | Technical Potential | 0 | 0 | 0 | 0 | 0 | 0.38938 | 0.85069 | 1.3839 | 1.9886 | 2.6647 | 3.3377 | 3.9269 | 4.4389 | 4.8809 | 5.26 | 5.5837 | 5.859 | 6.0922 | 6.289 | 6.4548 | 6.5939 | 6.5949 | 6.5952 | 6.5954 | 6.5954 | 6.5954 | 6.5954 | 6.5954 | 6.5954 | 6.5954 | 6.5954
F1_Industrial_Wood and Lumber Products_New_Process_Natural Gas_Process Heat Recovery_A_Technical Potential | F1 | Industrial | Wood and Lumber Products | New | Process | Natural Gas | Process Heat Recovery | A | Integrated Unit Energy Savings (kWh or therms) | Technical Potential | 0 | 0 | 0 | 0 | 0 | 0.21016 | 0.20961 | 0.20911 | 0.20864 | 0.20819 | 0.20788 | 0.20761 | 0.20738 | 0.2072 | 0.20705 | 0.20693 | 0.20686 | 0.20681 | 0.20679 | 0.20679 | 0.2068 | 0.20684 | 0.20686 | 0.20689 | 0.20691 | 0.20706 | 0.20719 | 0.20731 | 0 | 0 | 0
F2_Industrial_Wood and Lumber Products_New_Process_Natural Gas_Process Heat Recovery_A_Technical Potential | F2 | Industrial | Wood and Lumber Products | New | Process | Natural Gas | Process Heat Recovery | A | Integrated Unit Summer Peak Savings (kW) | Technical Potential | 0 | 0 | 0 | 0 | 0 | 0 | 0 | 0 | 0 | 0 | 0 | 0 | 0 | 0 | 0 | 0 | 0 | 0 | 0 | 0 | 0 | 0 | 0 | 0 | 0 | 0 | 0 | 0 | 0 | 0 | 0
F3_Industrial_Wood and Lumber Products_New_Process_Natural Gas_Process Heat Recovery_A_Technical Potential | F3 | Industrial | Wood and Lumber Products | New | Process | Natural Gas | Process Heat Recovery | A | Integrated Unit Winter Peak Savings (kW) | Technical Potential | 0 | 0 | 0 | 0 | 0 | 0 | 0 | 0 | 0 | 0 | 0 | 0 | 0 | 0 | 0 | 0 | 0 | 0 | 0 | 0 | 0 | 0 | 0 | 0 | 0 | 0 | 0 | 0 | 0 | 0 | 0
F4_Industrial_Wood and Lumber Products_New_Process_Natural Gas_Process Heat Recovery_A_Technical Potential | F4 | Industrial | Wood and Lumber Products | New | Process | Natural Gas | Process Heat Recovery | A | Incremental Energy Savings (MWh or mTherms) | Technical Potential | 0 | 0 | 0 | 0 | 0 | 0.0029459 | 0.003481 | 0.0040139 | 0.0045417 | 0.0050678 | 0.0050361 | 0.0044039 | 0.0038223 | 0.0032968 | 0.0028257 | 0.0024119 | 0.0020497 | 0.0017361 | 0.0014657 | 0.0012336 | 0.0028989 | 0.003435 | 0.0039708 | 0.0045035 | 0.0050366 | 0.0050162 | 0.004395 | 0.003821 | 0 | 0 | 0
F5_Industrial_Wood and Lumber Products_New_Process_Natural Gas_Process Heat Recovery_A_Technical Potential | F5 | Industrial | Wood and Lumber Products | New | Process | Natural Gas | Process Heat Recovery | A | Incremental Summer Peak Savings (MW) | Technical Potential | 0 | 0 | 0 | 0 | 0 | 0 | 0 | 0 | 0 | 0 | 0 | 0 | 0 | 0 | 0 | 0 | 0 | 0 | 0 | 0 | 0 | 0 | 0 | 0 | 0 | 0 | 0 | 0 | 0 | 0 | 0
F6_Industrial_Wood and Lumber Products_New_Process_Natural Gas_Process Heat Recovery_A_Technical Potential | F6 | Industrial | Wood and Lumber Products | New | Process | Natural Gas | Process Heat Recovery | A | Incremental Winter Peak Savings (MW) | Technical Potential | 0 | 0 | 0 | 0 | 0 | 0 | 0 | 0 | 0 | 0 | 0 | 0 | 0 | 0 | 0 | 0 | 0 | 0 | 0 | 0 | 0 | 0 | 0 | 0 | 0 | 0 | 0 | 0 | 0 | 0 | 0
F7_Industrial_Wood and Lumber Products_New_Process_Natural Gas_Process Heat Recovery_A_Technical Potential | F7 | Industrial | Wood and Lumber Products | New | Process | Natural Gas | Process Heat Recovery | A | Cumulative Energy Savings (MWh or mTherms) | Technical Potential | 0 | 0 | 0 | 0 | 0 | 0.0029459 | 0.0064192 | 0.010418 | 0.014936 | 0.019972 | 0.024978 | 0.029349 | 0.03314 | 0.036407 | 0.039206 | 0.041597 | 0.043631 | 0.045358 | 0.046819 | 0.048051 | 0.048055 | 0.048063 | 0.048069 | 0.048075 | 0.04808 | 0.048114 | 0.048145 | 0.048174 | 0 | 0 | 0
F8_Industrial_Wood and Lumber Products_New_Process_Natural Gas_Process Heat Recovery_A_Technical Potential | F8 | Industrial | Wood and Lumber Products | New | Process | Natural Gas | Process Heat Recovery | A | Cumulative Summer Peak Savings (MW) | Technical Potential | 0 | 0 | 0 | 0 | 0 | 0 | 0 | 0 | 0 | 0 | 0 | 0 | 0 | 0 | 0 | 0 | 0 | 0 | 0 | 0 | 0 | 0 | 0 | 0 | 0 | 0 | 0 | 0 | 0 | 0 | 0
F9_Industrial_Wood and Lumber Products_New_Process_Natural Gas_Process Heat Recovery_A_Technical Potential | F9 | Industrial | Wood and Lumber Products | New | Process | Natural Gas | Process Heat Recovery | A | Cumulative Winter Peak Savings (MW) | Technical Potential | 0 | 0 | 0 | 0 | 0 | 0 | 0 | 0 | 0 | 0 | 0 | 0 | 0 | 0 | 0 | 0 | 0 | 0 | 0 | 0 | 0 | 0 | 0 | 0 | 0 | 0 | 0 | 0 | 0 | 0 | 0
F10_Industrial_Wood and Lumber Products_New_Process_Natural Gas_Process Heat Recovery_A_Technical Potential | F10 | Industrial | Wood and Lumber Products | New | Process | Natural Gas | Process Heat Recovery | A | Purchases (Incremental) | Technical Potential | 0 | 0 | 0 | 0 | 0 | 14.0177 | 16.6071 | 19.1951 | 21.7679 | 24.3421 | 24.2265 | 21.2126 | 18.4311 | 15.9114 | 13.6475 | 11.6555 | 9.9088 | 8.3946 | 7.0878 | 5.9654 | 14.0177 | 16.6071 | 19.1951 | 21.7679 | 24.3421 | 24.2265 | 21.2126 | 18.4311 | 15.9114 | 13.6475 | 11.6555
F11_Industrial_Wood and Lumber Products_New_Process_Natural Gas_Process Heat Recovery_A_Technical Potential | F11 | Industrial | Wood and Lumber Products | New | Process | Natural Gas | Process Heat Recovery | A | Purchases (Cumulative) | Technical Potential | 0 | 0 | 0 | 0 | 0 | 14.0177 | 30.6248 | 49.8199 | 71.5878 | 95.9299 | 120.1564 | 141.3689 | 159.8001 | 175.7115 | 189.359 | 201.0145 | 210.9233 | 219.3179 | 226.4058 | 232.3711 | 232.3711 | 232.3711 | 232.3711 | 232.3711 | 232.3711 | 232.3711 | 232.3711 | 232.3711 | 232.3711 | 232.3711 | 232.3711
F1_Industrial_Wood and Lumber Products_New_Space Heating_Natural Gas_Building Automation System_A_Technical Potential | F1 | Industrial | Wood and Lumber Products | New | Space Heating | Natural Gas | Building Automation System | A | Integrated Unit Energy Savings (kWh or therms) | Technical Potential | 0 | 0 | 0 | 0 | 0 | 0.014235 | 0.013813 | 0.013505 | 0.013271 | 0.013086 | 0.012938 | 0.012764 | 0.012582 | 0.012403 | 0.012229 | 0.012076 | 0.011939 | 0.011925 | 0.011842 | 0.011783 | 0.011742 | 0.011706 | 0.011693 | 0.011691 | 0.011695 | 0.011703 | 0.011711 | 0.011721 | 0 | 0 | 0
F2_Industrial_Wood and Lumber Products_New_Space Heating_Natural Gas_Building Automation System_A_Technical Potential | F2 | Industrial | Wood and Lumber Products | New | Space Heating | Natural Gas | Building Automation System | A | Integrated Unit Summer Peak Savings (kW) | Technical Potential | 0 | 0 | 0 | 0 | 0 | 0 | 0 | 0 | 0 | 0 | 0 | 0 | 0 | 0 | 0 | 0 | 0 | 0 | 0 | 0 | 0 | 0 | 0 | 0 | 0 | 0 | 0 | 0 | 0 | 0 | 0
F3_Industrial_Wood and Lumber Products_New_Space Heating_Natural Gas_Building Automation System_A_Technical Potential | F3 | Industrial | Wood and Lumber Products | New | Space Heating | Natural Gas | Building Automation System | A | Integrated Unit Winter Peak Savings (kW) | Technical Potential | 0 | 0 | 0 | 0 | 0 | 0 | 0 | 0 | 0 | 0 | 0 | 0 | 0 | 0 | 0 | 0 | 0 | 0 | 0 | 0 | 0 | 0 | 0 | 0 | 0 | 0 | 0 | 0 | 0 | 0 | 0
F4_Industrial_Wood and Lumber Products_New_Space Heating_Natural Gas_Building Automation System_A_Technical Potential | F4 | Industrial | Wood and Lumber Products | New | Space Heating | Natural Gas | Building Automation System | A | Incremental Energy Savings (MWh or mTherms) | Technical Potential | 0 | 0 | 0 | 0 | 0 | 2.9527e-05 | 6.7854e-05 | 0.00013615 | 0.00024679 | 0.00041306 | 0.00064678 | 0.00095002 | 0.0013185 | 0.0017347 | 0.0021625 | 0.0025576 | 0.0028586 | 0.0030362 | 0.0029999 | 0.002761 | 0.0023879 | 0.001906 | 0.001377 | 0.00091711 | 0.00062273 | 0.00058506 | 0.00087166 | 0.0012283 | 0 | 0 | 0
F5_Industrial_Wood and Lumber Products_New_Space Heating_Natural Gas_Building Automation System_A_Technical Potential | F5 | Industrial | Wood and Lumber Products | New | Space Heating | Natural Gas | Building Automation System | A | Incremental Summer Peak Savings (MW) | Technical Potential | 0 | 0 | 0 | 0 | 0 | 0 | 0 | 0 | 0 | 0 | 0 | 0 | 0 | 0 | 0 | 0 | 0 | 0 | 0 | 0 | 0 | 0 | 0 | 0 | 0 | 0 | 0 | 0 | 0 | 0 | 0
F6_Industrial_Wood and Lumber Products_New_Space Heating_Natural Gas_Building Automation System_A_Technical Potential | F6 | Industrial | Wood and Lumber Products | New | Space Heating | Natural Gas | Building Automation System | A | Incremental Winter Peak Savings (MW) | Technical Potential | 0 | 0 | 0 | 0 | 0 | 0 | 0 | 0 | 0 | 0 | 0 | 0 | 0 | 0 | 0 | 0 | 0 | 0 | 0 | 0 | 0 | 0 | 0 | 0 | 0 | 0 | 0 | 0 | 0 | 0 | 0
F7_Industrial_Wood and Lumber Products_New_Space Heating_Natural Gas_Building Automation System_A_Technical Potential | F7 | Industrial | Wood and Lumber Products | New | Space Heating | Natural Gas | Building Automation System | A | Cumulative Energy Savings (MWh or mTherms) | Technical Potential | 0 | 0 | 0 | 0 | 0 | 2.9527e-05 | 9.6506e-05 | 0.0002305 | 0.0004733 | 0.00087976 | 0.0015166 | 0.0024463 | 0.0037299 | 0.0054114 | 0.0074983 | 0.0099616 | 0.012708 | 0.015729 | 0.01862 | 0.021288 | 0.023576 | 0.025353 | 0.026583 | 0.027279 | 0.027543 | 0.027561 | 0.027581 | 0.027603 | 0 | 0 | 0
F8_Industrial_Wood and Lumber Products_New_Space Heating_Natural Gas_Building Automation System_A_Technical Potential | F8 | Industrial | Wood and Lumber Products | New | Space Heating | Natural Gas | Building Automation System | A | Cumulative Summer Peak Savings (MW) | Technical Potential | 0 | 0 | 0 | 0 | 0 | 0 | 0 | 0 | 0 | 0 | 0 | 0 | 0 | 0 | 0 | 0 | 0 | 0 | 0 | 0 | 0 | 0 | 0 | 0 | 0 | 0 | 0 | 0 | 0 | 0 | 0
F9_Industrial_Wood and Lumber Products_New_Space Heating_Natural Gas_Building Automation System_A_Technical Potential | F9 | Industrial | Wood and Lumber Products | New | Space Heating | Natural Gas | Building Automation System | A | Cumulative Winter Peak Savings (MW) | Technical Potential | 0 | 0 | 0 | 0 | 0 | 0 | 0 | 0 | 0 | 0 | 0 | 0 | 0 | 0 | 0 | 0 | 0 | 0 | 0 | 0 | 0 | 0 | 0 | 0 | 0 | 0 | 0 | 0 | 0 | 0 | 0
F10_Industrial_Wood and Lumber Products_New_Space Heating_Natural Gas_Building Automation System_A_Technical Potential | F10 | Industrial | Wood and Lumber Products | New | Space Heating | Natural Gas | Building Automation System | A | Purchases (Incremental) | Technical Potential | 0 | 0 | 0 | 0 | 0 | 2.0743 | 4.9123 | 10.0812 | 18.5964 | 31.5648 | 49.9921 | 74.4287 | 104.7938 | 139.8657 | 176.8345 | 211.7985 | 239.4346 | 254.6159 | 253.3198 | 234.3153 | 203.3727 | 162.8286 | 117.7673 | 78.4484 | 53.2472 | 49.9921 | 74.4287 | 104.7938 | 139.8657 | 176.8345 | 211.7985
F11_Industrial_Wood and Lumber Products_New_Space Heating_Natural Gas_Building Automation System_A_Technical Potential | F11 | Industrial | Wood and Lumber Products | New | Space Heating | Natural Gas | Building Automation System | A | Purchases (Cumulative) | Technical Potential | 0 | 0 | 0 | 0 | 0 | 2.0743 | 6.9866 | 17.0678 | 35.6643 | 67.229 | 117.2211 | 191.6498 | 296.4436 | 436.3092 | 613.1437 | 824.9423 | 1064.3769 | 1318.9928 | 1572.3126 | 1806.6279 | 2007.9263 | 2165.8426 | 2273.5287 | 2333.3807 | 2355.0631 | 2355.0631 | 2355.0631 | 2355.0631 | 2355.0631 | 2355.0631 | 2355.0631
F1_Industrial_Wood and Lumber Products_New_Space Heating_Natural Gas_Steam System Efficiency Improvements_A_Technical Potential | F1 | Industrial | Wood and Lumber Products | New | Space Heating | Natural Gas | Steam System Efficiency Improvements | A | Integrated Unit Energy Savings (kWh or therms) | Technical Potential | 0 | 0 | 0 | 0 | 0 | 0 | 0 | 0 | 0 | 0 | 0 | 0 | 0 | 0 | 0 | 0 | 0 | 0 | 0 | 0 | 0 | 0 | 0 | 0 | 0 | 0 | 0 | 0 | 0 | 0 | 0
F2_Industrial_Wood and Lumber Products_New_Space Heating_Natural Gas_Steam System Efficiency Improvements_A_Technical Potential | F2 | Industrial | Wood and Lumber Products | New | Space Heating | Natural Gas | Steam System Efficiency Improvements | A | Integrated Unit Summer Peak Savings (kW) | Technical Potential | 0 | 0 | 0 | 0 | 0 | 0 | 0 | 0 | 0 | 0 | 0 | 0 | 0 | 0 | 0 | 0 | 0 | 0 | 0 | 0 | 0 | 0 | 0 | 0 | 0 | 0 | 0 | 0 | 0 | 0 | 0
F3_Industrial_Wood and Lumber Products_New_Space Heating_Natural Gas_Steam System Efficiency Improvements_A_Technical Potential | F3 | Industrial | Wood and Lumber Products | New | Space Heating | Natural Gas | Steam System Efficiency Improvements | A | Integrated Unit Winter Peak Savings (kW) | Technical Potential | 0 | 0 | 0 | 0 | 0 | 0 | 0 | 0 | 0 | 0 | 0 | 0 | 0 | 0 | 0 | 0 | 0 | 0 | 0 | 0 | 0 | 0 | 0 | 0 | 0 | 0 | 0 | 0 | 0 | 0 | 0
F4_Industrial_Wood and Lumber Products_New_Space Heating_Natural Gas_Steam System Efficiency Improvements_A_Technical Potential | F4 | Industrial | Wood and Lumber Products | New | Space Heating | Natural Gas | Steam System Efficiency Improvements | A | Incremental Energy Savings (MWh or mTherms) | Technical Potential | 0 | 0 | 0 | 0 | 0 | 0 | 0 | 0 | 0 | 0 | 0 | 0 | 0 | 0 | 0 | 0 | 0 | 0 | 0 | 0 | 0 | 0 | 0 | 0 | 0 | 0 | 0 | 0 | 0 | 0 | 0
F5_Industrial_Wood and Lumber Products_New_Space Heating_Natural Gas_Steam System Efficiency Improvements_A_Technical Potential | F5 | Industrial | Wood and Lumber Products | New | Space Heating | Natural Gas | Steam System Efficiency Improvements | A | Incremental Summer Peak Savings (MW) | Technical Potential | 0 | 0 | 0 | 0 | 0 | 0 | 0 | 0 | 0 | 0 | 0 | 0 | 0 | 0 | 0 | 0 | 0 | 0 | 0 | 0 | 0 | 0 | 0 | 0 | 0 | 0 | 0 | 0 | 0 | 0 | 0
F6_Industrial_Wood and Lumber Products_New_Space Heating_Natural Gas_Steam System Efficiency Improvements_A_Technical Potential | F6 | Industrial | Wood and Lumber Products | New | Space Heating | Natural Gas | Steam System Efficiency Improvements | A | Incremental Winter Peak Savings (MW) | Technical Potential | 0 | 0 | 0 | 0 | 0 | 0 | 0 | 0 | 0 | 0 | 0 | 0 | 0 | 0 | 0 | 0 | 0 | 0 | 0 | 0 | 0 | 0 | 0 | 0 | 0 | 0 | 0 | 0 | 0 | 0 | 0
F7_Industrial_Wood and Lumber Products_New_Space Heating_Natural Gas_Steam System Efficiency Improvements_A_Technical Potential | F7 | Industrial | Wood and Lumber Products | New | Space Heating | Natural Gas | Steam System Efficiency Improvements | A | Cumulative Energy Savings (MWh or mTherms) | Technical Potential | 0 | 0 | 0 | 0 | 0 | 0 | 0 | 0 | 0 | 0 | 0 | 0 | 0 | 0 | 0 | 0 | 0 | 0 | 0 | 0 | 0 | 0 | 0 | 0 | 0 | 0 | 0 | 0 | 0 | 0 | 0
F8_Industrial_Wood and Lumber Products_New_Space Heating_Natural Gas_Steam System Efficiency Improvements_A_Technical Potential | F8 | Industrial | Wood and Lumber Products | New | Space Heating | Natural Gas | Steam System Efficiency Improvements | A | Cumulative Summer Peak Savings (MW) | Technical Potential | 0 | 0 | 0 | 0 | 0 | 0 | 0 | 0 | 0 | 0 | 0 | 0 | 0 | 0 | 0 | 0 | 0 | 0 | 0 | 0 | 0 | 0 | 0 | 0 | 0 | 0 | 0 | 0 | 0 | 0 | 0
F9_Industrial_Wood and Lumber Products_New_Space Heating_Natural Gas_Steam System Efficiency Improvements_A_Technical Potential | F9 | Industrial | Wood and Lumber Products | New | Space Heating | Natural Gas | Steam System Efficiency Improvements | A | Cumulative Winter Peak Savings (MW) | Technical Potential | 0 | 0 | 0 | 0 | 0 | 0 | 0 | 0 | 0 | 0 | 0 | 0 | 0 | 0 | 0 | 0 | 0 | 0 | 0 | 0 | 0 | 0 | 0 | 0 | 0 | 0 | 0 | 0 | 0 | 0 | 0
F10_Industrial_Wood and Lumber Products_New_Space Heating_Natural Gas_Steam System Efficiency Improvements_A_Technical Potential | F10 | Industrial | Wood and Lumber Products | New | Space Heating | Natural Gas | Steam System Efficiency Improvements | A | Purchases (Incremental) | Technical Potential | 0 | 0 | 0 | 0 | 0 | 0 | 0 | 0 | 0 | 0 | 0 | 0 | 0 | 0 | 0 | 0 | 0 | 0 | 0 | 0 | 0 | 0 | 0 | 0 | 0 | 0 | 0 | 0 | 0 | 0 | 0
F11_Industrial_Wood and Lumber Products_New_Space Heating_Natural Gas_Steam System Efficiency Improvements_A_Technical Potential | F11 | Industrial | Wood and Lumber Products | New | Space Heating | Natural Gas | Steam System Efficiency Improvements | A | Purchases (Cumulative) | Technical Potential | 0 | 0 | 0 | 0 | 0 | 0 | 0 | 0 | 0 | 0 | 0 | 0 | 0 | 0 | 0 | 0 | 0 | 0 | 0 | 0 | 0 | 0 | 0 | 0 | 0 | 0 | 0 | 0 | 0 | 0 | 0
F1_Industrial_Wood and Lumber Products_New_Process_Natural Gas_Steam System Efficiency Improvements_A_Technical Potential | F1 | Industrial | Wood and Lumber Products | New | Process | Natural Gas | Steam System Efficiency Improvements | A | Integrated Unit Energy Savings (kWh or therms) | Technical Potential | 0 | 0 | 0 | 0 | 0 | 0.98263 | 0.98058 | 0.97874 | 0.97704 | 0.97542 | 0.97443 | 0.97368 | 0.97311 | 0.97271 | 0.97245 | 0.97234 | 0.97236 | 0.97248 | 0.97265 | 0.97286 | 0.97312 | 0.97344 | 0.97373 | 0.974 | 0.97425 | 0.97465 | 0.97502 | 0.97537 | 0.98506 | 0.98506 | 0.98506
F2_Industrial_Wood and Lumber Products_New_Process_Natural Gas_Steam System Efficiency Improvements_A_Technical Potential | F2 | Industrial | Wood and Lumber Products | New | Process | Natural Gas | Steam System Efficiency Improvements | A | Integrated Unit Summer Peak Savings (kW) | Technical Potential | 0 | 0 | 0 | 0 | 0 | 0 | 0 | 0 | 0 | 0 | 0 | 0 | 0 | 0 | 0 | 0 | 0 | 0 | 0 | 0 | 0 | 0 | 0 | 0 | 0 | 0 | 0 | 0 | 0 | 0 | 0
F3_Industrial_Wood and Lumber Products_New_Process_Natural Gas_Steam System Efficiency Improvements_A_Technical Potential | F3 | Industrial | Wood and Lumber Products | New | Process | Natural Gas | Steam System Efficiency Improvements | A | Integrated Unit Winter Peak Savings (kW) | Technical Potential | 0 | 0 | 0 | 0 | 0 | 0 | 0 | 0 | 0 | 0 | 0 | 0 | 0 | 0 | 0 | 0 | 0 | 0 | 0 | 0 | 0 | 0 | 0 | 0 | 0 | 0 | 0 | 0 | 0 | 0 | 0
F4_Industrial_Wood and Lumber Products_New_Process_Natural Gas_Steam System Efficiency Improvements_A_Technical Potential | F4 | Industrial | Wood and Lumber Products | New | Process | Natural Gas | Steam System Efficiency Improvements | A | Incremental Energy Savings (MWh or mTherms) | Technical Potential | 0 | 0 | 0 | 0 | 0 | 5.3825e-05 | 0.0001272 | 0.00026056 | 0.00047981 | 0.00081305 | 0.0012864 | 0.0019137 | 0.0026929 | 0.0035927 | 0.0045411 | 0.0054384 | 0.0061481 | 0.0065387 | 0.0065066 | 0.0060197 | 0.0054427 | 0.0061549 | 0.0065471 | 0.0065156 | 0.0060283 | 0.0054513 | 0.0061649 | 0.0065581 | 0.0065896 | 0.0060952 | 0.0055095
F5_Industrial_Wood and Lumber Products_New_Process_Natural Gas_Steam System Efficiency Improvements_A_Technical Potential | F5 | Industrial | Wood and Lumber Products | New | Process | Natural Gas | Steam System Efficiency Improvements | A | Incremental Summer Peak Savings (MW) | Technical Potential | 0 | 0 | 0 | 0 | 0 | 0 | 0 | 0 | 0 | 0 | 0 | 0 | 0 | 0 | 0 | 0 | 0 | 0 | 0 | 0 | 0 | 0 | 0 | 0 | 0 | 0 | 0 | 0 | 0 | 0 | 0
F6_Industrial_Wood and Lumber Products_New_Process_Natural Gas_Steam System Efficiency Improvements_A_Technical Potential | F6 | Industrial | Wood and Lumber Products | New | Process | Natural Gas | Steam System Efficiency Improvements | A | Incremental Winter Peak Savings (MW) | Technical Potential | 0 | 0 | 0 | 0 | 0 | 0 | 0 | 0 | 0 | 0 | 0 | 0 | 0 | 0 | 0 | 0 | 0 | 0 | 0 | 0 | 0 | 0 | 0 | 0 | 0 | 0 | 0 | 0 | 0 | 0 | 0
F7_Industrial_Wood and Lumber Products_New_Process_Natural Gas_Steam System Efficiency Improvements_A_Technical Potential | F7 | Industrial | Wood and Lumber Products | New | Process | Natural Gas | Steam System Efficiency Improvements | A | Cumulative Energy Savings (MWh or mTherms) | Technical Potential | 0 | 0 | 0 | 0 | 0 | 5.3825e-05 | 0.00018092 | 0.00044113 | 0.00092018 | 0.0017317 | 0.002963 | 0.0047481 | 0.0071792 | 0.010291 | 0.014019 | 0.018172 | 0.022409 | 0.02626 | 0.029179 | 0.030661 | 0.03067 | 0.03068 | 0.030689 | 0.030697 | 0.030705 | 0.030718 | 0.03073 | 0.030741 | 0 | 0 | 0
F8_Industrial_Wood and Lumber Products_New_Process_Natural Gas_Steam System Efficiency Improvements_A_Technical Potential | F8 | Industrial | Wood and Lumber Products | New | Process | Natural Gas | Steam System Efficiency Improvements | A | Cumulative Summer Peak Savings (MW) | Technical Potential | 0 | 0 | 0 | 0 | 0 | 0 | 0 | 0 | 0 | 0 | 0 | 0 | 0 | 0 | 0 | 0 | 0 | 0 | 0 | 0 | 0 | 0 | 0 | 0 | 0 | 0 | 0 | 0 | 0 | 0 | 0
F9_Industrial_Wood and Lumber Products_New_Process_Natural Gas_Steam System Efficiency Improvements_A_Technical Potential | F9 | Industrial | Wood and Lumber Products | New | Process | Natural Gas | Steam System Efficiency Improvements | A | Cumulative Winter Peak Savings (MW) | Technical Potential | 0 | 0 | 0 | 0 | 0 | 0 | 0 | 0 | 0 | 0 | 0 | 0 | 0 | 0 | 0 | 0 | 0 | 0 | 0 | 0 | 0 | 0 | 0 | 0 | 0 | 0 | 0 | 0 | 0 | 0 | 0
F10_Industrial_Wood and Lumber Products_New_Process_Natural Gas_Steam System Efficiency Improvements_A_Technical Potential | F10 | Industrial | Wood and Lumber Products | New | Process | Natural Gas | Steam System Efficiency Improvements | A | Purchases (Incremental) | Technical Potential | 0 | 0 | 0 | 0 | 0 | 0.054776 | 0.12972 | 0.26622 | 0.49108 | 0.83354 | 1.3202 | 1.9655 | 2.7673 | 3.6935 | 4.6697 | 5.593 | 6.3228 | 6.7237 | 6.6895 | 6.1876 | 5.593 | 6.3228 | 6.7237 | 6.6895 | 6.1876 | 5.593 | 6.3228 | 6.7237 | 6.6895 | 6.1876 | 5.593
F11_Industrial_Wood and Lumber Products_New_Process_Natural Gas_Steam System Efficiency Improvements_A_Technical Potential | F11 | Industrial | Wood and Lumber Products | New | Process | Natural Gas | Steam System Efficiency Improvements | A | Purchases (Cumulative) | Technical Potential | 0 | 0 | 0 | 0 | 0 | 0.054776 | 0.1845 | 0.45072 | 0.9418 | 1.7753 | 3.0407 | 4.8765 | 7.3776 | 10.58 | 14.4162 | 18.6891 | 23.0464 | 27.0028 | 29.9989 | 31.5168 | 31.5168 | 31.5168 | 31.5168 | 31.5168 | 31.5168 | 31.5168 | 31.5168 | 31.5168 | 31.5168 | 31.5168 | 31.5168
F1_Industrial_Wood and Lumber Products_New_Space Heating_Natural Gas_Strategic Energy Management_A_Technical Potential | F1 | Industrial | Wood and Lumber Products | New | Space Heating | Natural Gas | Strategic Energy Management | A | Integrated Unit Energy Savings (kWh or therms) | Technical Potential | 0 | 0 | 0 | 0 | 0 | 5.1194 | 4.9687 | 4.8587 | 4.7752 | 4.7094 | 4.6561 | 4.5938 | 4.5284 | 4.4638 | 4.4014 | 4.3462 | 4.2971 | 4.292 | 4.2623 | 4.2411 | 4.2261 | 4.2133 | 4.2085 | 4.2078 | 4.2095 | 4.2121 | 4.215 | 4.2182 | 0 | 0 | 0
F2_Industrial_Wood and Lumber Products_New_Space Heating_Natural Gas_Strategic Energy Management_A_Technical Potential | F2 | Industrial | Wood and Lumber Products | New | Space Heating | Natural Gas | Strategic Energy Management | A | Integrated Unit Summer Peak Savings (kW) | Technical Potential | 0 | 0 | 0 | 0 | 0 | 0 | 0 | 0 | 0 | 0 | 0 | 0 | 0 | 0 | 0 | 0 | 0 | 0 | 0 | 0 | 0 | 0 | 0 | 0 | 0 | 0 | 0 | 0 | 0 | 0 | 0
F3_Industrial_Wood and Lumber Products_New_Space Heating_Natural Gas_Strategic Energy Management_A_Technical Potential | F3 | Industrial | Wood and Lumber Products | New | Space Heating | Natural Gas | Strategic Energy Management | A | Integrated Unit Winter Peak Savings (kW) | Technical Potential | 0 | 0 | 0 | 0 | 0 | 0 | 0 | 0 | 0 | 0 | 0 | 0 | 0 | 0 | 0 | 0 | 0 | 0 | 0 | 0 | 0 | 0 | 0 | 0 | 0 | 0 | 0 | 0 | 0 | 0 | 0
F4_Industrial_Wood and Lumber Products_New_Space Heating_Natural Gas_Strategic Energy Management_A_Technical Potential | F4 | Industrial | Wood and Lumber Products | New | Space Heating | Natural Gas | Strategic Energy Management | A | Incremental Energy Savings (MWh or mTherms) | Technical Potential | 0 | 0 | 0 | 0 | 0 | 0.00018571 | 0.00021354 | 0.00024135 | 0.000269 | 0.00029666 | 0.00032435 | 0.00035024 | 0.00037498 | 0.00039888 | 0.00042168 | 0.00044451 | 0.00046703 | 0.00049399 | 0.00051777 | 0.000542 | 0.00056683 | 0.00059167 | 0.00061742 | 0.00064364 | 0.00067013 | 0.00056496 | 0.00059191 | 0.00061885 | 0 | 0 | 0
F5_Industrial_Wood and Lumber Products_New_Space Heating_Natural Gas_Strategic Energy Management_A_Technical Potential | F5 | Industrial | Wood and Lumber Products | New | Space Heating | Natural Gas | Strategic Energy Management | A | Incremental Summer Peak Savings (MW) | Technical Potential | 0 | 0 | 0 | 0 | 0 | 0 | 0 | 0 | 0 | 0 | 0 | 0 | 0 | 0 | 0 | 0 | 0 | 0 | 0 | 0 | 0 | 0 | 0 | 0 | 0 | 0 | 0 | 0 | 0 | 0 | 0
F6_Industrial_Wood and Lumber Products_New_Space Heating_Natural Gas_Strategic Energy Management_A_Technical Potential | F6 | Industrial | Wood and Lumber Products | New | Space Heating | Natural Gas | Strategic Energy Management | A | Incremental Winter Peak Savings (MW) | Technical Potential | 0 | 0 | 0 | 0 | 0 | 0 | 0 | 0 | 0 | 0 | 0 | 0 | 0 | 0 | 0 | 0 | 0 | 0 | 0 | 0 | 0 | 0 | 0 | 0 | 0 | 0 | 0 | 0 | 0 | 0 | 0
F7_Industrial_Wood and Lumber Products_New_Space Heating_Natural Gas_Strategic Energy Management_A_Technical Potential | F7 | Industrial | Wood and Lumber Products | New | Space Heating | Natural Gas | Strategic Energy Management | A | Cumulative Energy Savings (MWh or mTherms) | Technical Potential | 0 | 0 | 0 | 0 | 0 | 0.00018571 | 0.00039378 | 0.00062641 | 0.00088465 | 0.0011691 | 0.0013113 | 0.0014466 | 0.001576 | 0.001701 | 0.0018216 | 0.0019405 | 0.002058 | 0.0021941 | 0.0023159 | 0.0024401 | 0.002566 | 0.002692 | 0.002822 | 0.002954 | 0.0030873 | 0.0030893 | 0.0030914 | 0.0030937 | 0 | 0 | 0
F8_Industrial_Wood and Lumber Products_New_Space Heating_Natural Gas_Strategic Energy Management_A_Technical Potential | F8 | Industrial | Wood and Lumber Products | New | Space Heating | Natural Gas | Strategic Energy Management | A | Cumulative Summer Peak Savings (MW) | Technical Potential | 0 | 0 | 0 | 0 | 0 | 0 | 0 | 0 | 0 | 0 | 0 | 0 | 0 | 0 | 0 | 0 | 0 | 0 | 0 | 0 | 0 | 0 | 0 | 0 | 0 | 0 | 0 | 0 | 0 | 0 | 0
F9_Industrial_Wood and Lumber Products_New_Space Heating_Natural Gas_Strategic Energy Management_A_Technical Potential | F9 | Industrial | Wood and Lumber Products | New | Space Heating | Natural Gas | Strategic Energy Management | A | Cumulative Winter Peak Savings (MW) | Technical Potential | 0 | 0 | 0 | 0 | 0 | 0 | 0 | 0 | 0 | 0 | 0 | 0 | 0 | 0 | 0 | 0 | 0 | 0 | 0 | 0 | 0 | 0 | 0 | 0 | 0 | 0 | 0 | 0 | 0 | 0 | 0
F10_Industrial_Wood and Lumber Products_New_Space Heating_Natural Gas_Strategic Energy Management_A_Technical Potential | F10 | Industrial | Wood and Lumber Products | New | Space Heating | Natural Gas | Strategic Energy Management | A | Purchases (Incremental) | Technical Potential | 0 | 0 | 0 | 0 | 0 | 0.036275 | 0.042976 | 0.049674 | 0.056332 | 0.062993 | 0.06966 | 0.076242 | 0.082807 | 0.089358 | 0.095805 | 0.10228 | 0.10869 | 0.1151 | 0.12148 | 0.1278 | 0.13413 | 0.14043 | 0.14671 | 0.15296 | 0.1592 | 0.13413 | 0.14043 | 0.14671 | 0.15296 | 0.1592 | 0.13413
F11_Industrial_Wood and Lumber Products_New_Space Heating_Natural Gas_Strategic Energy Management_A_Technical Potential | F11 | Industrial | Wood and Lumber Products | New | Space Heating | Natural Gas | Strategic Energy Management | A | Purchases (Cumulative) | Technical Potential | 0 | 0 | 0 | 0 | 0 | 0.036275 | 0.079252 | 0.12893 | 0.18526 | 0.24825 | 0.28164 | 0.3149 | 0.34803 | 0.38106 | 0.41387 | 0.44649 | 0.47893 | 0.51122 | 0.54334 | 0.57533 | 0.60718 | 0.63892 | 0.67053 | 0.70202 | 0.73342 | 0.73342 | 0.73342 | 0.73342 | 0.73342 | 0.73342 | 0.73342
F1_Industrial_Wood and Lumber Products_New_Process_Natural Gas_Strategic Energy Management_A_Technical Potential | F1 | Industrial | Wood and Lumber Products | New | Process | Natural Gas | Strategic Energy Management | A | Integrated Unit Energy Savings (kWh or therms) | Technical Potential | 0 | 0 | 0 | 0 | 0 | 8.9321 | 8.9207 | 8.9104 | 8.901 | 8.8918 | 8.8837 | 8.8775 | 8.873 | 8.8699 | 8.868 | 8.8674 | 8.8679 | 8.8693 | 8.8712 | 8.8733 | 8.8759 | 8.879 | 8.8819 | 8.8845 | 8.8868 | 8.889 | 8.8911 | 8.893 | 0 | 0 | 0
F2_Industrial_Wood and Lumber Products_New_Process_Natural Gas_Strategic Energy Management_A_Technical Potential | F2 | Industrial | Wood and Lumber Products | New | Process | Natural Gas | Strategic Energy Management | A | Integrated Unit Summer Peak Savings (kW) | Technical Potential | 0 | 0 | 0 | 0 | 0 | 0 | 0 | 0 | 0 | 0 | 0 | 0 | 0 | 0 | 0 | 0 | 0 | 0 | 0 | 0 | 0 | 0 | 0 | 0 | 0 | 0 | 0 | 0 | 0 | 0 | 0
F3_Industrial_Wood and Lumber Products_New_Process_Natural Gas_Strategic Energy Management_A_Technical Potential | F3 | Industrial | Wood and Lumber Products | New | Process | Natural Gas | Strategic Energy Management | A | Integrated Unit Winter Peak Savings (kW) | Technical Potential | 0 | 0 | 0 | 0 | 0 | 0 | 0 | 0 | 0 | 0 | 0 | 0 | 0 | 0 | 0 | 0 | 0 | 0 | 0 | 0 | 0 | 0 | 0 | 0 | 0 | 0 | 0 | 0 | 0 | 0 | 0
F4_Industrial_Wood and Lumber Products_New_Process_Natural Gas_Strategic Energy Management_A_Technical Potential | F4 | Industrial | Wood and Lumber Products | New | Process | Natural Gas | Strategic Energy Management | A | Incremental Energy Savings (MWh or mTherms) | Technical Potential | 0 | 0 | 0 | 0 | 0 | 0.057238 | 0.067725 | 0.078188 | 0.088574 | 0.098946 | 0.10932 | 0.11957 | 0.12979 | 0.14001 | 0.15008 | 0.16021 | 0.17026 | 0.18033 | 0.19036 | 0.20032 | 0.2103 | 0.22026 | 0.23018 | 0.24007 | 0.24992 | 0.21061 | 0.22056 | 0.23047 | 0 | 0 | 0
F5_Industrial_Wood and Lumber Products_New_Process_Natural Gas_Strategic Energy Management_A_Technical Potential | F5 | Industrial | Wood and Lumber Products | New | Process | Natural Gas | Strategic Energy Management | A | Incremental Summer Peak Savings (MW) | Technical Potential | 0 | 0 | 0 | 0 | 0 | 0 | 0 | 0 | 0 | 0 | 0 | 0 | 0 | 0 | 0 | 0 | 0 | 0 | 0 | 0 | 0 | 0 | 0 | 0 | 0 | 0 | 0 | 0 | 0 | 0 | 0
F6_Industrial_Wood and Lumber Products_New_Process_Natural Gas_Strategic Energy Management_A_Technical Potential | F6 | Industrial | Wood and Lumber Products | New | Process | Natural Gas | Strategic Energy Management | A | Incremental Winter Peak Savings (MW) | Technical Potential | 0 | 0 | 0 | 0 | 0 | 0 | 0 | 0 | 0 | 0 | 0 | 0 | 0 | 0 | 0 | 0 | 0 | 0 | 0 | 0 | 0 | 0 | 0 | 0 | 0 | 0 | 0 | 0 | 0 | 0 | 0
F7_Industrial_Wood and Lumber Products_New_Process_Natural Gas_Strategic Energy Management_A_Technical Potential | F7 | Industrial | Wood and Lumber Products | New | Process | Natural Gas | Strategic Energy Management | A | Cumulative Energy Savings (MWh or mTherms) | Technical Potential | 0 | 0 | 0 | 0 | 0 | 0.057238 | 0.12489 | 0.20293 | 0.29129 | 0.38994 | 0.44198 | 0.49384 | 0.54552 | 0.59707 | 0.64835 | 0.6994 | 0.75026 | 0.80097 | 0.85147 | 0.90182 | 0.95203 | 1.0021 | 1.0521 | 1.1018 | 1.1514 | 1.1517 | 1.1519 | 1.1522 | 0 | 0 | 0
F8_Industrial_Wood and Lumber Products_New_Process_Natural Gas_Strategic Energy Management_A_Technical Potential | F8 | Industrial | Wood and Lumber Products | New | Process | Natural Gas | Strategic Energy Management | A | Cumulative Summer Peak Savings (MW) | Technical Potential | 0 | 0 | 0 | 0 | 0 | 0 | 0 | 0 | 0 | 0 | 0 | 0 | 0 | 0 | 0 | 0 | 0 | 0 | 0 | 0 | 0 | 0 | 0 | 0 | 0 | 0 | 0 | 0 | 0 | 0 | 0
F9_Industrial_Wood and Lumber Products_New_Process_Natural Gas_Strategic Energy Management_A_Technical Potential | F9 | Industrial | Wood and Lumber Products | New | Process | Natural Gas | Strategic Energy Management | A | Cumulative Winter Peak Savings (MW) | Technical Potential | 0 | 0 | 0 | 0 | 0 | 0 | 0 | 0 | 0 | 0 | 0 | 0 | 0 | 0 | 0 | 0 | 0 | 0 | 0 | 0 | 0 | 0 | 0 | 0 | 0 | 0 | 0 | 0 | 0 | 0 | 0
F10_Industrial_Wood and Lumber Products_New_Process_Natural Gas_Strategic Energy Management_A_Technical Potential | F10 | Industrial | Wood and Lumber Products | New | Process | Natural Gas | Strategic Energy Management | A | Purchases (Incremental) | Technical Potential | 0 | 0 | 0 | 0 | 0 | 6.4081 | 7.5919 | 8.775 | 9.9511 | 11.1278 | 12.3056 | 13.4683 | 14.6279 | 15.7852 | 16.9241 | 18.0673 | 19.1996 | 20.332 | 21.4588 | 22.5755 | 23.6936 | 24.807 | 25.916 | 27.0211 | 28.1224 | 23.6936 | 24.807 | 25.916 | 27.0211 | 28.1224 | 23.6936
F11_Industrial_Wood and Lumber Products_New_Process_Natural Gas_Strategic Energy Management_A_Technical Potential | F11 | Industrial | Wood and Lumber Products | New | Process | Natural Gas | Strategic Energy Management | A | Purchases (Cumulative) | Technical Potential | 0 | 0 | 0 | 0 | 0 | 6.4081 | 14 | 22.7749 | 32.726 | 43.8538 | 49.7513 | 55.6278 | 61.4808 | 67.3149 | 73.1111 | 78.8728 | 84.604 | 90.3081 | 95.9818 | 101.6332 | 107.2595 | 112.8669 | 118.4509 | 124.0132 | 129.56 | 129.56 | 129.56 | 129.56 | 129.56 | 129.56 | 129.56
F1_Industrial_Wood and Lumber Products_New_Miscellaneous_Natural Gas_Strategic Energy Management_A_Technical Potential | F1 | Industrial | Wood and Lumber Products | New | Miscellaneous | Natural Gas | Strategic Energy Management | A | Integrated Unit Energy Savings (kWh or therms) | Technical Potential | 0 | 0 | 0 | 0 | 0 | 3.4004 | 3.4004 | 3.4004 | 3.4004 | 3.4004 | 3.4004 | 3.4004 | 3.4004 | 3.4004 | 3.4004 | 3.4004 | 3.4004 | 3.4004 | 3.4004 | 3.4004 | 3.4004 | 3.4004 | 3.4004 | 3.4004 | 3.4004 | 3.4004 | 3.4004 | 3.4004 | 0 | 0 | 0
F2_Industrial_Wood and Lumber Products_New_Miscellaneous_Natural Gas_Strategic Energy Management_A_Technical Potential | F2 | Industrial | Wood and Lumber Products | New | Miscellaneous | Natural Gas | Strategic Energy Management | A | Integrated Unit Summer Peak Savings (kW) | Technical Potential | 0 | 0 | 0 | 0 | 0 | 0 | 0 | 0 | 0 | 0 | 0 | 0 | 0 | 0 | 0 | 0 | 0 | 0 | 0 | 0 | 0 | 0 | 0 | 0 | 0 | 0 | 0 | 0 | 0 | 0 | 0
F3_Industrial_Wood and Lumber Products_New_Miscellaneous_Natural Gas_Strategic Energy Management_A_Technical Potential | F3 | Industrial | Wood and Lumber Products | New | Miscellaneous | Natural Gas | Strategic Energy Management | A | Integrated Unit Winter Peak Savings (kW) | Technical Potential | 0 | 0 | 0 | 0 | 0 | 0 | 0 | 0 | 0 | 0 | 0 | 0 | 0 | 0 | 0 | 0 | 0 | 0 | 0 | 0 | 0 | 0 | 0 | 0 | 0 | 0 | 0 | 0 | 0 | 0 | 0
F4_Industrial_Wood and Lumber Products_New_Miscellaneous_Natural Gas_Strategic Energy Management_A_Technical Potential | F4 | Industrial | Wood and Lumber Products | New | Miscellaneous | Natural Gas | Strategic Energy Management | A | Incremental Energy Savings (MWh or mTherms) | Technical Potential | 0 | 0 | 0 | 0 | 0 | 0.0054476 | 0.0064539 | 0.0074597 | 0.0084595 | 0.0094599 | 0.010461 | 0.01145 | 0.012435 | 0.013419 | 0.014387 | 0.015359 | 0.016322 | 0.017284 | 0.018242 | 0.019192 | 0.020142 | 0.021089 | 0.022032 | 0.022971 | 0.023907 | 0.020142 | 0.021089 | 0.022032 | 0 | 0 | 0
F5_Industrial_Wood and Lumber Products_New_Miscellaneous_Natural Gas_Strategic Energy Management_A_Technical Potential | F5 | Industrial | Wood and Lumber Products | New | Miscellaneous | Natural Gas | Strategic Energy Management | A | Incremental Summer Peak Savings (MW) | Technical Potential | 0 | 0 | 0 | 0 | 0 | 0 | 0 | 0 | 0 | 0 | 0 | 0 | 0 | 0 | 0 | 0 | 0 | 0 | 0 | 0 | 0 | 0 | 0 | 0 | 0 | 0 | 0 | 0 | 0 | 0 | 0
F6_Industrial_Wood and Lumber Products_New_Miscellaneous_Natural Gas_Strategic Energy Management_A_Technical Potential | F6 | Industrial | Wood and Lumber Products | New | Miscellaneous | Natural Gas | Strategic Energy Management | A | Incremental Winter Peak Savings (MW) | Technical Potential | 0 | 0 | 0 | 0 | 0 | 0 | 0 | 0 | 0 | 0 | 0 | 0 | 0 | 0 | 0 | 0 | 0 | 0 | 0 | 0 | 0 | 0 | 0 | 0 | 0 | 0 | 0 | 0 | 0 | 0 | 0
F7_Industrial_Wood and Lumber Products_New_Miscellaneous_Natural Gas_Strategic Energy Management_A_Technical Potential | F7 | Industrial | Wood and Lumber Products | New | Miscellaneous | Natural Gas | Strategic Energy Management | A | Cumulative Energy Savings (MWh or mTherms) | Technical Potential | 0 | 0 | 0 | 0 | 0 | 0.0054476 | 0.011902 | 0.019361 | 0.027821 | 0.037281 | 0.042294 | 0.04729 | 0.052265 | 0.057225 | 0.062153 | 0.067051 | 0.071923 | 0.076772 | 0.081595 | 0.0864 | 0.091182 | 0.095949 | 0.1007 | 0.10542 | 0.11014 | 0.11014 | 0.11014 | 0.11014 | 0 | 0 | 0
F8_Industrial_Wood and Lumber Products_New_Miscellaneous_Natural Gas_Strategic Energy Management_A_Technical Potential | F8 | Industrial | Wood and Lumber Products | New | Miscellaneous | Natural Gas | Strategic Energy Management | A | Cumulative Summer Peak Savings (MW) | Technical Potential | 0 | 0 | 0 | 0 | 0 | 0 | 0 | 0 | 0 | 0 | 0 | 0 | 0 | 0 | 0 | 0 | 0 | 0 | 0 | 0 | 0 | 0 | 0 | 0 | 0 | 0 | 0 | 0 | 0 | 0 | 0
F9_Industrial_Wood and Lumber Products_New_Miscellaneous_Natural Gas_Strategic Energy Management_A_Technical Potential | F9 | Industrial | Wood and Lumber Products | New | Miscellaneous | Natural Gas | Strategic Energy Management | A | Cumulative Winter Peak Savings (MW) | Technical Potential | 0 | 0 | 0 | 0 | 0 | 0 | 0 | 0 | 0 | 0 | 0 | 0 | 0 | 0 | 0 | 0 | 0 | 0 | 0 | 0 | 0 | 0 | 0 | 0 | 0 | 0 | 0 | 0 | 0 | 0 | 0
F10_Industrial_Wood and Lumber Products_New_Miscellaneous_Natural Gas_Strategic Energy Management_A_Technical Potential | F10 | Industrial | Wood and Lumber Products | New | Miscellaneous | Natural Gas | Strategic Energy Management | A | Purchases (Incremental) | Technical Potential | 0 | 0 | 0 | 0 | 0 | 1.602 | 1.898 | 2.1937 | 2.4878 | 2.782 | 3.0764 | 3.3671 | 3.657 | 3.9463 | 4.231 | 4.5168 | 4.7999 | 5.083 | 5.3647 | 5.6439 | 5.9234 | 6.2017 | 6.479 | 6.7553 | 7.0306 | 5.9234 | 6.2017 | 6.479 | 6.7553 | 7.0306 | 5.9234
F11_Industrial_Wood and Lumber Products_New_Miscellaneous_Natural Gas_Strategic Energy Management_A_Technical Potential | F11 | Industrial | Wood and Lumber Products | New | Miscellaneous | Natural Gas | Strategic Energy Management | A | Purchases (Cumulative) | Technical Potential | 0 | 0 | 0 | 0 | 0 | 1.602 | 3.5 | 5.6937 | 8.1815 | 10.9635 | 12.4378 | 13.9069 | 15.3702 | 16.8287 | 18.2778 | 19.7182 | 21.151 | 22.577 | 23.9954 | 25.4083 | 26.8149 | 28.2167 | 29.6127 | 31.0033 | 32.39 | 32.39 | 32.39 | 32.39 | 32.39 | 32.39 | 32.39
F1_Industrial_Wood and Lumber Products_New_Space Heating_Natural Gas_Commissioning_A_Technical Potential | F1 | Industrial | Wood and Lumber Products | New | Space Heating | Natural Gas | Commissioning | A | Integrated Unit Energy Savings (kWh or therms) | Technical Potential | 0 | 0 | 0 | 0 | 0 | 6.3895 | 6.2014 | 6.064 | 5.9599 | 5.8777 | 5.8112 | 5.7334 | 5.6518 | 5.5712 | 5.4934 | 5.4244 | 5.3631 | 5.3567 | 5.3198 | 5.2933 | 5.2746 | 5.2585 | 5.2526 | 5.2517 | 5.2538 | 5.2571 | 5.2607 | 5.2647 | 0 | 0 | 0
F2_Industrial_Wood and Lumber Products_New_Space Heating_Natural Gas_Commissioning_A_Technical Potential | F2 | Industrial | Wood and Lumber Products | New | Space Heating | Natural Gas | Commissioning | A | Integrated Unit Summer Peak Savings (kW) | Technical Potential | 0 | 0 | 0 | 0 | 0 | 0 | 0 | 0 | 0 | 0 | 0 | 0 | 0 | 0 | 0 | 0 | 0 | 0 | 0 | 0 | 0 | 0 | 0 | 0 | 0 | 0 | 0 | 0 | 0 | 0 | 0
F3_Industrial_Wood and Lumber Products_New_Space Heating_Natural Gas_Commissioning_A_Technical Potential | F3 | Industrial | Wood and Lumber Products | New | Space Heating | Natural Gas | Commissioning | A | Integrated Unit Winter Peak Savings (kW) | Technical Potential | 0 | 0 | 0 | 0 | 0 | 0 | 0 | 0 | 0 | 0 | 0 | 0 | 0 | 0 | 0 | 0 | 0 | 0 | 0 | 0 | 0 | 0 | 0 | 0 | 0 | 0 | 0 | 0 | 0 | 0 | 0
F4_Industrial_Wood and Lumber Products_New_Space Heating_Natural Gas_Commissioning_A_Technical Potential | F4 | Industrial | Wood and Lumber Products | New | Space Heating | Natural Gas | Commissioning | A | Incremental Energy Savings (MWh or mTherms) | Technical Potential | 0 | 0 | 0 | 0 | 0 | 0 | 0 | 0 | 0 | 0 | 0 | 0 | 0 | 0 | 0 | 0 | 0 | 0 | 0 | 0 | 0 | 0 | 0 | 0 | 0 | 0 | 0 | 0 | 0 | 0 | 0
F5_Industrial_Wood and Lumber Products_New_Space Heating_Natural Gas_Commissioning_A_Technical Potential | F5 | Industrial | Wood and Lumber Products | New | Space Heating | Natural Gas | Commissioning | A | Incremental Summer Peak Savings (MW) | Technical Potential | 0 | 0 | 0 | 0 | 0 | 0 | 0 | 0 | 0 | 0 | 0 | 0 | 0 | 0 | 0 | 0 | 0 | 0 | 0 | 0 | 0 | 0 | 0 | 0 | 0 | 0 | 0 | 0 | 0 | 0 | 0
F6_Industrial_Wood and Lumber Products_New_Space Heating_Natural Gas_Commissioning_A_Technical Potential | F6 | Industrial | Wood and Lumber Products | New | Space Heating | Natural Gas | Commissioning | A | Incremental Winter Peak Savings (MW) | Technical Potential | 0 | 0 | 0 | 0 | 0 | 0 | 0 | 0 | 0 | 0 | 0 | 0 | 0 | 0 | 0 | 0 | 0 | 0 | 0 | 0 | 0 | 0 | 0 | 0 | 0 | 0 | 0 | 0 | 0 | 0 | 0
F7_Industrial_Wood and Lumber Products_New_Space Heating_Natural Gas_Commissioning_A_Technical Potential | F7 | Industrial | Wood and Lumber Products | New | Space Heating | Natural Gas | Commissioning | A | Cumulative Energy Savings (MWh or mTherms) | Technical Potential | 0 | 0 | 0 | 0 | 0 | 0 | 0 | 0 | 0 | 0 | 0 | 0 | 0 | 0 | 0 | 0 | 0 | 0 | 0 | 0 | 0 | 0 | 0 | 0 | 0 | 0 | 0 | 0 | 0 | 0 | 0
F8_Industrial_Wood and Lumber Products_New_Space Heating_Natural Gas_Commissioning_A_Technical Potential | F8 | Industrial | Wood and Lumber Products | New | Space Heating | Natural Gas | Commissioning | A | Cumulative Summer Peak Savings (MW) | Technical Potential | 0 | 0 | 0 | 0 | 0 | 0 | 0 | 0 | 0 | 0 | 0 | 0 | 0 | 0 | 0 | 0 | 0 | 0 | 0 | 0 | 0 | 0 | 0 | 0 | 0 | 0 | 0 | 0 | 0 | 0 | 0
F9_Industrial_Wood and Lumber Products_New_Space Heating_Natural Gas_Commissioning_A_Technical Potential | F9 | Industrial | Wood and Lumber Products | New | Space Heating | Natural Gas | Commissioning | A | Cumulative Winter Peak Savings (MW) | Technical Potential | 0 | 0 | 0 | 0 | 0 | 0 | 0 | 0 | 0 | 0 | 0 | 0 | 0 | 0 | 0 | 0 | 0 | 0 | 0 | 0 | 0 | 0 | 0 | 0 | 0 | 0 | 0 | 0 | 0 | 0 | 0
F10_Industrial_Wood and Lumber Products_New_Space Heating_Natural Gas_Commissioning_A_Technical Potential | F10 | Industrial | Wood and Lumber Products | New | Space Heating | Natural Gas | Commissioning | A | Purchases (Incremental) | Technical Potential | 0 | 0 | 0 | 0 | 0 | 0 | 0 | 0 | 0 | 0 | 0 | 0 | 0 | 0 | 0 | 0 | 0 | 0 | 0 | 0 | 0 | 0 | 0 | 0 | 0 | 0 | 0 | 0 | 0 | 0 | 0
F11_Industrial_Wood and Lumber Products_New_Space Heating_Natural Gas_Commissioning_A_Technical Potential | F11 | Industrial | Wood and Lumber Products | New | Space Heating | Natural Gas | Commissioning | A | Purchases (Cumulative) | Technical Potential | 0 | 0 | 0 | 0 | 0 | 0 | 0 | 0 | 0 | 0 | 0 | 0 | 0 | 0 | 0 | 0 | 0 | 0 | 0 | 0 | 0 | 0 | 0 | 0 | 0 | 0 | 0 | 0 | 0 | 0 | 0
F1_Industrial_Wood and Lumber Products_New_Process_Natural Gas_Commissioning_A_Technical Potential | F1 | Industrial | Wood and Lumber Products | New | Process | Natural Gas | Commissioning | A | Integrated Unit Energy Savings (kWh or therms) | Technical Potential | 0 | 0 | 0 | 0 | 0 | 49.9238 | 49.9215 | 49.9203 | 49.9212 | 49.9219 | 49.9225 | 49.923 | 49.9234 | 49.9237 | 49.924 | 49.9243 | 49.9245 | 49.9247 | 49.9248 | 49.925 | 49.9251 | 49.9253 | 49.9254 | 49.9255 | 49.9256 | 49.9257 | 49.9258 | 49.9258 | 0 | 0 | 0
F2_Industrial_Wood and Lumber Products_New_Process_Natural Gas_Commissioning_A_Technical Potential | F2 | Industrial | Wood and Lumber Products | New | Process | Natural Gas | Commissioning | A | Integrated Unit Summer Peak Savings (kW) | Technical Potential | 0 | 0 | 0 | 0 | 0 | 0 | 0 | 0 | 0 | 0 | 0 | 0 | 0 | 0 | 0 | 0 | 0 | 0 | 0 | 0 | 0 | 0 | 0 | 0 | 0 | 0 | 0 | 0 | 0 | 0 | 0
F3_Industrial_Wood and Lumber Products_New_Process_Natural Gas_Commissioning_A_Technical Potential | F3 | Industrial | Wood and Lumber Products | New | Process | Natural Gas | Commissioning | A | Integrated Unit Winter Peak Savings (kW) | Technical Potential | 0 | 0 | 0 | 0 | 0 | 0 | 0 | 0 | 0 | 0 | 0 | 0 | 0 | 0 | 0 | 0 | 0 | 0 | 0 | 0 | 0 | 0 | 0 | 0 | 0 | 0 | 0 | 0 | 0 | 0 | 0
F4_Industrial_Wood and Lumber Products_New_Process_Natural Gas_Commissioning_A_Technical Potential | F4 | Industrial | Wood and Lumber Products | New | Process | Natural Gas | Commissioning | A | Incremental Energy Savings (MWh or mTherms) | Technical Potential | 0 | 0 | 0 | 0 | 0 | 0 | 0 | 0 | 0 | 0 | 0 | 0 | 0 | 0 | 0 | 0 | 0 | 0 | 0 | 0 | 0 | 0 | 0 | 0 | 0 | 0 | 0 | 0 | 0 | 0 | 0
F5_Industrial_Wood and Lumber Products_New_Process_Natural Gas_Commissioning_A_Technical Potential | F5 | Industrial | Wood and Lumber Products | New | Process | Natural Gas | Commissioning | A | Incremental Summer Peak Savings (MW) | Technical Potential | 0 | 0 | 0 | 0 | 0 | 0 | 0 | 0 | 0 | 0 | 0 | 0 | 0 | 0 | 0 | 0 | 0 | 0 | 0 | 0 | 0 | 0 | 0 | 0 | 0 | 0 | 0 | 0 | 0 | 0 | 0
F6_Industrial_Wood and Lumber Products_New_Process_Natural Gas_Commissioning_A_Technical Potential | F6 | Industrial | Wood and Lumber Products | New | Process | Natural Gas | Commissioning | A | Incremental Winter Peak Savings (MW) | Technical Potential | 0 | 0 | 0 | 0 | 0 | 0 | 0 | 0 | 0 | 0 | 0 | 0 | 0 | 0 | 0 | 0 | 0 | 0 | 0 | 0 | 0 | 0 | 0 | 0 | 0 | 0 | 0 | 0 | 0 | 0 | 0
F7_Industrial_Wood and Lumber Products_New_Process_Natural Gas_Commissioning_A_Technical Potential | F7 | Industrial | Wood and Lumber Products | New | Process | Natural Gas | Commissioning | A | Cumulative Energy Savings (MWh or mTherms) | Technical Potential | 0 | 0 | 0 | 0 | 0 | 0 | 0 | 0 | 0 | 0 | 0 | 0 | 0 | 0 | 0 | 0 | 0 | 0 | 0 | 0 | 0 | 0 | 0 | 0 | 0 | 0 | 0 | 0 | 0 | 0 | 0
F8_Industrial_Wood and Lumber Products_New_Process_Natural Gas_Commissioning_A_Technical Potential | F8 | Industrial | Wood and Lumber Products | New | Process | Natural Gas | Commissioning | A | Cumulative Summer Peak Savings (MW) | Technical Potential | 0 | 0 | 0 | 0 | 0 | 0 | 0 | 0 | 0 | 0 | 0 | 0 | 0 | 0 | 0 | 0 | 0 | 0 | 0 | 0 | 0 | 0 | 0 | 0 | 0 | 0 | 0 | 0 | 0 | 0 | 0
F9_Industrial_Wood and Lumber Products_New_Process_Natural Gas_Commissioning_A_Technical Potential | F9 | Industrial | Wood and Lumber Products | New | Process | Natural Gas | Commissioning | A | Cumulative Winter Peak Savings (MW) | Technical Potential | 0 | 0 | 0 | 0 | 0 | 0 | 0 | 0 | 0 | 0 | 0 | 0 | 0 | 0 | 0 | 0 | 0 | 0 | 0 | 0 | 0 | 0 | 0 | 0 | 0 | 0 | 0 | 0 | 0 | 0 | 0
F10_Industrial_Wood and Lumber Products_New_Process_Natural Gas_Commissioning_A_Technical Potential | F10 | Industrial | Wood and Lumber Products | New | Process | Natural Gas | Commissioning | A | Purchases (Incremental) | Technical Potential | 0 | 0 | 0 | 0 | 0 | 0 | 0 | 0 | 0 | 0 | 0 | 0 | 0 | 0 | 0 | 0 | 0 | 0 | 0 | 0 | 0 | 0 | 0 | 0 | 0 | 0 | 0 | 0 | 0 | 0 | 0
F11_Industrial_Wood and Lumber Products_New_Process_Natural Gas_Commissioning_A_Technical Potential | F11 | Industrial | Wood and Lumber Products | New | Process | Natural Gas | Commissioning | A | Purchases (Cumulative) | Technical Potential | 0 | 0 | 0 | 0 | 0 | 0 | 0 | 0 | 0 | 0 | 0 | 0 | 0 | 0 | 0 | 0 | 0 | 0 | 0 | 0 | 0 | 0 | 0 | 0 | 0 | 0 | 0 | 0 | 0 | 0 | 0
F1_Industrial_Wood and Lumber Products_New_Space Heating_Natural Gas_Retrocommissioning_A_Technical Potential | F1 | Industrial | Wood and Lumber Products | New | Space Heating | Natural Gas | Retrocommissioning | A | Integrated Unit Energy Savings (kWh or therms) | Technical Potential | 0 | 0 | 0 | 0 | 0 | 0 | 0 | 0 | 0 | 0 | 0 | 0 | 0 | 0 | 0 | 0 | 0 | 0 | 0 | 0 | 0 | 0 | 0 | 0 | 0 | 0 | 0 | 0 | 0 | 0 | 0
F2_Industrial_Wood and Lumber Products_New_Space Heating_Natural Gas_Retrocommissioning_A_Technical Potential | F2 | Industrial | Wood and Lumber Products | New | Space Heating | Natural Gas | Retrocommissioning | A | Integrated Unit Summer Peak Savings (kW) | Technical Potential | 0 | 0 | 0 | 0 | 0 | 0 | 0 | 0 | 0 | 0 | 0 | 0 | 0 | 0 | 0 | 0 | 0 | 0 | 0 | 0 | 0 | 0 | 0 | 0 | 0 | 0 | 0 | 0 | 0 | 0 | 0
F3_Industrial_Wood and Lumber Products_New_Space Heating_Natural Gas_Retrocommissioning_A_Technical Potential | F3 | Industrial | Wood and Lumber Products | New | Space Heating | Natural Gas | Retrocommissioning | A | Integrated Unit Winter Peak Savings (kW) | Technical Potential | 0 | 0 | 0 | 0 | 0 | 0 | 0 | 0 | 0 | 0 | 0 | 0 | 0 | 0 | 0 | 0 | 0 | 0 | 0 | 0 | 0 | 0 | 0 | 0 | 0 | 0 | 0 | 0 | 0 | 0 | 0
F4_Industrial_Wood and Lumber Products_New_Space Heating_Natural Gas_Retrocommissioning_A_Technical Potential | F4 | Industrial | Wood and Lumber Products | New | Space Heating | Natural Gas | Retrocommissioning | A | Incremental Energy Savings (MWh or mTherms) | Technical Potential | 0 | 0 | 0 | 0 | 0 | 0 | 0 | 0 | 0 | 0 | 0 | 0 | 0 | 0 | 0 | 0 | 0 | 0 | 0 | 0 | 0 | 0 | 0 | 0 | 0 | 0 | 0 | 0 | 0 | 0 | 0
F5_Industrial_Wood and Lumber Products_New_Space Heating_Natural Gas_Retrocommissioning_A_Technical Potential | F5 | Industrial | Wood and Lumber Products | New | Space Heating | Natural Gas | Retrocommissioning | A | Incremental Summer Peak Savings (MW) | Technical Potential | 0 | 0 | 0 | 0 | 0 | 0 | 0 | 0 | 0 | 0 | 0 | 0 | 0 | 0 | 0 | 0 | 0 | 0 | 0 | 0 | 0 | 0 | 0 | 0 | 0 | 0 | 0 | 0 | 0 | 0 | 0
F6_Industrial_Wood and Lumber Products_New_Space Heating_Natural Gas_Retrocommissioning_A_Technical Potential | F6 | Industrial | Wood and Lumber Products | New | Space Heating | Natural Gas | Retrocommissioning | A | Incremental Winter Peak Savings (MW) | Technical Potential | 0 | 0 | 0 | 0 | 0 | 0 | 0 | 0 | 0 | 0 | 0 | 0 | 0 | 0 | 0 | 0 | 0 | 0 | 0 | 0 | 0 | 0 | 0 | 0 | 0 | 0 | 0 | 0 | 0 | 0 | 0
F7_Industrial_Wood and Lumber Products_New_Space Heating_Natural Gas_Retrocommissioning_A_Technical Potential | F7 | Industrial | Wood and Lumber Products | New | Space Heating | Natural Gas | Retrocommissioning | A | Cumulative Energy Savings (MWh or mTherms) | Technical Potential | 0 | 0 | 0 | 0 | 0 | 0 | 0 | 0 | 0 | 0 | 0 | 0 | 0 | 0 | 0 | 0 | 0 | 0 | 0 | 0 | 0 | 0 | 0 | 0 | 0 | 0 | 0 | 0 | 0 | 0 | 0
F8_Industrial_Wood and Lumber Products_New_Space Heating_Natural Gas_Retrocommissioning_A_Technical Potential | F8 | Industrial | Wood and Lumber Products | New | Space Heating | Natural Gas | Retrocommissioning | A | Cumulative Summer Peak Savings (MW) | Technical Potential | 0 | 0 | 0 | 0 | 0 | 0 | 0 | 0 | 0 | 0 | 0 | 0 | 0 | 0 | 0 | 0 | 0 | 0 | 0 | 0 | 0 | 0 | 0 | 0 | 0 | 0 | 0 | 0 | 0 | 0 | 0
F9_Industrial_Wood and Lumber Products_New_Space Heating_Natural Gas_Retrocommissioning_A_Technical Potential | F9 | Industrial | Wood and Lumber Products | New | Space Heating | Natural Gas | Retrocommissioning | A | Cumulative Winter Peak Savings (MW) | Technical Potential | 0 | 0 | 0 | 0 | 0 | 0 | 0 | 0 | 0 | 0 | 0 | 0 | 0 | 0 | 0 | 0 | 0 | 0 | 0 | 0 | 0 | 0 | 0 | 0 | 0 | 0 | 0 | 0 | 0 | 0 | 0
F10_Industrial_Wood and Lumber Products_New_Space Heating_Natural Gas_Retrocommissioning_A_Technical Potential | F10 | Industrial | Wood and Lumber Products | New | Space Heating | Natural Gas | Retrocommissioning | A | Purchases (Incremental) | Technical Potential | 0 | 0 | 0 | 0 | 0 | 0 | 0 | 0 | 0 | 0 | 0 | 0 | 0 | 0 | 0 | 0 | 0 | 0 | 0 | 0 | 0 | 0 | 0 | 0 | 0 | 0 | 0 | 0 | 0 | 0 | 0
F11_Industrial_Wood and Lumber Products_New_Space Heating_Natural Gas_Retrocommissioning_A_Technical Potential | F11 | Industrial | Wood and Lumber Products | New | Space Heating | Natural Gas | Retrocommissioning | A | Purchases (Cumulative) | Technical Potential | 0 | 0 | 0 | 0 | 0 | 0 | 0 | 0 | 0 | 0 | 0 | 0 | 0 | 0 | 0 | 0 | 0 | 0 | 0 | 0 | 0 | 0 | 0 | 0 | 0 | 0 | 0 | 0 | 0 | 0 | 0
F1_Industrial_Wood and Lumber Products_New_Process_Natural Gas_Retrocommissioning_A_Technical Potential | F1 | Industrial | Wood and Lumber Products | New | Process | Natural Gas | Retrocommissioning | A | Integrated Unit Energy Savings (kWh or therms) | Technical Potential | 0 | 0 | 0 | 0 | 0 | 0 | 0 | 0 | 0 | 0 | 0 | 0 | 0 | 0 | 0 | 0 | 0 | 0 | 0 | 0 | 0 | 0 | 0 | 0 | 0 | 0 | 0 | 0 | 0 | 0 | 0
F2_Industrial_Wood and Lumber Products_New_Process_Natural Gas_Retrocommissioning_A_Technical Potential | F2 | Industrial | Wood and Lumber Products | New | Process | Natural Gas | Retrocommissioning | A | Integrated Unit Summer Peak Savings (kW) | Technical Potential | 0 | 0 | 0 | 0 | 0 | 0 | 0 | 0 | 0 | 0 | 0 | 0 | 0 | 0 | 0 | 0 | 0 | 0 | 0 | 0 | 0 | 0 | 0 | 0 | 0 | 0 | 0 | 0 | 0 | 0 | 0
F3_Industrial_Wood and Lumber Products_New_Process_Natural Gas_Retrocommissioning_A_Technical Potential | F3 | Industrial | Wood and Lumber Products | New | Process | Natural Gas | Retrocommissioning | A | Integrated Unit Winter Peak Savings (kW) | Technical Potential | 0 | 0 | 0 | 0 | 0 | 0 | 0 | 0 | 0 | 0 | 0 | 0 | 0 | 0 | 0 | 0 | 0 | 0 | 0 | 0 | 0 | 0 | 0 | 0 | 0 | 0 | 0 | 0 | 0 | 0 | 0
F4_Industrial_Wood and Lumber Products_New_Process_Natural Gas_Retrocommissioning_A_Technical Potential | F4 | Industrial | Wood and Lumber Products | New | Process | Natural Gas | Retrocommissioning | A | Incremental Energy Savings (MWh or mTherms) | Technical Potential | 0 | 0 | 0 | 0 | 0 | 0 | 0 | 0 | 0 | 0 | 0 | 0 | 0 | 0 | 0 | 0 | 0 | 0 | 0 | 0 | 0 | 0 | 0 | 0 | 0 | 0 | 0 | 0 | 0 | 0 | 0
F5_Industrial_Wood and Lumber Products_New_Process_Natural Gas_Retrocommissioning_A_Technical Potential | F5 | Industrial | Wood and Lumber Products | New | Process | Natural Gas | Retrocommissioning | A | Incremental Summer Peak Savings (MW) | Technical Potential | 0 | 0 | 0 | 0 | 0 | 0 | 0 | 0 | 0 | 0 | 0 | 0 | 0 | 0 | 0 | 0 | 0 | 0 | 0 | 0 | 0 | 0 | 0 | 0 | 0 | 0 | 0 | 0 | 0 | 0 | 0
F6_Industrial_Wood and Lumber Products_New_Process_Natural Gas_Retrocommissioning_A_Technical Potential | F6 | Industrial | Wood and Lumber Products | New | Process | Natural Gas | Retrocommissioning | A | Incremental Winter Peak Savings (MW) | Technical Potential | 0 | 0 | 0 | 0 | 0 | 0 | 0 | 0 | 0 | 0 | 0 | 0 | 0 | 0 | 0 | 0 | 0 | 0 | 0 | 0 | 0 | 0 | 0 | 0 | 0 | 0 | 0 | 0 | 0 | 0 | 0
F7_Industrial_Wood and Lumber Products_New_Process_Natural Gas_Retrocommissioning_A_Technical Potential | F7 | Industrial | Wood and Lumber Products | New | Process | Natural Gas | Retrocommissioning | A | Cumulative Energy Savings (MWh or mTherms) | Technical Potential | 0 | 0 | 0 | 0 | 0 | 0 | 0 | 0 | 0 | 0 | 0 | 0 | 0 | 0 | 0 | 0 | 0 | 0 | 0 | 0 | 0 | 0 | 0 | 0 | 0 | 0 | 0 | 0 | 0 | 0 | 0
F8_Industrial_Wood and Lumber Products_New_Process_Natural Gas_Retrocommissioning_A_Technical Potential | F8 | Industrial | Wood and Lumber Products | New | Process | Natural Gas | Retrocommissioning | A | Cumulative Summer Peak Savings (MW) | Technical Potential | 0 | 0 | 0 | 0 | 0 | 0 | 0 | 0 | 0 | 0 | 0 | 0 | 0 | 0 | 0 | 0 | 0 | 0 | 0 | 0 | 0 | 0 | 0 | 0 | 0 | 0 | 0 | 0 | 0 | 0 | 0
F9_Industrial_Wood and Lumber Products_New_Process_Natural Gas_Retrocommissioning_A_Technical Potential | F9 | Industrial | Wood and Lumber Products | New | Process | Natural Gas | Retrocommissioning | A | Cumulative Winter Peak Savings (MW) | Technical Potential | 0 | 0 | 0 | 0 | 0 | 0 | 0 | 0 | 0 | 0 | 0 | 0 | 0 | 0 | 0 | 0 | 0 | 0 | 0 | 0 | 0 | 0 | 0 | 0 | 0 | 0 | 0 | 0 | 0 | 0 | 0
F10_Industrial_Wood and Lumber Products_New_Process_Natural Gas_Retrocommissioning_A_Technical Potential | F10 | Industrial | Wood and Lumber Products | New | Process | Natural Gas | Retrocommissioning | A | Purchases (Incremental) | Technical Potential | 0 | 0 | 0 | 0 | 0 | 0 | 0 | 0 | 0 | 0 | 0 | 0 | 0 | 0 | 0 | 0 | 0 | 0 | 0 | 0 | 0 | 0 | 0 | 0 | 0 | 0 | 0 | 0 | 0 | 0 | 0
F11_Industrial_Wood and Lumber Products_New_Process_Natural Gas_Retrocommissioning_A_Technical Potential | F11 | Industrial | Wood and Lumber Products | New | Process | Natural Gas | Retrocommissioning | A | Purchases (Cumulative) | Technical Potential | 0 | 0 | 0 | 0 | 0 | 0 | 0 | 0 | 0 | 0 | 0 | 0 | 0 | 0 | 0 | 0 | 0 | 0 | 0 | 0 | 0 | 0 | 0 | 0 | 0 | 0 | 0 | 0 | 0 | 0 | 0
F1_Industrial_Other Industrial_Existing_Space Heating_Natural Gas_Insulation - Roof/Ceiling_A_Technical Potential | F1 | Industrial | Other Industrial | Existing | Space Heating | Natural Gas | Insulation - Roof/Ceiling | A | Integrated Unit Energy Savings (kWh or therms) | Technical Potential | 0 | 0 | 0 | 0 | 0 | 0.099235 | 0.098354 | 0.097256 | 0.096062 | 0.094762 | 0.093349 | 0.091856 | 0.090287 | 0.088575 | 0.086788 | 0.084957 | 0.083172 | 0.0815 | 0.079915 | 0.078537 | 0.077258 | 0.076055 | 0.075036 | 0.074131 | 0.0733 | 0.072699 | 0.072177 | 0.071674 | 0 | 0 | 0
F2_Industrial_Other Industrial_Existing_Space Heating_Natural Gas_Insulation - Roof/Ceiling_A_Technical Potential | F2 | Industrial | Other Industrial | Existing | Space Heating | Natural Gas | Insulation - Roof/Ceiling | A | Integrated Unit Summer Peak Savings (kW) | Technical Potential | 0 | 0 | 0 | 0 | 0 | 0 | 0 | 0 | 0 | 0 | 0 | 0 | 0 | 0 | 0 | 0 | 0 | 0 | 0 | 0 | 0 | 0 | 0 | 0 | 0 | 0 | 0 | 0 | 0 | 0 | 0
F3_Industrial_Other Industrial_Existing_Space Heating_Natural Gas_Insulation - Roof/Ceiling_A_Technical Potential | F3 | Industrial | Other Industrial | Existing | Space Heating | Natural Gas | Insulation - Roof/Ceiling | A | Integrated Unit Winter Peak Savings (kW) | Technical Potential | 0 | 0 | 0 | 0 | 0 | 0 | 0 | 0 | 0 | 0 | 0 | 0 | 0 | 0 | 0 | 0 | 0 | 0 | 0 | 0 | 0 | 0 | 0 | 0 | 0 | 0 | 0 | 0 | 0 | 0 | 0
F4_Industrial_Other Industrial_Existing_Space Heating_Natural Gas_Insulation - Roof/Ceiling_A_Technical Potential | F4 | Industrial | Other Industrial | Existing | Space Heating | Natural Gas | Insulation - Roof/Ceiling | A | Incremental Energy Savings (MWh or mTherms) | Technical Potential | 0 | 0 | 0 | 0 | 0 | 0.67519 | 1.1704 | 1.7898 | 2.4762 | 3.1115 | 3.5305 | 3.7311 | 3.6599 | 3.2979 | 2.8382 | 2.2663 | 1.7258 | 1.2398 | 0.84341 | 0.55323 | 0.34489 | 0.20586 | 0.13702 | 0 | 0 | 0 | 0 | 0 | 0 | 0 | 0
F5_Industrial_Other Industrial_Existing_Space Heating_Natural Gas_Insulation - Roof/Ceiling_A_Technical Potential | F5 | Industrial | Other Industrial | Existing | Space Heating | Natural Gas | Insulation - Roof/Ceiling | A | Incremental Summer Peak Savings (MW) | Technical Potential | 0 | 0 | 0 | 0 | 0 | 0 | 0 | 0 | 0 | 0 | 0 | 0 | 0 | 0 | 0 | 0 | 0 | 0 | 0 | 0 | 0 | 0 | 0 | 0 | 0 | 0 | 0 | 0 | 0 | 0 | 0
F6_Industrial_Other Industrial_Existing_Space Heating_Natural Gas_Insulation - Roof/Ceiling_A_Technical Potential | F6 | Industrial | Other Industrial | Existing | Space Heating | Natural Gas | Insulation - Roof/Ceiling | A | Incremental Winter Peak Savings (MW) | Technical Potential | 0 | 0 | 0 | 0 | 0 | 0 | 0 | 0 | 0 | 0 | 0 | 0 | 0 | 0 | 0 | 0 | 0 | 0 | 0 | 0 | 0 | 0 | 0 | 0 | 0 | 0 | 0 | 0 | 0 | 0 | 0
F7_Industrial_Other Industrial_Existing_Space Heating_Natural Gas_Insulation - Roof/Ceiling_A_Technical Potential | F7 | Industrial | Other Industrial | Existing | Space Heating | Natural Gas | Insulation - Roof/Ceiling | A | Cumulative Energy Savings (MWh or mTherms) | Technical Potential | 0 | 0 | 0 | 0 | 0 | 0.67519 | 1.8396 | 3.6089 | 6.0408 | 9.0705 | 12.4658 | 15.9975 | 19.3842 | 22.3145 | 24.7025 | 26.4477 | 27.6177 | 28.3025 | 28.5953 | 28.6555 | 28.5336 | 28.2953 | 28.0534 | 27.715 | 27.404 | 27.1796 | 26.9843 | 26.7964 | 0 | 0 | 0
F8_Industrial_Other Industrial_Existing_Space Heating_Natural Gas_Insulation - Roof/Ceiling_A_Technical Potential | F8 | Industrial | Other Industrial | Existing | Space Heating | Natural Gas | Insulation - Roof/Ceiling | A | Cumulative Summer Peak Savings (MW) | Technical Potential | 0 | 0 | 0 | 0 | 0 | 0 | 0 | 0 | 0 | 0 | 0 | 0 | 0 | 0 | 0 | 0 | 0 | 0 | 0 | 0 | 0 | 0 | 0 | 0 | 0 | 0 | 0 | 0 | 0 | 0 | 0
F9_Industrial_Other Industrial_Existing_Space Heating_Natural Gas_Insulation - Roof/Ceiling_A_Technical Potential | F9 | Industrial | Other Industrial | Existing | Space Heating | Natural Gas | Insulation - Roof/Ceiling | A | Cumulative Winter Peak Savings (MW) | Technical Potential | 0 | 0 | 0 | 0 | 0 | 0 | 0 | 0 | 0 | 0 | 0 | 0 | 0 | 0 | 0 | 0 | 0 | 0 | 0 | 0 | 0 | 0 | 0 | 0 | 0 | 0 | 0 | 0 | 0 | 0 | 0
F10_Industrial_Other Industrial_Existing_Space Heating_Natural Gas_Insulation - Roof/Ceiling_A_Technical Potential | F10 | Industrial | Other Industrial | Existing | Space Heating | Natural Gas | Insulation - Roof/Ceiling | A | Purchases (Incremental) | Technical Potential | 0 | 0 | 0 | 0 | 0 | 6803.9184 | 11900.3223 | 18402.4428 | 25777.3488 | 32834.6627 | 37820.6456 | 40618.6246 | 40536.1513 | 37232.9544 | 32703.2222 | 26675.233 | 20750.0959 | 15212.5914 | 10553.8272 | 7044.2192 | 4464.148 | 2706.739 | 1826.0111 | 0 | 0 | 0 | 0 | 0 | 0 | 0 | 0
F11_Industrial_Other Industrial_Existing_Space Heating_Natural Gas_Insulation - Roof/Ceiling_A_Technical Potential | F11 | Industrial | Other Industrial | Existing | Space Heating | Natural Gas | Insulation - Roof/Ceiling | A | Purchases (Cumulative) | Technical Potential | 0 | 0 | 0 | 0 | 0 | 6803.9184 | 18704.2407 | 37106.6836 | 62884.0323 | 95718.695 | 133539.3406 | 174157.9652 | 214694.1164 | 251927.0708 | 284630.293 | 311305.526 | 332055.622 | 347268.2134 | 357822.0407 | 364866.2599 | 369330.4078 | 372037.1468 | 373863.1579 | 373863.1579 | 373863.1579 | 373863.1579 | 373863.1579 | 373863.1579 | 373863.1579 | 373863.1579 | 373863.1579
F1_Industrial_Other Industrial_Existing_Space Heating_Natural Gas_Insulation - Wall Cavity_A_Technical Potential | F1 | Industrial | Other Industrial | Existing | Space Heating | Natural Gas | Insulation - Wall Cavity | A | Integrated Unit Energy Savings (kWh or therms) | Technical Potential | 0 | 0 | 0 | 0 | 0 | 0.017854 | 0.017666 | 0.017424 | 0.017149 | 0.01684 | 0.016499 | 0.016142 | 0.015775 | 0.015384 | 0.015004 | 0.014624 | 0.014272 | 0.01395 | 0.01365 | 0.0134 | 0.01317 | 0.012956 | 0.012776 | 0.012618 | 0.012474 | 0.01237 | 0.012279 | 0.012192 | 0 | 0 | 0
F2_Industrial_Other Industrial_Existing_Space Heating_Natural Gas_Insulation - Wall Cavity_A_Technical Potential | F2 | Industrial | Other Industrial | Existing | Space Heating | Natural Gas | Insulation - Wall Cavity | A | Integrated Unit Summer Peak Savings (kW) | Technical Potential | 0 | 0 | 0 | 0 | 0 | 0 | 0 | 0 | 0 | 0 | 0 | 0 | 0 | 0 | 0 | 0 | 0 | 0 | 0 | 0 | 0 | 0 | 0 | 0 | 0 | 0 | 0 | 0 | 0 | 0 | 0
F3_Industrial_Other Industrial_Existing_Space Heating_Natural Gas_Insulation - Wall Cavity_A_Technical Potential | F3 | Industrial | Other Industrial | Existing | Space Heating | Natural Gas | Insulation - Wall Cavity | A | Integrated Unit Winter Peak Savings (kW) | Technical Potential | 0 | 0 | 0 | 0 | 0 | 0 | 0 | 0 | 0 | 0 | 0 | 0 | 0 | 0 | 0 | 0 | 0 | 0 | 0 | 0 | 0 | 0 | 0 | 0 | 0 | 0 | 0 | 0 | 0 | 0 | 0
F4_Industrial_Other Industrial_Existing_Space Heating_Natural Gas_Insulation - Wall Cavity_A_Technical Potential | F4 | Industrial | Other Industrial | Existing | Space Heating | Natural Gas | Insulation - Wall Cavity | A | Incremental Energy Savings (MWh or mTherms) | Technical Potential | 0 | 0 | 0 | 0 | 0 | 0.12147 | 0.21023 | 0.32064 | 0.44205 | 0.55295 | 0.62401 | 0.65566 | 0.63944 | 0.57281 | 0.49069 | 0.3901 | 0.29616 | 0.21221 | 0.14406 | 0.094395 | 0.058791 | 0.035068 | 0.023328 | 0 | 0 | 0 | 0 | 0 | 0 | 0 | 0
F5_Industrial_Other Industrial_Existing_Space Heating_Natural Gas_Insulation - Wall Cavity_A_Technical Potential | F5 | Industrial | Other Industrial | Existing | Space Heating | Natural Gas | Insulation - Wall Cavity | A | Incremental Summer Peak Savings (MW) | Technical Potential | 0 | 0 | 0 | 0 | 0 | 0 | 0 | 0 | 0 | 0 | 0 | 0 | 0 | 0 | 0 | 0 | 0 | 0 | 0 | 0 | 0 | 0 | 0 | 0 | 0 | 0 | 0 | 0 | 0 | 0 | 0
F6_Industrial_Other Industrial_Existing_Space Heating_Natural Gas_Insulation - Wall Cavity_A_Technical Potential | F6 | Industrial | Other Industrial | Existing | Space Heating | Natural Gas | Insulation - Wall Cavity | A | Incremental Winter Peak Savings (MW) | Technical Potential | 0 | 0 | 0 | 0 | 0 | 0 | 0 | 0 | 0 | 0 | 0 | 0 | 0 | 0 | 0 | 0 | 0 | 0 | 0 | 0 | 0 | 0 | 0 | 0 | 0 | 0 | 0 | 0 | 0 | 0 | 0
F7_Industrial_Other Industrial_Existing_Space Heating_Natural Gas_Insulation - Wall Cavity_A_Technical Potential | F7 | Industrial | Other Industrial | Existing | Space Heating | Natural Gas | Insulation - Wall Cavity | A | Cumulative Energy Savings (MWh or mTherms) | Technical Potential | 0 | 0 | 0 | 0 | 0 | 0.12147 | 0.33042 | 0.64653 | 1.0784 | 1.6119 | 2.2033 | 2.8112 | 3.3867 | 3.8758 | 4.2707 | 4.5526 | 4.7393 | 4.8444 | 4.8842 | 4.8893 | 4.8639 | 4.82 | 4.7763 | 4.7176 | 4.6636 | 4.6246 | 4.5907 | 4.5581 | 0 | 0 | 0
F8_Industrial_Other Industrial_Existing_Space Heating_Natural Gas_Insulation - Wall Cavity_A_Technical Potential | F8 | Industrial | Other Industrial | Existing | Space Heating | Natural Gas | Insulation - Wall Cavity | A | Cumulative Summer Peak Savings (MW) | Technical Potential | 0 | 0 | 0 | 0 | 0 | 0 | 0 | 0 | 0 | 0 | 0 | 0 | 0 | 0 | 0 | 0 | 0 | 0 | 0 | 0 | 0 | 0 | 0 | 0 | 0 | 0 | 0 | 0 | 0 | 0 | 0
F9_Industrial_Other Industrial_Existing_Space Heating_Natural Gas_Insulation - Wall Cavity_A_Technical Potential | F9 | Industrial | Other Industrial | Existing | Space Heating | Natural Gas | Insulation - Wall Cavity | A | Cumulative Winter Peak Savings (MW) | Technical Potential | 0 | 0 | 0 | 0 | 0 | 0 | 0 | 0 | 0 | 0 | 0 | 0 | 0 | 0 | 0 | 0 | 0 | 0 | 0 | 0 | 0 | 0 | 0 | 0 | 0 | 0 | 0 | 0 | 0 | 0 | 0
F10_Industrial_Other Industrial_Existing_Space Heating_Natural Gas_Insulation - Wall Cavity_A_Technical Potential | F10 | Industrial | Other Industrial | Existing | Space Heating | Natural Gas | Insulation - Wall Cavity | A | Purchases (Incremental) | Technical Potential | 0 | 0 | 0 | 0 | 0 | 6803.9184 | 11900.3223 | 18402.4428 | 25777.3488 | 32834.6627 | 37820.6456 | 40618.6246 | 40536.1513 | 37232.9544 | 32703.2222 | 26675.233 | 20750.0959 | 15212.5914 | 10553.8272 | 7044.2192 | 4464.148 | 2706.739 | 1826.0111 | 0 | 0 | 0 | 0 | 0 | 0 | 0 | 0
F11_Industrial_Other Industrial_Existing_Space Heating_Natural Gas_Insulation - Wall Cavity_A_Technical Potential | F11 | Industrial | Other Industrial | Existing | Space Heating | Natural Gas | Insulation - Wall Cavity | A | Purchases (Cumulative) | Technical Potential | 0 | 0 | 0 | 0 | 0 | 6803.9184 | 18704.2407 | 37106.6836 | 62884.0323 | 95718.695 | 133539.3406 | 174157.9652 | 214694.1164 | 251927.0708 | 284630.293 | 311305.526 | 332055.622 | 347268.2134 | 357822.0407 | 364866.2599 | 369330.4078 | 372037.1468 | 373863.1579 | 373863.1579 | 373863.1579 | 373863.1579 | 373863.1579 | 373863.1579 | 373863.1579 | 373863.1579 | 373863.1579
F1_Industrial_Other Industrial_Existing_Space Heating_Natural Gas_Insulation - Ducting_A_Technical Potential | F1 | Industrial | Other Industrial | Existing | Space Heating | Natural Gas | Insulation - Ducting | A | Integrated Unit Energy Savings (kWh or therms) | Technical Potential | 0 | 0 | 0 | 0 | 0 | 0.0016223 | 0.0015973 | 0.0015651 | 0.0015302 | 0.0014928 | 0.0014529 | 0.0014124 | 0.0013723 | 0.0013312 | 0.0012924 | 0.0012548 | 0.0012208 | 0.0011896 | 0.0011605 | 0.0011359 | 0.0011128 | 0.0010914 | 0.0010721 | 0.0010549 | 0.0010389 | 0.001027 | 0.0010163 | 0.0010062 | 0.00131 | 0.0013019 | 0.0012943
F2_Industrial_Other Industrial_Existing_Space Heating_Natural Gas_Insulation - Ducting_A_Technical Potential | F2 | Industrial | Other Industrial | Existing | Space Heating | Natural Gas | Insulation - Ducting | A | Integrated Unit Summer Peak Savings (kW) | Technical Potential | 0 | 0 | 0 | 0 | 0 | 0 | 0 | 0 | 0 | 0 | 0 | 0 | 0 | 0 | 0 | 0 | 0 | 0 | 0 | 0 | 0 | 0 | 0 | 0 | 0 | 0 | 0 | 0 | 0 | 0 | 0
F3_Industrial_Other Industrial_Existing_Space Heating_Natural Gas_Insulation - Ducting_A_Technical Potential | F3 | Industrial | Other Industrial | Existing | Space Heating | Natural Gas | Insulation - Ducting | A | Integrated Unit Winter Peak Savings (kW) | Technical Potential | 0 | 0 | 0 | 0 | 0 | 0 | 0 | 0 | 0 | 0 | 0 | 0 | 0 | 0 | 0 | 0 | 0 | 0 | 0 | 0 | 0 | 0 | 0 | 0 | 0 | 0 | 0 | 0 | 0 | 0 | 0
F4_Industrial_Other Industrial_Existing_Space Heating_Natural Gas_Insulation - Ducting_A_Technical Potential | F4 | Industrial | Other Industrial | Existing | Space Heating | Natural Gas | Insulation - Ducting | A | Incremental Energy Savings (MWh or mTherms) | Technical Potential | 0 | 0 | 0 | 0 | 0 | 0.0069685 | 0.0084195 | 0.010036 | 0.011397 | 0.012692 | 0.014259 | 0.015164 | 0.015021 | 0.013514 | 0.011321 | 0.0084245 | 0.0054251 | 0.003054 | 0.0014217 | 0.00058941 | 0.0002091 | 6.3814e-05 | 1.3612e-05 | 2.1941e-06 | 2.5855e-07 | 0 | 0 | 0 | 0 | 0 | 0
F5_Industrial_Other Industrial_Existing_Space Heating_Natural Gas_Insulation - Ducting_A_Technical Potential | F5 | Industrial | Other Industrial | Existing | Space Heating | Natural Gas | Insulation - Ducting | A | Incremental Summer Peak Savings (MW) | Technical Potential | 0 | 0 | 0 | 0 | 0 | 0 | 0 | 0 | 0 | 0 | 0 | 0 | 0 | 0 | 0 | 0 | 0 | 0 | 0 | 0 | 0 | 0 | 0 | 0 | 0 | 0 | 0 | 0 | 0 | 0 | 0
F6_Industrial_Other Industrial_Existing_Space Heating_Natural Gas_Insulation - Ducting_A_Technical Potential | F6 | Industrial | Other Industrial | Existing | Space Heating | Natural Gas | Insulation - Ducting | A | Incremental Winter Peak Savings (MW) | Technical Potential | 0 | 0 | 0 | 0 | 0 | 0 | 0 | 0 | 0 | 0 | 0 | 0 | 0 | 0 | 0 | 0 | 0 | 0 | 0 | 0 | 0 | 0 | 0 | 0 | 0 | 0 | 0 | 0 | 0 | 0 | 0
F7_Industrial_Other Industrial_Existing_Space Heating_Natural Gas_Insulation - Ducting_A_Technical Potential | F7 | Industrial | Other Industrial | Existing | Space Heating | Natural Gas | Insulation - Ducting | A | Cumulative Energy Savings (MWh or mTherms) | Technical Potential | 0 | 0 | 0 | 0 | 0 | 0.0069685 | 0.01528 | 0.025009 | 0.035848 | 0.047663 | 0.060649 | 0.074122 | 0.087036 | 0.097947 | 0.10641 | 0.11174 | 0.11414 | 0.11427 | 0.1129 | 0.11109 | 0.10904 | 0.10702 | 0.10513 | 0.10345 | 0.10188 | 0.10071 | 0.099666 | 0.098669 | 0 | 0 | 0
F8_Industrial_Other Industrial_Existing_Space Heating_Natural Gas_Insulation - Ducting_A_Technical Potential | F8 | Industrial | Other Industrial | Existing | Space Heating | Natural Gas | Insulation - Ducting | A | Cumulative Summer Peak Savings (MW) | Technical Potential | 0 | 0 | 0 | 0 | 0 | 0 | 0 | 0 | 0 | 0 | 0 | 0 | 0 | 0 | 0 | 0 | 0 | 0 | 0 | 0 | 0 | 0 | 0 | 0 | 0 | 0 | 0 | 0 | 0 | 0 | 0
F9_Industrial_Other Industrial_Existing_Space Heating_Natural Gas_Insulation - Ducting_A_Technical Potential | F9 | Industrial | Other Industrial | Existing | Space Heating | Natural Gas | Insulation - Ducting | A | Cumulative Winter Peak Savings (MW) | Technical Potential | 0 | 0 | 0 | 0 | 0 | 0 | 0 | 0 | 0 | 0 | 0 | 0 | 0 | 0 | 0 | 0 | 0 | 0 | 0 | 0 | 0 | 0 | 0 | 0 | 0 | 0 | 0 | 0 | 0 | 0 | 0
F10_Industrial_Other Industrial_Existing_Space Heating_Natural Gas_Insulation - Ducting_A_Technical Potential | F10 | Industrial | Other Industrial | Existing | Space Heating | Natural Gas | Insulation - Ducting | A | Purchases (Incremental) | Technical Potential | 0 | 0 | 0 | 0 | 0 | 4295.3811 | 5271.1484 | 6412.3031 | 7447.6979 | 8502.067 | 9813.7112 | 10736.3743 | 10945.695 | 10151.2052 | 8759.1362 | 6713.5506 | 4443.7468 | 2567.2536 | 1225.0593 | 518.9083 | 187.9136 | 58.4675 | 12.6968 | 2.0799 | 0.24887 | 0 | 0 | 0 | 0 | 0 | 0
F11_Industrial_Other Industrial_Existing_Space Heating_Natural Gas_Insulation - Ducting_A_Technical Potential | F11 | Industrial | Other Industrial | Existing | Space Heating | Natural Gas | Insulation - Ducting | A | Purchases (Cumulative) | Technical Potential | 0 | 0 | 0 | 0 | 0 | 4295.3811 | 9566.5295 | 15978.8326 | 23426.5305 | 31928.5975 | 41742.3087 | 52478.683 | 63424.378 | 73575.5832 | 82334.7194 | 89048.27 | 93492.0168 | 96059.2704 | 97284.3297 | 97803.2379 | 97991.1515 | 98049.619 | 98062.3158 | 98064.3958 | 98064.6446 | 98064.6446 | 98064.6446 | 98064.6446 | 98064.6446 | 98064.6446 | 98064.6446
F1_Industrial_Other Industrial_Existing_Space Heating_Natural Gas_HVAC - Duct Repair and Sealing_A_Technical Potential | F1 | Industrial | Other Industrial | Existing | Space Heating | Natural Gas | HVAC - Duct Repair and Sealing | A | Integrated Unit Energy Savings (kWh or therms) | Technical Potential | 0 | 0 | 0 | 0 | 0 | 0.0038221 | 0.0037663 | 0.0036943 | 0.0036162 | 0.0035325 | 0.0034436 | 0.0033529 | 0.0032627 | 0.0031704 | 0.0030821 | 0.0029966 | 0.0029185 | 0.0028468 | 0.00278 | 0.0027229 | 0.0026696 | 0.0026203 | 0.0025757 | 0.0025359 | 0.002499 | 0.0024705 | 0.0024451 | 0.0024207 | 0.0030839 | 0.0030649 | 0.0030471
F2_Industrial_Other Industrial_Existing_Space Heating_Natural Gas_HVAC - Duct Repair and Sealing_A_Technical Potential | F2 | Industrial | Other Industrial | Existing | Space Heating | Natural Gas | HVAC - Duct Repair and Sealing | A | Integrated Unit Summer Peak Savings (kW) | Technical Potential | 0 | 0 | 0 | 0 | 0 | 0 | 0 | 0 | 0 | 0 | 0 | 0 | 0 | 0 | 0 | 0 | 0 | 0 | 0 | 0 | 0 | 0 | 0 | 0 | 0 | 0 | 0 | 0 | 0 | 0 | 0
F3_Industrial_Other Industrial_Existing_Space Heating_Natural Gas_HVAC - Duct Repair and Sealing_A_Technical Potential | F3 | Industrial | Other Industrial | Existing | Space Heating | Natural Gas | HVAC - Duct Repair and Sealing | A | Integrated Unit Winter Peak Savings (kW) | Technical Potential | 0 | 0 | 0 | 0 | 0 | 0 | 0 | 0 | 0 | 0 | 0 | 0 | 0 | 0 | 0 | 0 | 0 | 0 | 0 | 0 | 0 | 0 | 0 | 0 | 0 | 0 | 0 | 0 | 0 | 0 | 0
F4_Industrial_Other Industrial_Existing_Space Heating_Natural Gas_HVAC - Duct Repair and Sealing_A_Technical Potential | F4 | Industrial | Other Industrial | Existing | Space Heating | Natural Gas | HVAC - Duct Repair and Sealing | A | Incremental Energy Savings (MWh or mTherms) | Technical Potential | 0 | 0 | 0 | 0 | 0 | 0.033408 | 0.032902 | 0.032082 | 0.031421 | 0.03072 | 0.029566 | 0.028708 | 0.027879 | 0.026661 | 0.026017 | 0.025054 | 0.024404 | 0.023685 | 0.022922 | 0.022479 | 0.021947 | 0.021458 | 0.021016 | 0.020621 | 0.020257 | 0 | 0 | 0 | 0 | 0 | 0
F5_Industrial_Other Industrial_Existing_Space Heating_Natural Gas_HVAC - Duct Repair and Sealing_A_Technical Potential | F5 | Industrial | Other Industrial | Existing | Space Heating | Natural Gas | HVAC - Duct Repair and Sealing | A | Incremental Summer Peak Savings (MW) | Technical Potential | 0 | 0 | 0 | 0 | 0 | 0 | 0 | 0 | 0 | 0 | 0 | 0 | 0 | 0 | 0 | 0 | 0 | 0 | 0 | 0 | 0 | 0 | 0 | 0 | 0 | 0 | 0 | 0 | 0 | 0 | 0
F6_Industrial_Other Industrial_Existing_Space Heating_Natural Gas_HVAC - Duct Repair and Sealing_A_Technical Potential | F6 | Industrial | Other Industrial | Existing | Space Heating | Natural Gas | HVAC - Duct Repair and Sealing | A | Incremental Winter Peak Savings (MW) | Technical Potential | 0 | 0 | 0 | 0 | 0 | 0 | 0 | 0 | 0 | 0 | 0 | 0 | 0 | 0 | 0 | 0 | 0 | 0 | 0 | 0 | 0 | 0 | 0 | 0 | 0 | 0 | 0 | 0 | 0 | 0 | 0
F7_Industrial_Other Industrial_Existing_Space Heating_Natural Gas_HVAC - Duct Repair and Sealing_A_Technical Potential | F7 | Industrial | Other Industrial | Existing | Space Heating | Natural Gas | HVAC - Duct Repair and Sealing | A | Cumulative Energy Savings (MWh or mTherms) | Technical Potential | 0 | 0 | 0 | 0 | 0 | 0.033408 | 0.065821 | 0.096645 | 0.12602 | 0.15383 | 0.17952 | 0.2035 | 0.22591 | 0.24618 | 0.26534 | 0.28302 | 0.30006 | 0.31637 | 0.33187 | 0.34753 | 0.36267 | 0.37744 | 0.39202 | 0.4066 | 0.42093 | 0.41613 | 0.41185 | 0.40775 | 0 | 0 | 0
F8_Industrial_Other Industrial_Existing_Space Heating_Natural Gas_HVAC - Duct Repair and Sealing_A_Technical Potential | F8 | Industrial | Other Industrial | Existing | Space Heating | Natural Gas | HVAC - Duct Repair and Sealing | A | Cumulative Summer Peak Savings (MW) | Technical Potential | 0 | 0 | 0 | 0 | 0 | 0 | 0 | 0 | 0 | 0 | 0 | 0 | 0 | 0 | 0 | 0 | 0 | 0 | 0 | 0 | 0 | 0 | 0 | 0 | 0 | 0 | 0 | 0 | 0 | 0 | 0
F9_Industrial_Other Industrial_Existing_Space Heating_Natural Gas_HVAC - Duct Repair and Sealing_A_Technical Potential | F9 | Industrial | Other Industrial | Existing | Space Heating | Natural Gas | HVAC - Duct Repair and Sealing | A | Cumulative Winter Peak Savings (MW) | Technical Potential | 0 | 0 | 0 | 0 | 0 | 0 | 0 | 0 | 0 | 0 | 0 | 0 | 0 | 0 | 0 | 0 | 0 | 0 | 0 | 0 | 0 | 0 | 0 | 0 | 0 | 0 | 0 | 0 | 0 | 0 | 0
F10_Industrial_Other Industrial_Existing_Space Heating_Natural Gas_HVAC - Duct Repair and Sealing_A_Technical Potential | F10 | Industrial | Other Industrial | Existing | Space Heating | Natural Gas | HVAC - Duct Repair and Sealing | A | Purchases (Incremental) | Technical Potential | 0 | 0 | 0 | 0 | 0 | 8740.6011 | 8735.804 | 8684.2858 | 8688.9809 | 8696.1656 | 8585.7333 | 8562.2713 | 8544.8862 | 8409.1963 | 8441.3029 | 8360.8041 | 8361.8891 | 8319.8034 | 8245.5912 | 8255.3586 | 8221.2207 | 8189.2457 | 8159.4069 | 8131.6787 | 8106.0358 | 0 | 0 | 0 | 0 | 0 | 0
F11_Industrial_Other Industrial_Existing_Space Heating_Natural Gas_HVAC - Duct Repair and Sealing_A_Technical Potential | F11 | Industrial | Other Industrial | Existing | Space Heating | Natural Gas | HVAC - Duct Repair and Sealing | A | Purchases (Cumulative) | Technical Potential | 0 | 0 | 0 | 0 | 0 | 8740.6011 | 17476.4051 | 26160.6909 | 34849.6718 | 43545.8374 | 52131.5706 | 60693.8419 | 69238.7281 | 77647.9244 | 86089.2274 | 94450.0315 | 102811.9206 | 111131.724 | 119377.3152 | 127632.6738 | 135853.8945 | 144043.1401 | 152202.5471 | 160334.2257 | 168440.2615 | 168440.2615 | 168440.2615 | 168440.2615 | 168440.2615 | 168440.2615 | 168440.2615
F1_Industrial_Other Industrial_Existing_Space Heating_Natural Gas_Windows - High Efficiency_A_Technical Potential | F1 | Industrial | Other Industrial | Existing | Space Heating | Natural Gas | Windows - High Efficiency | A | Integrated Unit Energy Savings (kWh or therms) | Technical Potential | 0 | 0 | 0 | 0 | 0 | 0.0056578 | 0.0055893 | 0.0055029 | 0.0054054 | 0.0052967 | 0.0051766 | 0.005052 | 0.0049244 | 0.0047894 | 0.0046601 | 0.0045305 | 0.0044119 | 0.0043027 | 0.004201 | 0.004117 | 0.0040388 | 0.0039666 | 0.0039051 | 0.0038513 | 0.0038016 | 0.0037694 | 0.0037414 | 0.0037144 | 0 | 0 | 0
F2_Industrial_Other Industrial_Existing_Space Heating_Natural Gas_Windows - High Efficiency_A_Technical Potential | F2 | Industrial | Other Industrial | Existing | Space Heating | Natural Gas | Windows - High Efficiency | A | Integrated Unit Summer Peak Savings (kW) | Technical Potential | 0 | 0 | 0 | 0 | 0 | 0 | 0 | 0 | 0 | 0 | 0 | 0 | 0 | 0 | 0 | 0 | 0 | 0 | 0 | 0 | 0 | 0 | 0 | 0 | 0 | 0 | 0 | 0 | 0 | 0 | 0
F3_Industrial_Other Industrial_Existing_Space Heating_Natural Gas_Windows - High Efficiency_A_Technical Potential | F3 | Industrial | Other Industrial | Existing | Space Heating | Natural Gas | Windows - High Efficiency | A | Integrated Unit Winter Peak Savings (kW) | Technical Potential | 0 | 0 | 0 | 0 | 0 | 0 | 0 | 0 | 0 | 0 | 0 | 0 | 0 | 0 | 0 | 0 | 0 | 0 | 0 | 0 | 0 | 0 | 0 | 0 | 0 | 0 | 0 | 0 | 0 | 0 | 0
F4_Industrial_Other Industrial_Existing_Space Heating_Natural Gas_Windows - High Efficiency_A_Technical Potential | F4 | Industrial | Other Industrial | Existing | Space Heating | Natural Gas | Windows - High Efficiency | A | Incremental Energy Savings (MWh or mTherms) | Technical Potential | 0 | 0 | 0 | 0 | 0 | 0.039023 | 0.077018 | 0.13384 | 0.21397 | 0.31851 | 0.44017 | 0.58273 | 0.73487 | 0.86994 | 1.002 | 1.0825 | 1.1215 | 1.0928 | 0.99685 | 0.85996 | 0.69478 | 0.51977 | 0.35297 | 0.22165 | 0.14224 | 0 | 0 | 0 | 0 | 0 | 0
F5_Industrial_Other Industrial_Existing_Space Heating_Natural Gas_Windows - High Efficiency_A_Technical Potential | F5 | Industrial | Other Industrial | Existing | Space Heating | Natural Gas | Windows - High Efficiency | A | Incremental Summer Peak Savings (MW) | Technical Potential | 0 | 0 | 0 | 0 | 0 | 0 | 0 | 0 | 0 | 0 | 0 | 0 | 0 | 0 | 0 | 0 | 0 | 0 | 0 | 0 | 0 | 0 | 0 | 0 | 0 | 0 | 0 | 0 | 0 | 0 | 0
F6_Industrial_Other Industrial_Existing_Space Heating_Natural Gas_Windows - High Efficiency_A_Technical Potential | F6 | Industrial | Other Industrial | Existing | Space Heating | Natural Gas | Windows - High Efficiency | A | Incremental Winter Peak Savings (MW) | Technical Potential | 0 | 0 | 0 | 0 | 0 | 0 | 0 | 0 | 0 | 0 | 0 | 0 | 0 | 0 | 0 | 0 | 0 | 0 | 0 | 0 | 0 | 0 | 0 | 0 | 0 | 0 | 0 | 0 | 0 | 0 | 0
F7_Industrial_Other Industrial_Existing_Space Heating_Natural Gas_Windows - High Efficiency_A_Technical Potential | F7 | Industrial | Other Industrial | Existing | Space Heating | Natural Gas | Windows - High Efficiency | A | Cumulative Energy Savings (MWh or mTherms) | Technical Potential | 0 | 0 | 0 | 0 | 0 | 0.039023 | 0.11557 | 0.24762 | 0.4572 | 0.76652 | 1.1893 | 1.7434 | 2.4343 | 3.2374 | 4.152 | 5.119 | 6.1066 | 7.0483 | 7.8785 | 8.581 | 9.1128 | 9.4695 | 9.6757 | 9.764 | 9.7803 | 9.6975 | 9.6253 | 9.5561 | 0 | 0 | 0
F8_Industrial_Other Industrial_Existing_Space Heating_Natural Gas_Windows - High Efficiency_A_Technical Potential | F8 | Industrial | Other Industrial | Existing | Space Heating | Natural Gas | Windows - High Efficiency | A | Cumulative Summer Peak Savings (MW) | Technical Potential | 0 | 0 | 0 | 0 | 0 | 0 | 0 | 0 | 0 | 0 | 0 | 0 | 0 | 0 | 0 | 0 | 0 | 0 | 0 | 0 | 0 | 0 | 0 | 0 | 0 | 0 | 0 | 0 | 0 | 0 | 0
F9_Industrial_Other Industrial_Existing_Space Heating_Natural Gas_Windows - High Efficiency_A_Technical Potential | F9 | Industrial | Other Industrial | Existing | Space Heating | Natural Gas | Windows - High Efficiency | A | Cumulative Winter Peak Savings (MW) | Technical Potential | 0 | 0 | 0 | 0 | 0 | 0 | 0 | 0 | 0 | 0 | 0 | 0 | 0 | 0 | 0 | 0 | 0 | 0 | 0 | 0 | 0 | 0 | 0 | 0 | 0 | 0 | 0 | 0 | 0 | 0 | 0
F10_Industrial_Other Industrial_Existing_Space Heating_Natural Gas_Windows - High Efficiency_A_Technical Potential | F10 | Industrial | Other Industrial | Existing | Space Heating | Natural Gas | Windows - High Efficiency | A | Purchases (Incremental) | Technical Potential | 0 | 0 | 0 | 0 | 0 | 6897.2204 | 13779.5244 | 24321.8837 | 39584.2668 | 60133.07 | 85029.7267 | 115347.7083 | 149228.6756 | 181639.2421 | 215013.6221 | 238930.8557 | 254210.431 | 253986.9322 | 237289.8564 | 208877.9896 | 172025.4692 | 131037.251 | 90387.5519 | 57551.358 | 37415.1343 | 0 | 0 | 0 | 0 | 0 | 0
F11_Industrial_Other Industrial_Existing_Space Heating_Natural Gas_Windows - High Efficiency_A_Technical Potential | F11 | Industrial | Other Industrial | Existing | Space Heating | Natural Gas | Windows - High Efficiency | A | Purchases (Cumulative) | Technical Potential | 0 | 0 | 0 | 0 | 0 | 6897.2204 | 20676.7448 | 44998.6286 | 84582.8954 | 144715.9654 | 229745.6921 | 345093.4004 | 494322.0761 | 675961.3182 | 890974.9402 | 1129905.796 | 1384116.2269 | 1638103.1592 | 1875393.0155 | 2084271.0051 | 2256296.4743 | 2387333.7253 | 2477721.2772 | 2535272.6352 | 2572687.7695 | 2572687.7695 | 2572687.7695 | 2572687.7695 | 2572687.7695 | 2572687.7695 | 2572687.7695
F1_Industrial_Other Industrial_Existing_Space Heating_Natural Gas_Gas Boiler - Maintenance_A_Technical Potential | F1 | Industrial | Other Industrial | Existing | Space Heating | Natural Gas | Gas Boiler - Maintenance | A | Integrated Unit Energy Savings (kWh or therms) | Technical Potential | 0 | 0 | 0 | 0 | 0 | 2.015 | 1.9977 | 1.9789 | 1.9592 | 1.9388 | 1.918 | 1.897 | 1.8756 | 1.8533 | 1.8297 | 1.8067 | 1.784 | 1.7631 | 1.7429 | 1.7241 | 1.7061 | 1.6876 | 1.6707 | 1.6546 | 1.6387 | 1.624 | 1.6112 | 1.599 | 1.7433 | 1.7361 | 1.7296
F2_Industrial_Other Industrial_Existing_Space Heating_Natural Gas_Gas Boiler - Maintenance_A_Technical Potential | F2 | Industrial | Other Industrial | Existing | Space Heating | Natural Gas | Gas Boiler - Maintenance | A | Integrated Unit Summer Peak Savings (kW) | Technical Potential | 0 | 0 | 0 | 0 | 0 | 0 | 0 | 0 | 0 | 0 | 0 | 0 | 0 | 0 | 0 | 0 | 0 | 0 | 0 | 0 | 0 | 0 | 0 | 0 | 0 | 0 | 0 | 0 | 0 | 0 | 0
F3_Industrial_Other Industrial_Existing_Space Heating_Natural Gas_Gas Boiler - Maintenance_A_Technical Potential | F3 | Industrial | Other Industrial | Existing | Space Heating | Natural Gas | Gas Boiler - Maintenance | A | Integrated Unit Winter Peak Savings (kW) | Technical Potential | 0 | 0 | 0 | 0 | 0 | 0 | 0 | 0 | 0 | 0 | 0 | 0 | 0 | 0 | 0 | 0 | 0 | 0 | 0 | 0 | 0 | 0 | 0 | 0 | 0 | 0 | 0 | 0 | 0 | 0 | 0
F4_Industrial_Other Industrial_Existing_Space Heating_Natural Gas_Gas Boiler - Maintenance_A_Technical Potential | F4 | Industrial | Other Industrial | Existing | Space Heating | Natural Gas | Gas Boiler - Maintenance | A | Incremental Energy Savings (MWh or mTherms) | Technical Potential | 0 | 0 | 0 | 0 | 0 | 0.037126 | 0.025784 | 0.017577 | 0.01356 | 0.011767 | 0.0099452 | 0.0084034 | 0.0070449 | 0.0057797 | 0.004804 | 0.0039205 | 0.0030154 | 0.0023092 | 0.0017619 | 0.0013589 | 0.0012297 | 0.00094825 | 0.00080542 | 0.00066673 | 0.00053165 | 0 | 0 | 0 | 0 | 0 | 0
F5_Industrial_Other Industrial_Existing_Space Heating_Natural Gas_Gas Boiler - Maintenance_A_Technical Potential | F5 | Industrial | Other Industrial | Existing | Space Heating | Natural Gas | Gas Boiler - Maintenance | A | Incremental Summer Peak Savings (MW) | Technical Potential | 0 | 0 | 0 | 0 | 0 | 0 | 0 | 0 | 0 | 0 | 0 | 0 | 0 | 0 | 0 | 0 | 0 | 0 | 0 | 0 | 0 | 0 | 0 | 0 | 0 | 0 | 0 | 0 | 0 | 0 | 0
F6_Industrial_Other Industrial_Existing_Space Heating_Natural Gas_Gas Boiler - Maintenance_A_Technical Potential | F6 | Industrial | Other Industrial | Existing | Space Heating | Natural Gas | Gas Boiler - Maintenance | A | Incremental Winter Peak Savings (MW) | Technical Potential | 0 | 0 | 0 | 0 | 0 | 0 | 0 | 0 | 0 | 0 | 0 | 0 | 0 | 0 | 0 | 0 | 0 | 0 | 0 | 0 | 0 | 0 | 0 | 0 | 0 | 0 | 0 | 0 | 0 | 0 | 0
F7_Industrial_Other Industrial_Existing_Space Heating_Natural Gas_Gas Boiler - Maintenance_A_Technical Potential | F7 | Industrial | Other Industrial | Existing | Space Heating | Natural Gas | Gas Boiler - Maintenance | A | Cumulative Energy Savings (MWh or mTherms) | Technical Potential | 0 | 0 | 0 | 0 | 0 | 0.037126 | 0.062591 | 0.079577 | 0.092346 | 0.10315 | 0.11199 | 0.11917 | 0.12487 | 0.12916 | 0.13232 | 0.13458 | 0.13591 | 0.13662 | 0.13682 | 0.1367 | 0.1365 | 0.13597 | 0.13542 | 0.13478 | 0.13401 | 0.13281 | 0.13176 | 0.13077 | 0 | 0 | 0
F8_Industrial_Other Industrial_Existing_Space Heating_Natural Gas_Gas Boiler - Maintenance_A_Technical Potential | F8 | Industrial | Other Industrial | Existing | Space Heating | Natural Gas | Gas Boiler - Maintenance | A | Cumulative Summer Peak Savings (MW) | Technical Potential | 0 | 0 | 0 | 0 | 0 | 0 | 0 | 0 | 0 | 0 | 0 | 0 | 0 | 0 | 0 | 0 | 0 | 0 | 0 | 0 | 0 | 0 | 0 | 0 | 0 | 0 | 0 | 0 | 0 | 0 | 0
F9_Industrial_Other Industrial_Existing_Space Heating_Natural Gas_Gas Boiler - Maintenance_A_Technical Potential | F9 | Industrial | Other Industrial | Existing | Space Heating | Natural Gas | Gas Boiler - Maintenance | A | Cumulative Winter Peak Savings (MW) | Technical Potential | 0 | 0 | 0 | 0 | 0 | 0 | 0 | 0 | 0 | 0 | 0 | 0 | 0 | 0 | 0 | 0 | 0 | 0 | 0 | 0 | 0 | 0 | 0 | 0 | 0 | 0 | 0 | 0 | 0 | 0 | 0
F10_Industrial_Other Industrial_Existing_Space Heating_Natural Gas_Gas Boiler - Maintenance_A_Technical Potential | F10 | Industrial | Other Industrial | Existing | Space Heating | Natural Gas | Gas Boiler - Maintenance | A | Purchases (Incremental) | Technical Potential | 0 | 0 | 0 | 0 | 0 | 18.4244 | 12.9069 | 8.8824 | 6.9213 | 6.0691 | 5.1851 | 4.4299 | 3.756 | 3.1186 | 2.6256 | 2.17 | 1.6902 | 1.3097 | 1.0109 | 0.78822 | 0.72076 | 0.56188 | 0.48208 | 0.40295 | 0.32443 | 0 | 0 | 0 | 0 | 0 | 0
F11_Industrial_Other Industrial_Existing_Space Heating_Natural Gas_Gas Boiler - Maintenance_A_Technical Potential | F11 | Industrial | Other Industrial | Existing | Space Heating | Natural Gas | Gas Boiler - Maintenance | A | Purchases (Cumulative) | Technical Potential | 0 | 0 | 0 | 0 | 0 | 18.4244 | 31.3313 | 40.2136 | 47.135 | 53.2041 | 58.3892 | 62.8191 | 66.5751 | 69.6937 | 72.3193 | 74.4892 | 76.1794 | 77.4891 | 78.5 | 79.2883 | 80.009 | 80.5709 | 81.053 | 81.4559 | 81.7804 | 81.7804 | 81.7804 | 81.7804 | 81.7804 | 81.7804 | 81.7804
F1_Industrial_Other Industrial_Existing_Process_Natural Gas_Gas Boiler - Maintenance_A_Technical Potential | F1 | Industrial | Other Industrial | Existing | Process | Natural Gas | Gas Boiler - Maintenance | A | Integrated Unit Energy Savings (kWh or therms) | Technical Potential | 0 | 0 | 0 | 0 | 0 | 1.5559 | 1.5559 | 1.5559 | 1.5559 | 1.5559 | 1.5559 | 1.5559 | 1.5559 | 1.5559 | 1.5559 | 1.5559 | 1.5559 | 1.5559 | 1.5559 | 1.5559 | 1.5559 | 1.5559 | 1.5559 | 1.5559 | 1.5559 | 1.5559 | 1.5559 | 1.5559 | 1.5559 | 1.5559 | 1.5559
F2_Industrial_Other Industrial_Existing_Process_Natural Gas_Gas Boiler - Maintenance_A_Technical Potential | F2 | Industrial | Other Industrial | Existing | Process | Natural Gas | Gas Boiler - Maintenance | A | Integrated Unit Summer Peak Savings (kW) | Technical Potential | 0 | 0 | 0 | 0 | 0 | 0 | 0 | 0 | 0 | 0 | 0 | 0 | 0 | 0 | 0 | 0 | 0 | 0 | 0 | 0 | 0 | 0 | 0 | 0 | 0 | 0 | 0 | 0 | 0 | 0 | 0
F3_Industrial_Other Industrial_Existing_Process_Natural Gas_Gas Boiler - Maintenance_A_Technical Potential | F3 | Industrial | Other Industrial | Existing | Process | Natural Gas | Gas Boiler - Maintenance | A | Integrated Unit Winter Peak Savings (kW) | Technical Potential | 0 | 0 | 0 | 0 | 0 | 0 | 0 | 0 | 0 | 0 | 0 | 0 | 0 | 0 | 0 | 0 | 0 | 0 | 0 | 0 | 0 | 0 | 0 | 0 | 0 | 0 | 0 | 0 | 0 | 0 | 0
F4_Industrial_Other Industrial_Existing_Process_Natural Gas_Gas Boiler - Maintenance_A_Technical Potential | F4 | Industrial | Other Industrial | Existing | Process | Natural Gas | Gas Boiler - Maintenance | A | Incremental Energy Savings (MWh or mTherms) | Technical Potential | 0 | 0 | 0 | 0 | 0 | 0.41506 | 0.29077 | 0.2001 | 0.15592 | 0.13672 | 0.11681 | 0.099795 | 0.084614 | 0.070255 | 0.059149 | 0.048885 | 0.038076 | 0.029505 | 0.022773 | 0.017757 | 0.016237 | 0.012658 | 0.01086 | 0.0090776 | 0.0073088 | 0 | 0 | 0 | 0 | 0 | 0
F5_Industrial_Other Industrial_Existing_Process_Natural Gas_Gas Boiler - Maintenance_A_Technical Potential | F5 | Industrial | Other Industrial | Existing | Process | Natural Gas | Gas Boiler - Maintenance | A | Incremental Summer Peak Savings (MW) | Technical Potential | 0 | 0 | 0 | 0 | 0 | 0 | 0 | 0 | 0 | 0 | 0 | 0 | 0 | 0 | 0 | 0 | 0 | 0 | 0 | 0 | 0 | 0 | 0 | 0 | 0 | 0 | 0 | 0 | 0 | 0 | 0
F6_Industrial_Other Industrial_Existing_Process_Natural Gas_Gas Boiler - Maintenance_A_Technical Potential | F6 | Industrial | Other Industrial | Existing | Process | Natural Gas | Gas Boiler - Maintenance | A | Incremental Winter Peak Savings (MW) | Technical Potential | 0 | 0 | 0 | 0 | 0 | 0 | 0 | 0 | 0 | 0 | 0 | 0 | 0 | 0 | 0 | 0 | 0 | 0 | 0 | 0 | 0 | 0 | 0 | 0 | 0 | 0 | 0 | 0 | 0 | 0 | 0
F7_Industrial_Other Industrial_Existing_Process_Natural Gas_Gas Boiler - Maintenance_A_Technical Potential | F7 | Industrial | Other Industrial | Existing | Process | Natural Gas | Gas Boiler - Maintenance | A | Cumulative Energy Savings (MWh or mTherms) | Technical Potential | 0 | 0 | 0 | 0 | 0 | 0.41506 | 0.70583 | 0.90593 | 1.0618 | 1.1986 | 1.3154 | 1.4152 | 1.4998 | 1.57 | 1.6292 | 1.6781 | 1.7162 | 1.7457 | 1.7684 | 1.7862 | 1.8024 | 1.8151 | 1.8259 | 1.835 | 1.8423 | 1.8423 | 1.8423 | 1.8423 | 0 | 0 | 0
F8_Industrial_Other Industrial_Existing_Process_Natural Gas_Gas Boiler - Maintenance_A_Technical Potential | F8 | Industrial | Other Industrial | Existing | Process | Natural Gas | Gas Boiler - Maintenance | A | Cumulative Summer Peak Savings (MW) | Technical Potential | 0 | 0 | 0 | 0 | 0 | 0 | 0 | 0 | 0 | 0 | 0 | 0 | 0 | 0 | 0 | 0 | 0 | 0 | 0 | 0 | 0 | 0 | 0 | 0 | 0 | 0 | 0 | 0 | 0 | 0 | 0
F9_Industrial_Other Industrial_Existing_Process_Natural Gas_Gas Boiler - Maintenance_A_Technical Potential | F9 | Industrial | Other Industrial | Existing | Process | Natural Gas | Gas Boiler - Maintenance | A | Cumulative Winter Peak Savings (MW) | Technical Potential | 0 | 0 | 0 | 0 | 0 | 0 | 0 | 0 | 0 | 0 | 0 | 0 | 0 | 0 | 0 | 0 | 0 | 0 | 0 | 0 | 0 | 0 | 0 | 0 | 0 | 0 | 0 | 0 | 0 | 0 | 0
F10_Industrial_Other Industrial_Existing_Process_Natural Gas_Gas Boiler - Maintenance_A_Technical Potential | F10 | Industrial | Other Industrial | Existing | Process | Natural Gas | Gas Boiler - Maintenance | A | Purchases (Incremental) | Technical Potential | 0 | 0 | 0 | 0 | 0 | 266.77 | 186.882 | 128.6093 | 100.2152 | 87.8762 | 75.0767 | 64.141 | 54.3836 | 45.1549 | 38.0164 | 31.4195 | 24.4727 | 18.9634 | 14.637 | 11.4128 | 10.4361 | 8.1356 | 6.9801 | 5.8344 | 4.6975 | 0 | 0 | 0 | 0 | 0 | 0
F11_Industrial_Other Industrial_Existing_Process_Natural Gas_Gas Boiler - Maintenance_A_Technical Potential | F11 | Industrial | Other Industrial | Existing | Process | Natural Gas | Gas Boiler - Maintenance | A | Purchases (Cumulative) | Technical Potential | 0 | 0 | 0 | 0 | 0 | 266.77 | 453.652 | 582.2613 | 682.4765 | 770.3528 | 845.4294 | 909.5704 | 963.954 | 1009.1089 | 1047.1252 | 1078.5447 | 1103.0174 | 1121.9808 | 1136.6178 | 1148.0306 | 1158.4666 | 1166.6022 | 1173.5823 | 1179.4167 | 1184.1142 | 1184.1142 | 1184.1142 | 1184.1142 | 1184.1142 | 1184.1142 | 1184.1142
F1_Industrial_Other Industrial_Existing_Space Heating_Natural Gas_Gas Furnace - Maintenance_A_Technical Potential | F1 | Industrial | Other Industrial | Existing | Space Heating | Natural Gas | Gas Furnace - Maintenance | A | Integrated Unit Energy Savings (kWh or therms) | Technical Potential | 0 | 0 | 0 | 0 | 0 | 0.0091782 | 0.0090775 | 0.0089472 | 0.0088124 | 0.0086741 | 0.008535 | 0.0083956 | 0.0082609 | 0.0081272 | 0.0079908 | 0.007864 | 0.007743 | 0.0076335 | 0.0075303 | 0.0074329 | 0.0073397 | 0.0072467 | 0.007157 | 0.007072 | 0.0069904 | 0.0069137 | 0.0068453 | 0.0067796 | 0.0073847 | 0.0073392 | 0.0072965
F2_Industrial_Other Industrial_Existing_Space Heating_Natural Gas_Gas Furnace - Maintenance_A_Technical Potential | F2 | Industrial | Other Industrial | Existing | Space Heating | Natural Gas | Gas Furnace - Maintenance | A | Integrated Unit Summer Peak Savings (kW) | Technical Potential | 0 | 0 | 0 | 0 | 0 | 0 | 0 | 0 | 0 | 0 | 0 | 0 | 0 | 0 | 0 | 0 | 0 | 0 | 0 | 0 | 0 | 0 | 0 | 0 | 0 | 0 | 0 | 0 | 0 | 0 | 0
F3_Industrial_Other Industrial_Existing_Space Heating_Natural Gas_Gas Furnace - Maintenance_A_Technical Potential | F3 | Industrial | Other Industrial | Existing | Space Heating | Natural Gas | Gas Furnace - Maintenance | A | Integrated Unit Winter Peak Savings (kW) | Technical Potential | 0 | 0 | 0 | 0 | 0 | 0 | 0 | 0 | 0 | 0 | 0 | 0 | 0 | 0 | 0 | 0 | 0 | 0 | 0 | 0 | 0 | 0 | 0 | 0 | 0 | 0 | 0 | 0 | 0 | 0 | 0
F4_Industrial_Other Industrial_Existing_Space Heating_Natural Gas_Gas Furnace - Maintenance_A_Technical Potential | F4 | Industrial | Other Industrial | Existing | Space Heating | Natural Gas | Gas Furnace - Maintenance | A | Incremental Energy Savings (MWh or mTherms) | Technical Potential | 0 | 0 | 0 | 0 | 0 | 0.0011418 | 0.00079107 | 0.00053659 | 0.00041182 | 0.00035545 | 0.00029881 | 0.00025112 | 0.0002095 | 0.00017113 | 0.00014166 | 0.00011522 | 8.8364e-05 | 6.7503e-05 | 5.1398e-05 | 3.9558e-05 | 3.5719e-05 | 2.7492e-05 | 2.3296e-05 | 1.9241e-05 | 1.5313e-05 | 0 | 0 | 0 | 0 | 0 | 0
F5_Industrial_Other Industrial_Existing_Space Heating_Natural Gas_Gas Furnace - Maintenance_A_Technical Potential | F5 | Industrial | Other Industrial | Existing | Space Heating | Natural Gas | Gas Furnace - Maintenance | A | Incremental Summer Peak Savings (MW) | Technical Potential | 0 | 0 | 0 | 0 | 0 | 0 | 0 | 0 | 0 | 0 | 0 | 0 | 0 | 0 | 0 | 0 | 0 | 0 | 0 | 0 | 0 | 0 | 0 | 0 | 0 | 0 | 0 | 0 | 0 | 0 | 0
F6_Industrial_Other Industrial_Existing_Space Heating_Natural Gas_Gas Furnace - Maintenance_A_Technical Potential | F6 | Industrial | Other Industrial | Existing | Space Heating | Natural Gas | Gas Furnace - Maintenance | A | Incremental Winter Peak Savings (MW) | Technical Potential | 0 | 0 | 0 | 0 | 0 | 0 | 0 | 0 | 0 | 0 | 0 | 0 | 0 | 0 | 0 | 0 | 0 | 0 | 0 | 0 | 0 | 0 | 0 | 0 | 0 | 0 | 0 | 0 | 0 | 0 | 0
F7_Industrial_Other Industrial_Existing_Space Heating_Natural Gas_Gas Furnace - Maintenance_A_Technical Potential | F7 | Industrial | Other Industrial | Existing | Space Heating | Natural Gas | Gas Furnace - Maintenance | A | Cumulative Energy Savings (MWh or mTherms) | Technical Potential | 0 | 0 | 0 | 0 | 0 | 0.0011418 | 0.0019203 | 0.0024293 | 0.0028045 | 0.003116 | 0.0033648 | 0.003561 | 0.0037134 | 0.0038244 | 0.0039019 | 0.0039552 | 0.0039827 | 0.0039938 | 0.0039912 | 0.0039792 | 0.003965 | 0.0039423 | 0.0039168 | 0.0038895 | 0.0038599 | 0.0038176 | 0.0037798 | 0.0037435 | 0 | 0 | 0
F8_Industrial_Other Industrial_Existing_Space Heating_Natural Gas_Gas Furnace - Maintenance_A_Technical Potential | F8 | Industrial | Other Industrial | Existing | Space Heating | Natural Gas | Gas Furnace - Maintenance | A | Cumulative Summer Peak Savings (MW) | Technical Potential | 0 | 0 | 0 | 0 | 0 | 0 | 0 | 0 | 0 | 0 | 0 | 0 | 0 | 0 | 0 | 0 | 0 | 0 | 0 | 0 | 0 | 0 | 0 | 0 | 0 | 0 | 0 | 0 | 0 | 0 | 0
F9_Industrial_Other Industrial_Existing_Space Heating_Natural Gas_Gas Furnace - Maintenance_A_Technical Potential | F9 | Industrial | Other Industrial | Existing | Space Heating | Natural Gas | Gas Furnace - Maintenance | A | Cumulative Winter Peak Savings (MW) | Technical Potential | 0 | 0 | 0 | 0 | 0 | 0 | 0 | 0 | 0 | 0 | 0 | 0 | 0 | 0 | 0 | 0 | 0 | 0 | 0 | 0 | 0 | 0 | 0 | 0 | 0 | 0 | 0 | 0 | 0 | 0 | 0
F10_Industrial_Other Industrial_Existing_Space Heating_Natural Gas_Gas Furnace - Maintenance_A_Technical Potential | F10 | Industrial | Other Industrial | Existing | Space Heating | Natural Gas | Gas Furnace - Maintenance | A | Purchases (Incremental) | Technical Potential | 0 | 0 | 0 | 0 | 0 | 124.4001 | 87.1467 | 59.9731 | 46.7323 | 40.9784 | 35.0097 | 29.9102 | 25.3601 | 21.0566 | 17.7278 | 14.6515 | 11.4121 | 8.843 | 6.8255 | 5.322 | 4.8665 | 3.7938 | 3.255 | 2.7207 | 2.1906 | 0 | 0 | 0 | 0 | 0 | 0
F11_Industrial_Other Industrial_Existing_Space Heating_Natural Gas_Gas Furnace - Maintenance_A_Technical Potential | F11 | Industrial | Other Industrial | Existing | Space Heating | Natural Gas | Gas Furnace - Maintenance | A | Purchases (Cumulative) | Technical Potential | 0 | 0 | 0 | 0 | 0 | 124.4001 | 211.5468 | 271.5199 | 318.2522 | 359.2306 | 394.2403 | 424.1505 | 449.5106 | 470.5672 | 488.295 | 502.9465 | 514.3586 | 523.2016 | 530.0271 | 535.3492 | 540.2157 | 544.0095 | 547.2644 | 549.9851 | 552.1757 | 552.1757 | 552.1757 | 552.1757 | 552.1757 | 552.1757 | 552.1757
F1_Industrial_Other Industrial_Existing_Space Heating_Natural Gas_Gas Boiler - Hot Water Reset_A_Technical Potential | F1 | Industrial | Other Industrial | Existing | Space Heating | Natural Gas | Gas Boiler - Hot Water Reset | A | Integrated Unit Energy Savings (kWh or therms) | Technical Potential | 0 | 0 | 0 | 0 | 0 | 7.3252 | 7.26 | 7.1894 | 7.116 | 7.0401 | 6.9626 | 6.8845 | 6.8054 | 6.7227 | 6.6357 | 6.5508 | 6.4674 | 6.3903 | 6.3156 | 6.2464 | 6.1801 | 6.1121 | 6.0498 | 5.9905 | 5.9318 | 5.8783 | 5.832 | 5.7879 | 6.3392 | 6.3131 | 6.2894
F2_Industrial_Other Industrial_Existing_Space Heating_Natural Gas_Gas Boiler - Hot Water Reset_A_Technical Potential | F2 | Industrial | Other Industrial | Existing | Space Heating | Natural Gas | Gas Boiler - Hot Water Reset | A | Integrated Unit Summer Peak Savings (kW) | Technical Potential | 0 | 0 | 0 | 0 | 0 | 0 | 0 | 0 | 0 | 0 | 0 | 0 | 0 | 0 | 0 | 0 | 0 | 0 | 0 | 0 | 0 | 0 | 0 | 0 | 0 | 0 | 0 | 0 | 0 | 0 | 0
F3_Industrial_Other Industrial_Existing_Space Heating_Natural Gas_Gas Boiler - Hot Water Reset_A_Technical Potential | F3 | Industrial | Other Industrial | Existing | Space Heating | Natural Gas | Gas Boiler - Hot Water Reset | A | Integrated Unit Winter Peak Savings (kW) | Technical Potential | 0 | 0 | 0 | 0 | 0 | 0 | 0 | 0 | 0 | 0 | 0 | 0 | 0 | 0 | 0 | 0 | 0 | 0 | 0 | 0 | 0 | 0 | 0 | 0 | 0 | 0 | 0 | 0 | 0 | 0 | 0
F4_Industrial_Other Industrial_Existing_Space Heating_Natural Gas_Gas Boiler - Hot Water Reset_A_Technical Potential | F4 | Industrial | Other Industrial | Existing | Space Heating | Natural Gas | Gas Boiler - Hot Water Reset | A | Incremental Energy Savings (MWh or mTherms) | Technical Potential | 0 | 0 | 0 | 0 | 0 | 0.06559 | 0.079773 | 0.0961 | 0.11048 | 0.12477 | 0.14244 | 0.15408 | 0.15528 | 0.14226 | 0.12116 | 0.091678 | 0.05991 | 0.034199 | 0.016128 | 0.0067567 | 0.0024209 | 0.00074494 | 0.00016012 | 2.5973e-05 | 3.0774e-06 | 0 | 0 | 0 | 0 | 0 | 0
F5_Industrial_Other Industrial_Existing_Space Heating_Natural Gas_Gas Boiler - Hot Water Reset_A_Technical Potential | F5 | Industrial | Other Industrial | Existing | Space Heating | Natural Gas | Gas Boiler - Hot Water Reset | A | Incremental Summer Peak Savings (MW) | Technical Potential | 0 | 0 | 0 | 0 | 0 | 0 | 0 | 0 | 0 | 0 | 0 | 0 | 0 | 0 | 0 | 0 | 0 | 0 | 0 | 0 | 0 | 0 | 0 | 0 | 0 | 0 | 0 | 0 | 0 | 0 | 0
F6_Industrial_Other Industrial_Existing_Space Heating_Natural Gas_Gas Boiler - Hot Water Reset_A_Technical Potential | F6 | Industrial | Other Industrial | Existing | Space Heating | Natural Gas | Gas Boiler - Hot Water Reset | A | Incremental Winter Peak Savings (MW) | Technical Potential | 0 | 0 | 0 | 0 | 0 | 0 | 0 | 0 | 0 | 0 | 0 | 0 | 0 | 0 | 0 | 0 | 0 | 0 | 0 | 0 | 0 | 0 | 0 | 0 | 0 | 0 | 0 | 0 | 0 | 0 | 0
F7_Industrial_Other Industrial_Existing_Space Heating_Natural Gas_Gas Boiler - Hot Water Reset_A_Technical Potential | F7 | Industrial | Other Industrial | Existing | Space Heating | Natural Gas | Gas Boiler - Hot Water Reset | A | Cumulative Energy Savings (MWh or mTherms) | Technical Potential | 0 | 0 | 0 | 0 | 0 | 0.06559 | 0.14478 | 0.23947 | 0.3475 | 0.46857 | 0.60585 | 0.75313 | 0.89976 | 1.0311 | 1.1389 | 1.216 | 1.2604 | 1.2796 | 1.2808 | 1.2735 | 1.2624 | 1.2493 | 1.2367 | 1.2246 | 1.2126 | 1.2017 | 1.1922 | 1.1832 | 0 | 0 | 0
F8_Industrial_Other Industrial_Existing_Space Heating_Natural Gas_Gas Boiler - Hot Water Reset_A_Technical Potential | F8 | Industrial | Other Industrial | Existing | Space Heating | Natural Gas | Gas Boiler - Hot Water Reset | A | Cumulative Summer Peak Savings (MW) | Technical Potential | 0 | 0 | 0 | 0 | 0 | 0 | 0 | 0 | 0 | 0 | 0 | 0 | 0 | 0 | 0 | 0 | 0 | 0 | 0 | 0 | 0 | 0 | 0 | 0 | 0 | 0 | 0 | 0 | 0 | 0 | 0
F9_Industrial_Other Industrial_Existing_Space Heating_Natural Gas_Gas Boiler - Hot Water Reset_A_Technical Potential | F9 | Industrial | Other Industrial | Existing | Space Heating | Natural Gas | Gas Boiler - Hot Water Reset | A | Cumulative Winter Peak Savings (MW) | Technical Potential | 0 | 0 | 0 | 0 | 0 | 0 | 0 | 0 | 0 | 0 | 0 | 0 | 0 | 0 | 0 | 0 | 0 | 0 | 0 | 0 | 0 | 0 | 0 | 0 | 0 | 0 | 0 | 0 | 0 | 0 | 0
F10_Industrial_Other Industrial_Existing_Space Heating_Natural Gas_Gas Boiler - Hot Water Reset_A_Technical Potential | F10 | Industrial | Other Industrial | Existing | Space Heating | Natural Gas | Gas Boiler - Hot Water Reset | A | Purchases (Incremental) | Technical Potential | 0 | 0 | 0 | 0 | 0 | 8.954 | 10.9881 | 13.3669 | 15.5252 | 17.7231 | 20.4573 | 22.3807 | 22.817 | 21.1609 | 18.259 | 13.9948 | 9.2633 | 5.3516 | 2.5537 | 1.0817 | 0.39172 | 0.12188 | 0.026467 | 0.0043357 | 0.00051879 | 0 | 0 | 0 | 0 | 0 | 0
F11_Industrial_Other Industrial_Existing_Space Heating_Natural Gas_Gas Boiler - Hot Water Reset_A_Technical Potential | F11 | Industrial | Other Industrial | Existing | Space Heating | Natural Gas | Gas Boiler - Hot Water Reset | A | Purchases (Cumulative) | Technical Potential | 0 | 0 | 0 | 0 | 0 | 8.954 | 19.9421 | 33.3089 | 48.8341 | 66.5572 | 87.0146 | 109.3952 | 132.2123 | 153.3731 | 171.6321 | 185.6269 | 194.8902 | 200.2418 | 202.7955 | 203.8772 | 204.269 | 204.3908 | 204.4173 | 204.4216 | 204.4222 | 204.4222 | 204.4222 | 204.4222 | 204.4222 | 204.4222 | 204.4222
F1_Industrial_Other Industrial_Existing_Process_Natural Gas_Gas Boiler - Hot Water Reset_A_Technical Potential | F1 | Industrial | Other Industrial | Existing | Process | Natural Gas | Gas Boiler - Hot Water Reset | A | Integrated Unit Energy Savings (kWh or therms) | Technical Potential | 0 | 0 | 0 | 0 | 0 | 2.8259 | 2.8232 | 2.8207 | 2.8182 | 2.8158 | 2.8134 | 2.8115 | 2.81 | 2.8084 | 2.8074 | 2.8063 | 2.8055 | 2.8047 | 2.8039 | 2.8034 | 2.8028 | 2.8024 | 2.8021 | 2.8017 | 2.8013 | 2.8013 | 2.8012 | 2.8011 | 2.8289 | 2.8289 | 2.8289
F2_Industrial_Other Industrial_Existing_Process_Natural Gas_Gas Boiler - Hot Water Reset_A_Technical Potential | F2 | Industrial | Other Industrial | Existing | Process | Natural Gas | Gas Boiler - Hot Water Reset | A | Integrated Unit Summer Peak Savings (kW) | Technical Potential | 0 | 0 | 0 | 0 | 0 | 0 | 0 | 0 | 0 | 0 | 0 | 0 | 0 | 0 | 0 | 0 | 0 | 0 | 0 | 0 | 0 | 0 | 0 | 0 | 0 | 0 | 0 | 0 | 0 | 0 | 0
F3_Industrial_Other Industrial_Existing_Process_Natural Gas_Gas Boiler - Hot Water Reset_A_Technical Potential | F3 | Industrial | Other Industrial | Existing | Process | Natural Gas | Gas Boiler - Hot Water Reset | A | Integrated Unit Winter Peak Savings (kW) | Technical Potential | 0 | 0 | 0 | 0 | 0 | 0 | 0 | 0 | 0 | 0 | 0 | 0 | 0 | 0 | 0 | 0 | 0 | 0 | 0 | 0 | 0 | 0 | 0 | 0 | 0 | 0 | 0 | 0 | 0 | 0 | 0
F4_Industrial_Other Industrial_Existing_Process_Natural Gas_Gas Boiler - Hot Water Reset_A_Technical Potential | F4 | Industrial | Other Industrial | Existing | Process | Natural Gas | Gas Boiler - Hot Water Reset | A | Incremental Energy Savings (MWh or mTherms) | Technical Potential | 0 | 0 | 0 | 0 | 0 | 0.36637 | 0.44917 | 0.54591 | 0.63351 | 0.72257 | 0.83335 | 0.91109 | 0.92834 | 0.86047 | 0.74221 | 0.56865 | 0.37629 | 0.21733 | 0.10368 | 0.043907 | 0.015897 | 0.0049455 | 0.0010738 | 0.00017588 | 2.1043e-05 | 0 | 0 | 0 | 0 | 0 | 0
F5_Industrial_Other Industrial_Existing_Process_Natural Gas_Gas Boiler - Hot Water Reset_A_Technical Potential | F5 | Industrial | Other Industrial | Existing | Process | Natural Gas | Gas Boiler - Hot Water Reset | A | Incremental Summer Peak Savings (MW) | Technical Potential | 0 | 0 | 0 | 0 | 0 | 0 | 0 | 0 | 0 | 0 | 0 | 0 | 0 | 0 | 0 | 0 | 0 | 0 | 0 | 0 | 0 | 0 | 0 | 0 | 0 | 0 | 0 | 0 | 0 | 0 | 0
F6_Industrial_Other Industrial_Existing_Process_Natural Gas_Gas Boiler - Hot Water Reset_A_Technical Potential | F6 | Industrial | Other Industrial | Existing | Process | Natural Gas | Gas Boiler - Hot Water Reset | A | Incremental Winter Peak Savings (MW) | Technical Potential | 0 | 0 | 0 | 0 | 0 | 0 | 0 | 0 | 0 | 0 | 0 | 0 | 0 | 0 | 0 | 0 | 0 | 0 | 0 | 0 | 0 | 0 | 0 | 0 | 0 | 0 | 0 | 0 | 0 | 0 | 0
F7_Industrial_Other Industrial_Existing_Process_Natural Gas_Gas Boiler - Hot Water Reset_A_Technical Potential | F7 | Industrial | Other Industrial | Existing | Process | Natural Gas | Gas Boiler - Hot Water Reset | A | Cumulative Energy Savings (MWh or mTherms) | Technical Potential | 0 | 0 | 0 | 0 | 0 | 0.36637 | 0.81519 | 1.3604 | 1.9927 | 2.7135 | 3.5446 | 4.4533 | 5.3792 | 6.2367 | 6.9767 | 7.5425 | 7.9167 | 8.1318 | 8.2332 | 8.2756 | 8.2898 | 8.2936 | 8.2936 | 8.2927 | 8.2916 | 8.2914 | 8.2912 | 8.291 | 0 | 0 | 0
F8_Industrial_Other Industrial_Existing_Process_Natural Gas_Gas Boiler - Hot Water Reset_A_Technical Potential | F8 | Industrial | Other Industrial | Existing | Process | Natural Gas | Gas Boiler - Hot Water Reset | A | Cumulative Summer Peak Savings (MW) | Technical Potential | 0 | 0 | 0 | 0 | 0 | 0 | 0 | 0 | 0 | 0 | 0 | 0 | 0 | 0 | 0 | 0 | 0 | 0 | 0 | 0 | 0 | 0 | 0 | 0 | 0 | 0 | 0 | 0 | 0 | 0 | 0
F9_Industrial_Other Industrial_Existing_Process_Natural Gas_Gas Boiler - Hot Water Reset_A_Technical Potential | F9 | Industrial | Other Industrial | Existing | Process | Natural Gas | Gas Boiler - Hot Water Reset | A | Cumulative Winter Peak Savings (MW) | Technical Potential | 0 | 0 | 0 | 0 | 0 | 0 | 0 | 0 | 0 | 0 | 0 | 0 | 0 | 0 | 0 | 0 | 0 | 0 | 0 | 0 | 0 | 0 | 0 | 0 | 0 | 0 | 0 | 0 | 0 | 0 | 0
F10_Industrial_Other Industrial_Existing_Process_Natural Gas_Gas Boiler - Hot Water Reset_A_Technical Potential | F10 | Industrial | Other Industrial | Existing | Process | Natural Gas | Gas Boiler - Hot Water Reset | A | Purchases (Incremental) | Technical Potential | 0 | 0 | 0 | 0 | 0 | 129.6468 | 159.0982 | 193.5415 | 224.7927 | 256.6165 | 296.2057 | 324.0543 | 330.3722 | 306.3922 | 264.3756 | 202.634 | 134.1249 | 77.487 | 36.9758 | 15.6621 | 5.6718 | 1.7647 | 0.38323 | 0.062778 | 0.0075117 | 0 | 0 | 0 | 0 | 0 | 0
F11_Industrial_Other Industrial_Existing_Process_Natural Gas_Gas Boiler - Hot Water Reset_A_Technical Potential | F11 | Industrial | Other Industrial | Existing | Process | Natural Gas | Gas Boiler - Hot Water Reset | A | Purchases (Cumulative) | Technical Potential | 0 | 0 | 0 | 0 | 0 | 129.6468 | 288.7451 | 482.2866 | 707.0793 | 963.6958 | 1259.9015 | 1583.9558 | 1914.328 | 2220.7203 | 2485.0959 | 2687.7299 | 2821.8548 | 2899.3419 | 2936.3176 | 2951.9797 | 2957.6515 | 2959.4162 | 2959.7995 | 2959.8622 | 2959.8697 | 2959.8697 | 2959.8697 | 2959.8697 | 2959.8697 | 2959.8697 | 2959.8697
F1_Industrial_Other Industrial_Existing_Space Heating_Natural Gas_Steam Trap Maintenance_A_Technical Potential | F1 | Industrial | Other Industrial | Existing | Space Heating | Natural Gas | Steam Trap Maintenance | A | Integrated Unit Energy Savings (kWh or therms) | Technical Potential | 0 | 0 | 0 | 0 | 0 | 2.5879 | 2.5649 | 2.54 | 2.5141 | 2.4873 | 2.46 | 2.4324 | 2.4046 | 2.3754 | 2.3447 | 2.3147 | 2.2853 | 2.2581 | 2.2317 | 2.2073 | 2.1839 | 2.1599 | 2.1379 | 2.117 | 2.0963 | 2.0774 | 2.061 | 2.0455 | 2.2395 | 2.2303 | 2.2219
F2_Industrial_Other Industrial_Existing_Space Heating_Natural Gas_Steam Trap Maintenance_A_Technical Potential | F2 | Industrial | Other Industrial | Existing | Space Heating | Natural Gas | Steam Trap Maintenance | A | Integrated Unit Summer Peak Savings (kW) | Technical Potential | 0 | 0 | 0 | 0 | 0 | 0 | 0 | 0 | 0 | 0 | 0 | 0 | 0 | 0 | 0 | 0 | 0 | 0 | 0 | 0 | 0 | 0 | 0 | 0 | 0 | 0 | 0 | 0 | 0 | 0 | 0
F3_Industrial_Other Industrial_Existing_Space Heating_Natural Gas_Steam Trap Maintenance_A_Technical Potential | F3 | Industrial | Other Industrial | Existing | Space Heating | Natural Gas | Steam Trap Maintenance | A | Integrated Unit Winter Peak Savings (kW) | Technical Potential | 0 | 0 | 0 | 0 | 0 | 0 | 0 | 0 | 0 | 0 | 0 | 0 | 0 | 0 | 0 | 0 | 0 | 0 | 0 | 0 | 0 | 0 | 0 | 0 | 0 | 0 | 0 | 0 | 0 | 0 | 0
F4_Industrial_Other Industrial_Existing_Space Heating_Natural Gas_Steam Trap Maintenance_A_Technical Potential | F4 | Industrial | Other Industrial | Existing | Space Heating | Natural Gas | Steam Trap Maintenance | A | Incremental Energy Savings (MWh or mTherms) | Technical Potential | 0 | 0 | 0 | 0 | 0 | 0.012933 | 0.012811 | 0.012612 | 0.01249 | 0.012367 | 0.012076 | 0.011908 | 0.011748 | 0.011421 | 0.011316 | 0.011065 | 0.010926 | 0.010742 | 0.010522 | 0.010419 | 0.010266 | 0.010114 | 0.0099741 | 0.0098429 | 0.009716 | 0 | 0 | 0 | 0 | 0 | 0
F5_Industrial_Other Industrial_Existing_Space Heating_Natural Gas_Steam Trap Maintenance_A_Technical Potential | F5 | Industrial | Other Industrial | Existing | Space Heating | Natural Gas | Steam Trap Maintenance | A | Incremental Summer Peak Savings (MW) | Technical Potential | 0 | 0 | 0 | 0 | 0 | 0 | 0 | 0 | 0 | 0 | 0 | 0 | 0 | 0 | 0 | 0 | 0 | 0 | 0 | 0 | 0 | 0 | 0 | 0 | 0 | 0 | 0 | 0 | 0 | 0 | 0
F6_Industrial_Other Industrial_Existing_Space Heating_Natural Gas_Steam Trap Maintenance_A_Technical Potential | F6 | Industrial | Other Industrial | Existing | Space Heating | Natural Gas | Steam Trap Maintenance | A | Incremental Winter Peak Savings (MW) | Technical Potential | 0 | 0 | 0 | 0 | 0 | 0 | 0 | 0 | 0 | 0 | 0 | 0 | 0 | 0 | 0 | 0 | 0 | 0 | 0 | 0 | 0 | 0 | 0 | 0 | 0 | 0 | 0 | 0 | 0 | 0 | 0
F7_Industrial_Other Industrial_Existing_Space Heating_Natural Gas_Steam Trap Maintenance_A_Technical Potential | F7 | Industrial | Other Industrial | Existing | Space Heating | Natural Gas | Steam Trap Maintenance | A | Cumulative Energy Savings (MWh or mTherms) | Technical Potential | 0 | 0 | 0 | 0 | 0 | 0.012933 | 0.02563 | 0.037993 | 0.050096 | 0.061929 | 0.073325 | 0.084412 | 0.095192 | 0.10546 | 0.11541 | 0.125 | 0.13434 | 0.14348 | 0.15233 | 0.16108 | 0.16964 | 0.17789 | 0.18605 | 0.19408 | 0.20189 | 0.20007 | 0.1985 | 0.197 | 0 | 0 | 0
F8_Industrial_Other Industrial_Existing_Space Heating_Natural Gas_Steam Trap Maintenance_A_Technical Potential | F8 | Industrial | Other Industrial | Existing | Space Heating | Natural Gas | Steam Trap Maintenance | A | Cumulative Summer Peak Savings (MW) | Technical Potential | 0 | 0 | 0 | 0 | 0 | 0 | 0 | 0 | 0 | 0 | 0 | 0 | 0 | 0 | 0 | 0 | 0 | 0 | 0 | 0 | 0 | 0 | 0 | 0 | 0 | 0 | 0 | 0 | 0 | 0 | 0
F9_Industrial_Other Industrial_Existing_Space Heating_Natural Gas_Steam Trap Maintenance_A_Technical Potential | F9 | Industrial | Other Industrial | Existing | Space Heating | Natural Gas | Steam Trap Maintenance | A | Cumulative Winter Peak Savings (MW) | Technical Potential | 0 | 0 | 0 | 0 | 0 | 0 | 0 | 0 | 0 | 0 | 0 | 0 | 0 | 0 | 0 | 0 | 0 | 0 | 0 | 0 | 0 | 0 | 0 | 0 | 0 | 0 | 0 | 0 | 0 | 0 | 0
F10_Industrial_Other Industrial_Existing_Space Heating_Natural Gas_Steam Trap Maintenance_A_Technical Potential | F10 | Industrial | Other Industrial | Existing | Space Heating | Natural Gas | Steam Trap Maintenance | A | Purchases (Incremental) | Technical Potential | 0 | 0 | 0 | 0 | 0 | 4.9976 | 4.9948 | 4.9654 | 4.9681 | 4.9722 | 4.909 | 4.8956 | 4.8857 | 4.8081 | 4.8265 | 4.7804 | 4.781 | 4.757 | 4.7146 | 4.7201 | 4.7006 | 4.6823 | 4.6653 | 4.6494 | 4.6348 | 0 | 0 | 0 | 0 | 0 | 0
F11_Industrial_Other Industrial_Existing_Space Heating_Natural Gas_Steam Trap Maintenance_A_Technical Potential | F11 | Industrial | Other Industrial | Existing | Space Heating | Natural Gas | Steam Trap Maintenance | A | Purchases (Cumulative) | Technical Potential | 0 | 0 | 0 | 0 | 0 | 4.9976 | 9.9924 | 14.9578 | 19.9259 | 24.8981 | 29.8071 | 34.7027 | 39.5884 | 44.3965 | 49.2229 | 54.0034 | 58.7844 | 63.5414 | 68.256 | 72.9761 | 77.6767 | 82.359 | 87.0243 | 91.6737 | 96.3085 | 96.3085 | 96.3085 | 96.3085 | 96.3085 | 96.3085 | 96.3085
F1_Industrial_Other Industrial_Existing_Process_Natural Gas_Steam Trap Maintenance_A_Technical Potential | F1 | Industrial | Other Industrial | Existing | Process | Natural Gas | Steam Trap Maintenance | A | Integrated Unit Energy Savings (kWh or therms) | Technical Potential | 0 | 0 | 0 | 0 | 0 | 1.9969 | 1.9951 | 1.9935 | 1.9919 | 1.9904 | 1.9889 | 1.9878 | 1.9869 | 1.986 | 1.9855 | 1.9849 | 1.9845 | 1.9841 | 1.9838 | 1.9836 | 1.9834 | 1.9833 | 1.9832 | 1.9832 | 1.9831 | 1.983 | 1.983 | 1.983 | 1.9988 | 1.9988 | 1.9988
F2_Industrial_Other Industrial_Existing_Process_Natural Gas_Steam Trap Maintenance_A_Technical Potential | F2 | Industrial | Other Industrial | Existing | Process | Natural Gas | Steam Trap Maintenance | A | Integrated Unit Summer Peak Savings (kW) | Technical Potential | 0 | 0 | 0 | 0 | 0 | 0 | 0 | 0 | 0 | 0 | 0 | 0 | 0 | 0 | 0 | 0 | 0 | 0 | 0 | 0 | 0 | 0 | 0 | 0 | 0 | 0 | 0 | 0 | 0 | 0 | 0
F3_Industrial_Other Industrial_Existing_Process_Natural Gas_Steam Trap Maintenance_A_Technical Potential | F3 | Industrial | Other Industrial | Existing | Process | Natural Gas | Steam Trap Maintenance | A | Integrated Unit Winter Peak Savings (kW) | Technical Potential | 0 | 0 | 0 | 0 | 0 | 0 | 0 | 0 | 0 | 0 | 0 | 0 | 0 | 0 | 0 | 0 | 0 | 0 | 0 | 0 | 0 | 0 | 0 | 0 | 0 | 0 | 0 | 0 | 0 | 0 | 0
F4_Industrial_Other Industrial_Existing_Process_Natural Gas_Steam Trap Maintenance_A_Technical Potential | F4 | Industrial | Other Industrial | Existing | Process | Natural Gas | Steam Trap Maintenance | A | Incremental Energy Savings (MWh or mTherms) | Technical Potential | 0 | 0 | 0 | 0 | 0 | 0.1445 | 0.14429 | 0.14332 | 0.14329 | 0.1433 | 0.14137 | 0.1409 | 0.14055 | 0.13826 | 0.13875 | 0.13739 | 0.13738 | 0.13666 | 0.13542 | 0.13557 | 0.13499 | 0.13446 | 0.13397 | 0.13351 | 0.13308 | 0 | 0 | 0 | 0 | 0 | 0
F5_Industrial_Other Industrial_Existing_Process_Natural Gas_Steam Trap Maintenance_A_Technical Potential | F5 | Industrial | Other Industrial | Existing | Process | Natural Gas | Steam Trap Maintenance | A | Incremental Summer Peak Savings (MW) | Technical Potential | 0 | 0 | 0 | 0 | 0 | 0 | 0 | 0 | 0 | 0 | 0 | 0 | 0 | 0 | 0 | 0 | 0 | 0 | 0 | 0 | 0 | 0 | 0 | 0 | 0 | 0 | 0 | 0 | 0 | 0 | 0
F6_Industrial_Other Industrial_Existing_Process_Natural Gas_Steam Trap Maintenance_A_Technical Potential | F6 | Industrial | Other Industrial | Existing | Process | Natural Gas | Steam Trap Maintenance | A | Incremental Winter Peak Savings (MW) | Technical Potential | 0 | 0 | 0 | 0 | 0 | 0 | 0 | 0 | 0 | 0 | 0 | 0 | 0 | 0 | 0 | 0 | 0 | 0 | 0 | 0 | 0 | 0 | 0 | 0 | 0 | 0 | 0 | 0 | 0 | 0 | 0
F7_Industrial_Other Industrial_Existing_Process_Natural Gas_Steam Trap Maintenance_A_Technical Potential | F7 | Industrial | Other Industrial | Existing | Process | Natural Gas | Steam Trap Maintenance | A | Cumulative Energy Savings (MWh or mTherms) | Technical Potential | 0 | 0 | 0 | 0 | 0 | 0.1445 | 0.28866 | 0.43175 | 0.5747 | 0.71755 | 0.85839 | 0.99881 | 1.1389 | 1.2766 | 1.415 | 1.552 | 1.6891 | 1.8254 | 1.9605 | 2.0959 | 2.2307 | 2.3651 | 2.4989 | 2.6324 | 2.7654 | 2.7653 | 2.7652 | 2.7652 | 0 | 0 | 0
F8_Industrial_Other Industrial_Existing_Process_Natural Gas_Steam Trap Maintenance_A_Technical Potential | F8 | Industrial | Other Industrial | Existing | Process | Natural Gas | Steam Trap Maintenance | A | Cumulative Summer Peak Savings (MW) | Technical Potential | 0 | 0 | 0 | 0 | 0 | 0 | 0 | 0 | 0 | 0 | 0 | 0 | 0 | 0 | 0 | 0 | 0 | 0 | 0 | 0 | 0 | 0 | 0 | 0 | 0 | 0 | 0 | 0 | 0 | 0 | 0
F9_Industrial_Other Industrial_Existing_Process_Natural Gas_Steam Trap Maintenance_A_Technical Potential | F9 | Industrial | Other Industrial | Existing | Process | Natural Gas | Steam Trap Maintenance | A | Cumulative Winter Peak Savings (MW) | Technical Potential | 0 | 0 | 0 | 0 | 0 | 0 | 0 | 0 | 0 | 0 | 0 | 0 | 0 | 0 | 0 | 0 | 0 | 0 | 0 | 0 | 0 | 0 | 0 | 0 | 0 | 0 | 0 | 0 | 0 | 0 | 0
F10_Industrial_Other Industrial_Existing_Process_Natural Gas_Steam Trap Maintenance_A_Technical Potential | F10 | Industrial | Other Industrial | Existing | Process | Natural Gas | Steam Trap Maintenance | A | Purchases (Incremental) | Technical Potential | 0 | 0 | 0 | 0 | 0 | 72.361 | 72.3213 | 71.8948 | 71.9337 | 71.9931 | 71.0789 | 70.8847 | 70.7407 | 69.6174 | 69.8832 | 69.2168 | 69.2258 | 68.8773 | 68.263 | 68.3438 | 68.0612 | 67.7965 | 67.5495 | 67.3199 | 67.1076 | 0 | 0 | 0 | 0 | 0 | 0
F11_Industrial_Other Industrial_Existing_Process_Natural Gas_Steam Trap Maintenance_A_Technical Potential | F11 | Industrial | Other Industrial | Existing | Process | Natural Gas | Steam Trap Maintenance | A | Purchases (Cumulative) | Technical Potential | 0 | 0 | 0 | 0 | 0 | 72.361 | 144.6823 | 216.5771 | 288.5108 | 360.5039 | 431.5828 | 502.4675 | 573.2082 | 642.8256 | 712.7088 | 781.9256 | 851.1514 | 920.0287 | 988.2917 | 1056.6355 | 1124.6967 | 1192.4932 | 1260.0427 | 1327.3626 | 1394.4702 | 1394.4702 | 1394.4702 | 1394.4702 | 1394.4702 | 1394.4702 | 1394.4702
F1_Industrial_Other Industrial_Existing_Space Heating_Natural Gas_Gas Boiler - High Turndown_A_Technical Potential | F1 | Industrial | Other Industrial | Existing | Space Heating | Natural Gas | Gas Boiler - High Turndown | A | Integrated Unit Energy Savings (kWh or therms) | Technical Potential | 0 | 0 | 0 | 0 | 0 | 2.7398 | 2.7061 | 2.6674 | 2.6246 | 2.5775 | 2.5262 | 2.473 | 2.4183 | 2.3602 | 2.304 | 2.2477 | 2.1956 | 2.1469 | 2.1009 | 2.0623 | 2.0263 | 1.9926 | 1.9634 | 1.9375 | 1.913 | 1.8949 | 1.8793 | 1.8644 | 2.3772 | 2.3674 | 2.3585
F2_Industrial_Other Industrial_Existing_Space Heating_Natural Gas_Gas Boiler - High Turndown_A_Technical Potential | F2 | Industrial | Other Industrial | Existing | Space Heating | Natural Gas | Gas Boiler - High Turndown | A | Integrated Unit Summer Peak Savings (kW) | Technical Potential | 0 | 0 | 0 | 0 | 0 | 0 | 0 | 0 | 0 | 0 | 0 | 0 | 0 | 0 | 0 | 0 | 0 | 0 | 0 | 0 | 0 | 0 | 0 | 0 | 0 | 0 | 0 | 0 | 0 | 0 | 0
F3_Industrial_Other Industrial_Existing_Space Heating_Natural Gas_Gas Boiler - High Turndown_A_Technical Potential | F3 | Industrial | Other Industrial | Existing | Space Heating | Natural Gas | Gas Boiler - High Turndown | A | Integrated Unit Winter Peak Savings (kW) | Technical Potential | 0 | 0 | 0 | 0 | 0 | 0 | 0 | 0 | 0 | 0 | 0 | 0 | 0 | 0 | 0 | 0 | 0 | 0 | 0 | 0 | 0 | 0 | 0 | 0 | 0 | 0 | 0 | 0 | 0 | 0 | 0
F4_Industrial_Other Industrial_Existing_Space Heating_Natural Gas_Gas Boiler - High Turndown_A_Technical Potential | F4 | Industrial | Other Industrial | Existing | Space Heating | Natural Gas | Gas Boiler - High Turndown | A | Incremental Energy Savings (MWh or mTherms) | Technical Potential | 0 | 0 | 0 | 0 | 0 | 0.03744 | 0.036959 | 0.036216 | 0.035653 | 0.035043 | 0.030518 | 0.023835 | 0.018609 | 0.014299 | 0.011209 | 0.0086646 | 0.0067719 | 0.0052709 | 0.0040895 | 0.0032153 | 0.0025168 | 1.6816e-05 | 5.896e-06 | 1.9767e-06 | 6.3444e-07 | 5.3263e-07 | 5.2681e-07 | 5.2138e-07 | 6.6333e-07 | 6.5932e-07 | 6.5572e-07
F5_Industrial_Other Industrial_Existing_Space Heating_Natural Gas_Gas Boiler - High Turndown_A_Technical Potential | F5 | Industrial | Other Industrial | Existing | Space Heating | Natural Gas | Gas Boiler - High Turndown | A | Incremental Summer Peak Savings (MW) | Technical Potential | 0 | 0 | 0 | 0 | 0 | 0 | 0 | 0 | 0 | 0 | 0 | 0 | 0 | 0 | 0 | 0 | 0 | 0 | 0 | 0 | 0 | 0 | 0 | 0 | 0 | 0 | 0 | 0 | 0 | 0 | 0
F6_Industrial_Other Industrial_Existing_Space Heating_Natural Gas_Gas Boiler - High Turndown_A_Technical Potential | F6 | Industrial | Other Industrial | Existing | Space Heating | Natural Gas | Gas Boiler - High Turndown | A | Incremental Winter Peak Savings (MW) | Technical Potential | 0 | 0 | 0 | 0 | 0 | 0 | 0 | 0 | 0 | 0 | 0 | 0 | 0 | 0 | 0 | 0 | 0 | 0 | 0 | 0 | 0 | 0 | 0 | 0 | 0 | 0 | 0 | 0 | 0 | 0 | 0
F7_Industrial_Other Industrial_Existing_Space Heating_Natural Gas_Gas Boiler - High Turndown_A_Technical Potential | F7 | Industrial | Other Industrial | Existing | Space Heating | Natural Gas | Gas Boiler - High Turndown | A | Cumulative Energy Savings (MWh or mTherms) | Technical Potential | 0 | 0 | 0 | 0 | 0 | 0.03744 | 0.073938 | 0.1091 | 0.143 | 0.17548 | 0.2025 | 0.22207 | 0.23577 | 0.24441 | 0.2498 | 0.25235 | 0.25327 | 0.25294 | 0.25161 | 0.2502 | 0.24834 | 0.24423 | 0.24065 | 0.23748 | 0.23448 | 0.23227 | 0.23035 | 0.22852 | 0 | 0 | 0
F8_Industrial_Other Industrial_Existing_Space Heating_Natural Gas_Gas Boiler - High Turndown_A_Technical Potential | F8 | Industrial | Other Industrial | Existing | Space Heating | Natural Gas | Gas Boiler - High Turndown | A | Cumulative Summer Peak Savings (MW) | Technical Potential | 0 | 0 | 0 | 0 | 0 | 0 | 0 | 0 | 0 | 0 | 0 | 0 | 0 | 0 | 0 | 0 | 0 | 0 | 0 | 0 | 0 | 0 | 0 | 0 | 0 | 0 | 0 | 0 | 0 | 0 | 0
F9_Industrial_Other Industrial_Existing_Space Heating_Natural Gas_Gas Boiler - High Turndown_A_Technical Potential | F9 | Industrial | Other Industrial | Existing | Space Heating | Natural Gas | Gas Boiler - High Turndown | A | Cumulative Winter Peak Savings (MW) | Technical Potential | 0 | 0 | 0 | 0 | 0 | 0 | 0 | 0 | 0 | 0 | 0 | 0 | 0 | 0 | 0 | 0 | 0 | 0 | 0 | 0 | 0 | 0 | 0 | 0 | 0 | 0 | 0 | 0 | 0 | 0 | 0
F10_Industrial_Other Industrial_Existing_Space Heating_Natural Gas_Gas Boiler - High Turndown_A_Technical Potential | F10 | Industrial | Other Industrial | Existing | Space Heating | Natural Gas | Gas Boiler - High Turndown | A | Purchases (Incremental) | Technical Potential | 0 | 0 | 0 | 0 | 0 | 13.6652 | 13.6577 | 13.5772 | 13.5845 | 13.5957 | 12.0808 | 9.6382 | 7.6949 | 6.0582 | 4.865 | 3.8549 | 3.0843 | 2.4551 | 1.9465 | 1.5591 | 1.2421 | 0.0084391 | 0.003003 | 0.0010203 | 0.00033164 | 0.00028108 | 0.00028033 | 0.00027965 | 0.00027904 | 0.0002785 | 0.00027802
F11_Industrial_Other Industrial_Existing_Space Heating_Natural Gas_Gas Boiler - High Turndown_A_Technical Potential | F11 | Industrial | Other Industrial | Existing | Space Heating | Natural Gas | Gas Boiler - High Turndown | A | Purchases (Cumulative) | Technical Potential | 0 | 0 | 0 | 0 | 0 | 13.6652 | 27.3229 | 40.9001 | 54.4846 | 68.0804 | 80.1611 | 89.7994 | 97.4943 | 103.5525 | 108.4175 | 112.2724 | 115.3568 | 117.8118 | 119.7583 | 121.3174 | 122.5595 | 122.5679 | 122.5709 | 122.572 | 122.5723 | 122.5726 | 122.5728 | 122.5731 | 122.5734 | 122.5737 | 122.574
F1_Industrial_Other Industrial_Existing_Process_Natural Gas_Gas Boiler - High Turndown_A_Technical Potential | F1 | Industrial | Other Industrial | Existing | Process | Natural Gas | Gas Boiler - High Turndown | A | Integrated Unit Energy Savings (kWh or therms) | Technical Potential | 0 | 0 | 0 | 0 | 0 | 2.1135 | 2.1054 | 2.0972 | 2.0891 | 2.081 | 2.0724 | 2.0647 | 2.0574 | 2.0495 | 2.0434 | 2.0367 | 2.0312 | 2.0257 | 2.0199 | 2.0154 | 2.0103 | 2.0056 | 2.0009 | 1.9962 | 1.9915 | 1.9912 | 1.9908 | 1.9905 | 2.1216 | 2.1216 | 2.1216
F2_Industrial_Other Industrial_Existing_Process_Natural Gas_Gas Boiler - High Turndown_A_Technical Potential | F2 | Industrial | Other Industrial | Existing | Process | Natural Gas | Gas Boiler - High Turndown | A | Integrated Unit Summer Peak Savings (kW) | Technical Potential | 0 | 0 | 0 | 0 | 0 | 0 | 0 | 0 | 0 | 0 | 0 | 0 | 0 | 0 | 0 | 0 | 0 | 0 | 0 | 0 | 0 | 0 | 0 | 0 | 0 | 0 | 0 | 0 | 0 | 0 | 0
F3_Industrial_Other Industrial_Existing_Process_Natural Gas_Gas Boiler - High Turndown_A_Technical Potential | F3 | Industrial | Other Industrial | Existing | Process | Natural Gas | Gas Boiler - High Turndown | A | Integrated Unit Winter Peak Savings (kW) | Technical Potential | 0 | 0 | 0 | 0 | 0 | 0 | 0 | 0 | 0 | 0 | 0 | 0 | 0 | 0 | 0 | 0 | 0 | 0 | 0 | 0 | 0 | 0 | 0 | 0 | 0 | 0 | 0 | 0 | 0 | 0 | 0
F4_Industrial_Other Industrial_Existing_Process_Natural Gas_Gas Boiler - High Turndown_A_Technical Potential | F4 | Industrial | Other Industrial | Existing | Process | Natural Gas | Gas Boiler - High Turndown | A | Incremental Energy Savings (MWh or mTherms) | Technical Potential | 0 | 0 | 0 | 0 | 0 | 0.41818 | 0.41635 | 0.41229 | 0.41092 | 0.40965 | 0.36251 | 0.28814 | 0.22922 | 0.17978 | 0.14394 | 0.11368 | 0.090713 | 0.072006 | 0.05693 | 0.045495 | 0.036155 | 0.00024507 | 8.7e-05 | 2.9489e-05 | 9.5632e-06 | 8.1036e-06 | 8.0806e-06 | 8.0598e-06 | 8.572e-06 | 8.5554e-06 | 8.5409e-06
F5_Industrial_Other Industrial_Existing_Process_Natural Gas_Gas Boiler - High Turndown_A_Technical Potential | F5 | Industrial | Other Industrial | Existing | Process | Natural Gas | Gas Boiler - High Turndown | A | Incremental Summer Peak Savings (MW) | Technical Potential | 0 | 0 | 0 | 0 | 0 | 0 | 0 | 0 | 0 | 0 | 0 | 0 | 0 | 0 | 0 | 0 | 0 | 0 | 0 | 0 | 0 | 0 | 0 | 0 | 0 | 0 | 0 | 0 | 0 | 0 | 0
F6_Industrial_Other Industrial_Existing_Process_Natural Gas_Gas Boiler - High Turndown_A_Technical Potential | F6 | Industrial | Other Industrial | Existing | Process | Natural Gas | Gas Boiler - High Turndown | A | Incremental Winter Peak Savings (MW) | Technical Potential | 0 | 0 | 0 | 0 | 0 | 0 | 0 | 0 | 0 | 0 | 0 | 0 | 0 | 0 | 0 | 0 | 0 | 0 | 0 | 0 | 0 | 0 | 0 | 0 | 0 | 0 | 0 | 0 | 0 | 0 | 0
F7_Industrial_Other Industrial_Existing_Process_Natural Gas_Gas Boiler - High Turndown_A_Technical Potential | F7 | Industrial | Other Industrial | Existing | Process | Natural Gas | Gas Boiler - High Turndown | A | Cumulative Energy Savings (MWh or mTherms) | Technical Potential | 0 | 0 | 0 | 0 | 0 | 0.41818 | 0.83292 | 1.242 | 1.6481 | 2.0513 | 2.4054 | 2.6846 | 2.9042 | 3.073 | 3.2077 | 3.3109 | 3.3927 | 3.4554 | 3.5026 | 3.5401 | 3.5675 | 3.5593 | 3.551 | 3.5427 | 3.5345 | 3.5338 | 3.5332 | 3.5327 | 0 | 0 | 0
F8_Industrial_Other Industrial_Existing_Process_Natural Gas_Gas Boiler - High Turndown_A_Technical Potential | F8 | Industrial | Other Industrial | Existing | Process | Natural Gas | Gas Boiler - High Turndown | A | Cumulative Summer Peak Savings (MW) | Technical Potential | 0 | 0 | 0 | 0 | 0 | 0 | 0 | 0 | 0 | 0 | 0 | 0 | 0 | 0 | 0 | 0 | 0 | 0 | 0 | 0 | 0 | 0 | 0 | 0 | 0 | 0 | 0 | 0 | 0 | 0 | 0
F9_Industrial_Other Industrial_Existing_Process_Natural Gas_Gas Boiler - High Turndown_A_Technical Potential | F9 | Industrial | Other Industrial | Existing | Process | Natural Gas | Gas Boiler - High Turndown | A | Cumulative Winter Peak Savings (MW) | Technical Potential | 0 | 0 | 0 | 0 | 0 | 0 | 0 | 0 | 0 | 0 | 0 | 0 | 0 | 0 | 0 | 0 | 0 | 0 | 0 | 0 | 0 | 0 | 0 | 0 | 0 | 0 | 0 | 0 | 0 | 0 | 0
F10_Industrial_Other Industrial_Existing_Process_Natural Gas_Gas Boiler - High Turndown_A_Technical Potential | F10 | Industrial | Other Industrial | Existing | Process | Natural Gas | Gas Boiler - High Turndown | A | Purchases (Incremental) | Technical Potential | 0 | 0 | 0 | 0 | 0 | 197.8614 | 197.7528 | 196.5866 | 196.6929 | 196.8555 | 174.9201 | 139.5537 | 111.4163 | 87.7176 | 70.442 | 55.8162 | 44.6588 | 35.5472 | 28.1841 | 22.574 | 17.9845 | 0.12219 | 0.043481 | 0.014773 | 0.004802 | 0.0040698 | 0.0040589 | 0.0040491 | 0.0040403 | 0.0040324 | 0.0040256
F11_Industrial_Other Industrial_Existing_Process_Natural Gas_Gas Boiler - High Turndown_A_Technical Potential | F11 | Industrial | Other Industrial | Existing | Process | Natural Gas | Gas Boiler - High Turndown | A | Purchases (Cumulative) | Technical Potential | 0 | 0 | 0 | 0 | 0 | 197.8614 | 395.6142 | 592.2008 | 788.8937 | 985.7492 | 1160.6693 | 1300.223 | 1411.6392 | 1499.3568 | 1569.7989 | 1625.6151 | 1670.2738 | 1705.821 | 1734.0051 | 1756.5791 | 1774.5636 | 1774.6858 | 1774.7292 | 1774.744 | 1774.7488 | 1774.7529 | 1774.757 | 1774.761 | 1774.765 | 1774.7691 | 1774.7731
F1_Industrial_Other Industrial_Existing_Space Heating_Natural Gas_Gas Boiler - Burner Control Optimization_A_Technical Potential | F1 | Industrial | Other Industrial | Existing | Space Heating | Natural Gas | Gas Boiler - Burner Control Optimization | A | Integrated Unit Energy Savings (kWh or therms) | Technical Potential | 0 | 0 | 0 | 0 | 0 | 0.7945 | 0.78468 | 0.77343 | 0.76097 | 0.74729 | 0.73237 | 0.71693 | 0.70106 | 0.6842 | 0.66789 | 0.65155 | 0.63644 | 0.62233 | 0.60899 | 0.59779 | 0.58735 | 0.57759 | 0.56911 | 0.5616 | 0.5545 | 0.54927 | 0.54472 | 0.54041 | 0.68938 | 0.68655 | 0.68397
F2_Industrial_Other Industrial_Existing_Space Heating_Natural Gas_Gas Boiler - Burner Control Optimization_A_Technical Potential | F2 | Industrial | Other Industrial | Existing | Space Heating | Natural Gas | Gas Boiler - Burner Control Optimization | A | Integrated Unit Summer Peak Savings (kW) | Technical Potential | 0 | 0 | 0 | 0 | 0 | 0 | 0 | 0 | 0 | 0 | 0 | 0 | 0 | 0 | 0 | 0 | 0 | 0 | 0 | 0 | 0 | 0 | 0 | 0 | 0 | 0 | 0 | 0 | 0 | 0 | 0
F3_Industrial_Other Industrial_Existing_Space Heating_Natural Gas_Gas Boiler - Burner Control Optimization_A_Technical Potential | F3 | Industrial | Other Industrial | Existing | Space Heating | Natural Gas | Gas Boiler - Burner Control Optimization | A | Integrated Unit Winter Peak Savings (kW) | Technical Potential | 0 | 0 | 0 | 0 | 0 | 0 | 0 | 0 | 0 | 0 | 0 | 0 | 0 | 0 | 0 | 0 | 0 | 0 | 0 | 0 | 0 | 0 | 0 | 0 | 0 | 0 | 0 | 0 | 0 | 0 | 0
F4_Industrial_Other Industrial_Existing_Space Heating_Natural Gas_Gas Boiler - Burner Control Optimization_A_Technical Potential | F4 | Industrial | Other Industrial | Existing | Space Heating | Natural Gas | Gas Boiler - Burner Control Optimization | A | Incremental Energy Savings (MWh or mTherms) | Technical Potential | 0 | 0 | 0 | 0 | 0 | 0.0029287 | 0.0045443 | 0.0089054 | 0.015342 | 0.023455 | 0.031773 | 0.039478 | 0.044946 | 0.046489 | 0.045555 | 0.041082 | 0.035117 | 0.028137 | 0.021224 | 0.01537 | 0.010527 | 0.0068745 | 0.0042948 | 0.002571 | 0.0017133 | 0 | 0 | 0 | 0 | 0 | 0
F5_Industrial_Other Industrial_Existing_Space Heating_Natural Gas_Gas Boiler - Burner Control Optimization_A_Technical Potential | F5 | Industrial | Other Industrial | Existing | Space Heating | Natural Gas | Gas Boiler - Burner Control Optimization | A | Incremental Summer Peak Savings (MW) | Technical Potential | 0 | 0 | 0 | 0 | 0 | 0 | 0 | 0 | 0 | 0 | 0 | 0 | 0 | 0 | 0 | 0 | 0 | 0 | 0 | 0 | 0 | 0 | 0 | 0 | 0 | 0 | 0 | 0 | 0 | 0 | 0
F6_Industrial_Other Industrial_Existing_Space Heating_Natural Gas_Gas Boiler - Burner Control Optimization_A_Technical Potential | F6 | Industrial | Other Industrial | Existing | Space Heating | Natural Gas | Gas Boiler - Burner Control Optimization | A | Incremental Winter Peak Savings (MW) | Technical Potential | 0 | 0 | 0 | 0 | 0 | 0 | 0 | 0 | 0 | 0 | 0 | 0 | 0 | 0 | 0 | 0 | 0 | 0 | 0 | 0 | 0 | 0 | 0 | 0 | 0 | 0 | 0 | 0 | 0 | 0 | 0
F7_Industrial_Other Industrial_Existing_Space Heating_Natural Gas_Gas Boiler - Burner Control Optimization_A_Technical Potential | F7 | Industrial | Other Industrial | Existing | Space Heating | Natural Gas | Gas Boiler - Burner Control Optimization | A | Cumulative Energy Savings (MWh or mTherms) | Technical Potential | 0 | 0 | 0 | 0 | 0 | 0.0029287 | 0.0074368 | 0.016236 | 0.031316 | 0.054208 | 0.084899 | 0.12259 | 0.16482 | 0.20734 | 0.24796 | 0.28297 | 0.31153 | 0.33276 | 0.34685 | 0.35584 | 0.36015 | 0.36104 | 0.36004 | 0.35786 | 0.35505 | 0.3517 | 0.34879 | 0.34603 | 0 | 0 | 0
F8_Industrial_Other Industrial_Existing_Space Heating_Natural Gas_Gas Boiler - Burner Control Optimization_A_Technical Potential | F8 | Industrial | Other Industrial | Existing | Space Heating | Natural Gas | Gas Boiler - Burner Control Optimization | A | Cumulative Summer Peak Savings (MW) | Technical Potential | 0 | 0 | 0 | 0 | 0 | 0 | 0 | 0 | 0 | 0 | 0 | 0 | 0 | 0 | 0 | 0 | 0 | 0 | 0 | 0 | 0 | 0 | 0 | 0 | 0 | 0 | 0 | 0 | 0 | 0 | 0
F9_Industrial_Other Industrial_Existing_Space Heating_Natural Gas_Gas Boiler - Burner Control Optimization_A_Technical Potential | F9 | Industrial | Other Industrial | Existing | Space Heating | Natural Gas | Gas Boiler - Burner Control Optimization | A | Cumulative Winter Peak Savings (MW) | Technical Potential | 0 | 0 | 0 | 0 | 0 | 0 | 0 | 0 | 0 | 0 | 0 | 0 | 0 | 0 | 0 | 0 | 0 | 0 | 0 | 0 | 0 | 0 | 0 | 0 | 0 | 0 | 0 | 0 | 0 | 0 | 0
F10_Industrial_Other Industrial_Existing_Space Heating_Natural Gas_Gas Boiler - Burner Control Optimization_A_Technical Potential | F10 | Industrial | Other Industrial | Existing | Space Heating | Natural Gas | Gas Boiler - Burner Control Optimization | A | Purchases (Incremental) | Technical Potential | 0 | 0 | 0 | 0 | 0 | 3.6863 | 5.7913 | 11.5142 | 20.1608 | 31.3871 | 43.384 | 55.0651 | 64.1122 | 67.9475 | 68.2069 | 63.0527 | 55.1783 | 45.2122 | 34.8514 | 25.7104 | 17.9229 | 11.9021 | 7.5465 | 4.5779 | 3.0898 | 0 | 0 | 0 | 0 | 0 | 0
F11_Industrial_Other Industrial_Existing_Space Heating_Natural Gas_Gas Boiler - Burner Control Optimization_A_Technical Potential | F11 | Industrial | Other Industrial | Existing | Space Heating | Natural Gas | Gas Boiler - Burner Control Optimization | A | Purchases (Cumulative) | Technical Potential | 0 | 0 | 0 | 0 | 0 | 3.6863 | 9.4775 | 20.9917 | 41.1525 | 72.5397 | 115.9236 | 170.9887 | 235.1009 | 303.0484 | 371.2553 | 434.308 | 489.4862 | 534.6985 | 569.5499 | 595.2603 | 613.1831 | 625.0852 | 632.6317 | 637.2096 | 640.2994 | 640.2994 | 640.2994 | 640.2994 | 640.2994 | 640.2994 | 640.2994
F1_Industrial_Other Industrial_Existing_Process_Natural Gas_Gas Boiler - Burner Control Optimization_A_Technical Potential | F1 | Industrial | Other Industrial | Existing | Process | Natural Gas | Gas Boiler - Burner Control Optimization | A | Integrated Unit Energy Savings (kWh or therms) | Technical Potential | 0 | 0 | 0 | 0 | 0 | 0.61275 | 0.61024 | 0.60771 | 0.6052 | 0.60268 | 0.60006 | 0.59769 | 0.59547 | 0.59311 | 0.59129 | 0.5893 | 0.58768 | 0.58602 | 0.58433 | 0.58299 | 0.58152 | 0.58014 | 0.57877 | 0.57741 | 0.57606 | 0.57595 | 0.57584 | 0.57575 | 0.61528 | 0.61528 | 0.61528
F2_Industrial_Other Industrial_Existing_Process_Natural Gas_Gas Boiler - Burner Control Optimization_A_Technical Potential | F2 | Industrial | Other Industrial | Existing | Process | Natural Gas | Gas Boiler - Burner Control Optimization | A | Integrated Unit Summer Peak Savings (kW) | Technical Potential | 0 | 0 | 0 | 0 | 0 | 0 | 0 | 0 | 0 | 0 | 0 | 0 | 0 | 0 | 0 | 0 | 0 | 0 | 0 | 0 | 0 | 0 | 0 | 0 | 0 | 0 | 0 | 0 | 0 | 0 | 0
F3_Industrial_Other Industrial_Existing_Process_Natural Gas_Gas Boiler - Burner Control Optimization_A_Technical Potential | F3 | Industrial | Other Industrial | Existing | Process | Natural Gas | Gas Boiler - Burner Control Optimization | A | Integrated Unit Winter Peak Savings (kW) | Technical Potential | 0 | 0 | 0 | 0 | 0 | 0 | 0 | 0 | 0 | 0 | 0 | 0 | 0 | 0 | 0 | 0 | 0 | 0 | 0 | 0 | 0 | 0 | 0 | 0 | 0 | 0 | 0 | 0 | 0 | 0 | 0
F4_Industrial_Other Industrial_Existing_Process_Natural Gas_Gas Boiler - Burner Control Optimization_A_Technical Potential | F4 | Industrial | Other Industrial | Existing | Process | Natural Gas | Gas Boiler - Burner Control Optimization | A | Incremental Energy Savings (MWh or mTherms) | Technical Potential | 0 | 0 | 0 | 0 | 0 | 0.032705 | 0.05117 | 0.10132 | 0.17667 | 0.2739 | 0.37693 | 0.47654 | 0.55278 | 0.58352 | 0.58395 | 0.538 | 0.46952 | 0.38363 | 0.29487 | 0.21703 | 0.15091 | 0.099978 | 0.063241 | 0.038273 | 0.025772 | 0 | 0 | 0 | 0 | 0 | 0
F5_Industrial_Other Industrial_Existing_Process_Natural Gas_Gas Boiler - Burner Control Optimization_A_Technical Potential | F5 | Industrial | Other Industrial | Existing | Process | Natural Gas | Gas Boiler - Burner Control Optimization | A | Incremental Summer Peak Savings (MW) | Technical Potential | 0 | 0 | 0 | 0 | 0 | 0 | 0 | 0 | 0 | 0 | 0 | 0 | 0 | 0 | 0 | 0 | 0 | 0 | 0 | 0 | 0 | 0 | 0 | 0 | 0 | 0 | 0 | 0 | 0 | 0 | 0
F6_Industrial_Other Industrial_Existing_Process_Natural Gas_Gas Boiler - Burner Control Optimization_A_Technical Potential | F6 | Industrial | Other Industrial | Existing | Process | Natural Gas | Gas Boiler - Burner Control Optimization | A | Incremental Winter Peak Savings (MW) | Technical Potential | 0 | 0 | 0 | 0 | 0 | 0 | 0 | 0 | 0 | 0 | 0 | 0 | 0 | 0 | 0 | 0 | 0 | 0 | 0 | 0 | 0 | 0 | 0 | 0 | 0 | 0 | 0 | 0 | 0 | 0 | 0
F7_Industrial_Other Industrial_Existing_Process_Natural Gas_Gas Boiler - Burner Control Optimization_A_Technical Potential | F7 | Industrial | Other Industrial | Existing | Process | Natural Gas | Gas Boiler - Burner Control Optimization | A | Cumulative Energy Savings (MWh or mTherms) | Technical Potential | 0 | 0 | 0 | 0 | 0 | 0.032705 | 0.083741 | 0.18471 | 0.36061 | 0.63301 | 1.0072 | 1.4798 | 2.027 | 2.6025 | 3.1785 | 3.7058 | 4.1651 | 4.537 | 4.8188 | 5.0248 | 5.163 | 5.2507 | 5.3016 | 5.3274 | 5.3406 | 5.3396 | 5.3387 | 5.3378 | 0 | 0 | 0
F8_Industrial_Other Industrial_Existing_Process_Natural Gas_Gas Boiler - Burner Control Optimization_A_Technical Potential | F8 | Industrial | Other Industrial | Existing | Process | Natural Gas | Gas Boiler - Burner Control Optimization | A | Cumulative Summer Peak Savings (MW) | Technical Potential | 0 | 0 | 0 | 0 | 0 | 0 | 0 | 0 | 0 | 0 | 0 | 0 | 0 | 0 | 0 | 0 | 0 | 0 | 0 | 0 | 0 | 0 | 0 | 0 | 0 | 0 | 0 | 0 | 0 | 0 | 0
F9_Industrial_Other Industrial_Existing_Process_Natural Gas_Gas Boiler - Burner Control Optimization_A_Technical Potential | F9 | Industrial | Other Industrial | Existing | Process | Natural Gas | Gas Boiler - Burner Control Optimization | A | Cumulative Winter Peak Savings (MW) | Technical Potential | 0 | 0 | 0 | 0 | 0 | 0 | 0 | 0 | 0 | 0 | 0 | 0 | 0 | 0 | 0 | 0 | 0 | 0 | 0 | 0 | 0 | 0 | 0 | 0 | 0 | 0 | 0 | 0 | 0 | 0 | 0
F10_Industrial_Other Industrial_Existing_Process_Natural Gas_Gas Boiler - Burner Control Optimization_A_Technical Potential | F10 | Industrial | Other Industrial | Existing | Process | Natural Gas | Gas Boiler - Burner Control Optimization | A | Purchases (Incremental) | Technical Potential | 0 | 0 | 0 | 0 | 0 | 53.374 | 83.8529 | 166.7167 | 291.912 | 454.4608 | 628.1654 | 797.2986 | 928.293 | 983.8252 | 987.5815 | 912.9527 | 798.9373 | 654.6369 | 504.6203 | 372.266 | 259.5086 | 172.3328 | 109.2668 | 66.2842 | 44.7384 | 0 | 0 | 0 | 0 | 0 | 0
F11_Industrial_Other Industrial_Existing_Process_Natural Gas_Gas Boiler - Burner Control Optimization_A_Technical Potential | F11 | Industrial | Other Industrial | Existing | Process | Natural Gas | Gas Boiler - Burner Control Optimization | A | Purchases (Cumulative) | Technical Potential | 0 | 0 | 0 | 0 | 0 | 53.374 | 137.2268 | 303.9435 | 595.8555 | 1050.3163 | 1678.4817 | 2475.7803 | 3404.0733 | 4387.8985 | 5375.48 | 6288.4328 | 7087.3701 | 7742.007 | 8246.6273 | 8618.8932 | 8878.4018 | 9050.7347 | 9160.0014 | 9226.2856 | 9271.024 | 9271.024 | 9271.024 | 9271.024 | 9271.024 | 9271.024 | 9271.024
F1_Industrial_Other Industrial_Existing_Space Heating_Natural Gas_HVAC - Demand Controlled Ventilation_A_Technical Potential | F1 | Industrial | Other Industrial | Existing | Space Heating | Natural Gas | HVAC - Demand Controlled Ventilation | A | Integrated Unit Energy Savings (kWh or therms) | Technical Potential | 0 | 0 | 0 | 0 | 0 | 0.045611 | 0.045079 | 0.044388 | 0.04366 | 0.042897 | 0.042103 | 0.041284 | 0.04046 | 0.039605 | 0.038728 | 0.037871 | 0.037047 | 0.036278 | 0.035552 | 0.034903 | 0.034298 | 0.033734 | 0.033222 | 0.032761 | 0.032336 | 0.031974 | 0.031651 | 0.031342 | 0.036718 | 0.036492 | 0.03628
F2_Industrial_Other Industrial_Existing_Space Heating_Natural Gas_HVAC - Demand Controlled Ventilation_A_Technical Potential | F2 | Industrial | Other Industrial | Existing | Space Heating | Natural Gas | HVAC - Demand Controlled Ventilation | A | Integrated Unit Summer Peak Savings (kW) | Technical Potential | 0 | 0 | 0 | 0 | 0 | 0 | 0 | 0 | 0 | 0 | 0 | 0 | 0 | 0 | 0 | 0 | 0 | 0 | 0 | 0 | 0 | 0 | 0 | 0 | 0 | 0 | 0 | 0 | 0 | 0 | 0
F3_Industrial_Other Industrial_Existing_Space Heating_Natural Gas_HVAC - Demand Controlled Ventilation_A_Technical Potential | F3 | Industrial | Other Industrial | Existing | Space Heating | Natural Gas | HVAC - Demand Controlled Ventilation | A | Integrated Unit Winter Peak Savings (kW) | Technical Potential | 0 | 0 | 0 | 0 | 0 | 0 | 0 | 0 | 0 | 0 | 0 | 0 | 0 | 0 | 0 | 0 | 0 | 0 | 0 | 0 | 0 | 0 | 0 | 0 | 0 | 0 | 0 | 0 | 0 | 0 | 0
F4_Industrial_Other Industrial_Existing_Space Heating_Natural Gas_HVAC - Demand Controlled Ventilation_A_Technical Potential | F4 | Industrial | Other Industrial | Existing | Space Heating | Natural Gas | HVAC - Demand Controlled Ventilation | A | Incremental Energy Savings (MWh or mTherms) | Technical Potential | 0 | 0 | 0 | 0 | 0 | 0.22781 | 0.22503 | 0.22027 | 0.21678 | 0.21317 | 0.20656 | 0.20199 | 0.19756 | 0.19031 | 0.18681 | 0.18093 | 0.17702 | 0.17247 | 0.16751 | 0.16465 | 0.16113 | 0.15786 | 0.1549 | 0.15223 | 0.14978 | 0 | 0 | 0 | 0 | 0 | 0
F5_Industrial_Other Industrial_Existing_Space Heating_Natural Gas_HVAC - Demand Controlled Ventilation_A_Technical Potential | F5 | Industrial | Other Industrial | Existing | Space Heating | Natural Gas | HVAC - Demand Controlled Ventilation | A | Incremental Summer Peak Savings (MW) | Technical Potential | 0 | 0 | 0 | 0 | 0 | 0 | 0 | 0 | 0 | 0 | 0 | 0 | 0 | 0 | 0 | 0 | 0 | 0 | 0 | 0 | 0 | 0 | 0 | 0 | 0 | 0 | 0 | 0 | 0 | 0 | 0
F6_Industrial_Other Industrial_Existing_Space Heating_Natural Gas_HVAC - Demand Controlled Ventilation_A_Technical Potential | F6 | Industrial | Other Industrial | Existing | Space Heating | Natural Gas | HVAC - Demand Controlled Ventilation | A | Incremental Winter Peak Savings (MW) | Technical Potential | 0 | 0 | 0 | 0 | 0 | 0 | 0 | 0 | 0 | 0 | 0 | 0 | 0 | 0 | 0 | 0 | 0 | 0 | 0 | 0 | 0 | 0 | 0 | 0 | 0 | 0 | 0 | 0 | 0 | 0 | 0
F7_Industrial_Other Industrial_Existing_Space Heating_Natural Gas_HVAC - Demand Controlled Ventilation_A_Technical Potential | F7 | Industrial | Other Industrial | Existing | Space Heating | Natural Gas | HVAC - Demand Controlled Ventilation | A | Cumulative Energy Savings (MWh or mTherms) | Technical Potential | 0 | 0 | 0 | 0 | 0 | 0.22781 | 0.45018 | 0.66355 | 0.86946 | 1.0674 | 1.2542 | 1.4318 | 1.6008 | 1.7573 | 1.9052 | 2.044 | 2.1765 | 2.3038 | 2.4252 | 2.5456 | 2.6626 | 2.7766 | 2.8894 | 3.0016 | 3.1123 | 3.0775 | 3.0465 | 3.0167 | 0 | 0 | 0
F8_Industrial_Other Industrial_Existing_Space Heating_Natural Gas_HVAC - Demand Controlled Ventilation_A_Technical Potential | F8 | Industrial | Other Industrial | Existing | Space Heating | Natural Gas | HVAC - Demand Controlled Ventilation | A | Cumulative Summer Peak Savings (MW) | Technical Potential | 0 | 0 | 0 | 0 | 0 | 0 | 0 | 0 | 0 | 0 | 0 | 0 | 0 | 0 | 0 | 0 | 0 | 0 | 0 | 0 | 0 | 0 | 0 | 0 | 0 | 0 | 0 | 0 | 0 | 0 | 0
F9_Industrial_Other Industrial_Existing_Space Heating_Natural Gas_HVAC - Demand Controlled Ventilation_A_Technical Potential | F9 | Industrial | Other Industrial | Existing | Space Heating | Natural Gas | HVAC - Demand Controlled Ventilation | A | Cumulative Winter Peak Savings (MW) | Technical Potential | 0 | 0 | 0 | 0 | 0 | 0 | 0 | 0 | 0 | 0 | 0 | 0 | 0 | 0 | 0 | 0 | 0 | 0 | 0 | 0 | 0 | 0 | 0 | 0 | 0 | 0 | 0 | 0 | 0 | 0 | 0
F10_Industrial_Other Industrial_Existing_Space Heating_Natural Gas_HVAC - Demand Controlled Ventilation_A_Technical Potential | F10 | Industrial | Other Industrial | Existing | Space Heating | Natural Gas | HVAC - Demand Controlled Ventilation | A | Purchases (Incremental) | Technical Potential | 0 | 0 | 0 | 0 | 0 | 4994.6292 | 4991.888 | 4962.449 | 4965.1319 | 4969.2375 | 4906.1333 | 4892.7264 | 4882.7921 | 4805.255 | 4823.6017 | 4777.6023 | 4778.2224 | 4754.1734 | 4711.7664 | 4717.3478 | 4697.8404 | 4679.5689 | 4662.5182 | 4646.6735 | 4632.0205 | 0 | 0 | 0 | 0 | 0 | 0
F11_Industrial_Other Industrial_Existing_Space Heating_Natural Gas_HVAC - Demand Controlled Ventilation_A_Technical Potential | F11 | Industrial | Other Industrial | Existing | Space Heating | Natural Gas | HVAC - Demand Controlled Ventilation | A | Purchases (Cumulative) | Technical Potential | 0 | 0 | 0 | 0 | 0 | 4994.6292 | 9986.5172 | 14948.9662 | 19914.0981 | 24883.3356 | 29789.4689 | 34682.1954 | 39564.9875 | 44370.2425 | 49193.8442 | 53971.4466 | 58749.6689 | 63503.8423 | 68215.6087 | 72932.9565 | 77630.7969 | 82310.3658 | 86972.884 | 91619.5576 | 96251.578 | 96251.578 | 96251.578 | 96251.578 | 96251.578 | 96251.578 | 96251.578
F1_Industrial_Other Industrial_Existing_Space Heating_Natural Gas_Gas Boiler - Stack Economizer_A_Technical Potential | F1 | Industrial | Other Industrial | Existing | Space Heating | Natural Gas | Gas Boiler - Stack Economizer | A | Integrated Unit Energy Savings (kWh or therms) | Technical Potential | 0 | 0 | 0 | 0 | 0 | 2.0058 | 1.9885 | 1.9696 | 1.95 | 1.9297 | 1.909 | 1.888 | 1.8668 | 1.8445 | 1.821 | 1.7981 | 1.7755 | 1.7547 | 1.7346 | 1.7158 | 1.698 | 1.6796 | 1.6627 | 1.6467 | 1.6309 | 1.6162 | 1.6035 | 1.5914 | 1.7353 | 1.7282 | 1.7217
F2_Industrial_Other Industrial_Existing_Space Heating_Natural Gas_Gas Boiler - Stack Economizer_A_Technical Potential | F2 | Industrial | Other Industrial | Existing | Space Heating | Natural Gas | Gas Boiler - Stack Economizer | A | Integrated Unit Summer Peak Savings (kW) | Technical Potential | 0 | 0 | 0 | 0 | 0 | 0 | 0 | 0 | 0 | 0 | 0 | 0 | 0 | 0 | 0 | 0 | 0 | 0 | 0 | 0 | 0 | 0 | 0 | 0 | 0 | 0 | 0 | 0 | 0 | 0 | 0
F3_Industrial_Other Industrial_Existing_Space Heating_Natural Gas_Gas Boiler - Stack Economizer_A_Technical Potential | F3 | Industrial | Other Industrial | Existing | Space Heating | Natural Gas | Gas Boiler - Stack Economizer | A | Integrated Unit Winter Peak Savings (kW) | Technical Potential | 0 | 0 | 0 | 0 | 0 | 0 | 0 | 0 | 0 | 0 | 0 | 0 | 0 | 0 | 0 | 0 | 0 | 0 | 0 | 0 | 0 | 0 | 0 | 0 | 0 | 0 | 0 | 0 | 0 | 0 | 0
F4_Industrial_Other Industrial_Existing_Space Heating_Natural Gas_Gas Boiler - Stack Economizer_A_Technical Potential | F4 | Industrial | Other Industrial | Existing | Space Heating | Natural Gas | Gas Boiler - Stack Economizer | A | Incremental Energy Savings (MWh or mTherms) | Technical Potential | 0 | 0 | 0 | 0 | 0 | 0.073092 | 0.072421 | 0.071312 | 0.070641 | 0.069963 | 0.061499 | 0.048526 | 0.038306 | 0.029799 | 0.023625 | 0.018484 | 0.014604 | 0.011488 | 0.0090036 | 0.0071336 | 0.005624 | 3.7797e-05 | 1.3315e-05 | 4.4802e-06 | 1.4423e-06 | 1.2114e-06 | 1.1987e-06 | 1.1867e-06 | 1.2913e-06 | 1.2835e-06 | 1.2765e-06
F5_Industrial_Other Industrial_Existing_Space Heating_Natural Gas_Gas Boiler - Stack Economizer_A_Technical Potential | F5 | Industrial | Other Industrial | Existing | Space Heating | Natural Gas | Gas Boiler - Stack Economizer | A | Incremental Summer Peak Savings (MW) | Technical Potential | 0 | 0 | 0 | 0 | 0 | 0 | 0 | 0 | 0 | 0 | 0 | 0 | 0 | 0 | 0 | 0 | 0 | 0 | 0 | 0 | 0 | 0 | 0 | 0 | 0 | 0 | 0 | 0 | 0 | 0 | 0
F6_Industrial_Other Industrial_Existing_Space Heating_Natural Gas_Gas Boiler - Stack Economizer_A_Technical Potential | F6 | Industrial | Other Industrial | Existing | Space Heating | Natural Gas | Gas Boiler - Stack Economizer | A | Incremental Winter Peak Savings (MW) | Technical Potential | 0 | 0 | 0 | 0 | 0 | 0 | 0 | 0 | 0 | 0 | 0 | 0 | 0 | 0 | 0 | 0 | 0 | 0 | 0 | 0 | 0 | 0 | 0 | 0 | 0 | 0 | 0 | 0 | 0 | 0 | 0
F7_Industrial_Other Industrial_Existing_Space Heating_Natural Gas_Gas Boiler - Stack Economizer_A_Technical Potential | F7 | Industrial | Other Industrial | Existing | Space Heating | Natural Gas | Gas Boiler - Stack Economizer | A | Cumulative Energy Savings (MWh or mTherms) | Technical Potential | 0 | 0 | 0 | 0 | 0 | 0.073092 | 0.14488 | 0.21482 | 0.28333 | 0.35034 | 0.40807 | 0.45212 | 0.48533 | 0.50935 | 0.52648 | 0.53834 | 0.54619 | 0.55127 | 0.55394 | 0.5551 | 0.55493 | 0.54896 | 0.54348 | 0.53824 | 0.53307 | 0.52827 | 0.52411 | 0.52015 | 0 | 0 | 0
F8_Industrial_Other Industrial_Existing_Space Heating_Natural Gas_Gas Boiler - Stack Economizer_A_Technical Potential | F8 | Industrial | Other Industrial | Existing | Space Heating | Natural Gas | Gas Boiler - Stack Economizer | A | Cumulative Summer Peak Savings (MW) | Technical Potential | 0 | 0 | 0 | 0 | 0 | 0 | 0 | 0 | 0 | 0 | 0 | 0 | 0 | 0 | 0 | 0 | 0 | 0 | 0 | 0 | 0 | 0 | 0 | 0 | 0 | 0 | 0 | 0 | 0 | 0 | 0
F9_Industrial_Other Industrial_Existing_Space Heating_Natural Gas_Gas Boiler - Stack Economizer_A_Technical Potential | F9 | Industrial | Other Industrial | Existing | Space Heating | Natural Gas | Gas Boiler - Stack Economizer | A | Cumulative Winter Peak Savings (MW) | Technical Potential | 0 | 0 | 0 | 0 | 0 | 0 | 0 | 0 | 0 | 0 | 0 | 0 | 0 | 0 | 0 | 0 | 0 | 0 | 0 | 0 | 0 | 0 | 0 | 0 | 0 | 0 | 0 | 0 | 0 | 0 | 0
F10_Industrial_Other Industrial_Existing_Space Heating_Natural Gas_Gas Boiler - Stack Economizer_A_Technical Potential | F10 | Industrial | Other Industrial | Existing | Space Heating | Natural Gas | Gas Boiler - Stack Economizer | A | Purchases (Incremental) | Technical Potential | 0 | 0 | 0 | 0 | 0 | 36.4406 | 36.4206 | 36.2058 | 36.2254 | 36.2553 | 32.2154 | 25.7019 | 20.5198 | 16.1551 | 12.9735 | 10.2798 | 8.2249 | 6.5468 | 5.1907 | 4.1575 | 3.3122 | 0.022504 | 0.0080079 | 0.0027207 | 0.00088439 | 0.00074954 | 0.00074754 | 0.00074573 | 0.00074411 | 0.00074266 | 0.0007414
F11_Industrial_Other Industrial_Existing_Space Heating_Natural Gas_Gas Boiler - Stack Economizer_A_Technical Potential | F11 | Industrial | Other Industrial | Existing | Space Heating | Natural Gas | Gas Boiler - Stack Economizer | A | Purchases (Cumulative) | Technical Potential | 0 | 0 | 0 | 0 | 0 | 36.4406 | 72.8611 | 109.0669 | 145.2923 | 181.5476 | 213.763 | 239.465 | 259.9847 | 276.1399 | 289.1133 | 299.3931 | 307.618 | 314.1648 | 319.3556 | 323.5131 | 326.8253 | 326.8478 | 326.8558 | 326.8585 | 326.8594 | 326.8602 | 326.8609 | 326.8617 | 326.8624 | 326.8632 | 326.8639
F1_Industrial_Other Industrial_Existing_Process_Natural Gas_Gas Boiler - Stack Economizer_A_Technical Potential | F1 | Industrial | Other Industrial | Existing | Process | Natural Gas | Gas Boiler - Stack Economizer | A | Integrated Unit Energy Savings (kWh or therms) | Technical Potential | 0 | 0 | 0 | 0 | 0 | 2.0362 | 2.0359 | 2.0356 | 2.0354 | 2.0352 | 2.0351 | 2.0349 | 2.0348 | 2.0347 | 2.0346 | 2.0345 | 2.0345 | 2.0344 | 2.0344 | 2.0343 | 2.0343 | 2.0343 | 2.0343 | 2.0342 | 2.0342 | 2.0342 | 2.0342 | 2.0342 | 2.0368 | 2.0368 | 2.0368
F2_Industrial_Other Industrial_Existing_Process_Natural Gas_Gas Boiler - Stack Economizer_A_Technical Potential | F2 | Industrial | Other Industrial | Existing | Process | Natural Gas | Gas Boiler - Stack Economizer | A | Integrated Unit Summer Peak Savings (kW) | Technical Potential | 0 | 0 | 0 | 0 | 0 | 0 | 0 | 0 | 0 | 0 | 0 | 0 | 0 | 0 | 0 | 0 | 0 | 0 | 0 | 0 | 0 | 0 | 0 | 0 | 0 | 0 | 0 | 0 | 0 | 0 | 0
F3_Industrial_Other Industrial_Existing_Process_Natural Gas_Gas Boiler - Stack Economizer_A_Technical Potential | F3 | Industrial | Other Industrial | Existing | Process | Natural Gas | Gas Boiler - Stack Economizer | A | Integrated Unit Winter Peak Savings (kW) | Technical Potential | 0 | 0 | 0 | 0 | 0 | 0 | 0 | 0 | 0 | 0 | 0 | 0 | 0 | 0 | 0 | 0 | 0 | 0 | 0 | 0 | 0 | 0 | 0 | 0 | 0 | 0 | 0 | 0 | 0 | 0 | 0
F4_Industrial_Other Industrial_Existing_Process_Natural Gas_Gas Boiler - Stack Economizer_A_Technical Potential | F4 | Industrial | Other Industrial | Existing | Process | Natural Gas | Gas Boiler - Stack Economizer | A | Incremental Energy Savings (MWh or mTherms) | Technical Potential | 0 | 0 | 0 | 0 | 0 | 1.0744 | 1.0736 | 1.0671 | 1.0676 | 1.0684 | 0.94926 | 0.75728 | 0.60456 | 0.47594 | 0.38219 | 0.30282 | 0.24228 | 0.19285 | 0.1529 | 0.12246 | 0.097563 | 0.00066286 | 0.00023587 | 8.0136e-05 | 2.6049e-05 | 2.2077e-05 | 2.2018e-05 | 2.1964e-05 | 2.1944e-05 | 2.1902e-05 | 2.1865e-05
F5_Industrial_Other Industrial_Existing_Process_Natural Gas_Gas Boiler - Stack Economizer_A_Technical Potential | F5 | Industrial | Other Industrial | Existing | Process | Natural Gas | Gas Boiler - Stack Economizer | A | Incremental Summer Peak Savings (MW) | Technical Potential | 0 | 0 | 0 | 0 | 0 | 0 | 0 | 0 | 0 | 0 | 0 | 0 | 0 | 0 | 0 | 0 | 0 | 0 | 0 | 0 | 0 | 0 | 0 | 0 | 0 | 0 | 0 | 0 | 0 | 0 | 0
F6_Industrial_Other Industrial_Existing_Process_Natural Gas_Gas Boiler - Stack Economizer_A_Technical Potential | F6 | Industrial | Other Industrial | Existing | Process | Natural Gas | Gas Boiler - Stack Economizer | A | Incremental Winter Peak Savings (MW) | Technical Potential | 0 | 0 | 0 | 0 | 0 | 0 | 0 | 0 | 0 | 0 | 0 | 0 | 0 | 0 | 0 | 0 | 0 | 0 | 0 | 0 | 0 | 0 | 0 | 0 | 0 | 0 | 0 | 0 | 0 | 0 | 0
F7_Industrial_Other Industrial_Existing_Process_Natural Gas_Gas Boiler - Stack Economizer_A_Technical Potential | F7 | Industrial | Other Industrial | Existing | Process | Natural Gas | Gas Boiler - Stack Economizer | A | Cumulative Energy Savings (MWh or mTherms) | Technical Potential | 0 | 0 | 0 | 0 | 0 | 1.0744 | 2.1478 | 3.2146 | 4.2819 | 5.3499 | 6.2987 | 7.0556 | 7.6598 | 8.1352 | 8.5171 | 8.8196 | 9.0616 | 9.2543 | 9.4069 | 9.5293 | 9.6267 | 9.6272 | 9.6274 | 9.6273 | 9.6273 | 9.6273 | 9.6273 | 9.6272 | 0 | 0 | 0
F8_Industrial_Other Industrial_Existing_Process_Natural Gas_Gas Boiler - Stack Economizer_A_Technical Potential | F8 | Industrial | Other Industrial | Existing | Process | Natural Gas | Gas Boiler - Stack Economizer | A | Cumulative Summer Peak Savings (MW) | Technical Potential | 0 | 0 | 0 | 0 | 0 | 0 | 0 | 0 | 0 | 0 | 0 | 0 | 0 | 0 | 0 | 0 | 0 | 0 | 0 | 0 | 0 | 0 | 0 | 0 | 0 | 0 | 0 | 0 | 0 | 0 | 0
F9_Industrial_Other Industrial_Existing_Process_Natural Gas_Gas Boiler - Stack Economizer_A_Technical Potential | F9 | Industrial | Other Industrial | Existing | Process | Natural Gas | Gas Boiler - Stack Economizer | A | Cumulative Winter Peak Savings (MW) | Technical Potential | 0 | 0 | 0 | 0 | 0 | 0 | 0 | 0 | 0 | 0 | 0 | 0 | 0 | 0 | 0 | 0 | 0 | 0 | 0 | 0 | 0 | 0 | 0 | 0 | 0 | 0 | 0 | 0 | 0 | 0 | 0
F10_Industrial_Other Industrial_Existing_Process_Natural Gas_Gas Boiler - Stack Economizer_A_Technical Potential | F10 | Industrial | Other Industrial | Existing | Process | Natural Gas | Gas Boiler - Stack Economizer | A | Purchases (Incremental) | Technical Potential | 0 | 0 | 0 | 0 | 0 | 527.6304 | 527.3408 | 524.2309 | 524.5143 | 524.9481 | 466.4536 | 372.1431 | 297.11 | 233.9136 | 187.8454 | 148.8432 | 119.09 | 94.7925 | 75.1576 | 60.1973 | 47.9587 | 0.32584 | 0.11595 | 0.039394 | 0.012805 | 0.010853 | 0.010824 | 0.010798 | 0.010774 | 0.010753 | 0.010735
F11_Industrial_Other Industrial_Existing_Process_Natural Gas_Gas Boiler - Stack Economizer_A_Technical Potential | F11 | Industrial | Other Industrial | Existing | Process | Natural Gas | Gas Boiler - Stack Economizer | A | Purchases (Cumulative) | Technical Potential | 0 | 0 | 0 | 0 | 0 | 527.6304 | 1054.9713 | 1579.2022 | 2103.7165 | 2628.6646 | 3095.1182 | 3467.2613 | 3764.3713 | 3998.2849 | 4186.1303 | 4334.9735 | 4454.0635 | 4548.856 | 4624.0136 | 4684.2109 | 4732.1695 | 4732.4954 | 4732.6113 | 4732.6507 | 4732.6635 | 4732.6744 | 4732.6852 | 4732.696 | 4732.7068 | 4732.7175 | 4732.7283
F1_Industrial_Other Industrial_Existing_Space Heating_Natural Gas_Gas Furnace Tube Inserts_A_Technical Potential | F1 | Industrial | Other Industrial | Existing | Space Heating | Natural Gas | Gas Furnace Tube Inserts | A | Integrated Unit Energy Savings (kWh or therms) | Technical Potential | 0 | 0 | 0 | 0 | 0 | 0.086046 | 0.085101 | 0.08388 | 0.082616 | 0.08132 | 0.080015 | 0.078709 | 0.077446 | 0.076192 | 0.074913 | 0.073725 | 0.072591 | 0.071564 | 0.070596 | 0.069684 | 0.068809 | 0.067938 | 0.067097 | 0.0663 | 0.065535 | 0.064816 | 0.064174 | 0.063559 | 0.069231 | 0.068805 | 0.068405
F2_Industrial_Other Industrial_Existing_Space Heating_Natural Gas_Gas Furnace Tube Inserts_A_Technical Potential | F2 | Industrial | Other Industrial | Existing | Space Heating | Natural Gas | Gas Furnace Tube Inserts | A | Integrated Unit Summer Peak Savings (kW) | Technical Potential | 0 | 0 | 0 | 0 | 0 | 0 | 0 | 0 | 0 | 0 | 0 | 0 | 0 | 0 | 0 | 0 | 0 | 0 | 0 | 0 | 0 | 0 | 0 | 0 | 0 | 0 | 0 | 0 | 0 | 0 | 0
F3_Industrial_Other Industrial_Existing_Space Heating_Natural Gas_Gas Furnace Tube Inserts_A_Technical Potential | F3 | Industrial | Other Industrial | Existing | Space Heating | Natural Gas | Gas Furnace Tube Inserts | A | Integrated Unit Winter Peak Savings (kW) | Technical Potential | 0 | 0 | 0 | 0 | 0 | 0 | 0 | 0 | 0 | 0 | 0 | 0 | 0 | 0 | 0 | 0 | 0 | 0 | 0 | 0 | 0 | 0 | 0 | 0 | 0 | 0 | 0 | 0 | 0 | 0 | 0
F4_Industrial_Other Industrial_Existing_Space Heating_Natural Gas_Gas Furnace Tube Inserts_A_Technical Potential | F4 | Industrial | Other Industrial | Existing | Space Heating | Natural Gas | Gas Furnace Tube Inserts | A | Incremental Energy Savings (MWh or mTherms) | Technical Potential | 0 | 0 | 0 | 0 | 0 | 0 | 0 | 0 | 0 | 0 | 0 | 0 | 0 | 0 | 0 | 0 | 0 | 0 | 0 | 0 | 0 | 0 | 0 | 0 | 0 | 0 | 0 | 0 | 0 | 0 | 0
F5_Industrial_Other Industrial_Existing_Space Heating_Natural Gas_Gas Furnace Tube Inserts_A_Technical Potential | F5 | Industrial | Other Industrial | Existing | Space Heating | Natural Gas | Gas Furnace Tube Inserts | A | Incremental Summer Peak Savings (MW) | Technical Potential | 0 | 0 | 0 | 0 | 0 | 0 | 0 | 0 | 0 | 0 | 0 | 0 | 0 | 0 | 0 | 0 | 0 | 0 | 0 | 0 | 0 | 0 | 0 | 0 | 0 | 0 | 0 | 0 | 0 | 0 | 0
F6_Industrial_Other Industrial_Existing_Space Heating_Natural Gas_Gas Furnace Tube Inserts_A_Technical Potential | F6 | Industrial | Other Industrial | Existing | Space Heating | Natural Gas | Gas Furnace Tube Inserts | A | Incremental Winter Peak Savings (MW) | Technical Potential | 0 | 0 | 0 | 0 | 0 | 0 | 0 | 0 | 0 | 0 | 0 | 0 | 0 | 0 | 0 | 0 | 0 | 0 | 0 | 0 | 0 | 0 | 0 | 0 | 0 | 0 | 0 | 0 | 0 | 0 | 0
F7_Industrial_Other Industrial_Existing_Space Heating_Natural Gas_Gas Furnace Tube Inserts_A_Technical Potential | F7 | Industrial | Other Industrial | Existing | Space Heating | Natural Gas | Gas Furnace Tube Inserts | A | Cumulative Energy Savings (MWh or mTherms) | Technical Potential | 0 | 0 | 0 | 0 | 0 | 0 | 0 | 0 | 0 | 0 | 0 | 0 | 0 | 0 | 0 | 0 | 0 | 0 | 0 | 0 | 0 | 0 | 0 | 0 | 0 | 0 | 0 | 0 | 0 | 0 | 0
F8_Industrial_Other Industrial_Existing_Space Heating_Natural Gas_Gas Furnace Tube Inserts_A_Technical Potential | F8 | Industrial | Other Industrial | Existing | Space Heating | Natural Gas | Gas Furnace Tube Inserts | A | Cumulative Summer Peak Savings (MW) | Technical Potential | 0 | 0 | 0 | 0 | 0 | 0 | 0 | 0 | 0 | 0 | 0 | 0 | 0 | 0 | 0 | 0 | 0 | 0 | 0 | 0 | 0 | 0 | 0 | 0 | 0 | 0 | 0 | 0 | 0 | 0 | 0
F9_Industrial_Other Industrial_Existing_Space Heating_Natural Gas_Gas Furnace Tube Inserts_A_Technical Potential | F9 | Industrial | Other Industrial | Existing | Space Heating | Natural Gas | Gas Furnace Tube Inserts | A | Cumulative Winter Peak Savings (MW) | Technical Potential | 0 | 0 | 0 | 0 | 0 | 0 | 0 | 0 | 0 | 0 | 0 | 0 | 0 | 0 | 0 | 0 | 0 | 0 | 0 | 0 | 0 | 0 | 0 | 0 | 0 | 0 | 0 | 0 | 0 | 0 | 0
F10_Industrial_Other Industrial_Existing_Space Heating_Natural Gas_Gas Furnace Tube Inserts_A_Technical Potential | F10 | Industrial | Other Industrial | Existing | Space Heating | Natural Gas | Gas Furnace Tube Inserts | A | Purchases (Incremental) | Technical Potential | 0 | 0 | 0 | 0 | 0 | 0 | 0 | 0 | 0 | 0 | 0 | 0 | 0 | 0 | 0 | 0 | 0 | 0 | 0 | 0 | 0 | 0 | 0 | 0 | 0 | 0 | 0 | 0 | 0 | 0 | 0
F11_Industrial_Other Industrial_Existing_Space Heating_Natural Gas_Gas Furnace Tube Inserts_A_Technical Potential | F11 | Industrial | Other Industrial | Existing | Space Heating | Natural Gas | Gas Furnace Tube Inserts | A | Purchases (Cumulative) | Technical Potential | 0 | 0 | 0 | 0 | 0 | 0 | 0 | 0 | 0 | 0 | 0 | 0 | 0 | 0 | 0 | 0 | 0 | 0 | 0 | 0 | 0 | 0 | 0 | 0 | 0 | 0 | 0 | 0 | 0 | 0 | 0
F1_Industrial_Other Industrial_Existing_Space Heating_Natural Gas_Space Heating - Heat Recovery Ventilator_A_Technical Potential | F1 | Industrial | Other Industrial | Existing | Space Heating | Natural Gas | Space Heating - Heat Recovery Ventilator | A | Integrated Unit Energy Savings (kWh or therms) | Technical Potential | 0 | 0 | 0 | 0 | 0 | 0.013163 | 0.01302 | 0.012836 | 0.012626 | 0.012389 | 0.012127 | 0.011852 | 0.011571 | 0.011273 | 0.010986 | 0.0107 | 0.010437 | 0.010197 | 0.0099743 | 0.0097904 | 0.0096203 | 0.0094632 | 0.0093308 | 0.0092157 | 0.00911 | 0.0090336 | 0.0089671 | 0.0089032 | 0 | 0 | 0
F2_Industrial_Other Industrial_Existing_Space Heating_Natural Gas_Space Heating - Heat Recovery Ventilator_A_Technical Potential | F2 | Industrial | Other Industrial | Existing | Space Heating | Natural Gas | Space Heating - Heat Recovery Ventilator | A | Integrated Unit Summer Peak Savings (kW) | Technical Potential | 0 | 0 | 0 | 0 | 0 | 0 | 0 | 0 | 0 | 0 | 0 | 0 | 0 | 0 | 0 | 0 | 0 | 0 | 0 | 0 | 0 | 0 | 0 | 0 | 0 | 0 | 0 | 0 | 0 | 0 | 0
F3_Industrial_Other Industrial_Existing_Space Heating_Natural Gas_Space Heating - Heat Recovery Ventilator_A_Technical Potential | F3 | Industrial | Other Industrial | Existing | Space Heating | Natural Gas | Space Heating - Heat Recovery Ventilator | A | Integrated Unit Winter Peak Savings (kW) | Technical Potential | 0 | 0 | 0 | 0 | 0 | 0 | 0 | 0 | 0 | 0 | 0 | 0 | 0 | 0 | 0 | 0 | 0 | 0 | 0 | 0 | 0 | 0 | 0 | 0 | 0 | 0 | 0 | 0 | 0 | 0 | 0
F4_Industrial_Other Industrial_Existing_Space Heating_Natural Gas_Space Heating - Heat Recovery Ventilator_A_Technical Potential | F4 | Industrial | Other Industrial | Existing | Space Heating | Natural Gas | Space Heating - Heat Recovery Ventilator | A | Incremental Energy Savings (MWh or mTherms) | Technical Potential | 0 | 0 | 0 | 0 | 0 | 0.16092 | 0.15909 | 0.15592 | 0.15345 | 0.15069 | 0.14563 | 0.14194 | 0.13829 | 0.1326 | 0.12972 | 0.12513 | 0.12207 | 0.11866 | 0.11503 | 0.11305 | 0.11062 | 0.10839 | 0.10649 | 0.10482 | 0.10329 | 0 | 0 | 0 | 0 | 0 | 0
F5_Industrial_Other Industrial_Existing_Space Heating_Natural Gas_Space Heating - Heat Recovery Ventilator_A_Technical Potential | F5 | Industrial | Other Industrial | Existing | Space Heating | Natural Gas | Space Heating - Heat Recovery Ventilator | A | Incremental Summer Peak Savings (MW) | Technical Potential | 0 | 0 | 0 | 0 | 0 | 0 | 0 | 0 | 0 | 0 | 0 | 0 | 0 | 0 | 0 | 0 | 0 | 0 | 0 | 0 | 0 | 0 | 0 | 0 | 0 | 0 | 0 | 0 | 0 | 0 | 0
F6_Industrial_Other Industrial_Existing_Space Heating_Natural Gas_Space Heating - Heat Recovery Ventilator_A_Technical Potential | F6 | Industrial | Other Industrial | Existing | Space Heating | Natural Gas | Space Heating - Heat Recovery Ventilator | A | Incremental Winter Peak Savings (MW) | Technical Potential | 0 | 0 | 0 | 0 | 0 | 0 | 0 | 0 | 0 | 0 | 0 | 0 | 0 | 0 | 0 | 0 | 0 | 0 | 0 | 0 | 0 | 0 | 0 | 0 | 0 | 0 | 0 | 0 | 0 | 0 | 0
F7_Industrial_Other Industrial_Existing_Space Heating_Natural Gas_Space Heating - Heat Recovery Ventilator_A_Technical Potential | F7 | Industrial | Other Industrial | Existing | Space Heating | Natural Gas | Space Heating - Heat Recovery Ventilator | A | Cumulative Energy Savings (MWh or mTherms) | Technical Potential | 0 | 0 | 0 | 0 | 0 | 0.16092 | 0.31827 | 0.46969 | 0.61544 | 0.7546 | 0.88423 | 1.0062 | 1.1206 | 1.2244 | 1.3229 | 1.4136 | 1.5009 | 1.585 | 1.6654 | 1.7478 | 1.828 | 1.9066 | 1.9864 | 2.0667 | 2.1463 | 2.1283 | 2.1126 | 2.0976 | 0 | 0 | 0
F8_Industrial_Other Industrial_Existing_Space Heating_Natural Gas_Space Heating - Heat Recovery Ventilator_A_Technical Potential | F8 | Industrial | Other Industrial | Existing | Space Heating | Natural Gas | Space Heating - Heat Recovery Ventilator | A | Cumulative Summer Peak Savings (MW) | Technical Potential | 0 | 0 | 0 | 0 | 0 | 0 | 0 | 0 | 0 | 0 | 0 | 0 | 0 | 0 | 0 | 0 | 0 | 0 | 0 | 0 | 0 | 0 | 0 | 0 | 0 | 0 | 0 | 0 | 0 | 0 | 0
F9_Industrial_Other Industrial_Existing_Space Heating_Natural Gas_Space Heating - Heat Recovery Ventilator_A_Technical Potential | F9 | Industrial | Other Industrial | Existing | Space Heating | Natural Gas | Space Heating - Heat Recovery Ventilator | A | Cumulative Winter Peak Savings (MW) | Technical Potential | 0 | 0 | 0 | 0 | 0 | 0 | 0 | 0 | 0 | 0 | 0 | 0 | 0 | 0 | 0 | 0 | 0 | 0 | 0 | 0 | 0 | 0 | 0 | 0 | 0 | 0 | 0 | 0 | 0 | 0 | 0
F10_Industrial_Other Industrial_Existing_Space Heating_Natural Gas_Space Heating - Heat Recovery Ventilator_A_Technical Potential | F10 | Industrial | Other Industrial | Existing | Space Heating | Natural Gas | Space Heating - Heat Recovery Ventilator | A | Purchases (Incremental) | Technical Potential | 0 | 0 | 0 | 0 | 0 | 12225.4866 | 12218.7768 | 12146.7182 | 12153.2853 | 12163.3346 | 12008.8727 | 11976.0564 | 11951.7399 | 11761.9504 | 11806.8579 | 11694.2641 | 11695.7818 | 11636.9164 | 11533.1158 | 11546.7774 | 11499.0287 | 11454.3052 | 11412.5697 | 11373.7862 | 11337.9195 | 0 | 0 | 0 | 0 | 0 | 0
F11_Industrial_Other Industrial_Existing_Space Heating_Natural Gas_Space Heating - Heat Recovery Ventilator_A_Technical Potential | F11 | Industrial | Other Industrial | Existing | Space Heating | Natural Gas | Space Heating - Heat Recovery Ventilator | A | Purchases (Cumulative) | Technical Potential | 0 | 0 | 0 | 0 | 0 | 12225.4866 | 24444.2633 | 36590.9816 | 48744.2668 | 60907.6014 | 72916.4741 | 84892.5306 | 96844.2704 | 108606.2208 | 120413.0787 | 132107.3429 | 143803.1246 | 155440.041 | 166973.1568 | 178519.9341 | 190018.9628 | 201473.268 | 212885.8377 | 224259.6238 | 235597.5433 | 235597.5433 | 235597.5433 | 235597.5433 | 235597.5433 | 235597.5433 | 235597.5433
F1_Industrial_Other Industrial_Existing_Space Heating_Natural Gas_Thermostat - Programmable_A_Technical Potential | F1 | Industrial | Other Industrial | Existing | Space Heating | Natural Gas | Thermostat - Programmable | A | Integrated Unit Energy Savings (kWh or therms) | Technical Potential | 0 | 0 | 0 | 0 | 0 | 0.0065376 | 0.0064655 | 0.0063727 | 0.006267 | 0.0061482 | 0.0060165 | 0.0058791 | 0.0057384 | 0.0055895 | 0.005446 | 0.0053028 | 0.0051715 | 0.0050513 | 0.0049398 | 0.0048477 | 0.0047624 | 0.0046835 | 0.0046169 | 0.0045589 | 0.0045056 | 0.0044678 | 0.0044348 | 0.0044032 | 0 | 0 | 0
F2_Industrial_Other Industrial_Existing_Space Heating_Natural Gas_Thermostat - Programmable_A_Technical Potential | F2 | Industrial | Other Industrial | Existing | Space Heating | Natural Gas | Thermostat - Programmable | A | Integrated Unit Summer Peak Savings (kW) | Technical Potential | 0 | 0 | 0 | 0 | 0 | 0 | 0 | 0 | 0 | 0 | 0 | 0 | 0 | 0 | 0 | 0 | 0 | 0 | 0 | 0 | 0 | 0 | 0 | 0 | 0 | 0 | 0 | 0 | 0 | 0 | 0
F3_Industrial_Other Industrial_Existing_Space Heating_Natural Gas_Thermostat - Programmable_A_Technical Potential | F3 | Industrial | Other Industrial | Existing | Space Heating | Natural Gas | Thermostat - Programmable | A | Integrated Unit Winter Peak Savings (kW) | Technical Potential | 0 | 0 | 0 | 0 | 0 | 0 | 0 | 0 | 0 | 0 | 0 | 0 | 0 | 0 | 0 | 0 | 0 | 0 | 0 | 0 | 0 | 0 | 0 | 0 | 0 | 0 | 0 | 0 | 0 | 0 | 0
F4_Industrial_Other Industrial_Existing_Space Heating_Natural Gas_Thermostat - Programmable_A_Technical Potential | F4 | Industrial | Other Industrial | Existing | Space Heating | Natural Gas | Thermostat - Programmable | A | Incremental Energy Savings (MWh or mTherms) | Technical Potential | 0 | 0 | 0 | 0 | 0 | 0.23977 | 0.237 | 0.23222 | 0.22849 | 0.22435 | 0.21675 | 0.21123 | 0.20575 | 0.19723 | 0.1929 | 0.18604 | 0.18146 | 0.17635 | 0.17091 | 0.16793 | 0.16429 | 0.16094 | 0.15807 | 0.15556 | 0.15325 | 0 | 0 | 0 | 0 | 0 | 0
F5_Industrial_Other Industrial_Existing_Space Heating_Natural Gas_Thermostat - Programmable_A_Technical Potential | F5 | Industrial | Other Industrial | Existing | Space Heating | Natural Gas | Thermostat - Programmable | A | Incremental Summer Peak Savings (MW) | Technical Potential | 0 | 0 | 0 | 0 | 0 | 0 | 0 | 0 | 0 | 0 | 0 | 0 | 0 | 0 | 0 | 0 | 0 | 0 | 0 | 0 | 0 | 0 | 0 | 0 | 0 | 0 | 0 | 0 | 0 | 0 | 0
F6_Industrial_Other Industrial_Existing_Space Heating_Natural Gas_Thermostat - Programmable_A_Technical Potential | F6 | Industrial | Other Industrial | Existing | Space Heating | Natural Gas | Thermostat - Programmable | A | Incremental Winter Peak Savings (MW) | Technical Potential | 0 | 0 | 0 | 0 | 0 | 0 | 0 | 0 | 0 | 0 | 0 | 0 | 0 | 0 | 0 | 0 | 0 | 0 | 0 | 0 | 0 | 0 | 0 | 0 | 0 | 0 | 0 | 0 | 0 | 0 | 0
F7_Industrial_Other Industrial_Existing_Space Heating_Natural Gas_Thermostat - Programmable_A_Technical Potential | F7 | Industrial | Other Industrial | Existing | Space Heating | Natural Gas | Thermostat - Programmable | A | Cumulative Energy Savings (MWh or mTherms) | Technical Potential | 0 | 0 | 0 | 0 | 0 | 0.23977 | 0.47413 | 0.69955 | 0.91643 | 1.1234 | 1.3161 | 1.4973 | 1.6672 | 1.8211 | 1.9673 | 2.1016 | 2.231 | 2.3555 | 2.4744 | 2.5962 | 2.7148 | 2.8308 | 2.9486 | 3.0672 | 3.1845 | 3.1578 | 3.1345 | 3.1121 | 0 | 0 | 0
F8_Industrial_Other Industrial_Existing_Space Heating_Natural Gas_Thermostat - Programmable_A_Technical Potential | F8 | Industrial | Other Industrial | Existing | Space Heating | Natural Gas | Thermostat - Programmable | A | Cumulative Summer Peak Savings (MW) | Technical Potential | 0 | 0 | 0 | 0 | 0 | 0 | 0 | 0 | 0 | 0 | 0 | 0 | 0 | 0 | 0 | 0 | 0 | 0 | 0 | 0 | 0 | 0 | 0 | 0 | 0 | 0 | 0 | 0 | 0 | 0 | 0
F9_Industrial_Other Industrial_Existing_Space Heating_Natural Gas_Thermostat - Programmable_A_Technical Potential | F9 | Industrial | Other Industrial | Existing | Space Heating | Natural Gas | Thermostat - Programmable | A | Cumulative Winter Peak Savings (MW) | Technical Potential | 0 | 0 | 0 | 0 | 0 | 0 | 0 | 0 | 0 | 0 | 0 | 0 | 0 | 0 | 0 | 0 | 0 | 0 | 0 | 0 | 0 | 0 | 0 | 0 | 0 | 0 | 0 | 0 | 0 | 0 | 0
F10_Industrial_Other Industrial_Existing_Space Heating_Natural Gas_Thermostat - Programmable_A_Technical Potential | F10 | Industrial | Other Industrial | Existing | Space Heating | Natural Gas | Thermostat - Programmable | A | Purchases (Incremental) | Technical Potential | 0 | 0 | 0 | 0 | 0 | 36676.4597 | 36656.3303 | 36440.1547 | 36459.8558 | 36490.0037 | 36026.6182 | 35928.1693 | 35855.2197 | 35285.8511 | 35420.5737 | 35082.7924 | 35087.3453 | 34910.7491 | 34599.3473 | 34640.3321 | 34497.0861 | 34362.9155 | 34237.7091 | 34121.3585 | 34013.7584 | 0 | 0 | 0 | 0 | 0 | 0
F11_Industrial_Other Industrial_Existing_Space Heating_Natural Gas_Thermostat - Programmable_A_Technical Potential | F11 | Industrial | Other Industrial | Existing | Space Heating | Natural Gas | Thermostat - Programmable | A | Purchases (Cumulative) | Technical Potential | 0 | 0 | 0 | 0 | 0 | 36676.4597 | 73332.79 | 109772.9447 | 146232.8004 | 182722.8042 | 218749.4224 | 254677.5917 | 290532.8113 | 325818.6625 | 361239.2362 | 396322.0286 | 431409.3738 | 466320.123 | 500919.4703 | 535559.8024 | 570056.8885 | 604419.8039 | 638657.513 | 672778.8715 | 706792.6299 | 706792.6299 | 706792.6299 | 706792.6299 | 706792.6299 | 706792.6299 | 706792.6299
F1_Industrial_Other Industrial_Existing_Space Heating_Natural Gas_ENERGY STAR Connected Thermostat_A_Technical Potential | F1 | Industrial | Other Industrial | Existing | Space Heating | Natural Gas | ENERGY STAR Connected Thermostat | A | Integrated Unit Energy Savings (kWh or therms) | Technical Potential | 0 | 0 | 0 | 0 | 0 | 0.015372 | 0.015184 | 0.014947 | 0.014677 | 0.014376 | 0.014041 | 0.01369 | 0.013329 | 0.012944 | 0.012574 | 0.0122 | 0.011857 | 0.011539 | 0.011244 | 0.011001 | 0.010776 | 0.010571 | 0.010399 | 0.01025 | 0.010114 | 0.010027 | 0.0099522 | 0.00988 | 0 | 0 | 0
F2_Industrial_Other Industrial_Existing_Space Heating_Natural Gas_ENERGY STAR Connected Thermostat_A_Technical Potential | F2 | Industrial | Other Industrial | Existing | Space Heating | Natural Gas | ENERGY STAR Connected Thermostat | A | Integrated Unit Summer Peak Savings (kW) | Technical Potential | 0 | 0 | 0 | 0 | 0 | 0 | 0 | 0 | 0 | 0 | 0 | 0 | 0 | 0 | 0 | 0 | 0 | 0 | 0 | 0 | 0 | 0 | 0 | 0 | 0 | 0 | 0 | 0 | 0 | 0 | 0
F3_Industrial_Other Industrial_Existing_Space Heating_Natural Gas_ENERGY STAR Connected Thermostat_A_Technical Potential | F3 | Industrial | Other Industrial | Existing | Space Heating | Natural Gas | ENERGY STAR Connected Thermostat | A | Integrated Unit Winter Peak Savings (kW) | Technical Potential | 0 | 0 | 0 | 0 | 0 | 0 | 0 | 0 | 0 | 0 | 0 | 0 | 0 | 0 | 0 | 0 | 0 | 0 | 0 | 0 | 0 | 0 | 0 | 0 | 0 | 0 | 0 | 0 | 0 | 0 | 0
F4_Industrial_Other Industrial_Existing_Space Heating_Natural Gas_ENERGY STAR Connected Thermostat_A_Technical Potential | F4 | Industrial | Other Industrial | Existing | Space Heating | Natural Gas | ENERGY STAR Connected Thermostat | A | Incremental Energy Savings (MWh or mTherms) | Technical Potential | 0 | 0 | 0 | 0 | 0 | 0.56379 | 0.5566 | 0.54466 | 0.53514 | 0.52458 | 0.50583 | 0.49186 | 0.47792 | 0.45675 | 0.44538 | 0.42802 | 0.41603 | 0.40285 | 0.38902 | 0.38106 | 0.37173 | 0.36324 | 0.35602 | 0.34973 | 0.344 | 0 | 0 | 0 | 0 | 0 | 0
F5_Industrial_Other Industrial_Existing_Space Heating_Natural Gas_ENERGY STAR Connected Thermostat_A_Technical Potential | F5 | Industrial | Other Industrial | Existing | Space Heating | Natural Gas | ENERGY STAR Connected Thermostat | A | Incremental Summer Peak Savings (MW) | Technical Potential | 0 | 0 | 0 | 0 | 0 | 0 | 0 | 0 | 0 | 0 | 0 | 0 | 0 | 0 | 0 | 0 | 0 | 0 | 0 | 0 | 0 | 0 | 0 | 0 | 0 | 0 | 0 | 0 | 0 | 0 | 0
F6_Industrial_Other Industrial_Existing_Space Heating_Natural Gas_ENERGY STAR Connected Thermostat_A_Technical Potential | F6 | Industrial | Other Industrial | Existing | Space Heating | Natural Gas | ENERGY STAR Connected Thermostat | A | Incremental Winter Peak Savings (MW) | Technical Potential | 0 | 0 | 0 | 0 | 0 | 0 | 0 | 0 | 0 | 0 | 0 | 0 | 0 | 0 | 0 | 0 | 0 | 0 | 0 | 0 | 0 | 0 | 0 | 0 | 0 | 0 | 0 | 0 | 0 | 0 | 0
F7_Industrial_Other Industrial_Existing_Space Heating_Natural Gas_ENERGY STAR Connected Thermostat_A_Technical Potential | F7 | Industrial | Other Industrial | Existing | Space Heating | Natural Gas | ENERGY STAR Connected Thermostat | A | Cumulative Energy Savings (MWh or mTherms) | Technical Potential | 0 | 0 | 0 | 0 | 0 | 0.56379 | 1.1135 | 1.6407 | 2.1463 | 2.6268 | 3.0714 | 3.4866 | 3.8726 | 4.2175 | 4.5422 | 4.8352 | 5.1152 | 5.3811 | 5.6322 | 5.8915 | 6.1428 | 6.3892 | 6.6411 | 6.8957 | 7.1482 | 7.0873 | 7.0341 | 6.9831 | 0 | 0 | 0
F8_Industrial_Other Industrial_Existing_Space Heating_Natural Gas_ENERGY STAR Connected Thermostat_A_Technical Potential | F8 | Industrial | Other Industrial | Existing | Space Heating | Natural Gas | ENERGY STAR Connected Thermostat | A | Cumulative Summer Peak Savings (MW) | Technical Potential | 0 | 0 | 0 | 0 | 0 | 0 | 0 | 0 | 0 | 0 | 0 | 0 | 0 | 0 | 0 | 0 | 0 | 0 | 0 | 0 | 0 | 0 | 0 | 0 | 0 | 0 | 0 | 0 | 0 | 0 | 0
F9_Industrial_Other Industrial_Existing_Space Heating_Natural Gas_ENERGY STAR Connected Thermostat_A_Technical Potential | F9 | Industrial | Other Industrial | Existing | Space Heating | Natural Gas | ENERGY STAR Connected Thermostat | A | Cumulative Winter Peak Savings (MW) | Technical Potential | 0 | 0 | 0 | 0 | 0 | 0 | 0 | 0 | 0 | 0 | 0 | 0 | 0 | 0 | 0 | 0 | 0 | 0 | 0 | 0 | 0 | 0 | 0 | 0 | 0 | 0 | 0 | 0 | 0 | 0 | 0
F10_Industrial_Other Industrial_Existing_Space Heating_Natural Gas_ENERGY STAR Connected Thermostat_A_Technical Potential | F10 | Industrial | Other Industrial | Existing | Space Heating | Natural Gas | ENERGY STAR Connected Thermostat | A | Purchases (Incremental) | Technical Potential | 0 | 0 | 0 | 0 | 0 | 36676.4597 | 36656.3303 | 36440.1547 | 36459.8558 | 36490.0037 | 36026.6182 | 35928.1693 | 35855.2197 | 35285.8511 | 35420.5737 | 35082.7924 | 35087.3453 | 34910.7491 | 34599.3473 | 34640.3321 | 34497.0861 | 34362.9155 | 34237.7091 | 34121.3585 | 34013.7584 | 0 | 0 | 0 | 0 | 0 | 0
F11_Industrial_Other Industrial_Existing_Space Heating_Natural Gas_ENERGY STAR Connected Thermostat_A_Technical Potential | F11 | Industrial | Other Industrial | Existing | Space Heating | Natural Gas | ENERGY STAR Connected Thermostat | A | Purchases (Cumulative) | Technical Potential | 0 | 0 | 0 | 0 | 0 | 36676.4597 | 73332.79 | 109772.9447 | 146232.8004 | 182722.8042 | 218749.4224 | 254677.5917 | 290532.8113 | 325818.6625 | 361239.2362 | 396322.0286 | 431409.3738 | 466320.123 | 500919.4703 | 535559.8024 | 570056.8885 | 604419.8039 | 638657.513 | 672778.8715 | 706792.6299 | 706792.6299 | 706792.6299 | 706792.6299 | 706792.6299 | 706792.6299 | 706792.6299
F1_Industrial_Other Industrial_Existing_Space Heating_Natural Gas_Destratification Fans (HVLS)_A_Technical Potential | F1 | Industrial | Other Industrial | Existing | Space Heating | Natural Gas | Destratification Fans (HVLS) | A | Integrated Unit Energy Savings (kWh or therms) | Technical Potential | 0 | 0 | 0 | 0 | 0 | 0.015384 | 0.01521 | 0.014987 | 0.014733 | 0.014449 | 0.014134 | 0.013807 | 0.013472 | 0.013117 | 0.012776 | 0.012436 | 0.012124 | 0.011838 | 0.011572 | 0.011353 | 0.011149 | 0.010961 | 0.010801 | 0.010662 | 0.010534 | 0.010445 | 0.010368 | 0.010294 | 0 | 0 | 0
F2_Industrial_Other Industrial_Existing_Space Heating_Natural Gas_Destratification Fans (HVLS)_A_Technical Potential | F2 | Industrial | Other Industrial | Existing | Space Heating | Natural Gas | Destratification Fans (HVLS) | A | Integrated Unit Summer Peak Savings (kW) | Technical Potential | 0 | 0 | 0 | 0 | 0 | 0 | 0 | 0 | 0 | 0 | 0 | 0 | 0 | 0 | 0 | 0 | 0 | 0 | 0 | 0 | 0 | 0 | 0 | 0 | 0 | 0 | 0 | 0 | 0 | 0 | 0
F3_Industrial_Other Industrial_Existing_Space Heating_Natural Gas_Destratification Fans (HVLS)_A_Technical Potential | F3 | Industrial | Other Industrial | Existing | Space Heating | Natural Gas | Destratification Fans (HVLS) | A | Integrated Unit Winter Peak Savings (kW) | Technical Potential | 0 | 0 | 0 | 0 | 0 | 0 | 0 | 0 | 0 | 0 | 0 | 0 | 0 | 0 | 0 | 0 | 0 | 0 | 0 | 0 | 0 | 0 | 0 | 0 | 0 | 0 | 0 | 0 | 0 | 0 | 0
F4_Industrial_Other Industrial_Existing_Space Heating_Natural Gas_Destratification Fans (HVLS)_A_Technical Potential | F4 | Industrial | Other Industrial | Existing | Space Heating | Natural Gas | Destratification Fans (HVLS) | A | Incremental Energy Savings (MWh or mTherms) | Technical Potential | 0 | 0 | 0 | 0 | 0 | 0.56425 | 0.55754 | 0.54611 | 0.53716 | 0.52724 | 0.50921 | 0.49605 | 0.48302 | 0.46284 | 0.45254 | 0.43628 | 0.42539 | 0.41327 | 0.40039 | 0.39327 | 0.38462 | 0.37665 | 0.36981 | 0.36381 | 0.35829 | 0 | 0 | 0 | 0 | 0 | 0
F5_Industrial_Other Industrial_Existing_Space Heating_Natural Gas_Destratification Fans (HVLS)_A_Technical Potential | F5 | Industrial | Other Industrial | Existing | Space Heating | Natural Gas | Destratification Fans (HVLS) | A | Incremental Summer Peak Savings (MW) | Technical Potential | 0 | 0 | 0 | 0 | 0 | 0 | 0 | 0 | 0 | 0 | 0 | 0 | 0 | 0 | 0 | 0 | 0 | 0 | 0 | 0 | 0 | 0 | 0 | 0 | 0 | 0 | 0 | 0 | 0 | 0 | 0
F6_Industrial_Other Industrial_Existing_Space Heating_Natural Gas_Destratification Fans (HVLS)_A_Technical Potential | F6 | Industrial | Other Industrial | Existing | Space Heating | Natural Gas | Destratification Fans (HVLS) | A | Incremental Winter Peak Savings (MW) | Technical Potential | 0 | 0 | 0 | 0 | 0 | 0 | 0 | 0 | 0 | 0 | 0 | 0 | 0 | 0 | 0 | 0 | 0 | 0 | 0 | 0 | 0 | 0 | 0 | 0 | 0 | 0 | 0 | 0 | 0 | 0 | 0
F7_Industrial_Other Industrial_Existing_Space Heating_Natural Gas_Destratification Fans (HVLS)_A_Technical Potential | F7 | Industrial | Other Industrial | Existing | Space Heating | Natural Gas | Destratification Fans (HVLS) | A | Cumulative Energy Savings (MWh or mTherms) | Technical Potential | 0 | 0 | 0 | 0 | 0 | 0.56425 | 1.1154 | 1.6451 | 2.1544 | 2.6401 | 3.0919 | 3.5163 | 3.9139 | 4.2737 | 4.6152 | 4.9285 | 5.2303 | 5.5203 | 5.7967 | 6.0802 | 6.3557 | 6.625 | 6.8984 | 7.1733 | 7.4452 | 7.3826 | 7.328 | 7.2756 | 0 | 0 | 0
F8_Industrial_Other Industrial_Existing_Space Heating_Natural Gas_Destratification Fans (HVLS)_A_Technical Potential | F8 | Industrial | Other Industrial | Existing | Space Heating | Natural Gas | Destratification Fans (HVLS) | A | Cumulative Summer Peak Savings (MW) | Technical Potential | 0 | 0 | 0 | 0 | 0 | 0 | 0 | 0 | 0 | 0 | 0 | 0 | 0 | 0 | 0 | 0 | 0 | 0 | 0 | 0 | 0 | 0 | 0 | 0 | 0 | 0 | 0 | 0 | 0 | 0 | 0
F9_Industrial_Other Industrial_Existing_Space Heating_Natural Gas_Destratification Fans (HVLS)_A_Technical Potential | F9 | Industrial | Other Industrial | Existing | Space Heating | Natural Gas | Destratification Fans (HVLS) | A | Cumulative Winter Peak Savings (MW) | Technical Potential | 0 | 0 | 0 | 0 | 0 | 0 | 0 | 0 | 0 | 0 | 0 | 0 | 0 | 0 | 0 | 0 | 0 | 0 | 0 | 0 | 0 | 0 | 0 | 0 | 0 | 0 | 0 | 0 | 0 | 0 | 0
F10_Industrial_Other Industrial_Existing_Space Heating_Natural Gas_Destratification Fans (HVLS)_A_Technical Potential | F10 | Industrial | Other Industrial | Existing | Space Heating | Natural Gas | Destratification Fans (HVLS) | A | Purchases (Incremental) | Technical Potential | 0 | 0 | 0 | 0 | 0 | 36676.4597 | 36656.3303 | 36440.1547 | 36459.8558 | 36490.0037 | 36026.6182 | 35928.1693 | 35855.2197 | 35285.8511 | 35420.5737 | 35082.7924 | 35087.3453 | 34910.7491 | 34599.3473 | 34640.3321 | 34497.0861 | 34362.9155 | 34237.7091 | 34121.3585 | 34013.7584 | 0 | 0 | 0 | 0 | 0 | 0
F11_Industrial_Other Industrial_Existing_Space Heating_Natural Gas_Destratification Fans (HVLS)_A_Technical Potential | F11 | Industrial | Other Industrial | Existing | Space Heating | Natural Gas | Destratification Fans (HVLS) | A | Purchases (Cumulative) | Technical Potential | 0 | 0 | 0 | 0 | 0 | 36676.4597 | 73332.79 | 109772.9447 | 146232.8004 | 182722.8042 | 218749.4224 | 254677.5917 | 290532.8113 | 325818.6625 | 361239.2362 | 396322.0286 | 431409.3738 | 466320.123 | 500919.4703 | 535559.8024 | 570056.8885 | 604419.8039 | 638657.513 | 672778.8715 | 706792.6299 | 706792.6299 | 706792.6299 | 706792.6299 | 706792.6299 | 706792.6299 | 706792.6299
F1_Industrial_Other Industrial_Existing_Space Heating_Natural Gas_Gas Boiler - Insulate Steam Lines/Condensate Tank_A_Technical Potential | F1 | Industrial | Other Industrial | Existing | Space Heating | Natural Gas | Gas Boiler - Insulate Steam Lines/Condensate Tank | A | Integrated Unit Energy Savings (kWh or therms) | Technical Potential | 0 | 0 | 0 | 0 | 0 | 21.78 | 21.547 | 21.2927 | 21.0241 | 20.7392 | 20.4356 | 20.1197 | 19.7876 | 19.4248 | 19.0488 | 18.6627 | 18.2857 | 17.9257 | 17.578 | 17.2727 | 16.987 | 16.7161 | 16.4795 | 16.2664 | 16.0646 | 15.9156 | 15.7863 | 15.6636 | 18.8794 | 18.8018 | 18.731
F2_Industrial_Other Industrial_Existing_Space Heating_Natural Gas_Gas Boiler - Insulate Steam Lines/Condensate Tank_A_Technical Potential | F2 | Industrial | Other Industrial | Existing | Space Heating | Natural Gas | Gas Boiler - Insulate Steam Lines/Condensate Tank | A | Integrated Unit Summer Peak Savings (kW) | Technical Potential | 0 | 0 | 0 | 0 | 0 | 0 | 0 | 0 | 0 | 0 | 0 | 0 | 0 | 0 | 0 | 0 | 0 | 0 | 0 | 0 | 0 | 0 | 0 | 0 | 0 | 0 | 0 | 0 | 0 | 0 | 0
F3_Industrial_Other Industrial_Existing_Space Heating_Natural Gas_Gas Boiler - Insulate Steam Lines/Condensate Tank_A_Technical Potential | F3 | Industrial | Other Industrial | Existing | Space Heating | Natural Gas | Gas Boiler - Insulate Steam Lines/Condensate Tank | A | Integrated Unit Winter Peak Savings (kW) | Technical Potential | 0 | 0 | 0 | 0 | 0 | 0 | 0 | 0 | 0 | 0 | 0 | 0 | 0 | 0 | 0 | 0 | 0 | 0 | 0 | 0 | 0 | 0 | 0 | 0 | 0 | 0 | 0 | 0 | 0 | 0 | 0
F4_Industrial_Other Industrial_Existing_Space Heating_Natural Gas_Gas Boiler - Insulate Steam Lines/Condensate Tank_A_Technical Potential | F4 | Industrial | Other Industrial | Existing | Space Heating | Natural Gas | Gas Boiler - Insulate Steam Lines/Condensate Tank | A | Incremental Energy Savings (MWh or mTherms) | Technical Potential | 0 | 0 | 0 | 0 | 0 | 0.045353 | 0.044843 | 0.044053 | 0.04352 | 0.042966 | 0.0418 | 0.041041 | 0.040282 | 0.038915 | 0.038308 | 0.037173 | 0.036427 | 0.03553 | 0.03453 | 0.033971 | 0.033271 | 0.032613 | 0.032034 | 0.031512 | 0.031023 | 0 | 0 | 0 | 0 | 0 | 0
F5_Industrial_Other Industrial_Existing_Space Heating_Natural Gas_Gas Boiler - Insulate Steam Lines/Condensate Tank_A_Technical Potential | F5 | Industrial | Other Industrial | Existing | Space Heating | Natural Gas | Gas Boiler - Insulate Steam Lines/Condensate Tank | A | Incremental Summer Peak Savings (MW) | Technical Potential | 0 | 0 | 0 | 0 | 0 | 0 | 0 | 0 | 0 | 0 | 0 | 0 | 0 | 0 | 0 | 0 | 0 | 0 | 0 | 0 | 0 | 0 | 0 | 0 | 0 | 0 | 0 | 0 | 0 | 0 | 0
F6_Industrial_Other Industrial_Existing_Space Heating_Natural Gas_Gas Boiler - Insulate Steam Lines/Condensate Tank_A_Technical Potential | F6 | Industrial | Other Industrial | Existing | Space Heating | Natural Gas | Gas Boiler - Insulate Steam Lines/Condensate Tank | A | Incremental Winter Peak Savings (MW) | Technical Potential | 0 | 0 | 0 | 0 | 0 | 0 | 0 | 0 | 0 | 0 | 0 | 0 | 0 | 0 | 0 | 0 | 0 | 0 | 0 | 0 | 0 | 0 | 0 | 0 | 0 | 0 | 0 | 0 | 0 | 0 | 0
F7_Industrial_Other Industrial_Existing_Space Heating_Natural Gas_Gas Boiler - Insulate Steam Lines/Condensate Tank_A_Technical Potential | F7 | Industrial | Other Industrial | Existing | Space Heating | Natural Gas | Gas Boiler - Insulate Steam Lines/Condensate Tank | A | Cumulative Energy Savings (MWh or mTherms) | Technical Potential | 0 | 0 | 0 | 0 | 0 | 0.045353 | 0.089711 | 0.13271 | 0.17455 | 0.21515 | 0.2538 | 0.29092 | 0.3264 | 0.35933 | 0.39068 | 0.41994 | 0.44788 | 0.47459 | 0.49992 | 0.52521 | 0.54979 | 0.57363 | 0.59755 | 0.62133 | 0.64465 | 0.63867 | 0.63348 | 0.62856 | 0 | 0 | 0
F8_Industrial_Other Industrial_Existing_Space Heating_Natural Gas_Gas Boiler - Insulate Steam Lines/Condensate Tank_A_Technical Potential | F8 | Industrial | Other Industrial | Existing | Space Heating | Natural Gas | Gas Boiler - Insulate Steam Lines/Condensate Tank | A | Cumulative Summer Peak Savings (MW) | Technical Potential | 0 | 0 | 0 | 0 | 0 | 0 | 0 | 0 | 0 | 0 | 0 | 0 | 0 | 0 | 0 | 0 | 0 | 0 | 0 | 0 | 0 | 0 | 0 | 0 | 0 | 0 | 0 | 0 | 0 | 0 | 0
F9_Industrial_Other Industrial_Existing_Space Heating_Natural Gas_Gas Boiler - Insulate Steam Lines/Condensate Tank_A_Technical Potential | F9 | Industrial | Other Industrial | Existing | Space Heating | Natural Gas | Gas Boiler - Insulate Steam Lines/Condensate Tank | A | Cumulative Winter Peak Savings (MW) | Technical Potential | 0 | 0 | 0 | 0 | 0 | 0 | 0 | 0 | 0 | 0 | 0 | 0 | 0 | 0 | 0 | 0 | 0 | 0 | 0 | 0 | 0 | 0 | 0 | 0 | 0 | 0 | 0 | 0 | 0 | 0 | 0
F10_Industrial_Other Industrial_Existing_Space Heating_Natural Gas_Gas Boiler - Insulate Steam Lines/Condensate Tank_A_Technical Potential | F10 | Industrial | Other Industrial | Existing | Space Heating | Natural Gas | Gas Boiler - Insulate Steam Lines/Condensate Tank | A | Purchases (Incremental) | Technical Potential | 0 | 0 | 0 | 0 | 0 | 2.0823 | 2.0812 | 2.0689 | 2.07 | 2.0717 | 2.0454 | 2.0398 | 2.0357 | 2.0034 | 2.011 | 1.9918 | 1.9921 | 1.9821 | 1.9644 | 1.9667 | 1.9586 | 1.951 | 1.9439 | 1.9373 | 1.9311 | 0 | 0 | 0 | 0 | 0 | 0
F11_Industrial_Other Industrial_Existing_Space Heating_Natural Gas_Gas Boiler - Insulate Steam Lines/Condensate Tank_A_Technical Potential | F11 | Industrial | Other Industrial | Existing | Space Heating | Natural Gas | Gas Boiler - Insulate Steam Lines/Condensate Tank | A | Purchases (Cumulative) | Technical Potential | 0 | 0 | 0 | 0 | 0 | 2.0823 | 4.1635 | 6.2324 | 8.3024 | 10.3742 | 12.4196 | 14.4595 | 16.4952 | 18.4985 | 20.5096 | 22.5014 | 24.4935 | 26.4756 | 28.44 | 30.4067 | 32.3653 | 34.3163 | 36.2601 | 38.1974 | 40.1285 | 40.1285 | 40.1285 | 40.1285 | 40.1285 | 40.1285 | 40.1285
F1_Industrial_Other Industrial_Existing_Process_Natural Gas_Gas Boiler - Insulate Steam Lines/Condensate Tank_A_Technical Potential | F1 | Industrial | Other Industrial | Existing | Process | Natural Gas | Gas Boiler - Insulate Steam Lines/Condensate Tank | A | Integrated Unit Energy Savings (kWh or therms) | Technical Potential | 0 | 0 | 0 | 0 | 0 | 16.8 | 16.7507 | 16.7007 | 16.6511 | 16.601 | 16.5476 | 16.4981 | 16.4503 | 16.399 | 16.3584 | 16.3142 | 16.2777 | 16.2407 | 16.2029 | 16.1723 | 16.1389 | 16.1067 | 16.0747 | 16.0429 | 16.0111 | 16.0087 | 16.0065 | 16.0045 | 16.8499 | 16.8499 | 16.8499
F2_Industrial_Other Industrial_Existing_Process_Natural Gas_Gas Boiler - Insulate Steam Lines/Condensate Tank_A_Technical Potential | F2 | Industrial | Other Industrial | Existing | Process | Natural Gas | Gas Boiler - Insulate Steam Lines/Condensate Tank | A | Integrated Unit Summer Peak Savings (kW) | Technical Potential | 0 | 0 | 0 | 0 | 0 | 0 | 0 | 0 | 0 | 0 | 0 | 0 | 0 | 0 | 0 | 0 | 0 | 0 | 0 | 0 | 0 | 0 | 0 | 0 | 0 | 0 | 0 | 0 | 0 | 0 | 0
F3_Industrial_Other Industrial_Existing_Process_Natural Gas_Gas Boiler - Insulate Steam Lines/Condensate Tank_A_Technical Potential | F3 | Industrial | Other Industrial | Existing | Process | Natural Gas | Gas Boiler - Insulate Steam Lines/Condensate Tank | A | Integrated Unit Winter Peak Savings (kW) | Technical Potential | 0 | 0 | 0 | 0 | 0 | 0 | 0 | 0 | 0 | 0 | 0 | 0 | 0 | 0 | 0 | 0 | 0 | 0 | 0 | 0 | 0 | 0 | 0 | 0 | 0 | 0 | 0 | 0 | 0 | 0 | 0
F4_Industrial_Other Industrial_Existing_Process_Natural Gas_Gas Boiler - Insulate Steam Lines/Condensate Tank_A_Technical Potential | F4 | Industrial | Other Industrial | Existing | Process | Natural Gas | Gas Boiler - Insulate Steam Lines/Condensate Tank | A | Incremental Energy Savings (MWh or mTherms) | Technical Potential | 0 | 0 | 0 | 0 | 0 | 0.50653 | 0.50476 | 0.50029 | 0.49907 | 0.49798 | 0.49008 | 0.48728 | 0.48488 | 0.47569 | 0.47632 | 0.47051 | 0.46951 | 0.46609 | 0.46086 | 0.46053 | 0.45768 | 0.45499 | 0.45243 | 0.45 | 0.4477 | 0 | 0 | 0 | 0 | 0 | 0
F5_Industrial_Other Industrial_Existing_Process_Natural Gas_Gas Boiler - Insulate Steam Lines/Condensate Tank_A_Technical Potential | F5 | Industrial | Other Industrial | Existing | Process | Natural Gas | Gas Boiler - Insulate Steam Lines/Condensate Tank | A | Incremental Summer Peak Savings (MW) | Technical Potential | 0 | 0 | 0 | 0 | 0 | 0 | 0 | 0 | 0 | 0 | 0 | 0 | 0 | 0 | 0 | 0 | 0 | 0 | 0 | 0 | 0 | 0 | 0 | 0 | 0 | 0 | 0 | 0 | 0 | 0 | 0
F6_Industrial_Other Industrial_Existing_Process_Natural Gas_Gas Boiler - Insulate Steam Lines/Condensate Tank_A_Technical Potential | F6 | Industrial | Other Industrial | Existing | Process | Natural Gas | Gas Boiler - Insulate Steam Lines/Condensate Tank | A | Incremental Winter Peak Savings (MW) | Technical Potential | 0 | 0 | 0 | 0 | 0 | 0 | 0 | 0 | 0 | 0 | 0 | 0 | 0 | 0 | 0 | 0 | 0 | 0 | 0 | 0 | 0 | 0 | 0 | 0 | 0 | 0 | 0 | 0 | 0 | 0 | 0
F7_Industrial_Other Industrial_Existing_Process_Natural Gas_Gas Boiler - Insulate Steam Lines/Condensate Tank_A_Technical Potential | F7 | Industrial | Other Industrial | Existing | Process | Natural Gas | Gas Boiler - Insulate Steam Lines/Condensate Tank | A | Cumulative Energy Savings (MWh or mTherms) | Technical Potential | 0 | 0 | 0 | 0 | 0 | 0.50653 | 1.0098 | 1.5071 | 2.0017 | 2.4936 | 2.9757 | 3.4541 | 3.9289 | 4.3924 | 4.8578 | 5.3152 | 5.7728 | 6.2258 | 6.6721 | 7.1201 | 7.563 | 8.003 | 8.4395 | 8.8728 | 9.3029 | 9.3015 | 9.3003 | 9.2991 | 0 | 0 | 0
F8_Industrial_Other Industrial_Existing_Process_Natural Gas_Gas Boiler - Insulate Steam Lines/Condensate Tank_A_Technical Potential | F8 | Industrial | Other Industrial | Existing | Process | Natural Gas | Gas Boiler - Insulate Steam Lines/Condensate Tank | A | Cumulative Summer Peak Savings (MW) | Technical Potential | 0 | 0 | 0 | 0 | 0 | 0 | 0 | 0 | 0 | 0 | 0 | 0 | 0 | 0 | 0 | 0 | 0 | 0 | 0 | 0 | 0 | 0 | 0 | 0 | 0 | 0 | 0 | 0 | 0 | 0 | 0
F9_Industrial_Other Industrial_Existing_Process_Natural Gas_Gas Boiler - Insulate Steam Lines/Condensate Tank_A_Technical Potential | F9 | Industrial | Other Industrial | Existing | Process | Natural Gas | Gas Boiler - Insulate Steam Lines/Condensate Tank | A | Cumulative Winter Peak Savings (MW) | Technical Potential | 0 | 0 | 0 | 0 | 0 | 0 | 0 | 0 | 0 | 0 | 0 | 0 | 0 | 0 | 0 | 0 | 0 | 0 | 0 | 0 | 0 | 0 | 0 | 0 | 0 | 0 | 0 | 0 | 0 | 0 | 0
F10_Industrial_Other Industrial_Existing_Process_Natural Gas_Gas Boiler - Insulate Steam Lines/Condensate Tank_A_Technical Potential | F10 | Industrial | Other Industrial | Existing | Process | Natural Gas | Gas Boiler - Insulate Steam Lines/Condensate Tank | A | Purchases (Incremental) | Technical Potential | 0 | 0 | 0 | 0 | 0 | 30.1504 | 30.1339 | 29.9562 | 29.9724 | 29.9971 | 29.6162 | 29.5353 | 29.4753 | 29.0073 | 29.118 | 28.8403 | 28.8441 | 28.6989 | 28.4429 | 28.4766 | 28.3588 | 28.2485 | 28.1456 | 28.05 | 27.9615 | 0 | 0 | 0 | 0 | 0 | 0
F11_Industrial_Other Industrial_Existing_Process_Natural Gas_Gas Boiler - Insulate Steam Lines/Condensate Tank_A_Technical Potential | F11 | Industrial | Other Industrial | Existing | Process | Natural Gas | Gas Boiler - Insulate Steam Lines/Condensate Tank | A | Purchases (Cumulative) | Technical Potential | 0 | 0 | 0 | 0 | 0 | 30.1504 | 60.2843 | 90.2405 | 120.2128 | 150.21 | 179.8262 | 209.3614 | 238.8368 | 267.844 | 296.962 | 325.8023 | 354.6464 | 383.3453 | 411.7882 | 440.2648 | 468.6236 | 496.8722 | 525.0178 | 553.0677 | 581.0292 | 581.0292 | 581.0292 | 581.0292 | 581.0292 | 581.0292 | 581.0292
F1_Industrial_Other Industrial_Existing_Space Heating_Natural Gas_Gas Boiler - Insulate Hot Water Lines_A_Technical Potential | F1 | Industrial | Other Industrial | Existing | Space Heating | Natural Gas | Gas Boiler - Insulate Hot Water Lines | A | Integrated Unit Energy Savings (kWh or therms) | Technical Potential | 0 | 0 | 0 | 0 | 0 | 24.6567 | 24.4348 | 24.1939 | 23.9433 | 23.6837 | 23.4181 | 23.1503 | 22.8792 | 22.5957 | 22.2993 | 22.0106 | 21.7283 | 21.4679 | 21.2159 | 20.9832 | 20.7603 | 20.5318 | 20.3223 | 20.1229 | 19.9257 | 19.746 | 19.5902 | 19.442 | 21.3396 | 21.252 | 21.1719
F2_Industrial_Other Industrial_Existing_Space Heating_Natural Gas_Gas Boiler - Insulate Hot Water Lines_A_Technical Potential | F2 | Industrial | Other Industrial | Existing | Space Heating | Natural Gas | Gas Boiler - Insulate Hot Water Lines | A | Integrated Unit Summer Peak Savings (kW) | Technical Potential | 0 | 0 | 0 | 0 | 0 | 0 | 0 | 0 | 0 | 0 | 0 | 0 | 0 | 0 | 0 | 0 | 0 | 0 | 0 | 0 | 0 | 0 | 0 | 0 | 0 | 0 | 0 | 0 | 0 | 0 | 0
F3_Industrial_Other Industrial_Existing_Space Heating_Natural Gas_Gas Boiler - Insulate Hot Water Lines_A_Technical Potential | F3 | Industrial | Other Industrial | Existing | Space Heating | Natural Gas | Gas Boiler - Insulate Hot Water Lines | A | Integrated Unit Winter Peak Savings (kW) | Technical Potential | 0 | 0 | 0 | 0 | 0 | 0 | 0 | 0 | 0 | 0 | 0 | 0 | 0 | 0 | 0 | 0 | 0 | 0 | 0 | 0 | 0 | 0 | 0 | 0 | 0 | 0 | 0 | 0 | 0 | 0 | 0
F4_Industrial_Other Industrial_Existing_Space Heating_Natural Gas_Gas Boiler - Insulate Hot Water Lines_A_Technical Potential | F4 | Industrial | Other Industrial | Existing | Space Heating | Natural Gas | Gas Boiler - Insulate Hot Water Lines | A | Incremental Energy Savings (MWh or mTherms) | Technical Potential | 0 | 0 | 0 | 0 | 0 | 0.10269 | 0.10171 | 0.10011 | 0.099127 | 0.098133 | 0.0958 | 0.094446 | 0.093151 | 0.090535 | 0.089689 | 0.087683 | 0.08657 | 0.085102 | 0.083353 | 0.082536 | 0.081322 | 0.080114 | 0.079007 | 0.077966 | 0.076959 | 0 | 0 | 0 | 0 | 0 | 0
F5_Industrial_Other Industrial_Existing_Space Heating_Natural Gas_Gas Boiler - Insulate Hot Water Lines_A_Technical Potential | F5 | Industrial | Other Industrial | Existing | Space Heating | Natural Gas | Gas Boiler - Insulate Hot Water Lines | A | Incremental Summer Peak Savings (MW) | Technical Potential | 0 | 0 | 0 | 0 | 0 | 0 | 0 | 0 | 0 | 0 | 0 | 0 | 0 | 0 | 0 | 0 | 0 | 0 | 0 | 0 | 0 | 0 | 0 | 0 | 0 | 0 | 0 | 0 | 0 | 0 | 0
F6_Industrial_Other Industrial_Existing_Space Heating_Natural Gas_Gas Boiler - Insulate Hot Water Lines_A_Technical Potential | F6 | Industrial | Other Industrial | Existing | Space Heating | Natural Gas | Gas Boiler - Insulate Hot Water Lines | A | Incremental Winter Peak Savings (MW) | Technical Potential | 0 | 0 | 0 | 0 | 0 | 0 | 0 | 0 | 0 | 0 | 0 | 0 | 0 | 0 | 0 | 0 | 0 | 0 | 0 | 0 | 0 | 0 | 0 | 0 | 0 | 0 | 0 | 0 | 0 | 0 | 0
F7_Industrial_Other Industrial_Existing_Space Heating_Natural Gas_Gas Boiler - Insulate Hot Water Lines_A_Technical Potential | F7 | Industrial | Other Industrial | Existing | Space Heating | Natural Gas | Gas Boiler - Insulate Hot Water Lines | A | Cumulative Energy Savings (MWh or mTherms) | Technical Potential | 0 | 0 | 0 | 0 | 0 | 0.10269 | 0.20347 | 0.30157 | 0.39758 | 0.4914 | 0.58169 | 0.66948 | 0.75479 | 0.83598 | 0.9147 | 0.99054 | 1.0644 | 1.1368 | 1.2068 | 1.2761 | 1.3438 | 1.4091 | 1.4738 | 1.5373 | 1.5992 | 1.5848 | 1.5722 | 1.5604 | 0 | 0 | 0
F8_Industrial_Other Industrial_Existing_Space Heating_Natural Gas_Gas Boiler - Insulate Hot Water Lines_A_Technical Potential | F8 | Industrial | Other Industrial | Existing | Space Heating | Natural Gas | Gas Boiler - Insulate Hot Water Lines | A | Cumulative Summer Peak Savings (MW) | Technical Potential | 0 | 0 | 0 | 0 | 0 | 0 | 0 | 0 | 0 | 0 | 0 | 0 | 0 | 0 | 0 | 0 | 0 | 0 | 0 | 0 | 0 | 0 | 0 | 0 | 0 | 0 | 0 | 0 | 0 | 0 | 0
F9_Industrial_Other Industrial_Existing_Space Heating_Natural Gas_Gas Boiler - Insulate Hot Water Lines_A_Technical Potential | F9 | Industrial | Other Industrial | Existing | Space Heating | Natural Gas | Gas Boiler - Insulate Hot Water Lines | A | Cumulative Winter Peak Savings (MW) | Technical Potential | 0 | 0 | 0 | 0 | 0 | 0 | 0 | 0 | 0 | 0 | 0 | 0 | 0 | 0 | 0 | 0 | 0 | 0 | 0 | 0 | 0 | 0 | 0 | 0 | 0 | 0 | 0 | 0 | 0 | 0 | 0
F10_Industrial_Other Industrial_Existing_Space Heating_Natural Gas_Gas Boiler - Insulate Hot Water Lines_A_Technical Potential | F10 | Industrial | Other Industrial | Existing | Space Heating | Natural Gas | Gas Boiler - Insulate Hot Water Lines | A | Purchases (Incremental) | Technical Potential | 0 | 0 | 0 | 0 | 0 | 4.1647 | 4.1624 | 4.1378 | 4.1401 | 4.1435 | 4.0909 | 4.0797 | 4.0714 | 4.0067 | 4.022 | 3.9837 | 3.9842 | 3.9642 | 3.9288 | 3.9334 | 3.9172 | 3.9019 | 3.8877 | 3.8745 | 3.8623 | 0 | 0 | 0 | 0 | 0 | 0
F11_Industrial_Other Industrial_Existing_Space Heating_Natural Gas_Gas Boiler - Insulate Hot Water Lines_A_Technical Potential | F11 | Industrial | Other Industrial | Existing | Space Heating | Natural Gas | Gas Boiler - Insulate Hot Water Lines | A | Purchases (Cumulative) | Technical Potential | 0 | 0 | 0 | 0 | 0 | 4.1647 | 8.327 | 12.4648 | 16.6049 | 20.7484 | 24.8392 | 28.9189 | 32.9903 | 36.9971 | 41.0191 | 45.0028 | 48.987 | 52.9512 | 56.88 | 60.8134 | 64.7306 | 68.6325 | 72.5203 | 76.3948 | 80.2571 | 80.2571 | 80.2571 | 80.2571 | 80.2571 | 80.2571 | 80.2571
F1_Industrial_Other Industrial_Existing_Process_Natural Gas_Gas Boiler - Insulate Hot Water Lines_A_Technical Potential | F1 | Industrial | Other Industrial | Existing | Process | Natural Gas | Gas Boiler - Insulate Hot Water Lines | A | Integrated Unit Energy Savings (kWh or therms) | Technical Potential | 0 | 0 | 0 | 0 | 0 | 19.0216 | 18.9979 | 18.9739 | 18.9497 | 18.9246 | 18.898 | 18.8742 | 18.8521 | 18.8297 | 18.814 | 18.7985 | 18.7885 | 18.78 | 18.7723 | 18.7686 | 18.764 | 18.761 | 18.7581 | 18.7553 | 18.7525 | 18.7517 | 18.7509 | 18.7502 | 19.0457 | 19.0457 | 19.0457
F2_Industrial_Other Industrial_Existing_Process_Natural Gas_Gas Boiler - Insulate Hot Water Lines_A_Technical Potential | F2 | Industrial | Other Industrial | Existing | Process | Natural Gas | Gas Boiler - Insulate Hot Water Lines | A | Integrated Unit Summer Peak Savings (kW) | Technical Potential | 0 | 0 | 0 | 0 | 0 | 0 | 0 | 0 | 0 | 0 | 0 | 0 | 0 | 0 | 0 | 0 | 0 | 0 | 0 | 0 | 0 | 0 | 0 | 0 | 0 | 0 | 0 | 0 | 0 | 0 | 0
F3_Industrial_Other Industrial_Existing_Process_Natural Gas_Gas Boiler - Insulate Hot Water Lines_A_Technical Potential | F3 | Industrial | Other Industrial | Existing | Process | Natural Gas | Gas Boiler - Insulate Hot Water Lines | A | Integrated Unit Winter Peak Savings (kW) | Technical Potential | 0 | 0 | 0 | 0 | 0 | 0 | 0 | 0 | 0 | 0 | 0 | 0 | 0 | 0 | 0 | 0 | 0 | 0 | 0 | 0 | 0 | 0 | 0 | 0 | 0 | 0 | 0 | 0 | 0 | 0 | 0
F4_Industrial_Other Industrial_Existing_Process_Natural Gas_Gas Boiler - Insulate Hot Water Lines_A_Technical Potential | F4 | Industrial | Other Industrial | Existing | Process | Natural Gas | Gas Boiler - Insulate Hot Water Lines | A | Incremental Energy Savings (MWh or mTherms) | Technical Potential | 0 | 0 | 0 | 0 | 0 | 1.147 | 1.145 | 1.1368 | 1.1359 | 1.1354 | 1.1194 | 1.1149 | 1.1113 | 1.0924 | 1.0957 | 1.0843 | 1.0839 | 1.0779 | 1.0679 | 1.0689 | 1.0643 | 1.0599 | 1.0559 | 1.0522 | 1.0487 | 0 | 0 | 0 | 0 | 0 | 0
F5_Industrial_Other Industrial_Existing_Process_Natural Gas_Gas Boiler - Insulate Hot Water Lines_A_Technical Potential | F5 | Industrial | Other Industrial | Existing | Process | Natural Gas | Gas Boiler - Insulate Hot Water Lines | A | Incremental Summer Peak Savings (MW) | Technical Potential | 0 | 0 | 0 | 0 | 0 | 0 | 0 | 0 | 0 | 0 | 0 | 0 | 0 | 0 | 0 | 0 | 0 | 0 | 0 | 0 | 0 | 0 | 0 | 0 | 0 | 0 | 0 | 0 | 0 | 0 | 0
F6_Industrial_Other Industrial_Existing_Process_Natural Gas_Gas Boiler - Insulate Hot Water Lines_A_Technical Potential | F6 | Industrial | Other Industrial | Existing | Process | Natural Gas | Gas Boiler - Insulate Hot Water Lines | A | Incremental Winter Peak Savings (MW) | Technical Potential | 0 | 0 | 0 | 0 | 0 | 0 | 0 | 0 | 0 | 0 | 0 | 0 | 0 | 0 | 0 | 0 | 0 | 0 | 0 | 0 | 0 | 0 | 0 | 0 | 0 | 0 | 0 | 0 | 0 | 0 | 0
F7_Industrial_Other Industrial_Existing_Process_Natural Gas_Gas Boiler - Insulate Hot Water Lines_A_Technical Potential | F7 | Industrial | Other Industrial | Existing | Process | Natural Gas | Gas Boiler - Insulate Hot Water Lines | A | Cumulative Energy Savings (MWh or mTherms) | Technical Potential | 0 | 0 | 0 | 0 | 0 | 1.147 | 2.2906 | 3.4244 | 4.556 | 5.6853 | 6.7967 | 7.903 | 9.0052 | 10.0868 | 11.1741 | 12.2492 | 13.3266 | 14.3984 | 15.4604 | 16.5263 | 17.5865 | 18.6436 | 19.6967 | 20.7459 | 21.7915 | 21.7905 | 21.7896 | 21.7888 | 0 | 0 | 0
F8_Industrial_Other Industrial_Existing_Process_Natural Gas_Gas Boiler - Insulate Hot Water Lines_A_Technical Potential | F8 | Industrial | Other Industrial | Existing | Process | Natural Gas | Gas Boiler - Insulate Hot Water Lines | A | Cumulative Summer Peak Savings (MW) | Technical Potential | 0 | 0 | 0 | 0 | 0 | 0 | 0 | 0 | 0 | 0 | 0 | 0 | 0 | 0 | 0 | 0 | 0 | 0 | 0 | 0 | 0 | 0 | 0 | 0 | 0 | 0 | 0 | 0 | 0 | 0 | 0
F9_Industrial_Other Industrial_Existing_Process_Natural Gas_Gas Boiler - Insulate Hot Water Lines_A_Technical Potential | F9 | Industrial | Other Industrial | Existing | Process | Natural Gas | Gas Boiler - Insulate Hot Water Lines | A | Cumulative Winter Peak Savings (MW) | Technical Potential | 0 | 0 | 0 | 0 | 0 | 0 | 0 | 0 | 0 | 0 | 0 | 0 | 0 | 0 | 0 | 0 | 0 | 0 | 0 | 0 | 0 | 0 | 0 | 0 | 0 | 0 | 0 | 0 | 0 | 0 | 0
F10_Industrial_Other Industrial_Existing_Process_Natural Gas_Gas Boiler - Insulate Hot Water Lines_A_Technical Potential | F10 | Industrial | Other Industrial | Existing | Process | Natural Gas | Gas Boiler - Insulate Hot Water Lines | A | Purchases (Incremental) | Technical Potential | 0 | 0 | 0 | 0 | 0 | 60.3008 | 60.2677 | 59.9123 | 59.9447 | 59.9943 | 59.2324 | 59.0706 | 58.9506 | 58.0145 | 58.236 | 57.6806 | 57.6881 | 57.3978 | 56.8858 | 56.9532 | 56.7177 | 56.4971 | 56.2912 | 56.0999 | 55.923 | 0 | 0 | 0 | 0 | 0 | 0
F11_Industrial_Other Industrial_Existing_Process_Natural Gas_Gas Boiler - Insulate Hot Water Lines_A_Technical Potential | F11 | Industrial | Other Industrial | Existing | Process | Natural Gas | Gas Boiler - Insulate Hot Water Lines | A | Purchases (Cumulative) | Technical Potential | 0 | 0 | 0 | 0 | 0 | 60.3008 | 120.5686 | 180.4809 | 240.4256 | 300.4199 | 359.6523 | 418.7229 | 477.6735 | 535.688 | 593.924 | 651.6047 | 709.2928 | 766.6906 | 823.5764 | 880.5296 | 937.2473 | 993.7443 | 1050.0356 | 1106.1355 | 1162.0585 | 1162.0585 | 1162.0585 | 1162.0585 | 1162.0585 | 1162.0585 | 1162.0585
F1_Industrial_Other Industrial_Existing_Process_Natural Gas_Process - Insulate Heated Process Fluids_A_Technical Potential | F1 | Industrial | Other Industrial | Existing | Process | Natural Gas | Process - Insulate Heated Process Fluids | A | Integrated Unit Energy Savings (kWh or therms) | Technical Potential | 0 | 0 | 0 | 0 | 0 | 13.5646 | 13.5203 | 13.4757 | 13.4313 | 13.3865 | 13.3389 | 13.2946 | 13.2518 | 13.2057 | 13.1688 | 13.1286 | 13.095 | 13.0607 | 13.0256 | 12.9969 | 12.9656 | 12.9353 | 12.9051 | 12.8751 | 12.8452 | 12.8431 | 12.8411 | 12.8392 | 13.6092 | 13.6092 | 13.6092
F2_Industrial_Other Industrial_Existing_Process_Natural Gas_Process - Insulate Heated Process Fluids_A_Technical Potential | F2 | Industrial | Other Industrial | Existing | Process | Natural Gas | Process - Insulate Heated Process Fluids | A | Integrated Unit Summer Peak Savings (kW) | Technical Potential | 0 | 0 | 0 | 0 | 0 | 0 | 0 | 0 | 0 | 0 | 0 | 0 | 0 | 0 | 0 | 0 | 0 | 0 | 0 | 0 | 0 | 0 | 0 | 0 | 0 | 0 | 0 | 0 | 0 | 0 | 0
F3_Industrial_Other Industrial_Existing_Process_Natural Gas_Process - Insulate Heated Process Fluids_A_Technical Potential | F3 | Industrial | Other Industrial | Existing | Process | Natural Gas | Process - Insulate Heated Process Fluids | A | Integrated Unit Winter Peak Savings (kW) | Technical Potential | 0 | 0 | 0 | 0 | 0 | 0 | 0 | 0 | 0 | 0 | 0 | 0 | 0 | 0 | 0 | 0 | 0 | 0 | 0 | 0 | 0 | 0 | 0 | 0 | 0 | 0 | 0 | 0 | 0 | 0 | 0
F4_Industrial_Other Industrial_Existing_Process_Natural Gas_Process - Insulate Heated Process Fluids_A_Technical Potential | F4 | Industrial | Other Industrial | Existing | Process | Natural Gas | Process - Insulate Heated Process Fluids | A | Incremental Energy Savings (MWh or mTherms) | Technical Potential | 0 | 0 | 0 | 0 | 0 | 0.89463 | 0.89123 | 0.88304 | 0.88061 | 0.8784 | 0.77775 | 0.61844 | 0.49216 | 0.38612 | 0.30921 | 0.24426 | 0.19494 | 0.15476 | 0.12237 | 0.097797 | 0.077726 | 0.00052686 | 0.00018704 | 6.34e-05 | 2.0561e-05 | 1.7423e-05 | 1.7374e-05 | 1.7329e-05 | 1.8328e-05 | 1.8293e-05 | 1.8262e-05
F5_Industrial_Other Industrial_Existing_Process_Natural Gas_Process - Insulate Heated Process Fluids_A_Technical Potential | F5 | Industrial | Other Industrial | Existing | Process | Natural Gas | Process - Insulate Heated Process Fluids | A | Incremental Summer Peak Savings (MW) | Technical Potential | 0 | 0 | 0 | 0 | 0 | 0 | 0 | 0 | 0 | 0 | 0 | 0 | 0 | 0 | 0 | 0 | 0 | 0 | 0 | 0 | 0 | 0 | 0 | 0 | 0 | 0 | 0 | 0 | 0 | 0 | 0
F6_Industrial_Other Industrial_Existing_Process_Natural Gas_Process - Insulate Heated Process Fluids_A_Technical Potential | F6 | Industrial | Other Industrial | Existing | Process | Natural Gas | Process - Insulate Heated Process Fluids | A | Incremental Winter Peak Savings (MW) | Technical Potential | 0 | 0 | 0 | 0 | 0 | 0 | 0 | 0 | 0 | 0 | 0 | 0 | 0 | 0 | 0 | 0 | 0 | 0 | 0 | 0 | 0 | 0 | 0 | 0 | 0 | 0 | 0 | 0 | 0 | 0 | 0
F7_Industrial_Other Industrial_Existing_Process_Natural Gas_Process - Insulate Heated Process Fluids_A_Technical Potential | F7 | Industrial | Other Industrial | Existing | Process | Natural Gas | Process - Insulate Heated Process Fluids | A | Cumulative Energy Savings (MWh or mTherms) | Technical Potential | 0 | 0 | 0 | 0 | 0 | 0.89463 | 1.7829 | 2.6601 | 3.532 | 4.3986 | 5.1607 | 5.762 | 6.2356 | 6.6 | 6.8908 | 7.114 | 7.2907 | 7.4264 | 7.5288 | 7.61 | 7.6694 | 7.652 | 7.6344 | 7.6167 | 7.599 | 7.5978 | 7.5966 | 7.5955 | 0 | 0 | 0
F8_Industrial_Other Industrial_Existing_Process_Natural Gas_Process - Insulate Heated Process Fluids_A_Technical Potential | F8 | Industrial | Other Industrial | Existing | Process | Natural Gas | Process - Insulate Heated Process Fluids | A | Cumulative Summer Peak Savings (MW) | Technical Potential | 0 | 0 | 0 | 0 | 0 | 0 | 0 | 0 | 0 | 0 | 0 | 0 | 0 | 0 | 0 | 0 | 0 | 0 | 0 | 0 | 0 | 0 | 0 | 0 | 0 | 0 | 0 | 0 | 0 | 0 | 0
F9_Industrial_Other Industrial_Existing_Process_Natural Gas_Process - Insulate Heated Process Fluids_A_Technical Potential | F9 | Industrial | Other Industrial | Existing | Process | Natural Gas | Process - Insulate Heated Process Fluids | A | Cumulative Winter Peak Savings (MW) | Technical Potential | 0 | 0 | 0 | 0 | 0 | 0 | 0 | 0 | 0 | 0 | 0 | 0 | 0 | 0 | 0 | 0 | 0 | 0 | 0 | 0 | 0 | 0 | 0 | 0 | 0 | 0 | 0 | 0 | 0 | 0 | 0
F10_Industrial_Other Industrial_Existing_Process_Natural Gas_Process - Insulate Heated Process Fluids_A_Technical Potential | F10 | Industrial | Other Industrial | Existing | Process | Natural Gas | Process - Insulate Heated Process Fluids | A | Purchases (Incremental) | Technical Potential | 0 | 0 | 0 | 0 | 0 | 65.9538 | 65.9176 | 65.5289 | 65.5643 | 65.6185 | 58.3067 | 46.5179 | 37.1388 | 29.2392 | 23.4807 | 18.6054 | 14.8863 | 11.8491 | 9.3947 | 7.5247 | 5.9948 | 0.04073 | 0.014494 | 0.0049242 | 0.0016007 | 0.0013566 | 0.001353 | 0.0013497 | 0.0013468 | 0.0013441 | 0.0013419
F11_Industrial_Other Industrial_Existing_Process_Natural Gas_Process - Insulate Heated Process Fluids_A_Technical Potential | F11 | Industrial | Other Industrial | Existing | Process | Natural Gas | Process - Insulate Heated Process Fluids | A | Purchases (Cumulative) | Technical Potential | 0 | 0 | 0 | 0 | 0 | 65.9538 | 131.8714 | 197.4003 | 262.9646 | 328.5831 | 386.8898 | 433.4077 | 470.5464 | 499.7856 | 523.2663 | 541.8717 | 556.7579 | 568.607 | 578.0017 | 585.5264 | 591.5212 | 591.5619 | 591.5764 | 591.5813 | 591.5829 | 591.5843 | 591.5857 | 591.587 | 591.5883 | 591.5897 | 591.591
F1_Industrial_Other Industrial_Existing_Process_Natural Gas_Process Heat Recovery_A_Technical Potential | F1 | Industrial | Other Industrial | Existing | Process | Natural Gas | Process Heat Recovery | A | Integrated Unit Energy Savings (kWh or therms) | Technical Potential | 0 | 0 | 0 | 0 | 0 | 0.03301 | 0.032874 | 0.032735 | 0.032596 | 0.032455 | 0.032305 | 0.032168 | 0.032036 | 0.031896 | 0.031785 | 0.031666 | 0.031568 | 0.031471 | 0.031372 | 0.031296 | 0.031213 | 0.031136 | 0.031061 | 0.030987 | 0.030913 | 0.030907 | 0.030901 | 0.030895 | 0 | 0 | 0
F2_Industrial_Other Industrial_Existing_Process_Natural Gas_Process Heat Recovery_A_Technical Potential | F2 | Industrial | Other Industrial | Existing | Process | Natural Gas | Process Heat Recovery | A | Integrated Unit Summer Peak Savings (kW) | Technical Potential | 0 | 0 | 0 | 0 | 0 | 0 | 0 | 0 | 0 | 0 | 0 | 0 | 0 | 0 | 0 | 0 | 0 | 0 | 0 | 0 | 0 | 0 | 0 | 0 | 0 | 0 | 0 | 0 | 0 | 0 | 0
F3_Industrial_Other Industrial_Existing_Process_Natural Gas_Process Heat Recovery_A_Technical Potential | F3 | Industrial | Other Industrial | Existing | Process | Natural Gas | Process Heat Recovery | A | Integrated Unit Winter Peak Savings (kW) | Technical Potential | 0 | 0 | 0 | 0 | 0 | 0 | 0 | 0 | 0 | 0 | 0 | 0 | 0 | 0 | 0 | 0 | 0 | 0 | 0 | 0 | 0 | 0 | 0 | 0 | 0 | 0 | 0 | 0 | 0 | 0 | 0
F4_Industrial_Other Industrial_Existing_Process_Natural Gas_Process Heat Recovery_A_Technical Potential | F4 | Industrial | Other Industrial | Existing | Process | Natural Gas | Process Heat Recovery | A | Incremental Energy Savings (MWh or mTherms) | Technical Potential | 0 | 0 | 0 | 0 | 0 | 0.078376 | 0.07801 | 0.077223 | 0.076938 | 0.076667 | 0.06781 | 0.05387 | 0.042833 | 0.033574 | 0.026868 | 0.02121 | 0.016918 | 0.013424 | 0.01061 | 0.0084776 | 0.0067362 | 4.5655e-05 | 1.6207e-05 | 5.493e-06 | 1.7813e-06 | 1.5094e-06 | 1.5051e-06 | 1.5012e-06 | 0 | 0 | 0
F5_Industrial_Other Industrial_Existing_Process_Natural Gas_Process Heat Recovery_A_Technical Potential | F5 | Industrial | Other Industrial | Existing | Process | Natural Gas | Process Heat Recovery | A | Incremental Summer Peak Savings (MW) | Technical Potential | 0 | 0 | 0 | 0 | 0 | 0 | 0 | 0 | 0 | 0 | 0 | 0 | 0 | 0 | 0 | 0 | 0 | 0 | 0 | 0 | 0 | 0 | 0 | 0 | 0 | 0 | 0 | 0 | 0 | 0 | 0
F6_Industrial_Other Industrial_Existing_Process_Natural Gas_Process Heat Recovery_A_Technical Potential | F6 | Industrial | Other Industrial | Existing | Process | Natural Gas | Process Heat Recovery | A | Incremental Winter Peak Savings (MW) | Technical Potential | 0 | 0 | 0 | 0 | 0 | 0 | 0 | 0 | 0 | 0 | 0 | 0 | 0 | 0 | 0 | 0 | 0 | 0 | 0 | 0 | 0 | 0 | 0 | 0 | 0 | 0 | 0 | 0 | 0 | 0 | 0
F7_Industrial_Other Industrial_Existing_Process_Natural Gas_Process Heat Recovery_A_Technical Potential | F7 | Industrial | Other Industrial | Existing | Process | Natural Gas | Process Heat Recovery | A | Cumulative Energy Savings (MWh or mTherms) | Technical Potential | 0 | 0 | 0 | 0 | 0 | 0.078376 | 0.15606 | 0.23263 | 0.30858 | 0.38391 | 0.44995 | 0.5019 | 0.54269 | 0.57388 | 0.59876 | 0.61772 | 0.63273 | 0.6442 | 0.6528 | 0.65968 | 0.66467 | 0.66309 | 0.6615 | 0.65992 | 0.65835 | 0.65822 | 0.6581 | 0.65799 | 0 | 0 | 0
F8_Industrial_Other Industrial_Existing_Process_Natural Gas_Process Heat Recovery_A_Technical Potential | F8 | Industrial | Other Industrial | Existing | Process | Natural Gas | Process Heat Recovery | A | Cumulative Summer Peak Savings (MW) | Technical Potential | 0 | 0 | 0 | 0 | 0 | 0 | 0 | 0 | 0 | 0 | 0 | 0 | 0 | 0 | 0 | 0 | 0 | 0 | 0 | 0 | 0 | 0 | 0 | 0 | 0 | 0 | 0 | 0 | 0 | 0 | 0
F9_Industrial_Other Industrial_Existing_Process_Natural Gas_Process Heat Recovery_A_Technical Potential | F9 | Industrial | Other Industrial | Existing | Process | Natural Gas | Process Heat Recovery | A | Cumulative Winter Peak Savings (MW) | Technical Potential | 0 | 0 | 0 | 0 | 0 | 0 | 0 | 0 | 0 | 0 | 0 | 0 | 0 | 0 | 0 | 0 | 0 | 0 | 0 | 0 | 0 | 0 | 0 | 0 | 0 | 0 | 0 | 0 | 0 | 0 | 0
F10_Industrial_Other Industrial_Existing_Process_Natural Gas_Process Heat Recovery_A_Technical Potential | F10 | Industrial | Other Industrial | Existing | Process | Natural Gas | Process Heat Recovery | A | Purchases (Incremental) | Technical Potential | 0 | 0 | 0 | 0 | 0 | 2374.3369 | 2373.0338 | 2359.0391 | 2360.3145 | 2362.2662 | 2099.0411 | 1674.6441 | 1336.9951 | 1052.6112 | 845.3041 | 669.7944 | 535.9051 | 426.5663 | 338.2091 | 270.8878 | 215.8141 | 1.4663 | 0.52177 | 0.17727 | 0.057623 | 0.048837 | 0.048707 | 0.048589 | 1.0948e-06 | 1.0948e-06 | 1.0948e-06
F11_Industrial_Other Industrial_Existing_Process_Natural Gas_Process Heat Recovery_A_Technical Potential | F11 | Industrial | Other Industrial | Existing | Process | Natural Gas | Process Heat Recovery | A | Purchases (Cumulative) | Technical Potential | 0 | 0 | 0 | 0 | 0 | 2374.3369 | 4747.3707 | 7106.4098 | 9466.7244 | 11828.9906 | 13928.0317 | 15602.6758 | 16939.6709 | 17992.2821 | 18837.5862 | 19507.3807 | 20043.2857 | 20469.852 | 20808.0611 | 21078.9489 | 21294.7629 | 21296.2292 | 21296.751 | 21296.9282 | 21296.9859 | 21297.0347 | 21297.0834 | 21297.132 | 21297.132 | 21297.132 | 21297.132
F1_Industrial_Other Industrial_Existing_Space Heating_Natural Gas_Building Automation System_A_Technical Potential | F1 | Industrial | Other Industrial | Existing | Space Heating | Natural Gas | Building Automation System | A | Integrated Unit Energy Savings (kWh or therms) | Technical Potential | 0 | 0 | 0 | 0 | 0 | 0.015434 | 0.015322 | 0.015179 | 0.015026 | 0.014862 | 0.01469 | 0.014513 | 0.014334 | 0.014146 | 0.013948 | 0.013754 | 0.013566 | 0.013396 | 0.013237 | 0.013093 | 0.012956 | 0.012817 | 0.012695 | 0.012581 | 0.012471 | 0.012372 | 0.012286 | 0.012203 | 0 | 0 | 0
F2_Industrial_Other Industrial_Existing_Space Heating_Natural Gas_Building Automation System_A_Technical Potential | F2 | Industrial | Other Industrial | Existing | Space Heating | Natural Gas | Building Automation System | A | Integrated Unit Summer Peak Savings (kW) | Technical Potential | 0 | 0 | 0 | 0 | 0 | 0 | 0 | 0 | 0 | 0 | 0 | 0 | 0 | 0 | 0 | 0 | 0 | 0 | 0 | 0 | 0 | 0 | 0 | 0 | 0 | 0 | 0 | 0 | 0 | 0 | 0
F3_Industrial_Other Industrial_Existing_Space Heating_Natural Gas_Building Automation System_A_Technical Potential | F3 | Industrial | Other Industrial | Existing | Space Heating | Natural Gas | Building Automation System | A | Integrated Unit Winter Peak Savings (kW) | Technical Potential | 0 | 0 | 0 | 0 | 0 | 0 | 0 | 0 | 0 | 0 | 0 | 0 | 0 | 0 | 0 | 0 | 0 | 0 | 0 | 0 | 0 | 0 | 0 | 0 | 0 | 0 | 0 | 0 | 0 | 0 | 0
F4_Industrial_Other Industrial_Existing_Space Heating_Natural Gas_Building Automation System_A_Technical Potential | F4 | Industrial | Other Industrial | Existing | Space Heating | Natural Gas | Building Automation System | A | Incremental Energy Savings (MWh or mTherms) | Technical Potential | 0 | 0 | 0 | 0 | 0 | 0.11613 | 0.23032 | 0.40275 | 0.64886 | 0.97495 | 1.3627 | 1.8263 | 2.3335 | 2.8031 | 3.2716 | 3.5851 | 3.762 | 3.7118 | 3.4266 | 2.9834 | 2.4314 | 1.8322 | 1.2518 | 0.78986 | 0.50904 | 0 | 0 | 0 | 0 | 0 | 0
F5_Industrial_Other Industrial_Existing_Space Heating_Natural Gas_Building Automation System_A_Technical Potential | F5 | Industrial | Other Industrial | Existing | Space Heating | Natural Gas | Building Automation System | A | Incremental Summer Peak Savings (MW) | Technical Potential | 0 | 0 | 0 | 0 | 0 | 0 | 0 | 0 | 0 | 0 | 0 | 0 | 0 | 0 | 0 | 0 | 0 | 0 | 0 | 0 | 0 | 0 | 0 | 0 | 0 | 0 | 0 | 0 | 0 | 0 | 0
F6_Industrial_Other Industrial_Existing_Space Heating_Natural Gas_Building Automation System_A_Technical Potential | F6 | Industrial | Other Industrial | Existing | Space Heating | Natural Gas | Building Automation System | A | Incremental Winter Peak Savings (MW) | Technical Potential | 0 | 0 | 0 | 0 | 0 | 0 | 0 | 0 | 0 | 0 | 0 | 0 | 0 | 0 | 0 | 0 | 0 | 0 | 0 | 0 | 0 | 0 | 0 | 0 | 0 | 0 | 0 | 0 | 0 | 0 | 0
F7_Industrial_Other Industrial_Existing_Space Heating_Natural Gas_Building Automation System_A_Technical Potential | F7 | Industrial | Other Industrial | Existing | Space Heating | Natural Gas | Building Automation System | A | Cumulative Energy Savings (MWh or mTherms) | Technical Potential | 0 | 0 | 0 | 0 | 0 | 0.11613 | 0.3456 | 0.74514 | 1.3865 | 2.3463 | 3.6818 | 5.4637 | 7.7297 | 10.4314 | 13.5568 | 16.954 | 20.4833 | 23.9395 | 27.0818 | 29.7695 | 31.8899 | 33.3808 | 34.3147 | 34.7952 | 35.0019 | 34.7241 | 34.4826 | 34.2496 | 0 | 0 | 0
F8_Industrial_Other Industrial_Existing_Space Heating_Natural Gas_Building Automation System_A_Technical Potential | F8 | Industrial | Other Industrial | Existing | Space Heating | Natural Gas | Building Automation System | A | Cumulative Summer Peak Savings (MW) | Technical Potential | 0 | 0 | 0 | 0 | 0 | 0 | 0 | 0 | 0 | 0 | 0 | 0 | 0 | 0 | 0 | 0 | 0 | 0 | 0 | 0 | 0 | 0 | 0 | 0 | 0 | 0 | 0 | 0 | 0 | 0 | 0
F9_Industrial_Other Industrial_Existing_Space Heating_Natural Gas_Building Automation System_A_Technical Potential | F9 | Industrial | Other Industrial | Existing | Space Heating | Natural Gas | Building Automation System | A | Cumulative Winter Peak Savings (MW) | Technical Potential | 0 | 0 | 0 | 0 | 0 | 0 | 0 | 0 | 0 | 0 | 0 | 0 | 0 | 0 | 0 | 0 | 0 | 0 | 0 | 0 | 0 | 0 | 0 | 0 | 0 | 0 | 0 | 0 | 0 | 0 | 0
F10_Industrial_Other Industrial_Existing_Space Heating_Natural Gas_Building Automation System_A_Technical Potential | F10 | Industrial | Other Industrial | Existing | Space Heating | Natural Gas | Building Automation System | A | Purchases (Incremental) | Technical Potential | 0 | 0 | 0 | 0 | 0 | 7524.2405 | 15032.2084 | 26532.9641 | 43182.8366 | 65599.7127 | 92759.7018 | 125833.8636 | 162794.9189 | 198151.9005 | 234560.315 | 260651.8426 | 277320.4701 | 277076.6533 | 258861.6615 | 227866.8978 | 187664.1482 | 142949.7284 | 98604.6021 | 62783.2996 | 40816.5101 | 0 | 0 | 0 | 0 | 0 | 0
F11_Industrial_Other Industrial_Existing_Space Heating_Natural Gas_Building Automation System_A_Technical Potential | F11 | Industrial | Other Industrial | Existing | Space Heating | Natural Gas | Building Automation System | A | Purchases (Cumulative) | Technical Potential | 0 | 0 | 0 | 0 | 0 | 7524.2405 | 22556.4489 | 49089.413 | 92272.2495 | 157871.9623 | 250631.6641 | 376465.5277 | 539260.4466 | 737412.3471 | 971972.6621 | 1232624.5047 | 1509944.9748 | 1787021.6282 | 2045883.2897 | 2273750.1874 | 2461414.3356 | 2604364.064 | 2702968.6661 | 2765751.9657 | 2806568.4758 | 2806568.4758 | 2806568.4758 | 2806568.4758 | 2806568.4758 | 2806568.4758 | 2806568.4758
F1_Industrial_Other Industrial_Existing_Space Heating_Natural Gas_Steam System Efficiency Improvements_A_Technical Potential | F1 | Industrial | Other Industrial | Existing | Space Heating | Natural Gas | Steam System Efficiency Improvements | A | Integrated Unit Energy Savings (kWh or therms) | Technical Potential | 0 | 0 | 0 | 0 | 0 | 0.13697 | 0.13505 | 0.13288 | 0.13048 | 0.12786 | 0.125 | 0.12207 | 0.11907 | 0.11591 | 0.1129 | 0.10989 | 0.10713 | 0.10456 | 0.10212 | 0.1001 | 0.09819 | 0.096409 | 0.09485 | 0.093463 | 0.092147 | 0.091268 | 0.090503 | 0.089779 | 0.11902 | 0.11854 | 0.11809
F2_Industrial_Other Industrial_Existing_Space Heating_Natural Gas_Steam System Efficiency Improvements_A_Technical Potential | F2 | Industrial | Other Industrial | Existing | Space Heating | Natural Gas | Steam System Efficiency Improvements | A | Integrated Unit Summer Peak Savings (kW) | Technical Potential | 0 | 0 | 0 | 0 | 0 | 0 | 0 | 0 | 0 | 0 | 0 | 0 | 0 | 0 | 0 | 0 | 0 | 0 | 0 | 0 | 0 | 0 | 0 | 0 | 0 | 0 | 0 | 0 | 0 | 0 | 0
F3_Industrial_Other Industrial_Existing_Space Heating_Natural Gas_Steam System Efficiency Improvements_A_Technical Potential | F3 | Industrial | Other Industrial | Existing | Space Heating | Natural Gas | Steam System Efficiency Improvements | A | Integrated Unit Winter Peak Savings (kW) | Technical Potential | 0 | 0 | 0 | 0 | 0 | 0 | 0 | 0 | 0 | 0 | 0 | 0 | 0 | 0 | 0 | 0 | 0 | 0 | 0 | 0 | 0 | 0 | 0 | 0 | 0 | 0 | 0 | 0 | 0 | 0 | 0
F4_Industrial_Other Industrial_Existing_Space Heating_Natural Gas_Steam System Efficiency Improvements_A_Technical Potential | F4 | Industrial | Other Industrial | Existing | Space Heating | Natural Gas | Steam System Efficiency Improvements | A | Incremental Energy Savings (MWh or mTherms) | Technical Potential | 0 | 0 | 0 | 0 | 0 | 0.0073038 | 0.014388 | 0.024986 | 0.039932 | 0.059442 | 0.082174 | 0.10886 | 0.13738 | 0.16277 | 0.18768 | 0.20299 | 0.21056 | 0.20532 | 0.18736 | 0.16165 | 0.13059 | 0.097672 | 0.066284 | 0.041587 | 0.026656 | 0 | 0 | 0 | 0 | 0 | 0
F5_Industrial_Other Industrial_Existing_Space Heating_Natural Gas_Steam System Efficiency Improvements_A_Technical Potential | F5 | Industrial | Other Industrial | Existing | Space Heating | Natural Gas | Steam System Efficiency Improvements | A | Incremental Summer Peak Savings (MW) | Technical Potential | 0 | 0 | 0 | 0 | 0 | 0 | 0 | 0 | 0 | 0 | 0 | 0 | 0 | 0 | 0 | 0 | 0 | 0 | 0 | 0 | 0 | 0 | 0 | 0 | 0 | 0 | 0 | 0 | 0 | 0 | 0
F6_Industrial_Other Industrial_Existing_Space Heating_Natural Gas_Steam System Efficiency Improvements_A_Technical Potential | F6 | Industrial | Other Industrial | Existing | Space Heating | Natural Gas | Steam System Efficiency Improvements | A | Incremental Winter Peak Savings (MW) | Technical Potential | 0 | 0 | 0 | 0 | 0 | 0 | 0 | 0 | 0 | 0 | 0 | 0 | 0 | 0 | 0 | 0 | 0 | 0 | 0 | 0 | 0 | 0 | 0 | 0 | 0 | 0 | 0 | 0 | 0 | 0 | 0
F7_Industrial_Other Industrial_Existing_Space Heating_Natural Gas_Steam System Efficiency Improvements_A_Technical Potential | F7 | Industrial | Other Industrial | Existing | Space Heating | Natural Gas | Steam System Efficiency Improvements | A | Cumulative Energy Savings (MWh or mTherms) | Technical Potential | 0 | 0 | 0 | 0 | 0 | 0.0073038 | 0.02159 | 0.046228 | 0.085325 | 0.14305 | 0.22203 | 0.32568 | 0.45508 | 0.60574 | 0.77772 | 0.95994 | 1.1464 | 1.3242 | 1.4808 | 1.613 | 1.7129 | 1.7795 | 1.817 | 1.832 | 1.8329 | 1.8154 | 1.8002 | 1.7858 | 0 | 0 | 0
F8_Industrial_Other Industrial_Existing_Space Heating_Natural Gas_Steam System Efficiency Improvements_A_Technical Potential | F8 | Industrial | Other Industrial | Existing | Space Heating | Natural Gas | Steam System Efficiency Improvements | A | Cumulative Summer Peak Savings (MW) | Technical Potential | 0 | 0 | 0 | 0 | 0 | 0 | 0 | 0 | 0 | 0 | 0 | 0 | 0 | 0 | 0 | 0 | 0 | 0 | 0 | 0 | 0 | 0 | 0 | 0 | 0 | 0 | 0 | 0 | 0 | 0 | 0
F9_Industrial_Other Industrial_Existing_Space Heating_Natural Gas_Steam System Efficiency Improvements_A_Technical Potential | F9 | Industrial | Other Industrial | Existing | Space Heating | Natural Gas | Steam System Efficiency Improvements | A | Cumulative Winter Peak Savings (MW) | Technical Potential | 0 | 0 | 0 | 0 | 0 | 0 | 0 | 0 | 0 | 0 | 0 | 0 | 0 | 0 | 0 | 0 | 0 | 0 | 0 | 0 | 0 | 0 | 0 | 0 | 0 | 0 | 0 | 0 | 0 | 0 | 0
F10_Industrial_Other Industrial_Existing_Space Heating_Natural Gas_Steam System Efficiency Improvements_A_Technical Potential | F10 | Industrial | Other Industrial | Existing | Space Heating | Natural Gas | Steam System Efficiency Improvements | A | Purchases (Incremental) | Technical Potential | 0 | 0 | 0 | 0 | 0 | 53.3252 | 106.5351 | 188.0424 | 306.042 | 464.9132 | 657.3994 | 891.8 | 1153.7475 | 1404.3268 | 1662.3576 | 1847.2715 | 1965.4041 | 1963.6761 | 1834.5843 | 1614.9206 | 1329.9988 | 1013.1022 | 698.8229 | 444.9529 | 289.2716 | 0 | 0 | 0 | 0 | 0 | 0
F11_Industrial_Other Industrial_Existing_Space Heating_Natural Gas_Steam System Efficiency Improvements_A_Technical Potential | F11 | Industrial | Other Industrial | Existing | Space Heating | Natural Gas | Steam System Efficiency Improvements | A | Purchases (Cumulative) | Technical Potential | 0 | 0 | 0 | 0 | 0 | 53.3252 | 159.8603 | 347.9027 | 653.9447 | 1118.8579 | 1776.2573 | 2668.0572 | 3821.8047 | 5226.1315 | 6888.4891 | 8735.7606 | 10701.1647 | 12664.8409 | 14499.4251 | 16114.3457 | 17444.3445 | 18457.4467 | 19156.2696 | 19601.2225 | 19890.4941 | 19890.4941 | 19890.4941 | 19890.4941 | 19890.4941 | 19890.4941 | 19890.4941
F1_Industrial_Other Industrial_Existing_Process_Natural Gas_Steam System Efficiency Improvements_A_Technical Potential | F1 | Industrial | Other Industrial | Existing | Process | Natural Gas | Steam System Efficiency Improvements | A | Integrated Unit Energy Savings (kWh or therms) | Technical Potential | 0 | 0 | 0 | 0 | 0 | 0.10579 | 0.10534 | 0.10489 | 0.10444 | 0.10399 | 0.1035 | 0.10306 | 0.10263 | 0.10218 | 0.10182 | 0.10144 | 0.10113 | 0.10081 | 0.1005 | 0.10025 | 0.099984 | 0.099738 | 0.099497 | 0.099259 | 0.099023 | 0.099002 | 0.098983 | 0.098966 | 0.10623 | 0.10623 | 0.10623
F2_Industrial_Other Industrial_Existing_Process_Natural Gas_Steam System Efficiency Improvements_A_Technical Potential | F2 | Industrial | Other Industrial | Existing | Process | Natural Gas | Steam System Efficiency Improvements | A | Integrated Unit Summer Peak Savings (kW) | Technical Potential | 0 | 0 | 0 | 0 | 0 | 0 | 0 | 0 | 0 | 0 | 0 | 0 | 0 | 0 | 0 | 0 | 0 | 0 | 0 | 0 | 0 | 0 | 0 | 0 | 0 | 0 | 0 | 0 | 0 | 0 | 0
F3_Industrial_Other Industrial_Existing_Process_Natural Gas_Steam System Efficiency Improvements_A_Technical Potential | F3 | Industrial | Other Industrial | Existing | Process | Natural Gas | Steam System Efficiency Improvements | A | Integrated Unit Winter Peak Savings (kW) | Technical Potential | 0 | 0 | 0 | 0 | 0 | 0 | 0 | 0 | 0 | 0 | 0 | 0 | 0 | 0 | 0 | 0 | 0 | 0 | 0 | 0 | 0 | 0 | 0 | 0 | 0 | 0 | 0 | 0 | 0 | 0 | 0
F4_Industrial_Other Industrial_Existing_Process_Natural Gas_Steam System Efficiency Improvements_A_Technical Potential | F4 | Industrial | Other Industrial | Existing | Process | Natural Gas | Steam System Efficiency Improvements | A | Incremental Energy Savings (MWh or mTherms) | Technical Potential | 0 | 0 | 0 | 0 | 0 | 0.00098149 | 0.0019527 | 0.0034319 | 0.0055615 | 0.0084115 | 0.011839 | 0.015991 | 0.020603 | 0.024967 | 0.029451 | 0.032604 | 0.034581 | 0.034444 | 0.032079 | 0.028168 | 0.023137 | 0.017581 | 0.012098 | 0.0076844 | 0.0049839 | 0 | 0 | 0 | 0 | 0 | 0
F5_Industrial_Other Industrial_Existing_Process_Natural Gas_Steam System Efficiency Improvements_A_Technical Potential | F5 | Industrial | Other Industrial | Existing | Process | Natural Gas | Steam System Efficiency Improvements | A | Incremental Summer Peak Savings (MW) | Technical Potential | 0 | 0 | 0 | 0 | 0 | 0 | 0 | 0 | 0 | 0 | 0 | 0 | 0 | 0 | 0 | 0 | 0 | 0 | 0 | 0 | 0 | 0 | 0 | 0 | 0 | 0 | 0 | 0 | 0 | 0 | 0
F6_Industrial_Other Industrial_Existing_Process_Natural Gas_Steam System Efficiency Improvements_A_Technical Potential | F6 | Industrial | Other Industrial | Existing | Process | Natural Gas | Steam System Efficiency Improvements | A | Incremental Winter Peak Savings (MW) | Technical Potential | 0 | 0 | 0 | 0 | 0 | 0 | 0 | 0 | 0 | 0 | 0 | 0 | 0 | 0 | 0 | 0 | 0 | 0 | 0 | 0 | 0 | 0 | 0 | 0 | 0 | 0 | 0 | 0 | 0 | 0 | 0
F7_Industrial_Other Industrial_Existing_Process_Natural Gas_Steam System Efficiency Improvements_A_Technical Potential | F7 | Industrial | Other Industrial | Existing | Process | Natural Gas | Steam System Efficiency Improvements | A | Cumulative Energy Savings (MWh or mTherms) | Technical Potential | 0 | 0 | 0 | 0 | 0 | 0.00098149 | 0.0029301 | 0.0063495 | 0.011884 | 0.020243 | 0.031987 | 0.047841 | 0.068247 | 0.092913 | 0.12204 | 0.15418 | 0.18829 | 0.22215 | 0.25353 | 0.28108 | 0.30347 | 0.3203 | 0.33163 | 0.33852 | 0.34269 | 0.34262 | 0.34256 | 0.3425 | 0 | 0 | 0
F8_Industrial_Other Industrial_Existing_Process_Natural Gas_Steam System Efficiency Improvements_A_Technical Potential | F8 | Industrial | Other Industrial | Existing | Process | Natural Gas | Steam System Efficiency Improvements | A | Cumulative Summer Peak Savings (MW) | Technical Potential | 0 | 0 | 0 | 0 | 0 | 0 | 0 | 0 | 0 | 0 | 0 | 0 | 0 | 0 | 0 | 0 | 0 | 0 | 0 | 0 | 0 | 0 | 0 | 0 | 0 | 0 | 0 | 0 | 0 | 0 | 0
F9_Industrial_Other Industrial_Existing_Process_Natural Gas_Steam System Efficiency Improvements_A_Technical Potential | F9 | Industrial | Other Industrial | Existing | Process | Natural Gas | Steam System Efficiency Improvements | A | Cumulative Winter Peak Savings (MW) | Technical Potential | 0 | 0 | 0 | 0 | 0 | 0 | 0 | 0 | 0 | 0 | 0 | 0 | 0 | 0 | 0 | 0 | 0 | 0 | 0 | 0 | 0 | 0 | 0 | 0 | 0 | 0 | 0 | 0 | 0 | 0 | 0
F10_Industrial_Other Industrial_Existing_Process_Natural Gas_Steam System Efficiency Improvements_A_Technical Potential | F10 | Industrial | Other Industrial | Existing | Process | Natural Gas | Steam System Efficiency Improvements | A | Purchases (Incremental) | Technical Potential | 0 | 0 | 0 | 0 | 0 | 9.2781 | 18.5362 | 32.7177 | 53.2486 | 80.8908 | 114.3817 | 155.1654 | 200.7419 | 244.3405 | 289.2356 | 321.409 | 341.963 | 341.6624 | 319.2015 | 280.982 | 231.4081 | 176.2709 | 121.589 | 77.4179 | 50.3307 | 0 | 0 | 0 | 0 | 0 | 0
F11_Industrial_Other Industrial_Existing_Process_Natural Gas_Steam System Efficiency Improvements_A_Technical Potential | F11 | Industrial | Other Industrial | Existing | Process | Natural Gas | Steam System Efficiency Improvements | A | Purchases (Cumulative) | Technical Potential | 0 | 0 | 0 | 0 | 0 | 9.2781 | 27.8143 | 60.532 | 113.7806 | 194.6714 | 309.0532 | 464.2185 | 664.9604 | 909.301 | 1198.5366 | 1519.9456 | 1861.9086 | 2203.571 | 2522.7725 | 2803.7545 | 3035.1626 | 3211.4335 | 3333.0226 | 3410.4405 | 3460.7712 | 3460.7712 | 3460.7712 | 3460.7712 | 3460.7712 | 3460.7712 | 3460.7712
F1_Industrial_Other Industrial_Existing_Space Heating_Natural Gas_Strategic Energy Management_A_Technical Potential | F1 | Industrial | Other Industrial | Existing | Space Heating | Natural Gas | Strategic Energy Management | A | Integrated Unit Energy Savings (kWh or therms) | Technical Potential | 0 | 0 | 0 | 0 | 0 | 3.128 | 3.1035 | 3.072 | 3.0374 | 2.9994 | 2.9579 | 2.9137 | 2.8669 | 2.8159 | 2.7618 | 2.7066 | 2.6525 | 2.6021 | 2.5544 | 2.5129 | 2.4748 | 2.4389 | 2.409 | 2.3825 | 2.3584 | 2.3393 | 2.3226 | 2.3065 | 0 | 0 | 0
F2_Industrial_Other Industrial_Existing_Space Heating_Natural Gas_Strategic Energy Management_A_Technical Potential | F2 | Industrial | Other Industrial | Existing | Space Heating | Natural Gas | Strategic Energy Management | A | Integrated Unit Summer Peak Savings (kW) | Technical Potential | 0 | 0 | 0 | 0 | 0 | 0 | 0 | 0 | 0 | 0 | 0 | 0 | 0 | 0 | 0 | 0 | 0 | 0 | 0 | 0 | 0 | 0 | 0 | 0 | 0 | 0 | 0 | 0 | 0 | 0 | 0
F3_Industrial_Other Industrial_Existing_Space Heating_Natural Gas_Strategic Energy Management_A_Technical Potential | F3 | Industrial | Other Industrial | Existing | Space Heating | Natural Gas | Strategic Energy Management | A | Integrated Unit Winter Peak Savings (kW) | Technical Potential | 0 | 0 | 0 | 0 | 0 | 0 | 0 | 0 | 0 | 0 | 0 | 0 | 0 | 0 | 0 | 0 | 0 | 0 | 0 | 0 | 0 | 0 | 0 | 0 | 0 | 0 | 0 | 0 | 0 | 0 | 0
F4_Industrial_Other Industrial_Existing_Space Heating_Natural Gas_Strategic Energy Management_A_Technical Potential | F4 | Industrial | Other Industrial | Existing | Space Heating | Natural Gas | Strategic Energy Management | A | Incremental Energy Savings (MWh or mTherms) | Technical Potential | 0 | 0 | 0 | 0 | 0 | 0.72987 | 0.72374 | 0.71218 | 0.70453 | 0.69629 | 0.67794 | 0.66598 | 0.65396 | 0.63211 | 0.62235 | 0.6041 | 0.59209 | 0.57791 | 0.56227 | 0.5538 | 0.54312 | 0.53318 | 0.52471 | 0.51719 | 0.51034 | 0 | 0 | 0 | 0 | 0 | 0
F5_Industrial_Other Industrial_Existing_Space Heating_Natural Gas_Strategic Energy Management_A_Technical Potential | F5 | Industrial | Other Industrial | Existing | Space Heating | Natural Gas | Strategic Energy Management | A | Incremental Summer Peak Savings (MW) | Technical Potential | 0 | 0 | 0 | 0 | 0 | 0 | 0 | 0 | 0 | 0 | 0 | 0 | 0 | 0 | 0 | 0 | 0 | 0 | 0 | 0 | 0 | 0 | 0 | 0 | 0 | 0 | 0 | 0 | 0 | 0 | 0
F6_Industrial_Other Industrial_Existing_Space Heating_Natural Gas_Strategic Energy Management_A_Technical Potential | F6 | Industrial | Other Industrial | Existing | Space Heating | Natural Gas | Strategic Energy Management | A | Incremental Winter Peak Savings (MW) | Technical Potential | 0 | 0 | 0 | 0 | 0 | 0 | 0 | 0 | 0 | 0 | 0 | 0 | 0 | 0 | 0 | 0 | 0 | 0 | 0 | 0 | 0 | 0 | 0 | 0 | 0 | 0 | 0 | 0 | 0 | 0 | 0
F7_Industrial_Other Industrial_Existing_Space Heating_Natural Gas_Strategic Energy Management_A_Technical Potential | F7 | Industrial | Other Industrial | Existing | Space Heating | Natural Gas | Strategic Energy Management | A | Cumulative Energy Savings (MWh or mTherms) | Technical Potential | 0 | 0 | 0 | 0 | 0 | 0.72987 | 1.4479 | 2.1454 | 2.8257 | 3.4867 | 4.1164 | 4.7208 | 5.299 | 5.8368 | 6.347 | 6.8244 | 7.28 | 7.7195 | 8.1404 | 8.562 | 8.975 | 9.3783 | 9.7877 | 10.1976 | 10.6047 | 10.5186 | 10.4436 | 10.3714 | 0 | 0 | 0
F8_Industrial_Other Industrial_Existing_Space Heating_Natural Gas_Strategic Energy Management_A_Technical Potential | F8 | Industrial | Other Industrial | Existing | Space Heating | Natural Gas | Strategic Energy Management | A | Cumulative Summer Peak Savings (MW) | Technical Potential | 0 | 0 | 0 | 0 | 0 | 0 | 0 | 0 | 0 | 0 | 0 | 0 | 0 | 0 | 0 | 0 | 0 | 0 | 0 | 0 | 0 | 0 | 0 | 0 | 0 | 0 | 0 | 0 | 0 | 0 | 0
F9_Industrial_Other Industrial_Existing_Space Heating_Natural Gas_Strategic Energy Management_A_Technical Potential | F9 | Industrial | Other Industrial | Existing | Space Heating | Natural Gas | Strategic Energy Management | A | Cumulative Winter Peak Savings (MW) | Technical Potential | 0 | 0 | 0 | 0 | 0 | 0 | 0 | 0 | 0 | 0 | 0 | 0 | 0 | 0 | 0 | 0 | 0 | 0 | 0 | 0 | 0 | 0 | 0 | 0 | 0 | 0 | 0 | 0 | 0 | 0 | 0
F10_Industrial_Other Industrial_Existing_Space Heating_Natural Gas_Strategic Energy Management_A_Technical Potential | F10 | Industrial | Other Industrial | Existing | Space Heating | Natural Gas | Strategic Energy Management | A | Purchases (Incremental) | Technical Potential | 0 | 0 | 0 | 0 | 0 | 233.3305 | 233.2025 | 231.8272 | 231.9525 | 232.1443 | 229.1963 | 228.57 | 228.1059 | 224.4837 | 225.3407 | 223.1918 | 223.2208 | 222.0973 | 220.1162 | 220.377 | 219.4656 | 218.6121 | 217.8155 | 217.0753 | 216.3908 | 0 | 0 | 0 | 0 | 0 | 0
F11_Industrial_Other Industrial_Existing_Space Heating_Natural Gas_Strategic Energy Management_A_Technical Potential | F11 | Industrial | Other Industrial | Existing | Space Heating | Natural Gas | Strategic Energy Management | A | Purchases (Cumulative) | Technical Potential | 0 | 0 | 0 | 0 | 0 | 233.3305 | 466.533 | 698.3601 | 930.3127 | 1162.457 | 1391.6533 | 1620.2233 | 1848.3292 | 2072.8128 | 2298.1536 | 2521.3454 | 2744.5662 | 2966.6635 | 3186.7797 | 3407.1567 | 3626.6223 | 3845.2344 | 4063.0499 | 4280.1252 | 4496.516 | 4496.516 | 4496.516 | 4496.516 | 4496.516 | 4496.516 | 4496.516
F1_Industrial_Other Industrial_Existing_Process_Natural Gas_Strategic Energy Management_A_Technical Potential | F1 | Industrial | Other Industrial | Existing | Process | Natural Gas | Strategic Energy Management | A | Integrated Unit Energy Savings (kWh or therms) | Technical Potential | 0 | 0 | 0 | 0 | 0 | 1.4038 | 1.401 | 1.3982 | 1.3954 | 1.3925 | 1.3895 | 1.3867 | 1.3841 | 1.3813 | 1.3791 | 1.3769 | 1.3751 | 1.3734 | 1.3718 | 1.3705 | 1.3691 | 1.3678 | 1.3665 | 1.3652 | 1.364 | 1.3638 | 1.3637 | 1.3636 | 0 | 0 | 0
F2_Industrial_Other Industrial_Existing_Process_Natural Gas_Strategic Energy Management_A_Technical Potential | F2 | Industrial | Other Industrial | Existing | Process | Natural Gas | Strategic Energy Management | A | Integrated Unit Summer Peak Savings (kW) | Technical Potential | 0 | 0 | 0 | 0 | 0 | 0 | 0 | 0 | 0 | 0 | 0 | 0 | 0 | 0 | 0 | 0 | 0 | 0 | 0 | 0 | 0 | 0 | 0 | 0 | 0 | 0 | 0 | 0 | 0 | 0 | 0
F3_Industrial_Other Industrial_Existing_Process_Natural Gas_Strategic Energy Management_A_Technical Potential | F3 | Industrial | Other Industrial | Existing | Process | Natural Gas | Strategic Energy Management | A | Integrated Unit Winter Peak Savings (kW) | Technical Potential | 0 | 0 | 0 | 0 | 0 | 0 | 0 | 0 | 0 | 0 | 0 | 0 | 0 | 0 | 0 | 0 | 0 | 0 | 0 | 0 | 0 | 0 | 0 | 0 | 0 | 0 | 0 | 0 | 0 | 0 | 0
F4_Industrial_Other Industrial_Existing_Process_Natural Gas_Strategic Energy Management_A_Technical Potential | F4 | Industrial | Other Industrial | Existing | Process | Natural Gas | Strategic Energy Management | A | Incremental Energy Savings (MWh or mTherms) | Technical Potential | 0 | 0 | 0 | 0 | 0 | 1.5237 | 1.5198 | 1.5078 | 1.5056 | 1.5038 | 1.4814 | 1.4744 | 1.4686 | 1.4424 | 1.4457 | 1.4296 | 1.4279 | 1.419 | 1.4046 | 1.405 | 1.3977 | 1.391 | 1.3846 | 1.3786 | 1.373 | 0 | 0 | 0 | 0 | 0 | 0
F5_Industrial_Other Industrial_Existing_Process_Natural Gas_Strategic Energy Management_A_Technical Potential | F5 | Industrial | Other Industrial | Existing | Process | Natural Gas | Strategic Energy Management | A | Incremental Summer Peak Savings (MW) | Technical Potential | 0 | 0 | 0 | 0 | 0 | 0 | 0 | 0 | 0 | 0 | 0 | 0 | 0 | 0 | 0 | 0 | 0 | 0 | 0 | 0 | 0 | 0 | 0 | 0 | 0 | 0 | 0 | 0 | 0 | 0 | 0
F6_Industrial_Other Industrial_Existing_Process_Natural Gas_Strategic Energy Management_A_Technical Potential | F6 | Industrial | Other Industrial | Existing | Process | Natural Gas | Strategic Energy Management | A | Incremental Winter Peak Savings (MW) | Technical Potential | 0 | 0 | 0 | 0 | 0 | 0 | 0 | 0 | 0 | 0 | 0 | 0 | 0 | 0 | 0 | 0 | 0 | 0 | 0 | 0 | 0 | 0 | 0 | 0 | 0 | 0 | 0 | 0 | 0 | 0 | 0
F7_Industrial_Other Industrial_Existing_Process_Natural Gas_Strategic Energy Management_A_Technical Potential | F7 | Industrial | Other Industrial | Existing | Process | Natural Gas | Strategic Energy Management | A | Cumulative Energy Savings (MWh or mTherms) | Technical Potential | 0 | 0 | 0 | 0 | 0 | 1.5237 | 3.0405 | 4.5422 | 6.0387 | 7.5302 | 8.9952 | 10.4516 | 11.9003 | 13.3186 | 14.7438 | 16.1493 | 17.5569 | 18.9542 | 20.3355 | 21.7217 | 23.0972 | 24.4663 | 25.8279 | 27.1824 | 28.5301 | 28.5275 | 28.5251 | 28.523 | 0 | 0 | 0
F8_Industrial_Other Industrial_Existing_Process_Natural Gas_Strategic Energy Management_A_Technical Potential | F8 | Industrial | Other Industrial | Existing | Process | Natural Gas | Strategic Energy Management | A | Cumulative Summer Peak Savings (MW) | Technical Potential | 0 | 0 | 0 | 0 | 0 | 0 | 0 | 0 | 0 | 0 | 0 | 0 | 0 | 0 | 0 | 0 | 0 | 0 | 0 | 0 | 0 | 0 | 0 | 0 | 0 | 0 | 0 | 0 | 0 | 0 | 0
F9_Industrial_Other Industrial_Existing_Process_Natural Gas_Strategic Energy Management_A_Technical Potential | F9 | Industrial | Other Industrial | Existing | Process | Natural Gas | Strategic Energy Management | A | Cumulative Winter Peak Savings (MW) | Technical Potential | 0 | 0 | 0 | 0 | 0 | 0 | 0 | 0 | 0 | 0 | 0 | 0 | 0 | 0 | 0 | 0 | 0 | 0 | 0 | 0 | 0 | 0 | 0 | 0 | 0 | 0 | 0 | 0 | 0 | 0 | 0
F10_Industrial_Other Industrial_Existing_Process_Natural Gas_Strategic Energy Management_A_Technical Potential | F10 | Industrial | Other Industrial | Existing | Process | Natural Gas | Strategic Energy Management | A | Purchases (Incremental) | Technical Potential | 0 | 0 | 0 | 0 | 0 | 1085.4152 | 1084.8195 | 1078.4219 | 1079.0049 | 1079.8971 | 1066.1836 | 1063.27 | 1061.1111 | 1044.2611 | 1048.2481 | 1038.2517 | 1038.3864 | 1033.1602 | 1023.9444 | 1025.1574 | 1020.9181 | 1016.9474 | 1013.242 | 1009.7987 | 1006.6143 | 0 | 0 | 0 | 0 | 0 | 0
F11_Industrial_Other Industrial_Existing_Process_Natural Gas_Strategic Energy Management_A_Technical Potential | F11 | Industrial | Other Industrial | Existing | Process | Natural Gas | Strategic Energy Management | A | Purchases (Cumulative) | Technical Potential | 0 | 0 | 0 | 0 | 0 | 1085.4152 | 2170.2346 | 3248.6565 | 4327.6615 | 5407.5586 | 6473.7422 | 7537.0122 | 8598.1233 | 9642.3844 | 10690.6325 | 11728.8841 | 12767.2705 | 13800.4307 | 14824.3751 | 15849.5325 | 16870.4506 | 17887.3979 | 18900.6399 | 19910.4386 | 20917.0529 | 20917.0529 | 20917.0529 | 20917.0529 | 20917.0529 | 20917.0529 | 20917.0529
F1_Industrial_Other Industrial_Existing_Miscellaneous_Natural Gas_Strategic Energy Management_A_Technical Potential | F1 | Industrial | Other Industrial | Existing | Miscellaneous | Natural Gas | Strategic Energy Management | A | Integrated Unit Energy Savings (kWh or therms) | Technical Potential | 0 | 0 | 0 | 0 | 0 | 0.89787 | 0.89787 | 0.89787 | 0.89787 | 0.89787 | 0.89787 | 0.89787 | 0.89787 | 0.89787 | 0.89787 | 0.89787 | 0.89787 | 0.89787 | 0.89787 | 0.89787 | 0.89787 | 0.89787 | 0.89787 | 0.89787 | 0.89787 | 0.89787 | 0.89787 | 0.89787 | 0 | 0 | 0
F2_Industrial_Other Industrial_Existing_Miscellaneous_Natural Gas_Strategic Energy Management_A_Technical Potential | F2 | Industrial | Other Industrial | Existing | Miscellaneous | Natural Gas | Strategic Energy Management | A | Integrated Unit Summer Peak Savings (kW) | Technical Potential | 0 | 0 | 0 | 0 | 0 | 0 | 0 | 0 | 0 | 0 | 0 | 0 | 0 | 0 | 0 | 0 | 0 | 0 | 0 | 0 | 0 | 0 | 0 | 0 | 0 | 0 | 0 | 0 | 0 | 0 | 0
F3_Industrial_Other Industrial_Existing_Miscellaneous_Natural Gas_Strategic Energy Management_A_Technical Potential | F3 | Industrial | Other Industrial | Existing | Miscellaneous | Natural Gas | Strategic Energy Management | A | Integrated Unit Winter Peak Savings (kW) | Technical Potential | 0 | 0 | 0 | 0 | 0 | 0 | 0 | 0 | 0 | 0 | 0 | 0 | 0 | 0 | 0 | 0 | 0 | 0 | 0 | 0 | 0 | 0 | 0 | 0 | 0 | 0 | 0 | 0 | 0 | 0 | 0
F4_Industrial_Other Industrial_Existing_Miscellaneous_Natural Gas_Strategic Energy Management_A_Technical Potential | F4 | Industrial | Other Industrial | Existing | Miscellaneous | Natural Gas | Strategic Energy Management | A | Incremental Energy Savings (MWh or mTherms) | Technical Potential | 0 | 0 | 0 | 0 | 0 | 0.24364 | 0.24351 | 0.24207 | 0.2422 | 0.2424 | 0.23932 | 0.23867 | 0.23819 | 0.2344 | 0.2353 | 0.23305 | 0.23308 | 0.23191 | 0.22984 | 0.23011 | 0.22916 | 0.22827 | 0.22744 | 0.22667 | 0.22595 | 0 | 0 | 0 | 0 | 0 | 0
F5_Industrial_Other Industrial_Existing_Miscellaneous_Natural Gas_Strategic Energy Management_A_Technical Potential | F5 | Industrial | Other Industrial | Existing | Miscellaneous | Natural Gas | Strategic Energy Management | A | Incremental Summer Peak Savings (MW) | Technical Potential | 0 | 0 | 0 | 0 | 0 | 0 | 0 | 0 | 0 | 0 | 0 | 0 | 0 | 0 | 0 | 0 | 0 | 0 | 0 | 0 | 0 | 0 | 0 | 0 | 0 | 0 | 0 | 0 | 0 | 0 | 0
F6_Industrial_Other Industrial_Existing_Miscellaneous_Natural Gas_Strategic Energy Management_A_Technical Potential | F6 | Industrial | Other Industrial | Existing | Miscellaneous | Natural Gas | Strategic Energy Management | A | Incremental Winter Peak Savings (MW) | Technical Potential | 0 | 0 | 0 | 0 | 0 | 0 | 0 | 0 | 0 | 0 | 0 | 0 | 0 | 0 | 0 | 0 | 0 | 0 | 0 | 0 | 0 | 0 | 0 | 0 | 0 | 0 | 0 | 0 | 0 | 0 | 0
F7_Industrial_Other Industrial_Existing_Miscellaneous_Natural Gas_Strategic Energy Management_A_Technical Potential | F7 | Industrial | Other Industrial | Existing | Miscellaneous | Natural Gas | Strategic Energy Management | A | Cumulative Energy Savings (MWh or mTherms) | Technical Potential | 0 | 0 | 0 | 0 | 0 | 0.24364 | 0.48715 | 0.72922 | 0.97142 | 1.2138 | 1.4531 | 1.6918 | 1.93 | 2.1644 | 2.3997 | 2.6328 | 2.8658 | 3.0978 | 3.3276 | 3.5577 | 3.7869 | 4.0151 | 4.2426 | 4.4693 | 4.6952 | 4.6952 | 4.6952 | 4.6952 | 0 | 0 | 0
F8_Industrial_Other Industrial_Existing_Miscellaneous_Natural Gas_Strategic Energy Management_A_Technical Potential | F8 | Industrial | Other Industrial | Existing | Miscellaneous | Natural Gas | Strategic Energy Management | A | Cumulative Summer Peak Savings (MW) | Technical Potential | 0 | 0 | 0 | 0 | 0 | 0 | 0 | 0 | 0 | 0 | 0 | 0 | 0 | 0 | 0 | 0 | 0 | 0 | 0 | 0 | 0 | 0 | 0 | 0 | 0 | 0 | 0 | 0 | 0 | 0 | 0
F9_Industrial_Other Industrial_Existing_Miscellaneous_Natural Gas_Strategic Energy Management_A_Technical Potential | F9 | Industrial | Other Industrial | Existing | Miscellaneous | Natural Gas | Strategic Energy Management | A | Cumulative Winter Peak Savings (MW) | Technical Potential | 0 | 0 | 0 | 0 | 0 | 0 | 0 | 0 | 0 | 0 | 0 | 0 | 0 | 0 | 0 | 0 | 0 | 0 | 0 | 0 | 0 | 0 | 0 | 0 | 0 | 0 | 0 | 0 | 0 | 0 | 0
F10_Industrial_Other Industrial_Existing_Miscellaneous_Natural Gas_Strategic Energy Management_A_Technical Potential | F10 | Industrial | Other Industrial | Existing | Miscellaneous | Natural Gas | Strategic Energy Management | A | Purchases (Incremental) | Technical Potential | 0 | 0 | 0 | 0 | 0 | 271.3538 | 271.2049 | 269.6055 | 269.7512 | 269.9743 | 266.5459 | 265.8175 | 265.2778 | 261.0653 | 262.062 | 259.5629 | 259.5966 | 258.29 | 255.9861 | 256.2893 | 255.2295 | 254.2368 | 253.3105 | 252.4497 | 251.6536 | 0 | 0 | 0 | 0 | 0 | 0
F11_Industrial_Other Industrial_Existing_Miscellaneous_Natural Gas_Strategic Energy Management_A_Technical Potential | F11 | Industrial | Other Industrial | Existing | Miscellaneous | Natural Gas | Strategic Energy Management | A | Purchases (Cumulative) | Technical Potential | 0 | 0 | 0 | 0 | 0 | 271.3538 | 542.5587 | 812.1641 | 1081.9154 | 1351.8897 | 1618.4355 | 1884.253 | 2149.5308 | 2410.5961 | 2672.6581 | 2932.221 | 3191.8176 | 3450.1077 | 3706.0938 | 3962.3831 | 4217.6126 | 4471.8495 | 4725.16 | 4977.6097 | 5229.2632 | 5229.2632 | 5229.2632 | 5229.2632 | 5229.2632 | 5229.2632 | 5229.2632
F1_Industrial_Other Industrial_Existing_Space Heating_Natural Gas_Commissioning_A_Technical Potential | F1 | Industrial | Other Industrial | Existing | Space Heating | Natural Gas | Commissioning | A | Integrated Unit Energy Savings (kWh or therms) | Technical Potential | 0 | 0 | 0 | 0 | 0 | 3.7566 | 3.7313 | 3.6986 | 3.6632 | 3.6253 | 3.5856 | 3.5446 | 3.5028 | 3.4591 | 3.4123 | 3.3668 | 3.322 | 3.2819 | 3.2442 | 3.2098 | 3.1773 | 3.1444 | 3.1154 | 3.0883 | 3.0625 | 3.0382 | 3.0172 | 2.9968 | 0 | 0 | 0
F2_Industrial_Other Industrial_Existing_Space Heating_Natural Gas_Commissioning_A_Technical Potential | F2 | Industrial | Other Industrial | Existing | Space Heating | Natural Gas | Commissioning | A | Integrated Unit Summer Peak Savings (kW) | Technical Potential | 0 | 0 | 0 | 0 | 0 | 0 | 0 | 0 | 0 | 0 | 0 | 0 | 0 | 0 | 0 | 0 | 0 | 0 | 0 | 0 | 0 | 0 | 0 | 0 | 0 | 0 | 0 | 0 | 0 | 0 | 0
F3_Industrial_Other Industrial_Existing_Space Heating_Natural Gas_Commissioning_A_Technical Potential | F3 | Industrial | Other Industrial | Existing | Space Heating | Natural Gas | Commissioning | A | Integrated Unit Winter Peak Savings (kW) | Technical Potential | 0 | 0 | 0 | 0 | 0 | 0 | 0 | 0 | 0 | 0 | 0 | 0 | 0 | 0 | 0 | 0 | 0 | 0 | 0 | 0 | 0 | 0 | 0 | 0 | 0 | 0 | 0 | 0 | 0 | 0 | 0
F4_Industrial_Other Industrial_Existing_Space Heating_Natural Gas_Commissioning_A_Technical Potential | F4 | Industrial | Other Industrial | Existing | Space Heating | Natural Gas | Commissioning | A | Incremental Energy Savings (MWh or mTherms) | Technical Potential | 0 | 0 | 0 | 0 | 0 | 0 | 0 | 0 | 0 | 0 | 0 | 0 | 0 | 0 | 0 | 0 | 0 | 0 | 0 | 0 | 0 | 0 | 0 | 0 | 0 | 0 | 0 | 0 | 0 | 0 | 0
F5_Industrial_Other Industrial_Existing_Space Heating_Natural Gas_Commissioning_A_Technical Potential | F5 | Industrial | Other Industrial | Existing | Space Heating | Natural Gas | Commissioning | A | Incremental Summer Peak Savings (MW) | Technical Potential | 0 | 0 | 0 | 0 | 0 | 0 | 0 | 0 | 0 | 0 | 0 | 0 | 0 | 0 | 0 | 0 | 0 | 0 | 0 | 0 | 0 | 0 | 0 | 0 | 0 | 0 | 0 | 0 | 0 | 0 | 0
F6_Industrial_Other Industrial_Existing_Space Heating_Natural Gas_Commissioning_A_Technical Potential | F6 | Industrial | Other Industrial | Existing | Space Heating | Natural Gas | Commissioning | A | Incremental Winter Peak Savings (MW) | Technical Potential | 0 | 0 | 0 | 0 | 0 | 0 | 0 | 0 | 0 | 0 | 0 | 0 | 0 | 0 | 0 | 0 | 0 | 0 | 0 | 0 | 0 | 0 | 0 | 0 | 0 | 0 | 0 | 0 | 0 | 0 | 0
F7_Industrial_Other Industrial_Existing_Space Heating_Natural Gas_Commissioning_A_Technical Potential | F7 | Industrial | Other Industrial | Existing | Space Heating | Natural Gas | Commissioning | A | Cumulative Energy Savings (MWh or mTherms) | Technical Potential | 0 | 0 | 0 | 0 | 0 | 0 | 0 | 0 | 0 | 0 | 0 | 0 | 0 | 0 | 0 | 0 | 0 | 0 | 0 | 0 | 0 | 0 | 0 | 0 | 0 | 0 | 0 | 0 | 0 | 0 | 0
F8_Industrial_Other Industrial_Existing_Space Heating_Natural Gas_Commissioning_A_Technical Potential | F8 | Industrial | Other Industrial | Existing | Space Heating | Natural Gas | Commissioning | A | Cumulative Summer Peak Savings (MW) | Technical Potential | 0 | 0 | 0 | 0 | 0 | 0 | 0 | 0 | 0 | 0 | 0 | 0 | 0 | 0 | 0 | 0 | 0 | 0 | 0 | 0 | 0 | 0 | 0 | 0 | 0 | 0 | 0 | 0 | 0 | 0 | 0
F9_Industrial_Other Industrial_Existing_Space Heating_Natural Gas_Commissioning_A_Technical Potential | F9 | Industrial | Other Industrial | Existing | Space Heating | Natural Gas | Commissioning | A | Cumulative Winter Peak Savings (MW) | Technical Potential | 0 | 0 | 0 | 0 | 0 | 0 | 0 | 0 | 0 | 0 | 0 | 0 | 0 | 0 | 0 | 0 | 0 | 0 | 0 | 0 | 0 | 0 | 0 | 0 | 0 | 0 | 0 | 0 | 0 | 0 | 0
F10_Industrial_Other Industrial_Existing_Space Heating_Natural Gas_Commissioning_A_Technical Potential | F10 | Industrial | Other Industrial | Existing | Space Heating | Natural Gas | Commissioning | A | Purchases (Incremental) | Technical Potential | 0 | 0 | 0 | 0 | 0 | 0 | 0 | 0 | 0 | 0 | 0 | 0 | 0 | 0 | 0 | 0 | 0 | 0 | 0 | 0 | 0 | 0 | 0 | 0 | 0 | 0 | 0 | 0 | 0 | 0 | 0
F11_Industrial_Other Industrial_Existing_Space Heating_Natural Gas_Commissioning_A_Technical Potential | F11 | Industrial | Other Industrial | Existing | Space Heating | Natural Gas | Commissioning | A | Purchases (Cumulative) | Technical Potential | 0 | 0 | 0 | 0 | 0 | 0 | 0 | 0 | 0 | 0 | 0 | 0 | 0 | 0 | 0 | 0 | 0 | 0 | 0 | 0 | 0 | 0 | 0 | 0 | 0 | 0 | 0 | 0 | 0 | 0 | 0
F1_Industrial_Other Industrial_Existing_Process_Natural Gas_Commissioning_A_Technical Potential | F1 | Industrial | Other Industrial | Existing | Process | Natural Gas | Commissioning | A | Integrated Unit Energy Savings (kWh or therms) | Technical Potential | 0 | 0 | 0 | 0 | 0 | 7.8485 | 7.847 | 7.846 | 7.8452 | 7.8446 | 7.8439 | 7.8434 | 7.8429 | 7.8424 | 7.8422 | 7.8418 | 7.8416 | 7.8414 | 7.8412 | 7.8411 | 7.841 | 7.8409 | 7.8408 | 7.8407 | 7.8407 | 7.8406 | 7.8406 | 7.8406 | 0 | 0 | 0
F2_Industrial_Other Industrial_Existing_Process_Natural Gas_Commissioning_A_Technical Potential | F2 | Industrial | Other Industrial | Existing | Process | Natural Gas | Commissioning | A | Integrated Unit Summer Peak Savings (kW) | Technical Potential | 0 | 0 | 0 | 0 | 0 | 0 | 0 | 0 | 0 | 0 | 0 | 0 | 0 | 0 | 0 | 0 | 0 | 0 | 0 | 0 | 0 | 0 | 0 | 0 | 0 | 0 | 0 | 0 | 0 | 0 | 0
F3_Industrial_Other Industrial_Existing_Process_Natural Gas_Commissioning_A_Technical Potential | F3 | Industrial | Other Industrial | Existing | Process | Natural Gas | Commissioning | A | Integrated Unit Winter Peak Savings (kW) | Technical Potential | 0 | 0 | 0 | 0 | 0 | 0 | 0 | 0 | 0 | 0 | 0 | 0 | 0 | 0 | 0 | 0 | 0 | 0 | 0 | 0 | 0 | 0 | 0 | 0 | 0 | 0 | 0 | 0 | 0 | 0 | 0
F4_Industrial_Other Industrial_Existing_Process_Natural Gas_Commissioning_A_Technical Potential | F4 | Industrial | Other Industrial | Existing | Process | Natural Gas | Commissioning | A | Incremental Energy Savings (MWh or mTherms) | Technical Potential | 0 | 0 | 0 | 0 | 0 | 0 | 0 | 0 | 0 | 0 | 0 | 0 | 0 | 0 | 0 | 0 | 0 | 0 | 0 | 0 | 0 | 0 | 0 | 0 | 0 | 0 | 0 | 0 | 0 | 0 | 0
F5_Industrial_Other Industrial_Existing_Process_Natural Gas_Commissioning_A_Technical Potential | F5 | Industrial | Other Industrial | Existing | Process | Natural Gas | Commissioning | A | Incremental Summer Peak Savings (MW) | Technical Potential | 0 | 0 | 0 | 0 | 0 | 0 | 0 | 0 | 0 | 0 | 0 | 0 | 0 | 0 | 0 | 0 | 0 | 0 | 0 | 0 | 0 | 0 | 0 | 0 | 0 | 0 | 0 | 0 | 0 | 0 | 0
F6_Industrial_Other Industrial_Existing_Process_Natural Gas_Commissioning_A_Technical Potential | F6 | Industrial | Other Industrial | Existing | Process | Natural Gas | Commissioning | A | Incremental Winter Peak Savings (MW) | Technical Potential | 0 | 0 | 0 | 0 | 0 | 0 | 0 | 0 | 0 | 0 | 0 | 0 | 0 | 0 | 0 | 0 | 0 | 0 | 0 | 0 | 0 | 0 | 0 | 0 | 0 | 0 | 0 | 0 | 0 | 0 | 0
F7_Industrial_Other Industrial_Existing_Process_Natural Gas_Commissioning_A_Technical Potential | F7 | Industrial | Other Industrial | Existing | Process | Natural Gas | Commissioning | A | Cumulative Energy Savings (MWh or mTherms) | Technical Potential | 0 | 0 | 0 | 0 | 0 | 0 | 0 | 0 | 0 | 0 | 0 | 0 | 0 | 0 | 0 | 0 | 0 | 0 | 0 | 0 | 0 | 0 | 0 | 0 | 0 | 0 | 0 | 0 | 0 | 0 | 0
F8_Industrial_Other Industrial_Existing_Process_Natural Gas_Commissioning_A_Technical Potential | F8 | Industrial | Other Industrial | Existing | Process | Natural Gas | Commissioning | A | Cumulative Summer Peak Savings (MW) | Technical Potential | 0 | 0 | 0 | 0 | 0 | 0 | 0 | 0 | 0 | 0 | 0 | 0 | 0 | 0 | 0 | 0 | 0 | 0 | 0 | 0 | 0 | 0 | 0 | 0 | 0 | 0 | 0 | 0 | 0 | 0 | 0
F9_Industrial_Other Industrial_Existing_Process_Natural Gas_Commissioning_A_Technical Potential | F9 | Industrial | Other Industrial | Existing | Process | Natural Gas | Commissioning | A | Cumulative Winter Peak Savings (MW) | Technical Potential | 0 | 0 | 0 | 0 | 0 | 0 | 0 | 0 | 0 | 0 | 0 | 0 | 0 | 0 | 0 | 0 | 0 | 0 | 0 | 0 | 0 | 0 | 0 | 0 | 0 | 0 | 0 | 0 | 0 | 0 | 0
F10_Industrial_Other Industrial_Existing_Process_Natural Gas_Commissioning_A_Technical Potential | F10 | Industrial | Other Industrial | Existing | Process | Natural Gas | Commissioning | A | Purchases (Incremental) | Technical Potential | 0 | 0 | 0 | 0 | 0 | 0 | 0 | 0 | 0 | 0 | 0 | 0 | 0 | 0 | 0 | 0 | 0 | 0 | 0 | 0 | 0 | 0 | 0 | 0 | 0 | 0 | 0 | 0 | 0 | 0 | 0
F11_Industrial_Other Industrial_Existing_Process_Natural Gas_Commissioning_A_Technical Potential | F11 | Industrial | Other Industrial | Existing | Process | Natural Gas | Commissioning | A | Purchases (Cumulative) | Technical Potential | 0 | 0 | 0 | 0 | 0 | 0 | 0 | 0 | 0 | 0 | 0 | 0 | 0 | 0 | 0 | 0 | 0 | 0 | 0 | 0 | 0 | 0 | 0 | 0 | 0 | 0 | 0 | 0 | 0 | 0 | 0
F1_Industrial_Other Industrial_Existing_Space Heating_Natural Gas_Retrocommissioning_A_Technical Potential | F1 | Industrial | Other Industrial | Existing | Space Heating | Natural Gas | Retrocommissioning | A | Integrated Unit Energy Savings (kWh or therms) | Technical Potential | 0 | 0 | 0 | 0 | 0 | 0.52172 | 0.51814 | 0.51355 | 0.50859 | 0.50329 | 0.49773 | 0.49199 | 0.48617 | 0.48007 | 0.47357 | 0.46723 | 0.461 | 0.45542 | 0.45019 | 0.44541 | 0.4409 | 0.43632 | 0.43231 | 0.42855 | 0.42496 | 0.42159 | 0.41867 | 0.41585 | 0 | 0 | 0
F2_Industrial_Other Industrial_Existing_Space Heating_Natural Gas_Retrocommissioning_A_Technical Potential | F2 | Industrial | Other Industrial | Existing | Space Heating | Natural Gas | Retrocommissioning | A | Integrated Unit Summer Peak Savings (kW) | Technical Potential | 0 | 0 | 0 | 0 | 0 | 0 | 0 | 0 | 0 | 0 | 0 | 0 | 0 | 0 | 0 | 0 | 0 | 0 | 0 | 0 | 0 | 0 | 0 | 0 | 0 | 0 | 0 | 0 | 0 | 0 | 0
F3_Industrial_Other Industrial_Existing_Space Heating_Natural Gas_Retrocommissioning_A_Technical Potential | F3 | Industrial | Other Industrial | Existing | Space Heating | Natural Gas | Retrocommissioning | A | Integrated Unit Winter Peak Savings (kW) | Technical Potential | 0 | 0 | 0 | 0 | 0 | 0 | 0 | 0 | 0 | 0 | 0 | 0 | 0 | 0 | 0 | 0 | 0 | 0 | 0 | 0 | 0 | 0 | 0 | 0 | 0 | 0 | 0 | 0 | 0 | 0 | 0
F4_Industrial_Other Industrial_Existing_Space Heating_Natural Gas_Retrocommissioning_A_Technical Potential | F4 | Industrial | Other Industrial | Existing | Space Heating | Natural Gas | Retrocommissioning | A | Incremental Energy Savings (MWh or mTherms) | Technical Potential | 0 | 0 | 0 | 0 | 0 | 0.11011 | 0.1093 | 0.10769 | 0.10671 | 0.10568 | 0.10319 | 0.10172 | 0.10031 | 0.097479 | 0.096525 | 0.094326 | 0.09308 | 0.091491 | 0.089632 | 0.088786 | 0.087524 | 0.086278 | 0.085173 | 0.084145 | 0.083177 | 0 | 0 | 0 | 0 | 0 | 0
F5_Industrial_Other Industrial_Existing_Space Heating_Natural Gas_Retrocommissioning_A_Technical Potential | F5 | Industrial | Other Industrial | Existing | Space Heating | Natural Gas | Retrocommissioning | A | Incremental Summer Peak Savings (MW) | Technical Potential | 0 | 0 | 0 | 0 | 0 | 0 | 0 | 0 | 0 | 0 | 0 | 0 | 0 | 0 | 0 | 0 | 0 | 0 | 0 | 0 | 0 | 0 | 0 | 0 | 0 | 0 | 0 | 0 | 0 | 0 | 0
F6_Industrial_Other Industrial_Existing_Space Heating_Natural Gas_Retrocommissioning_A_Technical Potential | F6 | Industrial | Other Industrial | Existing | Space Heating | Natural Gas | Retrocommissioning | A | Incremental Winter Peak Savings (MW) | Technical Potential | 0 | 0 | 0 | 0 | 0 | 0 | 0 | 0 | 0 | 0 | 0 | 0 | 0 | 0 | 0 | 0 | 0 | 0 | 0 | 0 | 0 | 0 | 0 | 0 | 0 | 0 | 0 | 0 | 0 | 0 | 0
F7_Industrial_Other Industrial_Existing_Space Heating_Natural Gas_Retrocommissioning_A_Technical Potential | F7 | Industrial | Other Industrial | Existing | Space Heating | Natural Gas | Retrocommissioning | A | Cumulative Energy Savings (MWh or mTherms) | Technical Potential | 0 | 0 | 0 | 0 | 0 | 0.11011 | 0.21865 | 0.3244 | 0.42798 | 0.52919 | 0.62653 | 0.72103 | 0.81281 | 0.90009 | 0.98442 | 1.0656 | 1.1444 | 1.2221 | 1.2977 | 1.3727 | 1.4463 | 1.5176 | 1.5888 | 1.6591 | 1.7284 | 1.7147 | 1.7028 | 1.6913 | 0 | 0 | 0
F8_Industrial_Other Industrial_Existing_Space Heating_Natural Gas_Retrocommissioning_A_Technical Potential | F8 | Industrial | Other Industrial | Existing | Space Heating | Natural Gas | Retrocommissioning | A | Cumulative Summer Peak Savings (MW) | Technical Potential | 0 | 0 | 0 | 0 | 0 | 0 | 0 | 0 | 0 | 0 | 0 | 0 | 0 | 0 | 0 | 0 | 0 | 0 | 0 | 0 | 0 | 0 | 0 | 0 | 0 | 0 | 0 | 0 | 0 | 0 | 0
F9_Industrial_Other Industrial_Existing_Space Heating_Natural Gas_Retrocommissioning_A_Technical Potential | F9 | Industrial | Other Industrial | Existing | Space Heating | Natural Gas | Retrocommissioning | A | Cumulative Winter Peak Savings (MW) | Technical Potential | 0 | 0 | 0 | 0 | 0 | 0 | 0 | 0 | 0 | 0 | 0 | 0 | 0 | 0 | 0 | 0 | 0 | 0 | 0 | 0 | 0 | 0 | 0 | 0 | 0 | 0 | 0 | 0 | 0 | 0 | 0
F10_Industrial_Other Industrial_Existing_Space Heating_Natural Gas_Retrocommissioning_A_Technical Potential | F10 | Industrial | Other Industrial | Existing | Space Heating | Natural Gas | Retrocommissioning | A | Purchases (Incremental) | Technical Potential | 0 | 0 | 0 | 0 | 0 | 211.053 | 210.9371 | 209.6931 | 209.8065 | 209.98 | 207.3135 | 206.747 | 206.3272 | 203.0508 | 203.826 | 201.8823 | 201.9085 | 200.8923 | 199.1003 | 199.3362 | 198.5118 | 197.7398 | 197.0193 | 196.3497 | 195.7306 | 0 | 0 | 0 | 0 | 0 | 0
F11_Industrial_Other Industrial_Existing_Space Heating_Natural Gas_Retrocommissioning_A_Technical Potential | F11 | Industrial | Other Industrial | Existing | Space Heating | Natural Gas | Retrocommissioning | A | Purchases (Cumulative) | Technical Potential | 0 | 0 | 0 | 0 | 0 | 211.053 | 421.9901 | 631.6832 | 841.4897 | 1051.4697 | 1258.7832 | 1465.5301 | 1671.8573 | 1874.9081 | 2078.7341 | 2280.6164 | 2482.5248 | 2683.4171 | 2882.5174 | 3081.8535 | 3280.3654 | 3478.1052 | 3675.1244 | 3871.4742 | 4067.2047 | 4067.2047 | 4067.2047 | 4067.2047 | 4067.2047 | 4067.2047 | 4067.2047
F1_Industrial_Other Industrial_Existing_Process_Natural Gas_Retrocommissioning_A_Technical Potential | F1 | Industrial | Other Industrial | Existing | Process | Natural Gas | Retrocommissioning | A | Integrated Unit Energy Savings (kWh or therms) | Technical Potential | 0 | 0 | 0 | 0 | 0 | 0 | 0 | 0 | 0 | 0 | 0 | 0 | 0 | 0 | 0 | 0 | 0 | 0 | 0 | 0 | 0 | 0 | 0 | 0 | 0 | 0 | 0 | 0 | 0 | 0 | 0
F2_Industrial_Other Industrial_Existing_Process_Natural Gas_Retrocommissioning_A_Technical Potential | F2 | Industrial | Other Industrial | Existing | Process | Natural Gas | Retrocommissioning | A | Integrated Unit Summer Peak Savings (kW) | Technical Potential | 0 | 0 | 0 | 0 | 0 | 0 | 0 | 0 | 0 | 0 | 0 | 0 | 0 | 0 | 0 | 0 | 0 | 0 | 0 | 0 | 0 | 0 | 0 | 0 | 0 | 0 | 0 | 0 | 0 | 0 | 0
F3_Industrial_Other Industrial_Existing_Process_Natural Gas_Retrocommissioning_A_Technical Potential | F3 | Industrial | Other Industrial | Existing | Process | Natural Gas | Retrocommissioning | A | Integrated Unit Winter Peak Savings (kW) | Technical Potential | 0 | 0 | 0 | 0 | 0 | 0 | 0 | 0 | 0 | 0 | 0 | 0 | 0 | 0 | 0 | 0 | 0 | 0 | 0 | 0 | 0 | 0 | 0 | 0 | 0 | 0 | 0 | 0 | 0 | 0 | 0
F4_Industrial_Other Industrial_Existing_Process_Natural Gas_Retrocommissioning_A_Technical Potential | F4 | Industrial | Other Industrial | Existing | Process | Natural Gas | Retrocommissioning | A | Incremental Energy Savings (MWh or mTherms) | Technical Potential | 0 | 0 | 0 | 0 | 0 | 0 | 0 | 0 | 0 | 0 | 0 | 0 | 0 | 0 | 0 | 0 | 0 | 0 | 0 | 0 | 0 | 0 | 0 | 0 | 0 | 0 | 0 | 0 | 0 | 0 | 0
F5_Industrial_Other Industrial_Existing_Process_Natural Gas_Retrocommissioning_A_Technical Potential | F5 | Industrial | Other Industrial | Existing | Process | Natural Gas | Retrocommissioning | A | Incremental Summer Peak Savings (MW) | Technical Potential | 0 | 0 | 0 | 0 | 0 | 0 | 0 | 0 | 0 | 0 | 0 | 0 | 0 | 0 | 0 | 0 | 0 | 0 | 0 | 0 | 0 | 0 | 0 | 0 | 0 | 0 | 0 | 0 | 0 | 0 | 0
F6_Industrial_Other Industrial_Existing_Process_Natural Gas_Retrocommissioning_A_Technical Potential | F6 | Industrial | Other Industrial | Existing | Process | Natural Gas | Retrocommissioning | A | Incremental Winter Peak Savings (MW) | Technical Potential | 0 | 0 | 0 | 0 | 0 | 0 | 0 | 0 | 0 | 0 | 0 | 0 | 0 | 0 | 0 | 0 | 0 | 0 | 0 | 0 | 0 | 0 | 0 | 0 | 0 | 0 | 0 | 0 | 0 | 0 | 0
F7_Industrial_Other Industrial_Existing_Process_Natural Gas_Retrocommissioning_A_Technical Potential | F7 | Industrial | Other Industrial | Existing | Process | Natural Gas | Retrocommissioning | A | Cumulative Energy Savings (MWh or mTherms) | Technical Potential | 0 | 0 | 0 | 0 | 0 | 0 | 0 | 0 | 0 | 0 | 0 | 0 | 0 | 0 | 0 | 0 | 0 | 0 | 0 | 0 | 0 | 0 | 0 | 0 | 0 | 0 | 0 | 0 | 0 | 0 | 0
F8_Industrial_Other Industrial_Existing_Process_Natural Gas_Retrocommissioning_A_Technical Potential | F8 | Industrial | Other Industrial | Existing | Process | Natural Gas | Retrocommissioning | A | Cumulative Summer Peak Savings (MW) | Technical Potential | 0 | 0 | 0 | 0 | 0 | 0 | 0 | 0 | 0 | 0 | 0 | 0 | 0 | 0 | 0 | 0 | 0 | 0 | 0 | 0 | 0 | 0 | 0 | 0 | 0 | 0 | 0 | 0 | 0 | 0 | 0
F9_Industrial_Other Industrial_Existing_Process_Natural Gas_Retrocommissioning_A_Technical Potential | F9 | Industrial | Other Industrial | Existing | Process | Natural Gas | Retrocommissioning | A | Cumulative Winter Peak Savings (MW) | Technical Potential | 0 | 0 | 0 | 0 | 0 | 0 | 0 | 0 | 0 | 0 | 0 | 0 | 0 | 0 | 0 | 0 | 0 | 0 | 0 | 0 | 0 | 0 | 0 | 0 | 0 | 0 | 0 | 0 | 0 | 0 | 0
F10_Industrial_Other Industrial_Existing_Process_Natural Gas_Retrocommissioning_A_Technical Potential | F10 | Industrial | Other Industrial | Existing | Process | Natural Gas | Retrocommissioning | A | Purchases (Incremental) | Technical Potential | 0 | 0 | 0 | 0 | 0 | 211.053 | 210.9371 | 209.6931 | 209.8065 | 209.98 | 207.3135 | 206.747 | 206.3272 | 203.0508 | 203.826 | 201.8823 | 201.9085 | 200.8923 | 199.1003 | 199.3362 | 198.5118 | 197.7398 | 197.0193 | 196.3497 | 195.7306 | 0 | 0 | 0 | 0 | 0 | 0
F11_Industrial_Other Industrial_Existing_Process_Natural Gas_Retrocommissioning_A_Technical Potential | F11 | Industrial | Other Industrial | Existing | Process | Natural Gas | Retrocommissioning | A | Purchases (Cumulative) | Technical Potential | 0 | 0 | 0 | 0 | 0 | 211.053 | 421.9901 | 631.6832 | 841.4897 | 1051.4697 | 1258.7832 | 1465.5301 | 1671.8573 | 1874.9081 | 2078.7341 | 2280.6164 | 2482.5248 | 2683.4171 | 2882.5174 | 3081.8535 | 3280.3654 | 3478.1052 | 3675.1244 | 3871.4742 | 4067.2047 | 4067.2047 | 4067.2047 | 4067.2047 | 4067.2047 | 4067.2047 | 4067.2047
F1_Industrial_Other Industrial_New_Space Heating_Natural Gas_Insulation - Roof/Ceiling_A_Technical Potential | F1 | Industrial | Other Industrial | New | Space Heating | Natural Gas | Insulation - Roof/Ceiling | A | Integrated Unit Energy Savings (kWh or therms) | Technical Potential | 0 | 0 | 0 | 0 | 0 | 0.091613 | 0.088848 | 0.086807 | 0.085229 | 0.083949 | 0.082897 | 0.081655 | 0.080326 | 0.078983 | 0.077653 | 0.076433 | 0.075319 | 0.074987 | 0.074257 | 0.073716 | 0.073336 | 0.073048 | 0.072954 | 0.072975 | 0.073068 | 0.073201 | 0.073331 | 0.073463 | 0 | 0 | 0
F2_Industrial_Other Industrial_New_Space Heating_Natural Gas_Insulation - Roof/Ceiling_A_Technical Potential | F2 | Industrial | Other Industrial | New | Space Heating | Natural Gas | Insulation - Roof/Ceiling | A | Integrated Unit Summer Peak Savings (kW) | Technical Potential | 0 | 0 | 0 | 0 | 0 | 0 | 0 | 0 | 0 | 0 | 0 | 0 | 0 | 0 | 0 | 0 | 0 | 0 | 0 | 0 | 0 | 0 | 0 | 0 | 0 | 0 | 0 | 0 | 0 | 0 | 0
F3_Industrial_Other Industrial_New_Space Heating_Natural Gas_Insulation - Roof/Ceiling_A_Technical Potential | F3 | Industrial | Other Industrial | New | Space Heating | Natural Gas | Insulation - Roof/Ceiling | A | Integrated Unit Winter Peak Savings (kW) | Technical Potential | 0 | 0 | 0 | 0 | 0 | 0 | 0 | 0 | 0 | 0 | 0 | 0 | 0 | 0 | 0 | 0 | 0 | 0 | 0 | 0 | 0 | 0 | 0 | 0 | 0 | 0 | 0 | 0 | 0 | 0 | 0
F4_Industrial_Other Industrial_New_Space Heating_Natural Gas_Insulation - Roof/Ceiling_A_Technical Potential | F4 | Industrial | Other Industrial | New | Space Heating | Natural Gas | Insulation - Roof/Ceiling | A | Incremental Energy Savings (MWh or mTherms) | Technical Potential | 0 | 0 | 0 | 0 | 0 | 0 | 0 | 0 | 0 | 0 | 0 | 0 | 0 | 0 | 0 | 0 | 0 | 0 | 0 | 0 | 0 | 0 | 0 | 0 | 0 | 0 | 0 | 0 | 0 | 0 | 0
F5_Industrial_Other Industrial_New_Space Heating_Natural Gas_Insulation - Roof/Ceiling_A_Technical Potential | F5 | Industrial | Other Industrial | New | Space Heating | Natural Gas | Insulation - Roof/Ceiling | A | Incremental Summer Peak Savings (MW) | Technical Potential | 0 | 0 | 0 | 0 | 0 | 0 | 0 | 0 | 0 | 0 | 0 | 0 | 0 | 0 | 0 | 0 | 0 | 0 | 0 | 0 | 0 | 0 | 0 | 0 | 0 | 0 | 0 | 0 | 0 | 0 | 0
F6_Industrial_Other Industrial_New_Space Heating_Natural Gas_Insulation - Roof/Ceiling_A_Technical Potential | F6 | Industrial | Other Industrial | New | Space Heating | Natural Gas | Insulation - Roof/Ceiling | A | Incremental Winter Peak Savings (MW) | Technical Potential | 0 | 0 | 0 | 0 | 0 | 0 | 0 | 0 | 0 | 0 | 0 | 0 | 0 | 0 | 0 | 0 | 0 | 0 | 0 | 0 | 0 | 0 | 0 | 0 | 0 | 0 | 0 | 0 | 0 | 0 | 0
F7_Industrial_Other Industrial_New_Space Heating_Natural Gas_Insulation - Roof/Ceiling_A_Technical Potential | F7 | Industrial | Other Industrial | New | Space Heating | Natural Gas | Insulation - Roof/Ceiling | A | Cumulative Energy Savings (MWh or mTherms) | Technical Potential | 0 | 0 | 0 | 0 | 0 | 0 | 0 | 0 | 0 | 0 | 0 | 0 | 0 | 0 | 0 | 0 | 0 | 0 | 0 | 0 | 0 | 0 | 0 | 0 | 0 | 0 | 0 | 0 | 0 | 0 | 0
F8_Industrial_Other Industrial_New_Space Heating_Natural Gas_Insulation - Roof/Ceiling_A_Technical Potential | F8 | Industrial | Other Industrial | New | Space Heating | Natural Gas | Insulation - Roof/Ceiling | A | Cumulative Summer Peak Savings (MW) | Technical Potential | 0 | 0 | 0 | 0 | 0 | 0 | 0 | 0 | 0 | 0 | 0 | 0 | 0 | 0 | 0 | 0 | 0 | 0 | 0 | 0 | 0 | 0 | 0 | 0 | 0 | 0 | 0 | 0 | 0 | 0 | 0
F9_Industrial_Other Industrial_New_Space Heating_Natural Gas_Insulation - Roof/Ceiling_A_Technical Potential | F9 | Industrial | Other Industrial | New | Space Heating | Natural Gas | Insulation - Roof/Ceiling | A | Cumulative Winter Peak Savings (MW) | Technical Potential | 0 | 0 | 0 | 0 | 0 | 0 | 0 | 0 | 0 | 0 | 0 | 0 | 0 | 0 | 0 | 0 | 0 | 0 | 0 | 0 | 0 | 0 | 0 | 0 | 0 | 0 | 0 | 0 | 0 | 0 | 0
F10_Industrial_Other Industrial_New_Space Heating_Natural Gas_Insulation - Roof/Ceiling_A_Technical Potential | F10 | Industrial | Other Industrial | New | Space Heating | Natural Gas | Insulation - Roof/Ceiling | A | Purchases (Incremental) | Technical Potential | 0 | 0 | 0 | 0 | 0 | 0 | 0 | 0 | 0 | 0 | 0 | 0 | 0 | 0 | 0 | 0 | 0 | 0 | 0 | 0 | 0 | 0 | 0 | 0 | 0 | 0 | 0 | 0 | 0 | 0 | 0
F11_Industrial_Other Industrial_New_Space Heating_Natural Gas_Insulation - Roof/Ceiling_A_Technical Potential | F11 | Industrial | Other Industrial | New | Space Heating | Natural Gas | Insulation - Roof/Ceiling | A | Purchases (Cumulative) | Technical Potential | 0 | 0 | 0 | 0 | 0 | 0 | 0 | 0 | 0 | 0 | 0 | 0 | 0 | 0 | 0 | 0 | 0 | 0 | 0 | 0 | 0 | 0 | 0 | 0 | 0 | 0 | 0 | 0 | 0 | 0 | 0
F1_Industrial_Other Industrial_New_Space Heating_Natural Gas_Insulation - Wall Cavity_A_Technical Potential | F1 | Industrial | Other Industrial | New | Space Heating | Natural Gas | Insulation - Wall Cavity | A | Integrated Unit Energy Savings (kWh or therms) | Technical Potential | 0 | 0 | 0 | 0 | 0 | 0.016499 | 0.016001 | 0.015633 | 0.015349 | 0.015118 | 0.014929 | 0.014705 | 0.014466 | 0.014224 | 0.013985 | 0.013765 | 0.013564 | 0.013505 | 0.013373 | 0.013276 | 0.013207 | 0.013155 | 0.013138 | 0.013142 | 0.013159 | 0.013183 | 0.013206 | 0.01323 | 0 | 0 | 0
F2_Industrial_Other Industrial_New_Space Heating_Natural Gas_Insulation - Wall Cavity_A_Technical Potential | F2 | Industrial | Other Industrial | New | Space Heating | Natural Gas | Insulation - Wall Cavity | A | Integrated Unit Summer Peak Savings (kW) | Technical Potential | 0 | 0 | 0 | 0 | 0 | 0 | 0 | 0 | 0 | 0 | 0 | 0 | 0 | 0 | 0 | 0 | 0 | 0 | 0 | 0 | 0 | 0 | 0 | 0 | 0 | 0 | 0 | 0 | 0 | 0 | 0
F3_Industrial_Other Industrial_New_Space Heating_Natural Gas_Insulation - Wall Cavity_A_Technical Potential | F3 | Industrial | Other Industrial | New | Space Heating | Natural Gas | Insulation - Wall Cavity | A | Integrated Unit Winter Peak Savings (kW) | Technical Potential | 0 | 0 | 0 | 0 | 0 | 0 | 0 | 0 | 0 | 0 | 0 | 0 | 0 | 0 | 0 | 0 | 0 | 0 | 0 | 0 | 0 | 0 | 0 | 0 | 0 | 0 | 0 | 0 | 0 | 0 | 0
F4_Industrial_Other Industrial_New_Space Heating_Natural Gas_Insulation - Wall Cavity_A_Technical Potential | F4 | Industrial | Other Industrial | New | Space Heating | Natural Gas | Insulation - Wall Cavity | A | Incremental Energy Savings (MWh or mTherms) | Technical Potential | 0 | 0 | 0 | 0 | 0 | 0 | 0 | 0 | 0 | 0 | 0 | 0 | 0 | 0 | 0 | 0 | 0 | 0 | 0 | 0 | 0 | 0 | 0 | 0 | 0 | 0 | 0 | 0 | 0 | 0 | 0
F5_Industrial_Other Industrial_New_Space Heating_Natural Gas_Insulation - Wall Cavity_A_Technical Potential | F5 | Industrial | Other Industrial | New | Space Heating | Natural Gas | Insulation - Wall Cavity | A | Incremental Summer Peak Savings (MW) | Technical Potential | 0 | 0 | 0 | 0 | 0 | 0 | 0 | 0 | 0 | 0 | 0 | 0 | 0 | 0 | 0 | 0 | 0 | 0 | 0 | 0 | 0 | 0 | 0 | 0 | 0 | 0 | 0 | 0 | 0 | 0 | 0
F6_Industrial_Other Industrial_New_Space Heating_Natural Gas_Insulation - Wall Cavity_A_Technical Potential | F6 | Industrial | Other Industrial | New | Space Heating | Natural Gas | Insulation - Wall Cavity | A | Incremental Winter Peak Savings (MW) | Technical Potential | 0 | 0 | 0 | 0 | 0 | 0 | 0 | 0 | 0 | 0 | 0 | 0 | 0 | 0 | 0 | 0 | 0 | 0 | 0 | 0 | 0 | 0 | 0 | 0 | 0 | 0 | 0 | 0 | 0 | 0 | 0
F7_Industrial_Other Industrial_New_Space Heating_Natural Gas_Insulation - Wall Cavity_A_Technical Potential | F7 | Industrial | Other Industrial | New | Space Heating | Natural Gas | Insulation - Wall Cavity | A | Cumulative Energy Savings (MWh or mTherms) | Technical Potential | 0 | 0 | 0 | 0 | 0 | 0 | 0 | 0 | 0 | 0 | 0 | 0 | 0 | 0 | 0 | 0 | 0 | 0 | 0 | 0 | 0 | 0 | 0 | 0 | 0 | 0 | 0 | 0 | 0 | 0 | 0
F8_Industrial_Other Industrial_New_Space Heating_Natural Gas_Insulation - Wall Cavity_A_Technical Potential | F8 | Industrial | Other Industrial | New | Space Heating | Natural Gas | Insulation - Wall Cavity | A | Cumulative Summer Peak Savings (MW) | Technical Potential | 0 | 0 | 0 | 0 | 0 | 0 | 0 | 0 | 0 | 0 | 0 | 0 | 0 | 0 | 0 | 0 | 0 | 0 | 0 | 0 | 0 | 0 | 0 | 0 | 0 | 0 | 0 | 0 | 0 | 0 | 0
F9_Industrial_Other Industrial_New_Space Heating_Natural Gas_Insulation - Wall Cavity_A_Technical Potential | F9 | Industrial | Other Industrial | New | Space Heating | Natural Gas | Insulation - Wall Cavity | A | Cumulative Winter Peak Savings (MW) | Technical Potential | 0 | 0 | 0 | 0 | 0 | 0 | 0 | 0 | 0 | 0 | 0 | 0 | 0 | 0 | 0 | 0 | 0 | 0 | 0 | 0 | 0 | 0 | 0 | 0 | 0 | 0 | 0 | 0 | 0 | 0 | 0
F10_Industrial_Other Industrial_New_Space Heating_Natural Gas_Insulation - Wall Cavity_A_Technical Potential | F10 | Industrial | Other Industrial | New | Space Heating | Natural Gas | Insulation - Wall Cavity | A | Purchases (Incremental) | Technical Potential | 0 | 0 | 0 | 0 | 0 | 0 | 0 | 0 | 0 | 0 | 0 | 0 | 0 | 0 | 0 | 0 | 0 | 0 | 0 | 0 | 0 | 0 | 0 | 0 | 0 | 0 | 0 | 0 | 0 | 0 | 0
F11_Industrial_Other Industrial_New_Space Heating_Natural Gas_Insulation - Wall Cavity_A_Technical Potential | F11 | Industrial | Other Industrial | New | Space Heating | Natural Gas | Insulation - Wall Cavity | A | Purchases (Cumulative) | Technical Potential | 0 | 0 | 0 | 0 | 0 | 0 | 0 | 0 | 0 | 0 | 0 | 0 | 0 | 0 | 0 | 0 | 0 | 0 | 0 | 0 | 0 | 0 | 0 | 0 | 0 | 0 | 0 | 0 | 0 | 0 | 0
F1_Industrial_Other Industrial_New_Space Heating_Natural Gas_Insulation - Ducting_A_Technical Potential | F1 | Industrial | Other Industrial | New | Space Heating | Natural Gas | Insulation - Ducting | A | Integrated Unit Energy Savings (kWh or therms) | Technical Potential | 0 | 0 | 0 | 0 | 0 | 0 | 0 | 0 | 0 | 0 | 0 | 0 | 0 | 0 | 0 | 0 | 0 | 0 | 0 | 0 | 0 | 0 | 0 | 0 | 0 | 0 | 0 | 0 | 0 | 0 | 0
F2_Industrial_Other Industrial_New_Space Heating_Natural Gas_Insulation - Ducting_A_Technical Potential | F2 | Industrial | Other Industrial | New | Space Heating | Natural Gas | Insulation - Ducting | A | Integrated Unit Summer Peak Savings (kW) | Technical Potential | 0 | 0 | 0 | 0 | 0 | 0 | 0 | 0 | 0 | 0 | 0 | 0 | 0 | 0 | 0 | 0 | 0 | 0 | 0 | 0 | 0 | 0 | 0 | 0 | 0 | 0 | 0 | 0 | 0 | 0 | 0
F3_Industrial_Other Industrial_New_Space Heating_Natural Gas_Insulation - Ducting_A_Technical Potential | F3 | Industrial | Other Industrial | New | Space Heating | Natural Gas | Insulation - Ducting | A | Integrated Unit Winter Peak Savings (kW) | Technical Potential | 0 | 0 | 0 | 0 | 0 | 0 | 0 | 0 | 0 | 0 | 0 | 0 | 0 | 0 | 0 | 0 | 0 | 0 | 0 | 0 | 0 | 0 | 0 | 0 | 0 | 0 | 0 | 0 | 0 | 0 | 0
F4_Industrial_Other Industrial_New_Space Heating_Natural Gas_Insulation - Ducting_A_Technical Potential | F4 | Industrial | Other Industrial | New | Space Heating | Natural Gas | Insulation - Ducting | A | Incremental Energy Savings (MWh or mTherms) | Technical Potential | 0 | 0 | 0 | 0 | 0 | 0 | 0 | 0 | 0 | 0 | 0 | 0 | 0 | 0 | 0 | 0 | 0 | 0 | 0 | 0 | 0 | 0 | 0 | 0 | 0 | 0 | 0 | 0 | 0 | 0 | 0
F5_Industrial_Other Industrial_New_Space Heating_Natural Gas_Insulation - Ducting_A_Technical Potential | F5 | Industrial | Other Industrial | New | Space Heating | Natural Gas | Insulation - Ducting | A | Incremental Summer Peak Savings (MW) | Technical Potential | 0 | 0 | 0 | 0 | 0 | 0 | 0 | 0 | 0 | 0 | 0 | 0 | 0 | 0 | 0 | 0 | 0 | 0 | 0 | 0 | 0 | 0 | 0 | 0 | 0 | 0 | 0 | 0 | 0 | 0 | 0
F6_Industrial_Other Industrial_New_Space Heating_Natural Gas_Insulation - Ducting_A_Technical Potential | F6 | Industrial | Other Industrial | New | Space Heating | Natural Gas | Insulation - Ducting | A | Incremental Winter Peak Savings (MW) | Technical Potential | 0 | 0 | 0 | 0 | 0 | 0 | 0 | 0 | 0 | 0 | 0 | 0 | 0 | 0 | 0 | 0 | 0 | 0 | 0 | 0 | 0 | 0 | 0 | 0 | 0 | 0 | 0 | 0 | 0 | 0 | 0
F7_Industrial_Other Industrial_New_Space Heating_Natural Gas_Insulation - Ducting_A_Technical Potential | F7 | Industrial | Other Industrial | New | Space Heating | Natural Gas | Insulation - Ducting | A | Cumulative Energy Savings (MWh or mTherms) | Technical Potential | 0 | 0 | 0 | 0 | 0 | 0 | 0 | 0 | 0 | 0 | 0 | 0 | 0 | 0 | 0 | 0 | 0 | 0 | 0 | 0 | 0 | 0 | 0 | 0 | 0 | 0 | 0 | 0 | 0 | 0 | 0
F8_Industrial_Other Industrial_New_Space Heating_Natural Gas_Insulation - Ducting_A_Technical Potential | F8 | Industrial | Other Industrial | New | Space Heating | Natural Gas | Insulation - Ducting | A | Cumulative Summer Peak Savings (MW) | Technical Potential | 0 | 0 | 0 | 0 | 0 | 0 | 0 | 0 | 0 | 0 | 0 | 0 | 0 | 0 | 0 | 0 | 0 | 0 | 0 | 0 | 0 | 0 | 0 | 0 | 0 | 0 | 0 | 0 | 0 | 0 | 0
F9_Industrial_Other Industrial_New_Space Heating_Natural Gas_Insulation - Ducting_A_Technical Potential | F9 | Industrial | Other Industrial | New | Space Heating | Natural Gas | Insulation - Ducting | A | Cumulative Winter Peak Savings (MW) | Technical Potential | 0 | 0 | 0 | 0 | 0 | 0 | 0 | 0 | 0 | 0 | 0 | 0 | 0 | 0 | 0 | 0 | 0 | 0 | 0 | 0 | 0 | 0 | 0 | 0 | 0 | 0 | 0 | 0 | 0 | 0 | 0
F10_Industrial_Other Industrial_New_Space Heating_Natural Gas_Insulation - Ducting_A_Technical Potential | F10 | Industrial | Other Industrial | New | Space Heating | Natural Gas | Insulation - Ducting | A | Purchases (Incremental) | Technical Potential | 0 | 0 | 0 | 0 | 0 | 0 | 0 | 0 | 0 | 0 | 0 | 0 | 0 | 0 | 0 | 0 | 0 | 0 | 0 | 0 | 0 | 0 | 0 | 0 | 0 | 0 | 0 | 0 | 0 | 0 | 0
F11_Industrial_Other Industrial_New_Space Heating_Natural Gas_Insulation - Ducting_A_Technical Potential | F11 | Industrial | Other Industrial | New | Space Heating | Natural Gas | Insulation - Ducting | A | Purchases (Cumulative) | Technical Potential | 0 | 0 | 0 | 0 | 0 | 0 | 0 | 0 | 0 | 0 | 0 | 0 | 0 | 0 | 0 | 0 | 0 | 0 | 0 | 0 | 0 | 0 | 0 | 0 | 0 | 0 | 0 | 0 | 0 | 0 | 0
F1_Industrial_Other Industrial_New_Space Heating_Natural Gas_HVAC - Duct Repair and Sealing_A_Technical Potential | F1 | Industrial | Other Industrial | New | Space Heating | Natural Gas | HVAC - Duct Repair and Sealing | A | Integrated Unit Energy Savings (kWh or therms) | Technical Potential | 0 | 0 | 0 | 0 | 0 | 0 | 0 | 0 | 0 | 0 | 0 | 0 | 0 | 0 | 0 | 0 | 0 | 0 | 0 | 0 | 0 | 0 | 0 | 0 | 0 | 0 | 0 | 0 | 0 | 0 | 0
F2_Industrial_Other Industrial_New_Space Heating_Natural Gas_HVAC - Duct Repair and Sealing_A_Technical Potential | F2 | Industrial | Other Industrial | New | Space Heating | Natural Gas | HVAC - Duct Repair and Sealing | A | Integrated Unit Summer Peak Savings (kW) | Technical Potential | 0 | 0 | 0 | 0 | 0 | 0 | 0 | 0 | 0 | 0 | 0 | 0 | 0 | 0 | 0 | 0 | 0 | 0 | 0 | 0 | 0 | 0 | 0 | 0 | 0 | 0 | 0 | 0 | 0 | 0 | 0
F3_Industrial_Other Industrial_New_Space Heating_Natural Gas_HVAC - Duct Repair and Sealing_A_Technical Potential | F3 | Industrial | Other Industrial | New | Space Heating | Natural Gas | HVAC - Duct Repair and Sealing | A | Integrated Unit Winter Peak Savings (kW) | Technical Potential | 0 | 0 | 0 | 0 | 0 | 0 | 0 | 0 | 0 | 0 | 0 | 0 | 0 | 0 | 0 | 0 | 0 | 0 | 0 | 0 | 0 | 0 | 0 | 0 | 0 | 0 | 0 | 0 | 0 | 0 | 0
F4_Industrial_Other Industrial_New_Space Heating_Natural Gas_HVAC - Duct Repair and Sealing_A_Technical Potential | F4 | Industrial | Other Industrial | New | Space Heating | Natural Gas | HVAC - Duct Repair and Sealing | A | Incremental Energy Savings (MWh or mTherms) | Technical Potential | 0 | 0 | 0 | 0 | 0 | 0 | 0 | 0 | 0 | 0 | 0 | 0 | 0 | 0 | 0 | 0 | 0 | 0 | 0 | 0 | 0 | 0 | 0 | 0 | 0 | 0 | 0 | 0 | 0 | 0 | 0
F5_Industrial_Other Industrial_New_Space Heating_Natural Gas_HVAC - Duct Repair and Sealing_A_Technical Potential | F5 | Industrial | Other Industrial | New | Space Heating | Natural Gas | HVAC - Duct Repair and Sealing | A | Incremental Summer Peak Savings (MW) | Technical Potential | 0 | 0 | 0 | 0 | 0 | 0 | 0 | 0 | 0 | 0 | 0 | 0 | 0 | 0 | 0 | 0 | 0 | 0 | 0 | 0 | 0 | 0 | 0 | 0 | 0 | 0 | 0 | 0 | 0 | 0 | 0
F6_Industrial_Other Industrial_New_Space Heating_Natural Gas_HVAC - Duct Repair and Sealing_A_Technical Potential | F6 | Industrial | Other Industrial | New | Space Heating | Natural Gas | HVAC - Duct Repair and Sealing | A | Incremental Winter Peak Savings (MW) | Technical Potential | 0 | 0 | 0 | 0 | 0 | 0 | 0 | 0 | 0 | 0 | 0 | 0 | 0 | 0 | 0 | 0 | 0 | 0 | 0 | 0 | 0 | 0 | 0 | 0 | 0 | 0 | 0 | 0 | 0 | 0 | 0
F7_Industrial_Other Industrial_New_Space Heating_Natural Gas_HVAC - Duct Repair and Sealing_A_Technical Potential | F7 | Industrial | Other Industrial | New | Space Heating | Natural Gas | HVAC - Duct Repair and Sealing | A | Cumulative Energy Savings (MWh or mTherms) | Technical Potential | 0 | 0 | 0 | 0 | 0 | 0 | 0 | 0 | 0 | 0 | 0 | 0 | 0 | 0 | 0 | 0 | 0 | 0 | 0 | 0 | 0 | 0 | 0 | 0 | 0 | 0 | 0 | 0 | 0 | 0 | 0
F8_Industrial_Other Industrial_New_Space Heating_Natural Gas_HVAC - Duct Repair and Sealing_A_Technical Potential | F8 | Industrial | Other Industrial | New | Space Heating | Natural Gas | HVAC - Duct Repair and Sealing | A | Cumulative Summer Peak Savings (MW) | Technical Potential | 0 | 0 | 0 | 0 | 0 | 0 | 0 | 0 | 0 | 0 | 0 | 0 | 0 | 0 | 0 | 0 | 0 | 0 | 0 | 0 | 0 | 0 | 0 | 0 | 0 | 0 | 0 | 0 | 0 | 0 | 0
F9_Industrial_Other Industrial_New_Space Heating_Natural Gas_HVAC - Duct Repair and Sealing_A_Technical Potential | F9 | Industrial | Other Industrial | New | Space Heating | Natural Gas | HVAC - Duct Repair and Sealing | A | Cumulative Winter Peak Savings (MW) | Technical Potential | 0 | 0 | 0 | 0 | 0 | 0 | 0 | 0 | 0 | 0 | 0 | 0 | 0 | 0 | 0 | 0 | 0 | 0 | 0 | 0 | 0 | 0 | 0 | 0 | 0 | 0 | 0 | 0 | 0 | 0 | 0
F10_Industrial_Other Industrial_New_Space Heating_Natural Gas_HVAC - Duct Repair and Sealing_A_Technical Potential | F10 | Industrial | Other Industrial | New | Space Heating | Natural Gas | HVAC - Duct Repair and Sealing | A | Purchases (Incremental) | Technical Potential | 0 | 0 | 0 | 0 | 0 | 0 | 0 | 0 | 0 | 0 | 0 | 0 | 0 | 0 | 0 | 0 | 0 | 0 | 0 | 0 | 0 | 0 | 0 | 0 | 0 | 0 | 0 | 0 | 0 | 0 | 0
F11_Industrial_Other Industrial_New_Space Heating_Natural Gas_HVAC - Duct Repair and Sealing_A_Technical Potential | F11 | Industrial | Other Industrial | New | Space Heating | Natural Gas | HVAC - Duct Repair and Sealing | A | Purchases (Cumulative) | Technical Potential | 0 | 0 | 0 | 0 | 0 | 0 | 0 | 0 | 0 | 0 | 0 | 0 | 0 | 0 | 0 | 0 | 0 | 0 | 0 | 0 | 0 | 0 | 0 | 0 | 0 | 0 | 0 | 0 | 0 | 0 | 0
F1_Industrial_Other Industrial_New_Space Heating_Natural Gas_Windows - High Efficiency_A_Technical Potential | F1 | Industrial | Other Industrial | New | Space Heating | Natural Gas | Windows - High Efficiency | A | Integrated Unit Energy Savings (kWh or therms) | Technical Potential | 0 | 0 | 0 | 0 | 0 | 0.0052287 | 0.0050648 | 0.0049432 | 0.0048486 | 0.0047713 | 0.0047087 | 0.0046354 | 0.0045574 | 0.0044787 | 0.0044009 | 0.0043302 | 0.0042661 | 0.0042463 | 0.004204 | 0.0041726 | 0.0041505 | 0.0041336 | 0.0041278 | 0.0041286 | 0.0041334 | 0.0041426 | 0.0041514 | 0.0041602 | 0 | 0 | 0
F2_Industrial_Other Industrial_New_Space Heating_Natural Gas_Windows - High Efficiency_A_Technical Potential | F2 | Industrial | Other Industrial | New | Space Heating | Natural Gas | Windows - High Efficiency | A | Integrated Unit Summer Peak Savings (kW) | Technical Potential | 0 | 0 | 0 | 0 | 0 | 0 | 0 | 0 | 0 | 0 | 0 | 0 | 0 | 0 | 0 | 0 | 0 | 0 | 0 | 0 | 0 | 0 | 0 | 0 | 0 | 0 | 0 | 0 | 0 | 0 | 0
F3_Industrial_Other Industrial_New_Space Heating_Natural Gas_Windows - High Efficiency_A_Technical Potential | F3 | Industrial | Other Industrial | New | Space Heating | Natural Gas | Windows - High Efficiency | A | Integrated Unit Winter Peak Savings (kW) | Technical Potential | 0 | 0 | 0 | 0 | 0 | 0 | 0 | 0 | 0 | 0 | 0 | 0 | 0 | 0 | 0 | 0 | 0 | 0 | 0 | 0 | 0 | 0 | 0 | 0 | 0 | 0 | 0 | 0 | 0 | 0 | 0
F4_Industrial_Other Industrial_New_Space Heating_Natural Gas_Windows - High Efficiency_A_Technical Potential | F4 | Industrial | Other Industrial | New | Space Heating | Natural Gas | Windows - High Efficiency | A | Incremental Energy Savings (MWh or mTherms) | Technical Potential | 0 | 0 | 0 | 0 | 0 | 0 | 0 | 0 | 0 | 0 | 0 | 0 | 0 | 0 | 0 | 0 | 0 | 0 | 0 | 0 | 0 | 0 | 0 | 0 | 0 | 0 | 0 | 0 | 0 | 0 | 0
F5_Industrial_Other Industrial_New_Space Heating_Natural Gas_Windows - High Efficiency_A_Technical Potential | F5 | Industrial | Other Industrial | New | Space Heating | Natural Gas | Windows - High Efficiency | A | Incremental Summer Peak Savings (MW) | Technical Potential | 0 | 0 | 0 | 0 | 0 | 0 | 0 | 0 | 0 | 0 | 0 | 0 | 0 | 0 | 0 | 0 | 0 | 0 | 0 | 0 | 0 | 0 | 0 | 0 | 0 | 0 | 0 | 0 | 0 | 0 | 0
F6_Industrial_Other Industrial_New_Space Heating_Natural Gas_Windows - High Efficiency_A_Technical Potential | F6 | Industrial | Other Industrial | New | Space Heating | Natural Gas | Windows - High Efficiency | A | Incremental Winter Peak Savings (MW) | Technical Potential | 0 | 0 | 0 | 0 | 0 | 0 | 0 | 0 | 0 | 0 | 0 | 0 | 0 | 0 | 0 | 0 | 0 | 0 | 0 | 0 | 0 | 0 | 0 | 0 | 0 | 0 | 0 | 0 | 0 | 0 | 0
F7_Industrial_Other Industrial_New_Space Heating_Natural Gas_Windows - High Efficiency_A_Technical Potential | F7 | Industrial | Other Industrial | New | Space Heating | Natural Gas | Windows - High Efficiency | A | Cumulative Energy Savings (MWh or mTherms) | Technical Potential | 0 | 0 | 0 | 0 | 0 | 0 | 0 | 0 | 0 | 0 | 0 | 0 | 0 | 0 | 0 | 0 | 0 | 0 | 0 | 0 | 0 | 0 | 0 | 0 | 0 | 0 | 0 | 0 | 0 | 0 | 0
F8_Industrial_Other Industrial_New_Space Heating_Natural Gas_Windows - High Efficiency_A_Technical Potential | F8 | Industrial | Other Industrial | New | Space Heating | Natural Gas | Windows - High Efficiency | A | Cumulative Summer Peak Savings (MW) | Technical Potential | 0 | 0 | 0 | 0 | 0 | 0 | 0 | 0 | 0 | 0 | 0 | 0 | 0 | 0 | 0 | 0 | 0 | 0 | 0 | 0 | 0 | 0 | 0 | 0 | 0 | 0 | 0 | 0 | 0 | 0 | 0
F9_Industrial_Other Industrial_New_Space Heating_Natural Gas_Windows - High Efficiency_A_Technical Potential | F9 | Industrial | Other Industrial | New | Space Heating | Natural Gas | Windows - High Efficiency | A | Cumulative Winter Peak Savings (MW) | Technical Potential | 0 | 0 | 0 | 0 | 0 | 0 | 0 | 0 | 0 | 0 | 0 | 0 | 0 | 0 | 0 | 0 | 0 | 0 | 0 | 0 | 0 | 0 | 0 | 0 | 0 | 0 | 0 | 0 | 0 | 0 | 0
F10_Industrial_Other Industrial_New_Space Heating_Natural Gas_Windows - High Efficiency_A_Technical Potential | F10 | Industrial | Other Industrial | New | Space Heating | Natural Gas | Windows - High Efficiency | A | Purchases (Incremental) | Technical Potential | 0 | 0 | 0 | 0 | 0 | 0 | 0 | 0 | 0 | 0 | 0 | 0 | 0 | 0 | 0 | 0 | 0 | 0 | 0 | 0 | 0 | 0 | 0 | 0 | 0 | 0 | 0 | 0 | 0 | 0 | 0
F11_Industrial_Other Industrial_New_Space Heating_Natural Gas_Windows - High Efficiency_A_Technical Potential | F11 | Industrial | Other Industrial | New | Space Heating | Natural Gas | Windows - High Efficiency | A | Purchases (Cumulative) | Technical Potential | 0 | 0 | 0 | 0 | 0 | 0 | 0 | 0 | 0 | 0 | 0 | 0 | 0 | 0 | 0 | 0 | 0 | 0 | 0 | 0 | 0 | 0 | 0 | 0 | 0 | 0 | 0 | 0 | 0 | 0 | 0
F1_Industrial_Other Industrial_New_Space Heating_Natural Gas_Gas Boiler - Maintenance_A_Technical Potential | F1 | Industrial | Other Industrial | New | Space Heating | Natural Gas | Gas Boiler - Maintenance | A | Integrated Unit Energy Savings (kWh or therms) | Technical Potential | 0 | 0 | 0 | 0 | 0 | 0 | 0 | 0 | 0 | 0 | 0 | 0 | 0 | 0 | 0 | 0 | 0 | 0 | 0 | 0 | 0 | 0 | 0 | 0 | 0 | 0 | 0 | 0 | 0 | 0 | 0
F2_Industrial_Other Industrial_New_Space Heating_Natural Gas_Gas Boiler - Maintenance_A_Technical Potential | F2 | Industrial | Other Industrial | New | Space Heating | Natural Gas | Gas Boiler - Maintenance | A | Integrated Unit Summer Peak Savings (kW) | Technical Potential | 0 | 0 | 0 | 0 | 0 | 0 | 0 | 0 | 0 | 0 | 0 | 0 | 0 | 0 | 0 | 0 | 0 | 0 | 0 | 0 | 0 | 0 | 0 | 0 | 0 | 0 | 0 | 0 | 0 | 0 | 0
F3_Industrial_Other Industrial_New_Space Heating_Natural Gas_Gas Boiler - Maintenance_A_Technical Potential | F3 | Industrial | Other Industrial | New | Space Heating | Natural Gas | Gas Boiler - Maintenance | A | Integrated Unit Winter Peak Savings (kW) | Technical Potential | 0 | 0 | 0 | 0 | 0 | 0 | 0 | 0 | 0 | 0 | 0 | 0 | 0 | 0 | 0 | 0 | 0 | 0 | 0 | 0 | 0 | 0 | 0 | 0 | 0 | 0 | 0 | 0 | 0 | 0 | 0
F4_Industrial_Other Industrial_New_Space Heating_Natural Gas_Gas Boiler - Maintenance_A_Technical Potential | F4 | Industrial | Other Industrial | New | Space Heating | Natural Gas | Gas Boiler - Maintenance | A | Incremental Energy Savings (MWh or mTherms) | Technical Potential | 0 | 0 | 0 | 0 | 0 | 0 | 0 | 0 | 0 | 0 | 0 | 0 | 0 | 0 | 0 | 0 | 0 | 0 | 0 | 0 | 0 | 0 | 0 | 0 | 0 | 0 | 0 | 0 | 0 | 0 | 0
F5_Industrial_Other Industrial_New_Space Heating_Natural Gas_Gas Boiler - Maintenance_A_Technical Potential | F5 | Industrial | Other Industrial | New | Space Heating | Natural Gas | Gas Boiler - Maintenance | A | Incremental Summer Peak Savings (MW) | Technical Potential | 0 | 0 | 0 | 0 | 0 | 0 | 0 | 0 | 0 | 0 | 0 | 0 | 0 | 0 | 0 | 0 | 0 | 0 | 0 | 0 | 0 | 0 | 0 | 0 | 0 | 0 | 0 | 0 | 0 | 0 | 0
F6_Industrial_Other Industrial_New_Space Heating_Natural Gas_Gas Boiler - Maintenance_A_Technical Potential | F6 | Industrial | Other Industrial | New | Space Heating | Natural Gas | Gas Boiler - Maintenance | A | Incremental Winter Peak Savings (MW) | Technical Potential | 0 | 0 | 0 | 0 | 0 | 0 | 0 | 0 | 0 | 0 | 0 | 0 | 0 | 0 | 0 | 0 | 0 | 0 | 0 | 0 | 0 | 0 | 0 | 0 | 0 | 0 | 0 | 0 | 0 | 0 | 0
F7_Industrial_Other Industrial_New_Space Heating_Natural Gas_Gas Boiler - Maintenance_A_Technical Potential | F7 | Industrial | Other Industrial | New | Space Heating | Natural Gas | Gas Boiler - Maintenance | A | Cumulative Energy Savings (MWh or mTherms) | Technical Potential | 0 | 0 | 0 | 0 | 0 | 0 | 0 | 0 | 0 | 0 | 0 | 0 | 0 | 0 | 0 | 0 | 0 | 0 | 0 | 0 | 0 | 0 | 0 | 0 | 0 | 0 | 0 | 0 | 0 | 0 | 0
F8_Industrial_Other Industrial_New_Space Heating_Natural Gas_Gas Boiler - Maintenance_A_Technical Potential | F8 | Industrial | Other Industrial | New | Space Heating | Natural Gas | Gas Boiler - Maintenance | A | Cumulative Summer Peak Savings (MW) | Technical Potential | 0 | 0 | 0 | 0 | 0 | 0 | 0 | 0 | 0 | 0 | 0 | 0 | 0 | 0 | 0 | 0 | 0 | 0 | 0 | 0 | 0 | 0 | 0 | 0 | 0 | 0 | 0 | 0 | 0 | 0 | 0
F9_Industrial_Other Industrial_New_Space Heating_Natural Gas_Gas Boiler - Maintenance_A_Technical Potential | F9 | Industrial | Other Industrial | New | Space Heating | Natural Gas | Gas Boiler - Maintenance | A | Cumulative Winter Peak Savings (MW) | Technical Potential | 0 | 0 | 0 | 0 | 0 | 0 | 0 | 0 | 0 | 0 | 0 | 0 | 0 | 0 | 0 | 0 | 0 | 0 | 0 | 0 | 0 | 0 | 0 | 0 | 0 | 0 | 0 | 0 | 0 | 0 | 0
F10_Industrial_Other Industrial_New_Space Heating_Natural Gas_Gas Boiler - Maintenance_A_Technical Potential | F10 | Industrial | Other Industrial | New | Space Heating | Natural Gas | Gas Boiler - Maintenance | A | Purchases (Incremental) | Technical Potential | 0 | 0 | 0 | 0 | 0 | 0 | 0 | 0 | 0 | 0 | 0 | 0 | 0 | 0 | 0 | 0 | 0 | 0 | 0 | 0 | 0 | 0 | 0 | 0 | 0 | 0 | 0 | 0 | 0 | 0 | 0
F11_Industrial_Other Industrial_New_Space Heating_Natural Gas_Gas Boiler - Maintenance_A_Technical Potential | F11 | Industrial | Other Industrial | New | Space Heating | Natural Gas | Gas Boiler - Maintenance | A | Purchases (Cumulative) | Technical Potential | 0 | 0 | 0 | 0 | 0 | 0 | 0 | 0 | 0 | 0 | 0 | 0 | 0 | 0 | 0 | 0 | 0 | 0 | 0 | 0 | 0 | 0 | 0 | 0 | 0 | 0 | 0 | 0 | 0 | 0 | 0
F1_Industrial_Other Industrial_New_Process_Natural Gas_Gas Boiler - Maintenance_A_Technical Potential | F1 | Industrial | Other Industrial | New | Process | Natural Gas | Gas Boiler - Maintenance | A | Integrated Unit Energy Savings (kWh or therms) | Technical Potential | 0 | 0 | 0 | 0 | 0 | 1.5559 | 1.5559 | 1.5559 | 1.5559 | 1.5559 | 1.5559 | 1.5559 | 1.5559 | 1.5559 | 1.5559 | 1.5559 | 1.5559 | 1.5559 | 1.5559 | 1.5559 | 1.5559 | 1.5559 | 1.5559 | 1.5559 | 1.5559 | 1.5559 | 1.5559 | 1.5559 | 1.5559 | 1.5559 | 1.5559
F2_Industrial_Other Industrial_New_Process_Natural Gas_Gas Boiler - Maintenance_A_Technical Potential | F2 | Industrial | Other Industrial | New | Process | Natural Gas | Gas Boiler - Maintenance | A | Integrated Unit Summer Peak Savings (kW) | Technical Potential | 0 | 0 | 0 | 0 | 0 | 0 | 0 | 0 | 0 | 0 | 0 | 0 | 0 | 0 | 0 | 0 | 0 | 0 | 0 | 0 | 0 | 0 | 0 | 0 | 0 | 0 | 0 | 0 | 0 | 0 | 0
F3_Industrial_Other Industrial_New_Process_Natural Gas_Gas Boiler - Maintenance_A_Technical Potential | F3 | Industrial | Other Industrial | New | Process | Natural Gas | Gas Boiler - Maintenance | A | Integrated Unit Winter Peak Savings (kW) | Technical Potential | 0 | 0 | 0 | 0 | 0 | 0 | 0 | 0 | 0 | 0 | 0 | 0 | 0 | 0 | 0 | 0 | 0 | 0 | 0 | 0 | 0 | 0 | 0 | 0 | 0 | 0 | 0 | 0 | 0 | 0 | 0
F4_Industrial_Other Industrial_New_Process_Natural Gas_Gas Boiler - Maintenance_A_Technical Potential | F4 | Industrial | Other Industrial | New | Process | Natural Gas | Gas Boiler - Maintenance | A | Incremental Energy Savings (MWh or mTherms) | Technical Potential | 0 | 0 | 0 | 0 | 0 | 0.022469 | 0.018658 | 0.014929 | 0.022469 | 0.018658 | 0.014929 | 0.022469 | 0.018658 | 0.014929 | 0.022469 | 0.018658 | 0.014929 | 0.022469 | 0.018658 | 0.014929 | 0.022469 | 0.018658 | 0.014929 | 0.022469 | 0.018658 | 0.014929 | 0.022469 | 0.018658 | 0.014929 | 0.022469 | 0.018658
F5_Industrial_Other Industrial_New_Process_Natural Gas_Gas Boiler - Maintenance_A_Technical Potential | F5 | Industrial | Other Industrial | New | Process | Natural Gas | Gas Boiler - Maintenance | A | Incremental Summer Peak Savings (MW) | Technical Potential | 0 | 0 | 0 | 0 | 0 | 0 | 0 | 0 | 0 | 0 | 0 | 0 | 0 | 0 | 0 | 0 | 0 | 0 | 0 | 0 | 0 | 0 | 0 | 0 | 0 | 0 | 0 | 0 | 0 | 0 | 0
F6_Industrial_Other Industrial_New_Process_Natural Gas_Gas Boiler - Maintenance_A_Technical Potential | F6 | Industrial | Other Industrial | New | Process | Natural Gas | Gas Boiler - Maintenance | A | Incremental Winter Peak Savings (MW) | Technical Potential | 0 | 0 | 0 | 0 | 0 | 0 | 0 | 0 | 0 | 0 | 0 | 0 | 0 | 0 | 0 | 0 | 0 | 0 | 0 | 0 | 0 | 0 | 0 | 0 | 0 | 0 | 0 | 0 | 0 | 0 | 0
F7_Industrial_Other Industrial_New_Process_Natural Gas_Gas Boiler - Maintenance_A_Technical Potential | F7 | Industrial | Other Industrial | New | Process | Natural Gas | Gas Boiler - Maintenance | A | Cumulative Energy Savings (MWh or mTherms) | Technical Potential | 0 | 0 | 0 | 0 | 0 | 0.022469 | 0.041127 | 0.056056 | 0.056056 | 0.056056 | 0.056056 | 0.056056 | 0.056056 | 0.056056 | 0.056056 | 0.056056 | 0.056056 | 0.056056 | 0.056056 | 0.056056 | 0.056056 | 0.056056 | 0.056056 | 0.056056 | 0.056056 | 0.056056 | 0.056056 | 0.056056 | 0 | 0 | 0
F8_Industrial_Other Industrial_New_Process_Natural Gas_Gas Boiler - Maintenance_A_Technical Potential | F8 | Industrial | Other Industrial | New | Process | Natural Gas | Gas Boiler - Maintenance | A | Cumulative Summer Peak Savings (MW) | Technical Potential | 0 | 0 | 0 | 0 | 0 | 0 | 0 | 0 | 0 | 0 | 0 | 0 | 0 | 0 | 0 | 0 | 0 | 0 | 0 | 0 | 0 | 0 | 0 | 0 | 0 | 0 | 0 | 0 | 0 | 0 | 0
F9_Industrial_Other Industrial_New_Process_Natural Gas_Gas Boiler - Maintenance_A_Technical Potential | F9 | Industrial | Other Industrial | New | Process | Natural Gas | Gas Boiler - Maintenance | A | Cumulative Winter Peak Savings (MW) | Technical Potential | 0 | 0 | 0 | 0 | 0 | 0 | 0 | 0 | 0 | 0 | 0 | 0 | 0 | 0 | 0 | 0 | 0 | 0 | 0 | 0 | 0 | 0 | 0 | 0 | 0 | 0 | 0 | 0 | 0 | 0 | 0
F10_Industrial_Other Industrial_New_Process_Natural Gas_Gas Boiler - Maintenance_A_Technical Potential | F10 | Industrial | Other Industrial | New | Process | Natural Gas | Gas Boiler - Maintenance | A | Purchases (Incremental) | Technical Potential | 0 | 0 | 0 | 0 | 0 | 14.4413 | 11.9921 | 9.5954 | 14.4413 | 11.9921 | 9.5954 | 14.4413 | 11.9921 | 9.5954 | 14.4413 | 11.9921 | 9.5954 | 14.4413 | 11.9921 | 9.5954 | 14.4413 | 11.9921 | 9.5954 | 14.4413 | 11.9921 | 9.5954 | 14.4413 | 11.9921 | 9.5954 | 14.4413 | 11.9921
F11_Industrial_Other Industrial_New_Process_Natural Gas_Gas Boiler - Maintenance_A_Technical Potential | F11 | Industrial | Other Industrial | New | Process | Natural Gas | Gas Boiler - Maintenance | A | Purchases (Cumulative) | Technical Potential | 0 | 0 | 0 | 0 | 0 | 14.4413 | 26.4333 | 36.0288 | 36.0288 | 36.0288 | 36.0288 | 36.0288 | 36.0288 | 36.0288 | 36.0288 | 36.0288 | 36.0288 | 36.0288 | 36.0288 | 36.0288 | 36.0288 | 36.0288 | 36.0288 | 36.0288 | 36.0288 | 36.0288 | 36.0288 | 36.0288 | 36.0288 | 36.0288 | 36.0288
F1_Industrial_Other Industrial_New_Space Heating_Natural Gas_Gas Furnace - Maintenance_A_Technical Potential | F1 | Industrial | Other Industrial | New | Space Heating | Natural Gas | Gas Furnace - Maintenance | A | Integrated Unit Energy Savings (kWh or therms) | Technical Potential | 0 | 0 | 0 | 0 | 0 | 0 | 0 | 0 | 0 | 0 | 0 | 0 | 0 | 0 | 0 | 0 | 0 | 0 | 0 | 0 | 0 | 0 | 0 | 0 | 0 | 0 | 0 | 0 | 0 | 0 | 0
F2_Industrial_Other Industrial_New_Space Heating_Natural Gas_Gas Furnace - Maintenance_A_Technical Potential | F2 | Industrial | Other Industrial | New | Space Heating | Natural Gas | Gas Furnace - Maintenance | A | Integrated Unit Summer Peak Savings (kW) | Technical Potential | 0 | 0 | 0 | 0 | 0 | 0 | 0 | 0 | 0 | 0 | 0 | 0 | 0 | 0 | 0 | 0 | 0 | 0 | 0 | 0 | 0 | 0 | 0 | 0 | 0 | 0 | 0 | 0 | 0 | 0 | 0
F3_Industrial_Other Industrial_New_Space Heating_Natural Gas_Gas Furnace - Maintenance_A_Technical Potential | F3 | Industrial | Other Industrial | New | Space Heating | Natural Gas | Gas Furnace - Maintenance | A | Integrated Unit Winter Peak Savings (kW) | Technical Potential | 0 | 0 | 0 | 0 | 0 | 0 | 0 | 0 | 0 | 0 | 0 | 0 | 0 | 0 | 0 | 0 | 0 | 0 | 0 | 0 | 0 | 0 | 0 | 0 | 0 | 0 | 0 | 0 | 0 | 0 | 0
F4_Industrial_Other Industrial_New_Space Heating_Natural Gas_Gas Furnace - Maintenance_A_Technical Potential | F4 | Industrial | Other Industrial | New | Space Heating | Natural Gas | Gas Furnace - Maintenance | A | Incremental Energy Savings (MWh or mTherms) | Technical Potential | 0 | 0 | 0 | 0 | 0 | 0 | 0 | 0 | 0 | 0 | 0 | 0 | 0 | 0 | 0 | 0 | 0 | 0 | 0 | 0 | 0 | 0 | 0 | 0 | 0 | 0 | 0 | 0 | 0 | 0 | 0
F5_Industrial_Other Industrial_New_Space Heating_Natural Gas_Gas Furnace - Maintenance_A_Technical Potential | F5 | Industrial | Other Industrial | New | Space Heating | Natural Gas | Gas Furnace - Maintenance | A | Incremental Summer Peak Savings (MW) | Technical Potential | 0 | 0 | 0 | 0 | 0 | 0 | 0 | 0 | 0 | 0 | 0 | 0 | 0 | 0 | 0 | 0 | 0 | 0 | 0 | 0 | 0 | 0 | 0 | 0 | 0 | 0 | 0 | 0 | 0 | 0 | 0
F6_Industrial_Other Industrial_New_Space Heating_Natural Gas_Gas Furnace - Maintenance_A_Technical Potential | F6 | Industrial | Other Industrial | New | Space Heating | Natural Gas | Gas Furnace - Maintenance | A | Incremental Winter Peak Savings (MW) | Technical Potential | 0 | 0 | 0 | 0 | 0 | 0 | 0 | 0 | 0 | 0 | 0 | 0 | 0 | 0 | 0 | 0 | 0 | 0 | 0 | 0 | 0 | 0 | 0 | 0 | 0 | 0 | 0 | 0 | 0 | 0 | 0
F7_Industrial_Other Industrial_New_Space Heating_Natural Gas_Gas Furnace - Maintenance_A_Technical Potential | F7 | Industrial | Other Industrial | New | Space Heating | Natural Gas | Gas Furnace - Maintenance | A | Cumulative Energy Savings (MWh or mTherms) | Technical Potential | 0 | 0 | 0 | 0 | 0 | 0 | 0 | 0 | 0 | 0 | 0 | 0 | 0 | 0 | 0 | 0 | 0 | 0 | 0 | 0 | 0 | 0 | 0 | 0 | 0 | 0 | 0 | 0 | 0 | 0 | 0
F8_Industrial_Other Industrial_New_Space Heating_Natural Gas_Gas Furnace - Maintenance_A_Technical Potential | F8 | Industrial | Other Industrial | New | Space Heating | Natural Gas | Gas Furnace - Maintenance | A | Cumulative Summer Peak Savings (MW) | Technical Potential | 0 | 0 | 0 | 0 | 0 | 0 | 0 | 0 | 0 | 0 | 0 | 0 | 0 | 0 | 0 | 0 | 0 | 0 | 0 | 0 | 0 | 0 | 0 | 0 | 0 | 0 | 0 | 0 | 0 | 0 | 0
F9_Industrial_Other Industrial_New_Space Heating_Natural Gas_Gas Furnace - Maintenance_A_Technical Potential | F9 | Industrial | Other Industrial | New | Space Heating | Natural Gas | Gas Furnace - Maintenance | A | Cumulative Winter Peak Savings (MW) | Technical Potential | 0 | 0 | 0 | 0 | 0 | 0 | 0 | 0 | 0 | 0 | 0 | 0 | 0 | 0 | 0 | 0 | 0 | 0 | 0 | 0 | 0 | 0 | 0 | 0 | 0 | 0 | 0 | 0 | 0 | 0 | 0
F10_Industrial_Other Industrial_New_Space Heating_Natural Gas_Gas Furnace - Maintenance_A_Technical Potential | F10 | Industrial | Other Industrial | New | Space Heating | Natural Gas | Gas Furnace - Maintenance | A | Purchases (Incremental) | Technical Potential | 0 | 0 | 0 | 0 | 0 | 0 | 0 | 0 | 0 | 0 | 0 | 0 | 0 | 0 | 0 | 0 | 0 | 0 | 0 | 0 | 0 | 0 | 0 | 0 | 0 | 0 | 0 | 0 | 0 | 0 | 0
F11_Industrial_Other Industrial_New_Space Heating_Natural Gas_Gas Furnace - Maintenance_A_Technical Potential | F11 | Industrial | Other Industrial | New | Space Heating | Natural Gas | Gas Furnace - Maintenance | A | Purchases (Cumulative) | Technical Potential | 0 | 0 | 0 | 0 | 0 | 0 | 0 | 0 | 0 | 0 | 0 | 0 | 0 | 0 | 0 | 0 | 0 | 0 | 0 | 0 | 0 | 0 | 0 | 0 | 0 | 0 | 0 | 0 | 0 | 0 | 0
F1_Industrial_Other Industrial_New_Space Heating_Natural Gas_Gas Boiler - Hot Water Reset_A_Technical Potential | F1 | Industrial | Other Industrial | New | Space Heating | Natural Gas | Gas Boiler - Hot Water Reset | A | Integrated Unit Energy Savings (kWh or therms) | Technical Potential | 0 | 0 | 0 | 0 | 0 | 0 | 0 | 0 | 0 | 0 | 0 | 0 | 0 | 0 | 0 | 0 | 0 | 0 | 0 | 0 | 0 | 0 | 0 | 0 | 0 | 0 | 0 | 0 | 0 | 0 | 0
F2_Industrial_Other Industrial_New_Space Heating_Natural Gas_Gas Boiler - Hot Water Reset_A_Technical Potential | F2 | Industrial | Other Industrial | New | Space Heating | Natural Gas | Gas Boiler - Hot Water Reset | A | Integrated Unit Summer Peak Savings (kW) | Technical Potential | 0 | 0 | 0 | 0 | 0 | 0 | 0 | 0 | 0 | 0 | 0 | 0 | 0 | 0 | 0 | 0 | 0 | 0 | 0 | 0 | 0 | 0 | 0 | 0 | 0 | 0 | 0 | 0 | 0 | 0 | 0
F3_Industrial_Other Industrial_New_Space Heating_Natural Gas_Gas Boiler - Hot Water Reset_A_Technical Potential | F3 | Industrial | Other Industrial | New | Space Heating | Natural Gas | Gas Boiler - Hot Water Reset | A | Integrated Unit Winter Peak Savings (kW) | Technical Potential | 0 | 0 | 0 | 0 | 0 | 0 | 0 | 0 | 0 | 0 | 0 | 0 | 0 | 0 | 0 | 0 | 0 | 0 | 0 | 0 | 0 | 0 | 0 | 0 | 0 | 0 | 0 | 0 | 0 | 0 | 0
F4_Industrial_Other Industrial_New_Space Heating_Natural Gas_Gas Boiler - Hot Water Reset_A_Technical Potential | F4 | Industrial | Other Industrial | New | Space Heating | Natural Gas | Gas Boiler - Hot Water Reset | A | Incremental Energy Savings (MWh or mTherms) | Technical Potential | 0 | 0 | 0 | 0 | 0 | 0 | 0 | 0 | 0 | 0 | 0 | 0 | 0 | 0 | 0 | 0 | 0 | 0 | 0 | 0 | 0 | 0 | 0 | 0 | 0 | 0 | 0 | 0 | 0 | 0 | 0
F5_Industrial_Other Industrial_New_Space Heating_Natural Gas_Gas Boiler - Hot Water Reset_A_Technical Potential | F5 | Industrial | Other Industrial | New | Space Heating | Natural Gas | Gas Boiler - Hot Water Reset | A | Incremental Summer Peak Savings (MW) | Technical Potential | 0 | 0 | 0 | 0 | 0 | 0 | 0 | 0 | 0 | 0 | 0 | 0 | 0 | 0 | 0 | 0 | 0 | 0 | 0 | 0 | 0 | 0 | 0 | 0 | 0 | 0 | 0 | 0 | 0 | 0 | 0
F6_Industrial_Other Industrial_New_Space Heating_Natural Gas_Gas Boiler - Hot Water Reset_A_Technical Potential | F6 | Industrial | Other Industrial | New | Space Heating | Natural Gas | Gas Boiler - Hot Water Reset | A | Incremental Winter Peak Savings (MW) | Technical Potential | 0 | 0 | 0 | 0 | 0 | 0 | 0 | 0 | 0 | 0 | 0 | 0 | 0 | 0 | 0 | 0 | 0 | 0 | 0 | 0 | 0 | 0 | 0 | 0 | 0 | 0 | 0 | 0 | 0 | 0 | 0
F7_Industrial_Other Industrial_New_Space Heating_Natural Gas_Gas Boiler - Hot Water Reset_A_Technical Potential | F7 | Industrial | Other Industrial | New | Space Heating | Natural Gas | Gas Boiler - Hot Water Reset | A | Cumulative Energy Savings (MWh or mTherms) | Technical Potential | 0 | 0 | 0 | 0 | 0 | 0 | 0 | 0 | 0 | 0 | 0 | 0 | 0 | 0 | 0 | 0 | 0 | 0 | 0 | 0 | 0 | 0 | 0 | 0 | 0 | 0 | 0 | 0 | 0 | 0 | 0
F8_Industrial_Other Industrial_New_Space Heating_Natural Gas_Gas Boiler - Hot Water Reset_A_Technical Potential | F8 | Industrial | Other Industrial | New | Space Heating | Natural Gas | Gas Boiler - Hot Water Reset | A | Cumulative Summer Peak Savings (MW) | Technical Potential | 0 | 0 | 0 | 0 | 0 | 0 | 0 | 0 | 0 | 0 | 0 | 0 | 0 | 0 | 0 | 0 | 0 | 0 | 0 | 0 | 0 | 0 | 0 | 0 | 0 | 0 | 0 | 0 | 0 | 0 | 0
F9_Industrial_Other Industrial_New_Space Heating_Natural Gas_Gas Boiler - Hot Water Reset_A_Technical Potential | F9 | Industrial | Other Industrial | New | Space Heating | Natural Gas | Gas Boiler - Hot Water Reset | A | Cumulative Winter Peak Savings (MW) | Technical Potential | 0 | 0 | 0 | 0 | 0 | 0 | 0 | 0 | 0 | 0 | 0 | 0 | 0 | 0 | 0 | 0 | 0 | 0 | 0 | 0 | 0 | 0 | 0 | 0 | 0 | 0 | 0 | 0 | 0 | 0 | 0
F10_Industrial_Other Industrial_New_Space Heating_Natural Gas_Gas Boiler - Hot Water Reset_A_Technical Potential | F10 | Industrial | Other Industrial | New | Space Heating | Natural Gas | Gas Boiler - Hot Water Reset | A | Purchases (Incremental) | Technical Potential | 0 | 0 | 0 | 0 | 0 | 0 | 0 | 0 | 0 | 0 | 0 | 0 | 0 | 0 | 0 | 0 | 0 | 0 | 0 | 0 | 0 | 0 | 0 | 0 | 0 | 0 | 0 | 0 | 0 | 0 | 0
F11_Industrial_Other Industrial_New_Space Heating_Natural Gas_Gas Boiler - Hot Water Reset_A_Technical Potential | F11 | Industrial | Other Industrial | New | Space Heating | Natural Gas | Gas Boiler - Hot Water Reset | A | Purchases (Cumulative) | Technical Potential | 0 | 0 | 0 | 0 | 0 | 0 | 0 | 0 | 0 | 0 | 0 | 0 | 0 | 0 | 0 | 0 | 0 | 0 | 0 | 0 | 0 | 0 | 0 | 0 | 0 | 0 | 0 | 0 | 0 | 0 | 0
F1_Industrial_Other Industrial_New_Process_Natural Gas_Gas Boiler - Hot Water Reset_A_Technical Potential | F1 | Industrial | Other Industrial | New | Process | Natural Gas | Gas Boiler - Hot Water Reset | A | Integrated Unit Energy Savings (kWh or therms) | Technical Potential | 0 | 0 | 0 | 0 | 0 | 2.8266 | 2.8247 | 2.8232 | 2.8219 | 2.8207 | 2.8198 | 2.8192 | 2.8188 | 2.8187 | 2.8187 | 2.8187 | 2.8189 | 2.8191 | 2.8193 | 2.8195 | 2.82 | 2.8204 | 2.8207 | 2.8211 | 2.8214 | 2.8217 | 2.8219 | 2.8222 | 2.8289 | 2.8289 | 2.8289
F2_Industrial_Other Industrial_New_Process_Natural Gas_Gas Boiler - Hot Water Reset_A_Technical Potential | F2 | Industrial | Other Industrial | New | Process | Natural Gas | Gas Boiler - Hot Water Reset | A | Integrated Unit Summer Peak Savings (kW) | Technical Potential | 0 | 0 | 0 | 0 | 0 | 0 | 0 | 0 | 0 | 0 | 0 | 0 | 0 | 0 | 0 | 0 | 0 | 0 | 0 | 0 | 0 | 0 | 0 | 0 | 0 | 0 | 0 | 0 | 0 | 0 | 0
F3_Industrial_Other Industrial_New_Process_Natural Gas_Gas Boiler - Hot Water Reset_A_Technical Potential | F3 | Industrial | Other Industrial | New | Process | Natural Gas | Gas Boiler - Hot Water Reset | A | Integrated Unit Winter Peak Savings (kW) | Technical Potential | 0 | 0 | 0 | 0 | 0 | 0 | 0 | 0 | 0 | 0 | 0 | 0 | 0 | 0 | 0 | 0 | 0 | 0 | 0 | 0 | 0 | 0 | 0 | 0 | 0 | 0 | 0 | 0 | 0 | 0 | 0
F4_Industrial_Other Industrial_New_Process_Natural Gas_Gas Boiler - Hot Water Reset_A_Technical Potential | F4 | Industrial | Other Industrial | New | Process | Natural Gas | Gas Boiler - Hot Water Reset | A | Incremental Energy Savings (MWh or mTherms) | Technical Potential | 0 | 0 | 0 | 0 | 0 | 0.039675 | 0.057677 | 0.081533 | 0.10729 | 0.13679 | 0.17678 | 0.21222 | 0.23543 | 0.2394 | 0.22063 | 0.18227 | 0.1282 | 0.078834 | 0.040064 | 0.017834 | 0.0068072 | 0.039588 | 0.057595 | 0.081472 | 0.10726 | 0.13683 | 0.17692 | 0.21244 | 0.23627 | 0.24027 | 0.22143
F5_Industrial_Other Industrial_New_Process_Natural Gas_Gas Boiler - Hot Water Reset_A_Technical Potential | F5 | Industrial | Other Industrial | New | Process | Natural Gas | Gas Boiler - Hot Water Reset | A | Incremental Summer Peak Savings (MW) | Technical Potential | 0 | 0 | 0 | 0 | 0 | 0 | 0 | 0 | 0 | 0 | 0 | 0 | 0 | 0 | 0 | 0 | 0 | 0 | 0 | 0 | 0 | 0 | 0 | 0 | 0 | 0 | 0 | 0 | 0 | 0 | 0
F6_Industrial_Other Industrial_New_Process_Natural Gas_Gas Boiler - Hot Water Reset_A_Technical Potential | F6 | Industrial | Other Industrial | New | Process | Natural Gas | Gas Boiler - Hot Water Reset | A | Incremental Winter Peak Savings (MW) | Technical Potential | 0 | 0 | 0 | 0 | 0 | 0 | 0 | 0 | 0 | 0 | 0 | 0 | 0 | 0 | 0 | 0 | 0 | 0 | 0 | 0 | 0 | 0 | 0 | 0 | 0 | 0 | 0 | 0 | 0 | 0 | 0
F7_Industrial_Other Industrial_New_Process_Natural Gas_Gas Boiler - Hot Water Reset_A_Technical Potential | F7 | Industrial | Other Industrial | New | Process | Natural Gas | Gas Boiler - Hot Water Reset | A | Cumulative Energy Savings (MWh or mTherms) | Technical Potential | 0 | 0 | 0 | 0 | 0 | 0.039675 | 0.097326 | 0.17881 | 0.28601 | 0.42268 | 0.59932 | 0.81141 | 1.0467 | 1.2861 | 1.5067 | 1.689 | 1.8173 | 1.8963 | 1.9365 | 1.9545 | 1.9616 | 1.9619 | 1.9621 | 1.9624 | 1.9626 | 1.9628 | 1.9629 | 1.9631 | 0 | 0 | 0
F8_Industrial_Other Industrial_New_Process_Natural Gas_Gas Boiler - Hot Water Reset_A_Technical Potential | F8 | Industrial | Other Industrial | New | Process | Natural Gas | Gas Boiler - Hot Water Reset | A | Cumulative Summer Peak Savings (MW) | Technical Potential | 0 | 0 | 0 | 0 | 0 | 0 | 0 | 0 | 0 | 0 | 0 | 0 | 0 | 0 | 0 | 0 | 0 | 0 | 0 | 0 | 0 | 0 | 0 | 0 | 0 | 0 | 0 | 0 | 0 | 0 | 0
F9_Industrial_Other Industrial_New_Process_Natural Gas_Gas Boiler - Hot Water Reset_A_Technical Potential | F9 | Industrial | Other Industrial | New | Process | Natural Gas | Gas Boiler - Hot Water Reset | A | Cumulative Winter Peak Savings (MW) | Technical Potential | 0 | 0 | 0 | 0 | 0 | 0 | 0 | 0 | 0 | 0 | 0 | 0 | 0 | 0 | 0 | 0 | 0 | 0 | 0 | 0 | 0 | 0 | 0 | 0 | 0 | 0 | 0 | 0 | 0 | 0 | 0
F10_Industrial_Other Industrial_New_Process_Natural Gas_Gas Boiler - Hot Water Reset_A_Technical Potential | F10 | Industrial | Other Industrial | New | Process | Natural Gas | Gas Boiler - Hot Water Reset | A | Purchases (Incremental) | Technical Potential | 0 | 0 | 0 | 0 | 0 | 14.0366 | 20.4184 | 28.8799 | 38.0185 | 48.493 | 62.6944 | 75.2756 | 83.5202 | 84.9345 | 78.2758 | 64.6648 | 45.4787 | 27.9646 | 14.2106 | 6.325 | 2.4139 | 14.0366 | 20.4184 | 28.8799 | 38.0185 | 48.493 | 62.6944 | 75.2756 | 83.5202 | 84.9345 | 78.2758
F11_Industrial_Other Industrial_New_Process_Natural Gas_Gas Boiler - Hot Water Reset_A_Technical Potential | F11 | Industrial | Other Industrial | New | Process | Natural Gas | Gas Boiler - Hot Water Reset | A | Purchases (Cumulative) | Technical Potential | 0 | 0 | 0 | 0 | 0 | 14.0366 | 34.455 | 63.3349 | 101.3533 | 149.8463 | 212.5407 | 287.8163 | 371.3365 | 456.2711 | 534.5469 | 599.2117 | 644.6904 | 672.655 | 686.8656 | 693.1906 | 695.6045 | 695.6045 | 695.6045 | 695.6045 | 695.6045 | 695.6045 | 695.6045 | 695.6045 | 695.6045 | 695.6045 | 695.6045
F1_Industrial_Other Industrial_New_Space Heating_Natural Gas_Steam Trap Maintenance_A_Technical Potential | F1 | Industrial | Other Industrial | New | Space Heating | Natural Gas | Steam Trap Maintenance | A | Integrated Unit Energy Savings (kWh or therms) | Technical Potential | 0 | 0 | 0 | 0 | 0 | 0 | 0 | 0 | 0 | 0 | 0 | 0 | 0 | 0 | 0 | 0 | 0 | 0 | 0 | 0 | 0 | 0 | 0 | 0 | 0 | 0 | 0 | 0 | 0 | 0 | 0
F2_Industrial_Other Industrial_New_Space Heating_Natural Gas_Steam Trap Maintenance_A_Technical Potential | F2 | Industrial | Other Industrial | New | Space Heating | Natural Gas | Steam Trap Maintenance | A | Integrated Unit Summer Peak Savings (kW) | Technical Potential | 0 | 0 | 0 | 0 | 0 | 0 | 0 | 0 | 0 | 0 | 0 | 0 | 0 | 0 | 0 | 0 | 0 | 0 | 0 | 0 | 0 | 0 | 0 | 0 | 0 | 0 | 0 | 0 | 0 | 0 | 0
F3_Industrial_Other Industrial_New_Space Heating_Natural Gas_Steam Trap Maintenance_A_Technical Potential | F3 | Industrial | Other Industrial | New | Space Heating | Natural Gas | Steam Trap Maintenance | A | Integrated Unit Winter Peak Savings (kW) | Technical Potential | 0 | 0 | 0 | 0 | 0 | 0 | 0 | 0 | 0 | 0 | 0 | 0 | 0 | 0 | 0 | 0 | 0 | 0 | 0 | 0 | 0 | 0 | 0 | 0 | 0 | 0 | 0 | 0 | 0 | 0 | 0
F4_Industrial_Other Industrial_New_Space Heating_Natural Gas_Steam Trap Maintenance_A_Technical Potential | F4 | Industrial | Other Industrial | New | Space Heating | Natural Gas | Steam Trap Maintenance | A | Incremental Energy Savings (MWh or mTherms) | Technical Potential | 0 | 0 | 0 | 0 | 0 | 0 | 0 | 0 | 0 | 0 | 0 | 0 | 0 | 0 | 0 | 0 | 0 | 0 | 0 | 0 | 0 | 0 | 0 | 0 | 0 | 0 | 0 | 0 | 0 | 0 | 0
F5_Industrial_Other Industrial_New_Space Heating_Natural Gas_Steam Trap Maintenance_A_Technical Potential | F5 | Industrial | Other Industrial | New | Space Heating | Natural Gas | Steam Trap Maintenance | A | Incremental Summer Peak Savings (MW) | Technical Potential | 0 | 0 | 0 | 0 | 0 | 0 | 0 | 0 | 0 | 0 | 0 | 0 | 0 | 0 | 0 | 0 | 0 | 0 | 0 | 0 | 0 | 0 | 0 | 0 | 0 | 0 | 0 | 0 | 0 | 0 | 0
F6_Industrial_Other Industrial_New_Space Heating_Natural Gas_Steam Trap Maintenance_A_Technical Potential | F6 | Industrial | Other Industrial | New | Space Heating | Natural Gas | Steam Trap Maintenance | A | Incremental Winter Peak Savings (MW) | Technical Potential | 0 | 0 | 0 | 0 | 0 | 0 | 0 | 0 | 0 | 0 | 0 | 0 | 0 | 0 | 0 | 0 | 0 | 0 | 0 | 0 | 0 | 0 | 0 | 0 | 0 | 0 | 0 | 0 | 0 | 0 | 0
F7_Industrial_Other Industrial_New_Space Heating_Natural Gas_Steam Trap Maintenance_A_Technical Potential | F7 | Industrial | Other Industrial | New | Space Heating | Natural Gas | Steam Trap Maintenance | A | Cumulative Energy Savings (MWh or mTherms) | Technical Potential | 0 | 0 | 0 | 0 | 0 | 0 | 0 | 0 | 0 | 0 | 0 | 0 | 0 | 0 | 0 | 0 | 0 | 0 | 0 | 0 | 0 | 0 | 0 | 0 | 0 | 0 | 0 | 0 | 0 | 0 | 0
F8_Industrial_Other Industrial_New_Space Heating_Natural Gas_Steam Trap Maintenance_A_Technical Potential | F8 | Industrial | Other Industrial | New | Space Heating | Natural Gas | Steam Trap Maintenance | A | Cumulative Summer Peak Savings (MW) | Technical Potential | 0 | 0 | 0 | 0 | 0 | 0 | 0 | 0 | 0 | 0 | 0 | 0 | 0 | 0 | 0 | 0 | 0 | 0 | 0 | 0 | 0 | 0 | 0 | 0 | 0 | 0 | 0 | 0 | 0 | 0 | 0
F9_Industrial_Other Industrial_New_Space Heating_Natural Gas_Steam Trap Maintenance_A_Technical Potential | F9 | Industrial | Other Industrial | New | Space Heating | Natural Gas | Steam Trap Maintenance | A | Cumulative Winter Peak Savings (MW) | Technical Potential | 0 | 0 | 0 | 0 | 0 | 0 | 0 | 0 | 0 | 0 | 0 | 0 | 0 | 0 | 0 | 0 | 0 | 0 | 0 | 0 | 0 | 0 | 0 | 0 | 0 | 0 | 0 | 0 | 0 | 0 | 0
F10_Industrial_Other Industrial_New_Space Heating_Natural Gas_Steam Trap Maintenance_A_Technical Potential | F10 | Industrial | Other Industrial | New | Space Heating | Natural Gas | Steam Trap Maintenance | A | Purchases (Incremental) | Technical Potential | 0 | 0 | 0 | 0 | 0 | 0 | 0 | 0 | 0 | 0 | 0 | 0 | 0 | 0 | 0 | 0 | 0 | 0 | 0 | 0 | 0 | 0 | 0 | 0 | 0 | 0 | 0 | 0 | 0 | 0 | 0
F11_Industrial_Other Industrial_New_Space Heating_Natural Gas_Steam Trap Maintenance_A_Technical Potential | F11 | Industrial | Other Industrial | New | Space Heating | Natural Gas | Steam Trap Maintenance | A | Purchases (Cumulative) | Technical Potential | 0 | 0 | 0 | 0 | 0 | 0 | 0 | 0 | 0 | 0 | 0 | 0 | 0 | 0 | 0 | 0 | 0 | 0 | 0 | 0 | 0 | 0 | 0 | 0 | 0 | 0 | 0 | 0 | 0 | 0 | 0
F1_Industrial_Other Industrial_New_Process_Natural Gas_Steam Trap Maintenance_A_Technical Potential | F1 | Industrial | Other Industrial | New | Process | Natural Gas | Steam Trap Maintenance | A | Integrated Unit Energy Savings (kWh or therms) | Technical Potential | 0 | 0 | 0 | 0 | 0 | 1.9971 | 1.9958 | 1.9947 | 1.9939 | 1.993 | 1.9923 | 1.9919 | 1.9917 | 1.9916 | 1.9915 | 1.9916 | 1.9917 | 1.9918 | 1.992 | 1.9922 | 1.9925 | 1.9928 | 1.993 | 1.9933 | 1.9935 | 1.9937 | 1.9938 | 1.994 | 1.9988 | 1.9988 | 1.9988
F2_Industrial_Other Industrial_New_Process_Natural Gas_Steam Trap Maintenance_A_Technical Potential | F2 | Industrial | Other Industrial | New | Process | Natural Gas | Steam Trap Maintenance | A | Integrated Unit Summer Peak Savings (kW) | Technical Potential | 0 | 0 | 0 | 0 | 0 | 0 | 0 | 0 | 0 | 0 | 0 | 0 | 0 | 0 | 0 | 0 | 0 | 0 | 0 | 0 | 0 | 0 | 0 | 0 | 0 | 0 | 0 | 0 | 0 | 0 | 0
F3_Industrial_Other Industrial_New_Process_Natural Gas_Steam Trap Maintenance_A_Technical Potential | F3 | Industrial | Other Industrial | New | Process | Natural Gas | Steam Trap Maintenance | A | Integrated Unit Winter Peak Savings (kW) | Technical Potential | 0 | 0 | 0 | 0 | 0 | 0 | 0 | 0 | 0 | 0 | 0 | 0 | 0 | 0 | 0 | 0 | 0 | 0 | 0 | 0 | 0 | 0 | 0 | 0 | 0 | 0 | 0 | 0 | 0 | 0 | 0
F4_Industrial_Other Industrial_New_Process_Natural Gas_Steam Trap Maintenance_A_Technical Potential | F4 | Industrial | Other Industrial | New | Process | Natural Gas | Steam Trap Maintenance | A | Incremental Energy Savings (MWh or mTherms) | Technical Potential | 0 | 0 | 0 | 0 | 0 | 0 | 0 | 0 | 0 | 0 | 0 | 0 | 0 | 0 | 0 | 0 | 0 | 0 | 0 | 0 | 0 | 0 | 0 | 0 | 0 | 0 | 0 | 0 | 0 | 0 | 0
F5_Industrial_Other Industrial_New_Process_Natural Gas_Steam Trap Maintenance_A_Technical Potential | F5 | Industrial | Other Industrial | New | Process | Natural Gas | Steam Trap Maintenance | A | Incremental Summer Peak Savings (MW) | Technical Potential | 0 | 0 | 0 | 0 | 0 | 0 | 0 | 0 | 0 | 0 | 0 | 0 | 0 | 0 | 0 | 0 | 0 | 0 | 0 | 0 | 0 | 0 | 0 | 0 | 0 | 0 | 0 | 0 | 0 | 0 | 0
F6_Industrial_Other Industrial_New_Process_Natural Gas_Steam Trap Maintenance_A_Technical Potential | F6 | Industrial | Other Industrial | New | Process | Natural Gas | Steam Trap Maintenance | A | Incremental Winter Peak Savings (MW) | Technical Potential | 0 | 0 | 0 | 0 | 0 | 0 | 0 | 0 | 0 | 0 | 0 | 0 | 0 | 0 | 0 | 0 | 0 | 0 | 0 | 0 | 0 | 0 | 0 | 0 | 0 | 0 | 0 | 0 | 0 | 0 | 0
F7_Industrial_Other Industrial_New_Process_Natural Gas_Steam Trap Maintenance_A_Technical Potential | F7 | Industrial | Other Industrial | New | Process | Natural Gas | Steam Trap Maintenance | A | Cumulative Energy Savings (MWh or mTherms) | Technical Potential | 0 | 0 | 0 | 0 | 0 | 0 | 0 | 0 | 0 | 0 | 0 | 0 | 0 | 0 | 0 | 0 | 0 | 0 | 0 | 0 | 0 | 0 | 0 | 0 | 0 | 0 | 0 | 0 | 0 | 0 | 0
F8_Industrial_Other Industrial_New_Process_Natural Gas_Steam Trap Maintenance_A_Technical Potential | F8 | Industrial | Other Industrial | New | Process | Natural Gas | Steam Trap Maintenance | A | Cumulative Summer Peak Savings (MW) | Technical Potential | 0 | 0 | 0 | 0 | 0 | 0 | 0 | 0 | 0 | 0 | 0 | 0 | 0 | 0 | 0 | 0 | 0 | 0 | 0 | 0 | 0 | 0 | 0 | 0 | 0 | 0 | 0 | 0 | 0 | 0 | 0
F9_Industrial_Other Industrial_New_Process_Natural Gas_Steam Trap Maintenance_A_Technical Potential | F9 | Industrial | Other Industrial | New | Process | Natural Gas | Steam Trap Maintenance | A | Cumulative Winter Peak Savings (MW) | Technical Potential | 0 | 0 | 0 | 0 | 0 | 0 | 0 | 0 | 0 | 0 | 0 | 0 | 0 | 0 | 0 | 0 | 0 | 0 | 0 | 0 | 0 | 0 | 0 | 0 | 0 | 0 | 0 | 0 | 0 | 0 | 0
F10_Industrial_Other Industrial_New_Process_Natural Gas_Steam Trap Maintenance_A_Technical Potential | F10 | Industrial | Other Industrial | New | Process | Natural Gas | Steam Trap Maintenance | A | Purchases (Incremental) | Technical Potential | 0 | 0 | 0 | 0 | 0 | 0 | 0 | 0 | 0 | 0 | 0 | 0 | 0 | 0 | 0 | 0 | 0 | 0 | 0 | 0 | 0 | 0 | 0 | 0 | 0 | 0 | 0 | 0 | 0 | 0 | 0
F11_Industrial_Other Industrial_New_Process_Natural Gas_Steam Trap Maintenance_A_Technical Potential | F11 | Industrial | Other Industrial | New | Process | Natural Gas | Steam Trap Maintenance | A | Purchases (Cumulative) | Technical Potential | 0 | 0 | 0 | 0 | 0 | 0 | 0 | 0 | 0 | 0 | 0 | 0 | 0 | 0 | 0 | 0 | 0 | 0 | 0 | 0 | 0 | 0 | 0 | 0 | 0 | 0 | 0 | 0 | 0 | 0 | 0
F1_Industrial_Other Industrial_New_Space Heating_Natural Gas_Gas Boiler - High Turndown_A_Technical Potential | F1 | Industrial | Other Industrial | New | Space Heating | Natural Gas | Gas Boiler - High Turndown | A | Integrated Unit Energy Savings (kWh or therms) | Technical Potential | 0 | 0 | 0 | 0 | 0 | 0 | 0 | 0 | 0 | 0 | 0 | 0 | 0 | 0 | 0 | 0 | 0 | 0 | 0 | 0 | 0 | 0 | 0 | 0 | 0 | 0 | 0 | 0 | 0 | 0 | 0
F2_Industrial_Other Industrial_New_Space Heating_Natural Gas_Gas Boiler - High Turndown_A_Technical Potential | F2 | Industrial | Other Industrial | New | Space Heating | Natural Gas | Gas Boiler - High Turndown | A | Integrated Unit Summer Peak Savings (kW) | Technical Potential | 0 | 0 | 0 | 0 | 0 | 0 | 0 | 0 | 0 | 0 | 0 | 0 | 0 | 0 | 0 | 0 | 0 | 0 | 0 | 0 | 0 | 0 | 0 | 0 | 0 | 0 | 0 | 0 | 0 | 0 | 0
F3_Industrial_Other Industrial_New_Space Heating_Natural Gas_Gas Boiler - High Turndown_A_Technical Potential | F3 | Industrial | Other Industrial | New | Space Heating | Natural Gas | Gas Boiler - High Turndown | A | Integrated Unit Winter Peak Savings (kW) | Technical Potential | 0 | 0 | 0 | 0 | 0 | 0 | 0 | 0 | 0 | 0 | 0 | 0 | 0 | 0 | 0 | 0 | 0 | 0 | 0 | 0 | 0 | 0 | 0 | 0 | 0 | 0 | 0 | 0 | 0 | 0 | 0
F4_Industrial_Other Industrial_New_Space Heating_Natural Gas_Gas Boiler - High Turndown_A_Technical Potential | F4 | Industrial | Other Industrial | New | Space Heating | Natural Gas | Gas Boiler - High Turndown | A | Incremental Energy Savings (MWh or mTherms) | Technical Potential | 0 | 0 | 0 | 0 | 0 | 0 | 0 | 0 | 0 | 0 | 0 | 0 | 0 | 0 | 0 | 0 | 0 | 0 | 0 | 0 | 0 | 0 | 0 | 0 | 0 | 0 | 0 | 0 | 0 | 0 | 0
F5_Industrial_Other Industrial_New_Space Heating_Natural Gas_Gas Boiler - High Turndown_A_Technical Potential | F5 | Industrial | Other Industrial | New | Space Heating | Natural Gas | Gas Boiler - High Turndown | A | Incremental Summer Peak Savings (MW) | Technical Potential | 0 | 0 | 0 | 0 | 0 | 0 | 0 | 0 | 0 | 0 | 0 | 0 | 0 | 0 | 0 | 0 | 0 | 0 | 0 | 0 | 0 | 0 | 0 | 0 | 0 | 0 | 0 | 0 | 0 | 0 | 0
F6_Industrial_Other Industrial_New_Space Heating_Natural Gas_Gas Boiler - High Turndown_A_Technical Potential | F6 | Industrial | Other Industrial | New | Space Heating | Natural Gas | Gas Boiler - High Turndown | A | Incremental Winter Peak Savings (MW) | Technical Potential | 0 | 0 | 0 | 0 | 0 | 0 | 0 | 0 | 0 | 0 | 0 | 0 | 0 | 0 | 0 | 0 | 0 | 0 | 0 | 0 | 0 | 0 | 0 | 0 | 0 | 0 | 0 | 0 | 0 | 0 | 0
F7_Industrial_Other Industrial_New_Space Heating_Natural Gas_Gas Boiler - High Turndown_A_Technical Potential | F7 | Industrial | Other Industrial | New | Space Heating | Natural Gas | Gas Boiler - High Turndown | A | Cumulative Energy Savings (MWh or mTherms) | Technical Potential | 0 | 0 | 0 | 0 | 0 | 0 | 0 | 0 | 0 | 0 | 0 | 0 | 0 | 0 | 0 | 0 | 0 | 0 | 0 | 0 | 0 | 0 | 0 | 0 | 0 | 0 | 0 | 0 | 0 | 0 | 0
F8_Industrial_Other Industrial_New_Space Heating_Natural Gas_Gas Boiler - High Turndown_A_Technical Potential | F8 | Industrial | Other Industrial | New | Space Heating | Natural Gas | Gas Boiler - High Turndown | A | Cumulative Summer Peak Savings (MW) | Technical Potential | 0 | 0 | 0 | 0 | 0 | 0 | 0 | 0 | 0 | 0 | 0 | 0 | 0 | 0 | 0 | 0 | 0 | 0 | 0 | 0 | 0 | 0 | 0 | 0 | 0 | 0 | 0 | 0 | 0 | 0 | 0
F9_Industrial_Other Industrial_New_Space Heating_Natural Gas_Gas Boiler - High Turndown_A_Technical Potential | F9 | Industrial | Other Industrial | New | Space Heating | Natural Gas | Gas Boiler - High Turndown | A | Cumulative Winter Peak Savings (MW) | Technical Potential | 0 | 0 | 0 | 0 | 0 | 0 | 0 | 0 | 0 | 0 | 0 | 0 | 0 | 0 | 0 | 0 | 0 | 0 | 0 | 0 | 0 | 0 | 0 | 0 | 0 | 0 | 0 | 0 | 0 | 0 | 0
F10_Industrial_Other Industrial_New_Space Heating_Natural Gas_Gas Boiler - High Turndown_A_Technical Potential | F10 | Industrial | Other Industrial | New | Space Heating | Natural Gas | Gas Boiler - High Turndown | A | Purchases (Incremental) | Technical Potential | 0 | 0 | 0 | 0 | 0 | 0 | 0 | 0 | 0 | 0 | 0 | 0 | 0 | 0 | 0 | 0 | 0 | 0 | 0 | 0 | 0 | 0 | 0 | 0 | 0 | 0 | 0 | 0 | 0 | 0 | 0
F11_Industrial_Other Industrial_New_Space Heating_Natural Gas_Gas Boiler - High Turndown_A_Technical Potential | F11 | Industrial | Other Industrial | New | Space Heating | Natural Gas | Gas Boiler - High Turndown | A | Purchases (Cumulative) | Technical Potential | 0 | 0 | 0 | 0 | 0 | 0 | 0 | 0 | 0 | 0 | 0 | 0 | 0 | 0 | 0 | 0 | 0 | 0 | 0 | 0 | 0 | 0 | 0 | 0 | 0 | 0 | 0 | 0 | 0 | 0 | 0
F1_Industrial_Other Industrial_New_Process_Natural Gas_Gas Boiler - High Turndown_A_Technical Potential | F1 | Industrial | Other Industrial | New | Process | Natural Gas | Gas Boiler - High Turndown | A | Integrated Unit Energy Savings (kWh or therms) | Technical Potential | 0 | 0 | 0 | 0 | 0 | 2.1147 | 2.1089 | 2.1036 | 2.0988 | 2.0941 | 2.0908 | 2.088 | 2.0856 | 2.0837 | 2.0821 | 2.0809 | 2.0801 | 2.0796 | 2.0793 | 2.0791 | 2.079 | 2.079 | 2.079 | 2.0789 | 2.0787 | 2.0803 | 2.0818 | 2.0832 | 2.1216 | 2.1216 | 2.1216
F2_Industrial_Other Industrial_New_Process_Natural Gas_Gas Boiler - High Turndown_A_Technical Potential | F2 | Industrial | Other Industrial | New | Process | Natural Gas | Gas Boiler - High Turndown | A | Integrated Unit Summer Peak Savings (kW) | Technical Potential | 0 | 0 | 0 | 0 | 0 | 0 | 0 | 0 | 0 | 0 | 0 | 0 | 0 | 0 | 0 | 0 | 0 | 0 | 0 | 0 | 0 | 0 | 0 | 0 | 0 | 0 | 0 | 0 | 0 | 0 | 0
F3_Industrial_Other Industrial_New_Process_Natural Gas_Gas Boiler - High Turndown_A_Technical Potential | F3 | Industrial | Other Industrial | New | Process | Natural Gas | Gas Boiler - High Turndown | A | Integrated Unit Winter Peak Savings (kW) | Technical Potential | 0 | 0 | 0 | 0 | 0 | 0 | 0 | 0 | 0 | 0 | 0 | 0 | 0 | 0 | 0 | 0 | 0 | 0 | 0 | 0 | 0 | 0 | 0 | 0 | 0 | 0 | 0 | 0 | 0 | 0 | 0
F4_Industrial_Other Industrial_New_Process_Natural Gas_Gas Boiler - High Turndown_A_Technical Potential | F4 | Industrial | Other Industrial | New | Process | Natural Gas | Gas Boiler - High Turndown | A | Incremental Energy Savings (MWh or mTherms) | Technical Potential | 0 | 0 | 0 | 0 | 0 | 0.045302 | 0.053522 | 0.061707 | 0.069817 | 0.0779 | 0.077409 | 0.067688 | 0.058745 | 0.050667 | 0.043425 | 0.037066 | 0.031499 | 0.026679 | 0.022523 | 0.018954 | 0.044537 | 0.052765 | 0.060986 | 0.069156 | 0.077327 | 0.077019 | 0.067486 | 0.058676 | 0.05159 | 0.04425 | 0.037791
F5_Industrial_Other Industrial_New_Process_Natural Gas_Gas Boiler - High Turndown_A_Technical Potential | F5 | Industrial | Other Industrial | New | Process | Natural Gas | Gas Boiler - High Turndown | A | Incremental Summer Peak Savings (MW) | Technical Potential | 0 | 0 | 0 | 0 | 0 | 0 | 0 | 0 | 0 | 0 | 0 | 0 | 0 | 0 | 0 | 0 | 0 | 0 | 0 | 0 | 0 | 0 | 0 | 0 | 0 | 0 | 0 | 0 | 0 | 0 | 0
F6_Industrial_Other Industrial_New_Process_Natural Gas_Gas Boiler - High Turndown_A_Technical Potential | F6 | Industrial | Other Industrial | New | Process | Natural Gas | Gas Boiler - High Turndown | A | Incremental Winter Peak Savings (MW) | Technical Potential | 0 | 0 | 0 | 0 | 0 | 0 | 0 | 0 | 0 | 0 | 0 | 0 | 0 | 0 | 0 | 0 | 0 | 0 | 0 | 0 | 0 | 0 | 0 | 0 | 0 | 0 | 0 | 0 | 0 | 0 | 0
F7_Industrial_Other Industrial_New_Process_Natural Gas_Gas Boiler - High Turndown_A_Technical Potential | F7 | Industrial | Other Industrial | New | Process | Natural Gas | Gas Boiler - High Turndown | A | Cumulative Energy Savings (MWh or mTherms) | Technical Potential | 0 | 0 | 0 | 0 | 0 | 0.045302 | 0.098698 | 0.16016 | 0.22961 | 0.307 | 0.38392 | 0.4511 | 0.50933 | 0.55952 | 0.60252 | 0.63925 | 0.67051 | 0.69702 | 0.71944 | 0.73831 | 0.73829 | 0.73829 | 0.73827 | 0.73823 | 0.73817 | 0.73874 | 0.73927 | 0.73976 | 0 | 0 | 0
F8_Industrial_Other Industrial_New_Process_Natural Gas_Gas Boiler - High Turndown_A_Technical Potential | F8 | Industrial | Other Industrial | New | Process | Natural Gas | Gas Boiler - High Turndown | A | Cumulative Summer Peak Savings (MW) | Technical Potential | 0 | 0 | 0 | 0 | 0 | 0 | 0 | 0 | 0 | 0 | 0 | 0 | 0 | 0 | 0 | 0 | 0 | 0 | 0 | 0 | 0 | 0 | 0 | 0 | 0 | 0 | 0 | 0 | 0 | 0 | 0
F9_Industrial_Other Industrial_New_Process_Natural Gas_Gas Boiler - High Turndown_A_Technical Potential | F9 | Industrial | Other Industrial | New | Process | Natural Gas | Gas Boiler - High Turndown | A | Cumulative Winter Peak Savings (MW) | Technical Potential | 0 | 0 | 0 | 0 | 0 | 0 | 0 | 0 | 0 | 0 | 0 | 0 | 0 | 0 | 0 | 0 | 0 | 0 | 0 | 0 | 0 | 0 | 0 | 0 | 0 | 0 | 0 | 0 | 0 | 0 | 0
F10_Industrial_Other Industrial_New_Process_Natural Gas_Gas Boiler - High Turndown_A_Technical Potential | F10 | Industrial | Other Industrial | New | Process | Natural Gas | Gas Boiler - High Turndown | A | Purchases (Incremental) | Technical Potential | 0 | 0 | 0 | 0 | 0 | 21.422 | 25.3792 | 29.3343 | 33.266 | 37.1999 | 37.0233 | 32.4174 | 28.1667 | 24.3161 | 20.8563 | 17.8121 | 15.1428 | 12.8288 | 10.8318 | 9.1164 | 21.422 | 25.3792 | 29.3343 | 33.266 | 37.1999 | 37.0233 | 32.4174 | 28.1667 | 24.3161 | 20.8563 | 17.8121
F11_Industrial_Other Industrial_New_Process_Natural Gas_Gas Boiler - High Turndown_A_Technical Potential | F11 | Industrial | Other Industrial | New | Process | Natural Gas | Gas Boiler - High Turndown | A | Purchases (Cumulative) | Technical Potential | 0 | 0 | 0 | 0 | 0 | 21.422 | 46.8013 | 76.1356 | 109.4016 | 146.6015 | 183.6248 | 216.0422 | 244.2089 | 268.525 | 289.3813 | 307.1934 | 322.3362 | 335.1649 | 345.9967 | 355.1131 | 355.1131 | 355.1131 | 355.1131 | 355.1131 | 355.1131 | 355.1131 | 355.1131 | 355.1131 | 355.1131 | 355.1131 | 355.1131
F1_Industrial_Other Industrial_New_Space Heating_Natural Gas_Gas Boiler - Burner Control Optimization_A_Technical Potential | F1 | Industrial | Other Industrial | New | Space Heating | Natural Gas | Gas Boiler - Burner Control Optimization | A | Integrated Unit Energy Savings (kWh or therms) | Technical Potential | 0 | 0 | 0 | 0 | 0 | 0 | 0 | 0 | 0 | 0 | 0 | 0 | 0 | 0 | 0 | 0 | 0 | 0 | 0 | 0 | 0 | 0 | 0 | 0 | 0 | 0 | 0 | 0 | 0 | 0 | 0
F2_Industrial_Other Industrial_New_Space Heating_Natural Gas_Gas Boiler - Burner Control Optimization_A_Technical Potential | F2 | Industrial | Other Industrial | New | Space Heating | Natural Gas | Gas Boiler - Burner Control Optimization | A | Integrated Unit Summer Peak Savings (kW) | Technical Potential | 0 | 0 | 0 | 0 | 0 | 0 | 0 | 0 | 0 | 0 | 0 | 0 | 0 | 0 | 0 | 0 | 0 | 0 | 0 | 0 | 0 | 0 | 0 | 0 | 0 | 0 | 0 | 0 | 0 | 0 | 0
F3_Industrial_Other Industrial_New_Space Heating_Natural Gas_Gas Boiler - Burner Control Optimization_A_Technical Potential | F3 | Industrial | Other Industrial | New | Space Heating | Natural Gas | Gas Boiler - Burner Control Optimization | A | Integrated Unit Winter Peak Savings (kW) | Technical Potential | 0 | 0 | 0 | 0 | 0 | 0 | 0 | 0 | 0 | 0 | 0 | 0 | 0 | 0 | 0 | 0 | 0 | 0 | 0 | 0 | 0 | 0 | 0 | 0 | 0 | 0 | 0 | 0 | 0 | 0 | 0
F4_Industrial_Other Industrial_New_Space Heating_Natural Gas_Gas Boiler - Burner Control Optimization_A_Technical Potential | F4 | Industrial | Other Industrial | New | Space Heating | Natural Gas | Gas Boiler - Burner Control Optimization | A | Incremental Energy Savings (MWh or mTherms) | Technical Potential | 0 | 0 | 0 | 0 | 0 | 0 | 0 | 0 | 0 | 0 | 0 | 0 | 0 | 0 | 0 | 0 | 0 | 0 | 0 | 0 | 0 | 0 | 0 | 0 | 0 | 0 | 0 | 0 | 0 | 0 | 0
F5_Industrial_Other Industrial_New_Space Heating_Natural Gas_Gas Boiler - Burner Control Optimization_A_Technical Potential | F5 | Industrial | Other Industrial | New | Space Heating | Natural Gas | Gas Boiler - Burner Control Optimization | A | Incremental Summer Peak Savings (MW) | Technical Potential | 0 | 0 | 0 | 0 | 0 | 0 | 0 | 0 | 0 | 0 | 0 | 0 | 0 | 0 | 0 | 0 | 0 | 0 | 0 | 0 | 0 | 0 | 0 | 0 | 0 | 0 | 0 | 0 | 0 | 0 | 0
F6_Industrial_Other Industrial_New_Space Heating_Natural Gas_Gas Boiler - Burner Control Optimization_A_Technical Potential | F6 | Industrial | Other Industrial | New | Space Heating | Natural Gas | Gas Boiler - Burner Control Optimization | A | Incremental Winter Peak Savings (MW) | Technical Potential | 0 | 0 | 0 | 0 | 0 | 0 | 0 | 0 | 0 | 0 | 0 | 0 | 0 | 0 | 0 | 0 | 0 | 0 | 0 | 0 | 0 | 0 | 0 | 0 | 0 | 0 | 0 | 0 | 0 | 0 | 0
F7_Industrial_Other Industrial_New_Space Heating_Natural Gas_Gas Boiler - Burner Control Optimization_A_Technical Potential | F7 | Industrial | Other Industrial | New | Space Heating | Natural Gas | Gas Boiler - Burner Control Optimization | A | Cumulative Energy Savings (MWh or mTherms) | Technical Potential | 0 | 0 | 0 | 0 | 0 | 0 | 0 | 0 | 0 | 0 | 0 | 0 | 0 | 0 | 0 | 0 | 0 | 0 | 0 | 0 | 0 | 0 | 0 | 0 | 0 | 0 | 0 | 0 | 0 | 0 | 0
F8_Industrial_Other Industrial_New_Space Heating_Natural Gas_Gas Boiler - Burner Control Optimization_A_Technical Potential | F8 | Industrial | Other Industrial | New | Space Heating | Natural Gas | Gas Boiler - Burner Control Optimization | A | Cumulative Summer Peak Savings (MW) | Technical Potential | 0 | 0 | 0 | 0 | 0 | 0 | 0 | 0 | 0 | 0 | 0 | 0 | 0 | 0 | 0 | 0 | 0 | 0 | 0 | 0 | 0 | 0 | 0 | 0 | 0 | 0 | 0 | 0 | 0 | 0 | 0
F9_Industrial_Other Industrial_New_Space Heating_Natural Gas_Gas Boiler - Burner Control Optimization_A_Technical Potential | F9 | Industrial | Other Industrial | New | Space Heating | Natural Gas | Gas Boiler - Burner Control Optimization | A | Cumulative Winter Peak Savings (MW) | Technical Potential | 0 | 0 | 0 | 0 | 0 | 0 | 0 | 0 | 0 | 0 | 0 | 0 | 0 | 0 | 0 | 0 | 0 | 0 | 0 | 0 | 0 | 0 | 0 | 0 | 0 | 0 | 0 | 0 | 0 | 0 | 0
F10_Industrial_Other Industrial_New_Space Heating_Natural Gas_Gas Boiler - Burner Control Optimization_A_Technical Potential | F10 | Industrial | Other Industrial | New | Space Heating | Natural Gas | Gas Boiler - Burner Control Optimization | A | Purchases (Incremental) | Technical Potential | 0 | 0 | 0 | 0 | 0 | 0 | 0 | 0 | 0 | 0 | 0 | 0 | 0 | 0 | 0 | 0 | 0 | 0 | 0 | 0 | 0 | 0 | 0 | 0 | 0 | 0 | 0 | 0 | 0 | 0 | 0
F11_Industrial_Other Industrial_New_Space Heating_Natural Gas_Gas Boiler - Burner Control Optimization_A_Technical Potential | F11 | Industrial | Other Industrial | New | Space Heating | Natural Gas | Gas Boiler - Burner Control Optimization | A | Purchases (Cumulative) | Technical Potential | 0 | 0 | 0 | 0 | 0 | 0 | 0 | 0 | 0 | 0 | 0 | 0 | 0 | 0 | 0 | 0 | 0 | 0 | 0 | 0 | 0 | 0 | 0 | 0 | 0 | 0 | 0 | 0 | 0 | 0 | 0
F1_Industrial_Other Industrial_New_Process_Natural Gas_Gas Boiler - Burner Control Optimization_A_Technical Potential | F1 | Industrial | Other Industrial | New | Process | Natural Gas | Gas Boiler - Burner Control Optimization | A | Integrated Unit Energy Savings (kWh or therms) | Technical Potential | 0 | 0 | 0 | 0 | 0 | 0.61311 | 0.61127 | 0.60962 | 0.60811 | 0.60665 | 0.60561 | 0.60475 | 0.60403 | 0.60345 | 0.60299 | 0.60266 | 0.60244 | 0.60231 | 0.60223 | 0.60218 | 0.6022 | 0.60224 | 0.60225 | 0.60224 | 0.60222 | 0.6027 | 0.60315 | 0.60357 | 0.61528 | 0.61528 | 0.61528
F2_Industrial_Other Industrial_New_Process_Natural Gas_Gas Boiler - Burner Control Optimization_A_Technical Potential | F2 | Industrial | Other Industrial | New | Process | Natural Gas | Gas Boiler - Burner Control Optimization | A | Integrated Unit Summer Peak Savings (kW) | Technical Potential | 0 | 0 | 0 | 0 | 0 | 0 | 0 | 0 | 0 | 0 | 0 | 0 | 0 | 0 | 0 | 0 | 0 | 0 | 0 | 0 | 0 | 0 | 0 | 0 | 0 | 0 | 0 | 0 | 0 | 0 | 0
F3_Industrial_Other Industrial_New_Process_Natural Gas_Gas Boiler - Burner Control Optimization_A_Technical Potential | F3 | Industrial | Other Industrial | New | Process | Natural Gas | Gas Boiler - Burner Control Optimization | A | Integrated Unit Winter Peak Savings (kW) | Technical Potential | 0 | 0 | 0 | 0 | 0 | 0 | 0 | 0 | 0 | 0 | 0 | 0 | 0 | 0 | 0 | 0 | 0 | 0 | 0 | 0 | 0 | 0 | 0 | 0 | 0 | 0 | 0 | 0 | 0 | 0 | 0
F4_Industrial_Other Industrial_New_Process_Natural Gas_Gas Boiler - Burner Control Optimization_A_Technical Potential | F4 | Industrial | Other Industrial | New | Process | Natural Gas | Gas Boiler - Burner Control Optimization | A | Incremental Energy Savings (MWh or mTherms) | Technical Potential | 0 | 0 | 0 | 0 | 0 | 0.003543 | 0.0065782 | 0.015166 | 0.030022 | 0.052099 | 0.08052 | 0.112 | 0.14175 | 0.16457 | 0.17631 | 0.17558 | 0.1632 | 0.1423 | 0.11679 | 0.09053 | 0.066512 | 0.046427 | 0.030866 | 0.019589 | 0.013803 | 0.014994 | 0.029778 | 0.051835 | 0.081805 | 0.11395 | 0.14439
F5_Industrial_Other Industrial_New_Process_Natural Gas_Gas Boiler - Burner Control Optimization_A_Technical Potential | F5 | Industrial | Other Industrial | New | Process | Natural Gas | Gas Boiler - Burner Control Optimization | A | Incremental Summer Peak Savings (MW) | Technical Potential | 0 | 0 | 0 | 0 | 0 | 0 | 0 | 0 | 0 | 0 | 0 | 0 | 0 | 0 | 0 | 0 | 0 | 0 | 0 | 0 | 0 | 0 | 0 | 0 | 0 | 0 | 0 | 0 | 0 | 0 | 0
F6_Industrial_Other Industrial_New_Process_Natural Gas_Gas Boiler - Burner Control Optimization_A_Technical Potential | F6 | Industrial | Other Industrial | New | Process | Natural Gas | Gas Boiler - Burner Control Optimization | A | Incremental Winter Peak Savings (MW) | Technical Potential | 0 | 0 | 0 | 0 | 0 | 0 | 0 | 0 | 0 | 0 | 0 | 0 | 0 | 0 | 0 | 0 | 0 | 0 | 0 | 0 | 0 | 0 | 0 | 0 | 0 | 0 | 0 | 0 | 0 | 0 | 0
F7_Industrial_Other Industrial_New_Process_Natural Gas_Gas Boiler - Burner Control Optimization_A_Technical Potential | F7 | Industrial | Other Industrial | New | Process | Natural Gas | Gas Boiler - Burner Control Optimization | A | Cumulative Energy Savings (MWh or mTherms) | Technical Potential | 0 | 0 | 0 | 0 | 0 | 0.003543 | 0.010111 | 0.025249 | 0.055208 | 0.10717 | 0.18751 | 0.29925 | 0.44065 | 0.6048 | 0.78065 | 0.9558 | 1.1187 | 1.2607 | 1.3773 | 1.4678 | 1.5343 | 1.5808 | 1.6117 | 1.6278 | 1.6351 | 1.6364 | 1.6376 | 1.6388 | 0 | 0 | 0
F8_Industrial_Other Industrial_New_Process_Natural Gas_Gas Boiler - Burner Control Optimization_A_Technical Potential | F8 | Industrial | Other Industrial | New | Process | Natural Gas | Gas Boiler - Burner Control Optimization | A | Cumulative Summer Peak Savings (MW) | Technical Potential | 0 | 0 | 0 | 0 | 0 | 0 | 0 | 0 | 0 | 0 | 0 | 0 | 0 | 0 | 0 | 0 | 0 | 0 | 0 | 0 | 0 | 0 | 0 | 0 | 0 | 0 | 0 | 0 | 0 | 0 | 0
F9_Industrial_Other Industrial_New_Process_Natural Gas_Gas Boiler - Burner Control Optimization_A_Technical Potential | F9 | Industrial | Other Industrial | New | Process | Natural Gas | Gas Boiler - Burner Control Optimization | A | Cumulative Winter Peak Savings (MW) | Technical Potential | 0 | 0 | 0 | 0 | 0 | 0 | 0 | 0 | 0 | 0 | 0 | 0 | 0 | 0 | 0 | 0 | 0 | 0 | 0 | 0 | 0 | 0 | 0 | 0 | 0 | 0 | 0 | 0 | 0 | 0 | 0
F10_Industrial_Other Industrial_New_Process_Natural Gas_Gas Boiler - Burner Control Optimization_A_Technical Potential | F10 | Industrial | Other Industrial | New | Process | Natural Gas | Gas Boiler - Burner Control Optimization | A | Purchases (Incremental) | Technical Potential | 0 | 0 | 0 | 0 | 0 | 5.7787 | 10.7615 | 24.8772 | 49.3701 | 85.8797 | 132.9565 | 185.207 | 234.6785 | 272.7247 | 292.4012 | 291.3426 | 270.9014 | 236.2543 | 193.9366 | 150.3371 | 110.4477 | 77.0919 | 51.2518 | 32.527 | 22.9211 | 24.8772 | 49.3701 | 85.8797 | 132.9565 | 185.207 | 234.6785
F11_Industrial_Other Industrial_New_Process_Natural Gas_Gas Boiler - Burner Control Optimization_A_Technical Potential | F11 | Industrial | Other Industrial | New | Process | Natural Gas | Gas Boiler - Burner Control Optimization | A | Purchases (Cumulative) | Technical Potential | 0 | 0 | 0 | 0 | 0 | 5.7787 | 16.5402 | 41.4174 | 90.7875 | 176.6672 | 309.6237 | 494.8307 | 729.5091 | 1002.2338 | 1294.6349 | 1585.9775 | 1856.879 | 2093.1333 | 2287.0698 | 2437.407 | 2547.8547 | 2624.9466 | 2676.1984 | 2702.9467 | 2715.1063 | 2715.1063 | 2715.1063 | 2715.1063 | 2715.1063 | 2715.1063 | 2715.1063
F1_Industrial_Other Industrial_New_Space Heating_Natural Gas_HVAC - Demand Controlled Ventilation_A_Technical Potential | F1 | Industrial | Other Industrial | New | Space Heating | Natural Gas | HVAC - Demand Controlled Ventilation | A | Integrated Unit Energy Savings (kWh or therms) | Technical Potential | 0 | 0 | 0 | 0 | 0 | 0 | 0 | 0 | 0 | 0 | 0 | 0 | 0 | 0 | 0 | 0 | 0 | 0 | 0 | 0 | 0 | 0 | 0 | 0 | 0 | 0 | 0 | 0 | 0 | 0 | 0
F2_Industrial_Other Industrial_New_Space Heating_Natural Gas_HVAC - Demand Controlled Ventilation_A_Technical Potential | F2 | Industrial | Other Industrial | New | Space Heating | Natural Gas | HVAC - Demand Controlled Ventilation | A | Integrated Unit Summer Peak Savings (kW) | Technical Potential | 0 | 0 | 0 | 0 | 0 | 0 | 0 | 0 | 0 | 0 | 0 | 0 | 0 | 0 | 0 | 0 | 0 | 0 | 0 | 0 | 0 | 0 | 0 | 0 | 0 | 0 | 0 | 0 | 0 | 0 | 0
F3_Industrial_Other Industrial_New_Space Heating_Natural Gas_HVAC - Demand Controlled Ventilation_A_Technical Potential | F3 | Industrial | Other Industrial | New | Space Heating | Natural Gas | HVAC - Demand Controlled Ventilation | A | Integrated Unit Winter Peak Savings (kW) | Technical Potential | 0 | 0 | 0 | 0 | 0 | 0 | 0 | 0 | 0 | 0 | 0 | 0 | 0 | 0 | 0 | 0 | 0 | 0 | 0 | 0 | 0 | 0 | 0 | 0 | 0 | 0 | 0 | 0 | 0 | 0 | 0
F4_Industrial_Other Industrial_New_Space Heating_Natural Gas_HVAC - Demand Controlled Ventilation_A_Technical Potential | F4 | Industrial | Other Industrial | New | Space Heating | Natural Gas | HVAC - Demand Controlled Ventilation | A | Incremental Energy Savings (MWh or mTherms) | Technical Potential | 0 | 0 | 0 | 0 | 0 | 0 | 0 | 0 | 0 | 0 | 0 | 0 | 0 | 0 | 0 | 0 | 0 | 0 | 0 | 0 | 0 | 0 | 0 | 0 | 0 | 0 | 0 | 0 | 0 | 0 | 0
F5_Industrial_Other Industrial_New_Space Heating_Natural Gas_HVAC - Demand Controlled Ventilation_A_Technical Potential | F5 | Industrial | Other Industrial | New | Space Heating | Natural Gas | HVAC - Demand Controlled Ventilation | A | Incremental Summer Peak Savings (MW) | Technical Potential | 0 | 0 | 0 | 0 | 0 | 0 | 0 | 0 | 0 | 0 | 0 | 0 | 0 | 0 | 0 | 0 | 0 | 0 | 0 | 0 | 0 | 0 | 0 | 0 | 0 | 0 | 0 | 0 | 0 | 0 | 0
F6_Industrial_Other Industrial_New_Space Heating_Natural Gas_HVAC - Demand Controlled Ventilation_A_Technical Potential | F6 | Industrial | Other Industrial | New | Space Heating | Natural Gas | HVAC - Demand Controlled Ventilation | A | Incremental Winter Peak Savings (MW) | Technical Potential | 0 | 0 | 0 | 0 | 0 | 0 | 0 | 0 | 0 | 0 | 0 | 0 | 0 | 0 | 0 | 0 | 0 | 0 | 0 | 0 | 0 | 0 | 0 | 0 | 0 | 0 | 0 | 0 | 0 | 0 | 0
F7_Industrial_Other Industrial_New_Space Heating_Natural Gas_HVAC - Demand Controlled Ventilation_A_Technical Potential | F7 | Industrial | Other Industrial | New | Space Heating | Natural Gas | HVAC - Demand Controlled Ventilation | A | Cumulative Energy Savings (MWh or mTherms) | Technical Potential | 0 | 0 | 0 | 0 | 0 | 0 | 0 | 0 | 0 | 0 | 0 | 0 | 0 | 0 | 0 | 0 | 0 | 0 | 0 | 0 | 0 | 0 | 0 | 0 | 0 | 0 | 0 | 0 | 0 | 0 | 0
F8_Industrial_Other Industrial_New_Space Heating_Natural Gas_HVAC - Demand Controlled Ventilation_A_Technical Potential | F8 | Industrial | Other Industrial | New | Space Heating | Natural Gas | HVAC - Demand Controlled Ventilation | A | Cumulative Summer Peak Savings (MW) | Technical Potential | 0 | 0 | 0 | 0 | 0 | 0 | 0 | 0 | 0 | 0 | 0 | 0 | 0 | 0 | 0 | 0 | 0 | 0 | 0 | 0 | 0 | 0 | 0 | 0 | 0 | 0 | 0 | 0 | 0 | 0 | 0
F9_Industrial_Other Industrial_New_Space Heating_Natural Gas_HVAC - Demand Controlled Ventilation_A_Technical Potential | F9 | Industrial | Other Industrial | New | Space Heating | Natural Gas | HVAC - Demand Controlled Ventilation | A | Cumulative Winter Peak Savings (MW) | Technical Potential | 0 | 0 | 0 | 0 | 0 | 0 | 0 | 0 | 0 | 0 | 0 | 0 | 0 | 0 | 0 | 0 | 0 | 0 | 0 | 0 | 0 | 0 | 0 | 0 | 0 | 0 | 0 | 0 | 0 | 0 | 0
F10_Industrial_Other Industrial_New_Space Heating_Natural Gas_HVAC - Demand Controlled Ventilation_A_Technical Potential | F10 | Industrial | Other Industrial | New | Space Heating | Natural Gas | HVAC - Demand Controlled Ventilation | A | Purchases (Incremental) | Technical Potential | 0 | 0 | 0 | 0 | 0 | 0 | 0 | 0 | 0 | 0 | 0 | 0 | 0 | 0 | 0 | 0 | 0 | 0 | 0 | 0 | 0 | 0 | 0 | 0 | 0 | 0 | 0 | 0 | 0 | 0 | 0
F11_Industrial_Other Industrial_New_Space Heating_Natural Gas_HVAC - Demand Controlled Ventilation_A_Technical Potential | F11 | Industrial | Other Industrial | New | Space Heating | Natural Gas | HVAC - Demand Controlled Ventilation | A | Purchases (Cumulative) | Technical Potential | 0 | 0 | 0 | 0 | 0 | 0 | 0 | 0 | 0 | 0 | 0 | 0 | 0 | 0 | 0 | 0 | 0 | 0 | 0 | 0 | 0 | 0 | 0 | 0 | 0 | 0 | 0 | 0 | 0 | 0 | 0
F1_Industrial_Other Industrial_New_Space Heating_Natural Gas_Gas Boiler - Stack Economizer_A_Technical Potential | F1 | Industrial | Other Industrial | New | Space Heating | Natural Gas | Gas Boiler - Stack Economizer | A | Integrated Unit Energy Savings (kWh or therms) | Technical Potential | 0 | 0 | 0 | 0 | 0 | 0 | 0 | 0 | 0 | 0 | 0 | 0 | 0 | 0 | 0 | 0 | 0 | 0 | 0 | 0 | 0 | 0 | 0 | 0 | 0 | 0 | 0 | 0 | 0 | 0 | 0
F2_Industrial_Other Industrial_New_Space Heating_Natural Gas_Gas Boiler - Stack Economizer_A_Technical Potential | F2 | Industrial | Other Industrial | New | Space Heating | Natural Gas | Gas Boiler - Stack Economizer | A | Integrated Unit Summer Peak Savings (kW) | Technical Potential | 0 | 0 | 0 | 0 | 0 | 0 | 0 | 0 | 0 | 0 | 0 | 0 | 0 | 0 | 0 | 0 | 0 | 0 | 0 | 0 | 0 | 0 | 0 | 0 | 0 | 0 | 0 | 0 | 0 | 0 | 0
F3_Industrial_Other Industrial_New_Space Heating_Natural Gas_Gas Boiler - Stack Economizer_A_Technical Potential | F3 | Industrial | Other Industrial | New | Space Heating | Natural Gas | Gas Boiler - Stack Economizer | A | Integrated Unit Winter Peak Savings (kW) | Technical Potential | 0 | 0 | 0 | 0 | 0 | 0 | 0 | 0 | 0 | 0 | 0 | 0 | 0 | 0 | 0 | 0 | 0 | 0 | 0 | 0 | 0 | 0 | 0 | 0 | 0 | 0 | 0 | 0 | 0 | 0 | 0
F4_Industrial_Other Industrial_New_Space Heating_Natural Gas_Gas Boiler - Stack Economizer_A_Technical Potential | F4 | Industrial | Other Industrial | New | Space Heating | Natural Gas | Gas Boiler - Stack Economizer | A | Incremental Energy Savings (MWh or mTherms) | Technical Potential | 0 | 0 | 0 | 0 | 0 | 0 | 0 | 0 | 0 | 0 | 0 | 0 | 0 | 0 | 0 | 0 | 0 | 0 | 0 | 0 | 0 | 0 | 0 | 0 | 0 | 0 | 0 | 0 | 0 | 0 | 0
F5_Industrial_Other Industrial_New_Space Heating_Natural Gas_Gas Boiler - Stack Economizer_A_Technical Potential | F5 | Industrial | Other Industrial | New | Space Heating | Natural Gas | Gas Boiler - Stack Economizer | A | Incremental Summer Peak Savings (MW) | Technical Potential | 0 | 0 | 0 | 0 | 0 | 0 | 0 | 0 | 0 | 0 | 0 | 0 | 0 | 0 | 0 | 0 | 0 | 0 | 0 | 0 | 0 | 0 | 0 | 0 | 0 | 0 | 0 | 0 | 0 | 0 | 0
F6_Industrial_Other Industrial_New_Space Heating_Natural Gas_Gas Boiler - Stack Economizer_A_Technical Potential | F6 | Industrial | Other Industrial | New | Space Heating | Natural Gas | Gas Boiler - Stack Economizer | A | Incremental Winter Peak Savings (MW) | Technical Potential | 0 | 0 | 0 | 0 | 0 | 0 | 0 | 0 | 0 | 0 | 0 | 0 | 0 | 0 | 0 | 0 | 0 | 0 | 0 | 0 | 0 | 0 | 0 | 0 | 0 | 0 | 0 | 0 | 0 | 0 | 0
F7_Industrial_Other Industrial_New_Space Heating_Natural Gas_Gas Boiler - Stack Economizer_A_Technical Potential | F7 | Industrial | Other Industrial | New | Space Heating | Natural Gas | Gas Boiler - Stack Economizer | A | Cumulative Energy Savings (MWh or mTherms) | Technical Potential | 0 | 0 | 0 | 0 | 0 | 0 | 0 | 0 | 0 | 0 | 0 | 0 | 0 | 0 | 0 | 0 | 0 | 0 | 0 | 0 | 0 | 0 | 0 | 0 | 0 | 0 | 0 | 0 | 0 | 0 | 0
F8_Industrial_Other Industrial_New_Space Heating_Natural Gas_Gas Boiler - Stack Economizer_A_Technical Potential | F8 | Industrial | Other Industrial | New | Space Heating | Natural Gas | Gas Boiler - Stack Economizer | A | Cumulative Summer Peak Savings (MW) | Technical Potential | 0 | 0 | 0 | 0 | 0 | 0 | 0 | 0 | 0 | 0 | 0 | 0 | 0 | 0 | 0 | 0 | 0 | 0 | 0 | 0 | 0 | 0 | 0 | 0 | 0 | 0 | 0 | 0 | 0 | 0 | 0
F9_Industrial_Other Industrial_New_Space Heating_Natural Gas_Gas Boiler - Stack Economizer_A_Technical Potential | F9 | Industrial | Other Industrial | New | Space Heating | Natural Gas | Gas Boiler - Stack Economizer | A | Cumulative Winter Peak Savings (MW) | Technical Potential | 0 | 0 | 0 | 0 | 0 | 0 | 0 | 0 | 0 | 0 | 0 | 0 | 0 | 0 | 0 | 0 | 0 | 0 | 0 | 0 | 0 | 0 | 0 | 0 | 0 | 0 | 0 | 0 | 0 | 0 | 0
F10_Industrial_Other Industrial_New_Space Heating_Natural Gas_Gas Boiler - Stack Economizer_A_Technical Potential | F10 | Industrial | Other Industrial | New | Space Heating | Natural Gas | Gas Boiler - Stack Economizer | A | Purchases (Incremental) | Technical Potential | 0 | 0 | 0 | 0 | 0 | 0 | 0 | 0 | 0 | 0 | 0 | 0 | 0 | 0 | 0 | 0 | 0 | 0 | 0 | 0 | 0 | 0 | 0 | 0 | 0 | 0 | 0 | 0 | 0 | 0 | 0
F11_Industrial_Other Industrial_New_Space Heating_Natural Gas_Gas Boiler - Stack Economizer_A_Technical Potential | F11 | Industrial | Other Industrial | New | Space Heating | Natural Gas | Gas Boiler - Stack Economizer | A | Purchases (Cumulative) | Technical Potential | 0 | 0 | 0 | 0 | 0 | 0 | 0 | 0 | 0 | 0 | 0 | 0 | 0 | 0 | 0 | 0 | 0 | 0 | 0 | 0 | 0 | 0 | 0 | 0 | 0 | 0 | 0 | 0 | 0 | 0 | 0
F1_Industrial_Other Industrial_New_Process_Natural Gas_Gas Boiler - Stack Economizer_A_Technical Potential | F1 | Industrial | Other Industrial | New | Process | Natural Gas | Gas Boiler - Stack Economizer | A | Integrated Unit Energy Savings (kWh or therms) | Technical Potential | 0 | 0 | 0 | 0 | 0 | 2.0365 | 2.0364 | 2.0363 | 2.0364 | 2.0364 | 2.0364 | 2.0365 | 2.0365 | 2.0365 | 2.0365 | 2.0365 | 2.0366 | 2.0366 | 2.0366 | 2.0366 | 2.0366 | 2.0366 | 2.0366 | 2.0366 | 2.0366 | 2.0366 | 2.0366 | 2.0366 | 2.0368 | 2.0368 | 2.0368
F2_Industrial_Other Industrial_New_Process_Natural Gas_Gas Boiler - Stack Economizer_A_Technical Potential | F2 | Industrial | Other Industrial | New | Process | Natural Gas | Gas Boiler - Stack Economizer | A | Integrated Unit Summer Peak Savings (kW) | Technical Potential | 0 | 0 | 0 | 0 | 0 | 0 | 0 | 0 | 0 | 0 | 0 | 0 | 0 | 0 | 0 | 0 | 0 | 0 | 0 | 0 | 0 | 0 | 0 | 0 | 0 | 0 | 0 | 0 | 0 | 0 | 0
F3_Industrial_Other Industrial_New_Process_Natural Gas_Gas Boiler - Stack Economizer_A_Technical Potential | F3 | Industrial | Other Industrial | New | Process | Natural Gas | Gas Boiler - Stack Economizer | A | Integrated Unit Winter Peak Savings (kW) | Technical Potential | 0 | 0 | 0 | 0 | 0 | 0 | 0 | 0 | 0 | 0 | 0 | 0 | 0 | 0 | 0 | 0 | 0 | 0 | 0 | 0 | 0 | 0 | 0 | 0 | 0 | 0 | 0 | 0 | 0 | 0 | 0
F4_Industrial_Other Industrial_New_Process_Natural Gas_Gas Boiler - Stack Economizer_A_Technical Potential | F4 | Industrial | Other Industrial | New | Process | Natural Gas | Gas Boiler - Stack Economizer | A | Incremental Energy Savings (MWh or mTherms) | Technical Potential | 0 | 0 | 0 | 0 | 0 | 0.11634 | 0.13782 | 0.15929 | 0.18064 | 0.20201 | 0.20105 | 0.17604 | 0.15296 | 0.13205 | 0.11327 | 0.096734 | 0.082238 | 0.069671 | 0.058826 | 0.04951 | 0.11634 | 0.13783 | 0.15931 | 0.18067 | 0.20203 | 0.20107 | 0.17606 | 0.15298 | 0.13207 | 0.11328 | 0.096745
F5_Industrial_Other Industrial_New_Process_Natural Gas_Gas Boiler - Stack Economizer_A_Technical Potential | F5 | Industrial | Other Industrial | New | Process | Natural Gas | Gas Boiler - Stack Economizer | A | Incremental Summer Peak Savings (MW) | Technical Potential | 0 | 0 | 0 | 0 | 0 | 0 | 0 | 0 | 0 | 0 | 0 | 0 | 0 | 0 | 0 | 0 | 0 | 0 | 0 | 0 | 0 | 0 | 0 | 0 | 0 | 0 | 0 | 0 | 0 | 0 | 0
F6_Industrial_Other Industrial_New_Process_Natural Gas_Gas Boiler - Stack Economizer_A_Technical Potential | F6 | Industrial | Other Industrial | New | Process | Natural Gas | Gas Boiler - Stack Economizer | A | Incremental Winter Peak Savings (MW) | Technical Potential | 0 | 0 | 0 | 0 | 0 | 0 | 0 | 0 | 0 | 0 | 0 | 0 | 0 | 0 | 0 | 0 | 0 | 0 | 0 | 0 | 0 | 0 | 0 | 0 | 0 | 0 | 0 | 0 | 0 | 0 | 0
F7_Industrial_Other Industrial_New_Process_Natural Gas_Gas Boiler - Stack Economizer_A_Technical Potential | F7 | Industrial | Other Industrial | New | Process | Natural Gas | Gas Boiler - Stack Economizer | A | Cumulative Energy Savings (MWh or mTherms) | Technical Potential | 0 | 0 | 0 | 0 | 0 | 0.11634 | 0.25415 | 0.41343 | 0.59408 | 0.7961 | 0.99717 | 1.1732 | 1.3262 | 1.4583 | 1.5716 | 1.6683 | 1.7506 | 1.8202 | 1.8791 | 1.9286 | 1.9286 | 1.9286 | 1.9286 | 1.9286 | 1.9286 | 1.9286 | 1.9286 | 1.9286 | 0 | 0 | 0
F8_Industrial_Other Industrial_New_Process_Natural Gas_Gas Boiler - Stack Economizer_A_Technical Potential | F8 | Industrial | Other Industrial | New | Process | Natural Gas | Gas Boiler - Stack Economizer | A | Cumulative Summer Peak Savings (MW) | Technical Potential | 0 | 0 | 0 | 0 | 0 | 0 | 0 | 0 | 0 | 0 | 0 | 0 | 0 | 0 | 0 | 0 | 0 | 0 | 0 | 0 | 0 | 0 | 0 | 0 | 0 | 0 | 0 | 0 | 0 | 0 | 0
F9_Industrial_Other Industrial_New_Process_Natural Gas_Gas Boiler - Stack Economizer_A_Technical Potential | F9 | Industrial | Other Industrial | New | Process | Natural Gas | Gas Boiler - Stack Economizer | A | Cumulative Winter Peak Savings (MW) | Technical Potential | 0 | 0 | 0 | 0 | 0 | 0 | 0 | 0 | 0 | 0 | 0 | 0 | 0 | 0 | 0 | 0 | 0 | 0 | 0 | 0 | 0 | 0 | 0 | 0 | 0 | 0 | 0 | 0 | 0 | 0 | 0
F10_Industrial_Other Industrial_New_Process_Natural Gas_Gas Boiler - Stack Economizer_A_Technical Potential | F10 | Industrial | Other Industrial | New | Process | Natural Gas | Gas Boiler - Stack Economizer | A | Purchases (Incremental) | Technical Potential | 0 | 0 | 0 | 0 | 0 | 57.1254 | 67.678 | 78.2248 | 88.7094 | 99.1997 | 98.7288 | 86.4463 | 75.1113 | 64.8428 | 55.6169 | 47.499 | 40.3807 | 34.21 | 28.8847 | 24.3103 | 57.1254 | 67.678 | 78.2248 | 88.7094 | 99.1997 | 98.7288 | 86.4463 | 75.1113 | 64.8428 | 55.6169 | 47.499
F11_Industrial_Other Industrial_New_Process_Natural Gas_Gas Boiler - Stack Economizer_A_Technical Potential | F11 | Industrial | Other Industrial | New | Process | Natural Gas | Gas Boiler - Stack Economizer | A | Purchases (Cumulative) | Technical Potential | 0 | 0 | 0 | 0 | 0 | 57.1254 | 124.8034 | 203.0282 | 291.7376 | 390.9373 | 489.6661 | 576.1124 | 651.2237 | 716.0666 | 771.6834 | 819.1825 | 859.5632 | 893.7732 | 922.6579 | 946.9682 | 946.9682 | 946.9682 | 946.9682 | 946.9682 | 946.9682 | 946.9682 | 946.9682 | 946.9682 | 946.9682 | 946.9682 | 946.9682
F1_Industrial_Other Industrial_New_Space Heating_Natural Gas_Gas Furnace Tube Inserts_A_Technical Potential | F1 | Industrial | Other Industrial | New | Space Heating | Natural Gas | Gas Furnace Tube Inserts | A | Integrated Unit Energy Savings (kWh or therms) | Technical Potential | 0 | 0 | 0 | 0 | 0 | 0 | 0 | 0 | 0 | 0 | 0 | 0 | 0 | 0 | 0 | 0 | 0 | 0 | 0 | 0 | 0 | 0 | 0 | 0 | 0 | 0 | 0 | 0 | 0 | 0 | 0
F2_Industrial_Other Industrial_New_Space Heating_Natural Gas_Gas Furnace Tube Inserts_A_Technical Potential | F2 | Industrial | Other Industrial | New | Space Heating | Natural Gas | Gas Furnace Tube Inserts | A | Integrated Unit Summer Peak Savings (kW) | Technical Potential | 0 | 0 | 0 | 0 | 0 | 0 | 0 | 0 | 0 | 0 | 0 | 0 | 0 | 0 | 0 | 0 | 0 | 0 | 0 | 0 | 0 | 0 | 0 | 0 | 0 | 0 | 0 | 0 | 0 | 0 | 0
F3_Industrial_Other Industrial_New_Space Heating_Natural Gas_Gas Furnace Tube Inserts_A_Technical Potential | F3 | Industrial | Other Industrial | New | Space Heating | Natural Gas | Gas Furnace Tube Inserts | A | Integrated Unit Winter Peak Savings (kW) | Technical Potential | 0 | 0 | 0 | 0 | 0 | 0 | 0 | 0 | 0 | 0 | 0 | 0 | 0 | 0 | 0 | 0 | 0 | 0 | 0 | 0 | 0 | 0 | 0 | 0 | 0 | 0 | 0 | 0 | 0 | 0 | 0
F4_Industrial_Other Industrial_New_Space Heating_Natural Gas_Gas Furnace Tube Inserts_A_Technical Potential | F4 | Industrial | Other Industrial | New | Space Heating | Natural Gas | Gas Furnace Tube Inserts | A | Incremental Energy Savings (MWh or mTherms) | Technical Potential | 0 | 0 | 0 | 0 | 0 | 0 | 0 | 0 | 0 | 0 | 0 | 0 | 0 | 0 | 0 | 0 | 0 | 0 | 0 | 0 | 0 | 0 | 0 | 0 | 0 | 0 | 0 | 0 | 0 | 0 | 0
F5_Industrial_Other Industrial_New_Space Heating_Natural Gas_Gas Furnace Tube Inserts_A_Technical Potential | F5 | Industrial | Other Industrial | New | Space Heating | Natural Gas | Gas Furnace Tube Inserts | A | Incremental Summer Peak Savings (MW) | Technical Potential | 0 | 0 | 0 | 0 | 0 | 0 | 0 | 0 | 0 | 0 | 0 | 0 | 0 | 0 | 0 | 0 | 0 | 0 | 0 | 0 | 0 | 0 | 0 | 0 | 0 | 0 | 0 | 0 | 0 | 0 | 0
F6_Industrial_Other Industrial_New_Space Heating_Natural Gas_Gas Furnace Tube Inserts_A_Technical Potential | F6 | Industrial | Other Industrial | New | Space Heating | Natural Gas | Gas Furnace Tube Inserts | A | Incremental Winter Peak Savings (MW) | Technical Potential | 0 | 0 | 0 | 0 | 0 | 0 | 0 | 0 | 0 | 0 | 0 | 0 | 0 | 0 | 0 | 0 | 0 | 0 | 0 | 0 | 0 | 0 | 0 | 0 | 0 | 0 | 0 | 0 | 0 | 0 | 0
F7_Industrial_Other Industrial_New_Space Heating_Natural Gas_Gas Furnace Tube Inserts_A_Technical Potential | F7 | Industrial | Other Industrial | New | Space Heating | Natural Gas | Gas Furnace Tube Inserts | A | Cumulative Energy Savings (MWh or mTherms) | Technical Potential | 0 | 0 | 0 | 0 | 0 | 0 | 0 | 0 | 0 | 0 | 0 | 0 | 0 | 0 | 0 | 0 | 0 | 0 | 0 | 0 | 0 | 0 | 0 | 0 | 0 | 0 | 0 | 0 | 0 | 0 | 0
F8_Industrial_Other Industrial_New_Space Heating_Natural Gas_Gas Furnace Tube Inserts_A_Technical Potential | F8 | Industrial | Other Industrial | New | Space Heating | Natural Gas | Gas Furnace Tube Inserts | A | Cumulative Summer Peak Savings (MW) | Technical Potential | 0 | 0 | 0 | 0 | 0 | 0 | 0 | 0 | 0 | 0 | 0 | 0 | 0 | 0 | 0 | 0 | 0 | 0 | 0 | 0 | 0 | 0 | 0 | 0 | 0 | 0 | 0 | 0 | 0 | 0 | 0
F9_Industrial_Other Industrial_New_Space Heating_Natural Gas_Gas Furnace Tube Inserts_A_Technical Potential | F9 | Industrial | Other Industrial | New | Space Heating | Natural Gas | Gas Furnace Tube Inserts | A | Cumulative Winter Peak Savings (MW) | Technical Potential | 0 | 0 | 0 | 0 | 0 | 0 | 0 | 0 | 0 | 0 | 0 | 0 | 0 | 0 | 0 | 0 | 0 | 0 | 0 | 0 | 0 | 0 | 0 | 0 | 0 | 0 | 0 | 0 | 0 | 0 | 0
F10_Industrial_Other Industrial_New_Space Heating_Natural Gas_Gas Furnace Tube Inserts_A_Technical Potential | F10 | Industrial | Other Industrial | New | Space Heating | Natural Gas | Gas Furnace Tube Inserts | A | Purchases (Incremental) | Technical Potential | 0 | 0 | 0 | 0 | 0 | 0 | 0 | 0 | 0 | 0 | 0 | 0 | 0 | 0 | 0 | 0 | 0 | 0 | 0 | 0 | 0 | 0 | 0 | 0 | 0 | 0 | 0 | 0 | 0 | 0 | 0
F11_Industrial_Other Industrial_New_Space Heating_Natural Gas_Gas Furnace Tube Inserts_A_Technical Potential | F11 | Industrial | Other Industrial | New | Space Heating | Natural Gas | Gas Furnace Tube Inserts | A | Purchases (Cumulative) | Technical Potential | 0 | 0 | 0 | 0 | 0 | 0 | 0 | 0 | 0 | 0 | 0 | 0 | 0 | 0 | 0 | 0 | 0 | 0 | 0 | 0 | 0 | 0 | 0 | 0 | 0 | 0 | 0 | 0 | 0 | 0 | 0
F1_Industrial_Other Industrial_New_Space Heating_Natural Gas_Space Heating - Heat Recovery Ventilator_A_Technical Potential | F1 | Industrial | Other Industrial | New | Space Heating | Natural Gas | Space Heating - Heat Recovery Ventilator | A | Integrated Unit Energy Savings (kWh or therms) | Technical Potential | 0 | 0 | 0 | 0 | 0 | 0.012166 | 0.011798 | 0.011527 | 0.011318 | 0.011148 | 0.011008 | 0.010843 | 0.010667 | 0.010488 | 0.010312 | 0.01015 | 0.010002 | 0.0099578 | 0.0098607 | 0.009789 | 0.0097385 | 0.0097003 | 0.0096878 | 0.0096906 | 0.0097029 | 0.0097206 | 0.0097379 | 0.0097553 | 0 | 0 | 0
F2_Industrial_Other Industrial_New_Space Heating_Natural Gas_Space Heating - Heat Recovery Ventilator_A_Technical Potential | F2 | Industrial | Other Industrial | New | Space Heating | Natural Gas | Space Heating - Heat Recovery Ventilator | A | Integrated Unit Summer Peak Savings (kW) | Technical Potential | 0 | 0 | 0 | 0 | 0 | 0 | 0 | 0 | 0 | 0 | 0 | 0 | 0 | 0 | 0 | 0 | 0 | 0 | 0 | 0 | 0 | 0 | 0 | 0 | 0 | 0 | 0 | 0 | 0 | 0 | 0
F3_Industrial_Other Industrial_New_Space Heating_Natural Gas_Space Heating - Heat Recovery Ventilator_A_Technical Potential | F3 | Industrial | Other Industrial | New | Space Heating | Natural Gas | Space Heating - Heat Recovery Ventilator | A | Integrated Unit Winter Peak Savings (kW) | Technical Potential | 0 | 0 | 0 | 0 | 0 | 0 | 0 | 0 | 0 | 0 | 0 | 0 | 0 | 0 | 0 | 0 | 0 | 0 | 0 | 0 | 0 | 0 | 0 | 0 | 0 | 0 | 0 | 0 | 0 | 0 | 0
F4_Industrial_Other Industrial_New_Space Heating_Natural Gas_Space Heating - Heat Recovery Ventilator_A_Technical Potential | F4 | Industrial | Other Industrial | New | Space Heating | Natural Gas | Space Heating - Heat Recovery Ventilator | A | Incremental Energy Savings (MWh or mTherms) | Technical Potential | 0 | 0 | 0 | 0 | 0 | 0.0012153 | 0.0013964 | 0.0015769 | 0.0017558 | 0.0019339 | 0.0021118 | 0.0022767 | 0.0024325 | 0.002581 | 0.0027206 | 0.0028588 | 0.0029937 | 0.0031563 | 0.0032987 | 0.0034452 | 0.0035971 | 0.0037514 | 0.0039141 | 0.0040821 | 0.0042539 | 0.0018648 | 0.0020446 | 0.0022246 | 0 | 0 | 0
F5_Industrial_Other Industrial_New_Space Heating_Natural Gas_Space Heating - Heat Recovery Ventilator_A_Technical Potential | F5 | Industrial | Other Industrial | New | Space Heating | Natural Gas | Space Heating - Heat Recovery Ventilator | A | Incremental Summer Peak Savings (MW) | Technical Potential | 0 | 0 | 0 | 0 | 0 | 0 | 0 | 0 | 0 | 0 | 0 | 0 | 0 | 0 | 0 | 0 | 0 | 0 | 0 | 0 | 0 | 0 | 0 | 0 | 0 | 0 | 0 | 0 | 0 | 0 | 0
F6_Industrial_Other Industrial_New_Space Heating_Natural Gas_Space Heating - Heat Recovery Ventilator_A_Technical Potential | F6 | Industrial | Other Industrial | New | Space Heating | Natural Gas | Space Heating - Heat Recovery Ventilator | A | Incremental Winter Peak Savings (MW) | Technical Potential | 0 | 0 | 0 | 0 | 0 | 0 | 0 | 0 | 0 | 0 | 0 | 0 | 0 | 0 | 0 | 0 | 0 | 0 | 0 | 0 | 0 | 0 | 0 | 0 | 0 | 0 | 0 | 0 | 0 | 0 | 0
F7_Industrial_Other Industrial_New_Space Heating_Natural Gas_Space Heating - Heat Recovery Ventilator_A_Technical Potential | F7 | Industrial | Other Industrial | New | Space Heating | Natural Gas | Space Heating - Heat Recovery Ventilator | A | Cumulative Energy Savings (MWh or mTherms) | Technical Potential | 0 | 0 | 0 | 0 | 0 | 0.0012153 | 0.002575 | 0.0040928 | 0.0057742 | 0.0076213 | 0.0096376 | 0.01177 | 0.014011 | 0.016358 | 0.018803 | 0.021366 | 0.024048 | 0.027099 | 0.030133 | 0.033359 | 0.035812 | 0.038274 | 0.040814 | 0.043405 | 0.04603 | 0.046114 | 0.046196 | 0.046279 | 0 | 0 | 0
F8_Industrial_Other Industrial_New_Space Heating_Natural Gas_Space Heating - Heat Recovery Ventilator_A_Technical Potential | F8 | Industrial | Other Industrial | New | Space Heating | Natural Gas | Space Heating - Heat Recovery Ventilator | A | Cumulative Summer Peak Savings (MW) | Technical Potential | 0 | 0 | 0 | 0 | 0 | 0 | 0 | 0 | 0 | 0 | 0 | 0 | 0 | 0 | 0 | 0 | 0 | 0 | 0 | 0 | 0 | 0 | 0 | 0 | 0 | 0 | 0 | 0 | 0 | 0 | 0
F9_Industrial_Other Industrial_New_Space Heating_Natural Gas_Space Heating - Heat Recovery Ventilator_A_Technical Potential | F9 | Industrial | Other Industrial | New | Space Heating | Natural Gas | Space Heating - Heat Recovery Ventilator | A | Cumulative Winter Peak Savings (MW) | Technical Potential | 0 | 0 | 0 | 0 | 0 | 0 | 0 | 0 | 0 | 0 | 0 | 0 | 0 | 0 | 0 | 0 | 0 | 0 | 0 | 0 | 0 | 0 | 0 | 0 | 0 | 0 | 0 | 0 | 0 | 0 | 0
F10_Industrial_Other Industrial_New_Space Heating_Natural Gas_Space Heating - Heat Recovery Ventilator_A_Technical Potential | F10 | Industrial | Other Industrial | New | Space Heating | Natural Gas | Space Heating - Heat Recovery Ventilator | A | Purchases (Incremental) | Technical Potential | 0 | 0 | 0 | 0 | 0 | 99.8994 | 118.3536 | 136.7976 | 155.1328 | 173.478 | 191.8383 | 209.9655 | 228.0431 | 246.084 | 263.8384 | 281.6607 | 299.3129 | 316.9675 | 334.5332 | 351.9422 | 369.3719 | 386.7294 | 404.0195 | 421.2465 | 438.415 | 191.8383 | 209.9655 | 228.0431 | 246.084 | 263.8384 | 281.6607
F11_Industrial_Other Industrial_New_Space Heating_Natural Gas_Space Heating - Heat Recovery Ventilator_A_Technical Potential | F11 | Industrial | Other Industrial | New | Space Heating | Natural Gas | Space Heating - Heat Recovery Ventilator | A | Purchases (Cumulative) | Technical Potential | 0 | 0 | 0 | 0 | 0 | 99.8994 | 218.253 | 355.0506 | 510.1834 | 683.6614 | 875.4997 | 1085.4651 | 1313.5082 | 1559.5922 | 1823.4307 | 2105.0914 | 2404.4043 | 2721.3718 | 3055.905 | 3407.8472 | 3677.3197 | 3945.6955 | 4212.9174 | 4479.0311 | 4743.9682 | 4743.9682 | 4743.9682 | 4743.9682 | 4743.9682 | 4743.9682 | 4743.9682
F1_Industrial_Other Industrial_New_Space Heating_Natural Gas_Thermostat - Programmable_A_Technical Potential | F1 | Industrial | Other Industrial | New | Space Heating | Natural Gas | Thermostat - Programmable | A | Integrated Unit Energy Savings (kWh or therms) | Technical Potential | 0 | 0 | 0 | 0 | 0 | 0.0060428 | 0.0058596 | 0.0057244 | 0.0056198 | 0.0055348 | 0.005465 | 0.0053826 | 0.0052945 | 0.0052056 | 0.0051174 | 0.0050366 | 0.0049628 | 0.0049406 | 0.004892 | 0.004856 | 0.0048308 | 0.0048116 | 0.0048053 | 0.0048065 | 0.0048125 | 0.0048216 | 0.0048304 | 0.0048393 | 0 | 0 | 0
F2_Industrial_Other Industrial_New_Space Heating_Natural Gas_Thermostat - Programmable_A_Technical Potential | F2 | Industrial | Other Industrial | New | Space Heating | Natural Gas | Thermostat - Programmable | A | Integrated Unit Summer Peak Savings (kW) | Technical Potential | 0 | 0 | 0 | 0 | 0 | 0 | 0 | 0 | 0 | 0 | 0 | 0 | 0 | 0 | 0 | 0 | 0 | 0 | 0 | 0 | 0 | 0 | 0 | 0 | 0 | 0 | 0 | 0 | 0 | 0 | 0
F3_Industrial_Other Industrial_New_Space Heating_Natural Gas_Thermostat - Programmable_A_Technical Potential | F3 | Industrial | Other Industrial | New | Space Heating | Natural Gas | Thermostat - Programmable | A | Integrated Unit Winter Peak Savings (kW) | Technical Potential | 0 | 0 | 0 | 0 | 0 | 0 | 0 | 0 | 0 | 0 | 0 | 0 | 0 | 0 | 0 | 0 | 0 | 0 | 0 | 0 | 0 | 0 | 0 | 0 | 0 | 0 | 0 | 0 | 0 | 0 | 0
F4_Industrial_Other Industrial_New_Space Heating_Natural Gas_Thermostat - Programmable_A_Technical Potential | F4 | Industrial | Other Industrial | New | Space Heating | Natural Gas | Thermostat - Programmable | A | Incremental Energy Savings (MWh or mTherms) | Technical Potential | 0 | 0 | 0 | 0 | 0 | 0.001811 | 0.0020805 | 0.0023492 | 0.0026154 | 0.0028805 | 0.0031452 | 0.0033905 | 0.0036221 | 0.003843 | 0.0040505 | 0.0042558 | 0.0044563 | 0.004698 | 0.0049096 | 0.0051271 | 0.0053531 | 0.0055824 | 0.0058243 | 0.0060742 | 0.0063296 | 0.0038164 | 0.0040816 | 0.0043454 | 0 | 0 | 0
F5_Industrial_Other Industrial_New_Space Heating_Natural Gas_Thermostat - Programmable_A_Technical Potential | F5 | Industrial | Other Industrial | New | Space Heating | Natural Gas | Thermostat - Programmable | A | Incremental Summer Peak Savings (MW) | Technical Potential | 0 | 0 | 0 | 0 | 0 | 0 | 0 | 0 | 0 | 0 | 0 | 0 | 0 | 0 | 0 | 0 | 0 | 0 | 0 | 0 | 0 | 0 | 0 | 0 | 0 | 0 | 0 | 0 | 0 | 0 | 0
F6_Industrial_Other Industrial_New_Space Heating_Natural Gas_Thermostat - Programmable_A_Technical Potential | F6 | Industrial | Other Industrial | New | Space Heating | Natural Gas | Thermostat - Programmable | A | Incremental Winter Peak Savings (MW) | Technical Potential | 0 | 0 | 0 | 0 | 0 | 0 | 0 | 0 | 0 | 0 | 0 | 0 | 0 | 0 | 0 | 0 | 0 | 0 | 0 | 0 | 0 | 0 | 0 | 0 | 0 | 0 | 0 | 0 | 0 | 0 | 0
F7_Industrial_Other Industrial_New_Space Heating_Natural Gas_Thermostat - Programmable_A_Technical Potential | F7 | Industrial | Other Industrial | New | Space Heating | Natural Gas | Thermostat - Programmable | A | Cumulative Energy Savings (MWh or mTherms) | Technical Potential | 0 | 0 | 0 | 0 | 0 | 0.001811 | 0.0038366 | 0.0060973 | 0.0086014 | 0.011352 | 0.014354 | 0.017528 | 0.020863 | 0.024356 | 0.027994 | 0.031808 | 0.03431 | 0.0371 | 0.039638 | 0.042213 | 0.044833 | 0.047468 | 0.050203 | 0.053002 | 0.055845 | 0.05595 | 0.056053 | 0.056156 | 0 | 0 | 0
F8_Industrial_Other Industrial_New_Space Heating_Natural Gas_Thermostat - Programmable_A_Technical Potential | F8 | Industrial | Other Industrial | New | Space Heating | Natural Gas | Thermostat - Programmable | A | Cumulative Summer Peak Savings (MW) | Technical Potential | 0 | 0 | 0 | 0 | 0 | 0 | 0 | 0 | 0 | 0 | 0 | 0 | 0 | 0 | 0 | 0 | 0 | 0 | 0 | 0 | 0 | 0 | 0 | 0 | 0 | 0 | 0 | 0 | 0 | 0 | 0
F9_Industrial_Other Industrial_New_Space Heating_Natural Gas_Thermostat - Programmable_A_Technical Potential | F9 | Industrial | Other Industrial | New | Space Heating | Natural Gas | Thermostat - Programmable | A | Cumulative Winter Peak Savings (MW) | Technical Potential | 0 | 0 | 0 | 0 | 0 | 0 | 0 | 0 | 0 | 0 | 0 | 0 | 0 | 0 | 0 | 0 | 0 | 0 | 0 | 0 | 0 | 0 | 0 | 0 | 0 | 0 | 0 | 0 | 0 | 0 | 0
F10_Industrial_Other Industrial_New_Space Heating_Natural Gas_Thermostat - Programmable_A_Technical Potential | F10 | Industrial | Other Industrial | New | Space Heating | Natural Gas | Thermostat - Programmable | A | Purchases (Incremental) | Technical Potential | 0 | 0 | 0 | 0 | 0 | 299.6983 | 355.0607 | 410.3928 | 465.3985 | 520.4339 | 575.5149 | 629.8964 | 684.1293 | 738.252 | 791.5153 | 844.982 | 897.9388 | 950.9025 | 1003.5996 | 1055.8267 | 1108.1156 | 1160.1883 | 1212.0584 | 1263.7396 | 1315.2451 | 791.5153 | 844.982 | 897.9388 | 950.9025 | 1003.5996 | 1055.8267
F11_Industrial_Other Industrial_New_Space Heating_Natural Gas_Thermostat - Programmable_A_Technical Potential | F11 | Industrial | Other Industrial | New | Space Heating | Natural Gas | Thermostat - Programmable | A | Purchases (Cumulative) | Technical Potential | 0 | 0 | 0 | 0 | 0 | 299.6983 | 654.759 | 1065.1518 | 1530.5502 | 2050.9842 | 2626.4991 | 3256.3954 | 3940.5247 | 4678.7767 | 5470.2921 | 6315.2741 | 6913.5146 | 7509.3564 | 8102.5632 | 8692.9914 | 9280.6731 | 9865.3465 | 10447.5085 | 11027.1189 | 11604.112 | 11604.112 | 11604.112 | 11604.112 | 11604.112 | 11604.112 | 11604.112
F1_Industrial_Other Industrial_New_Space Heating_Natural Gas_ENERGY STAR Connected Thermostat_A_Technical Potential | F1 | Industrial | Other Industrial | New | Space Heating | Natural Gas | ENERGY STAR Connected Thermostat | A | Integrated Unit Energy Savings (kWh or therms) | Technical Potential | 0 | 0 | 0 | 0 | 0 | 0.014214 | 0.013775 | 0.013449 | 0.013197 | 0.012991 | 0.012821 | 0.012622 | 0.01241 | 0.012196 | 0.011985 | 0.011793 | 0.011618 | 0.011564 | 0.011449 | 0.011364 | 0.011304 | 0.011258 | 0.011243 | 0.011245 | 0.011258 | 0.011282 | 0.011305 | 0.011328 | 0 | 0 | 0
F2_Industrial_Other Industrial_New_Space Heating_Natural Gas_ENERGY STAR Connected Thermostat_A_Technical Potential | F2 | Industrial | Other Industrial | New | Space Heating | Natural Gas | ENERGY STAR Connected Thermostat | A | Integrated Unit Summer Peak Savings (kW) | Technical Potential | 0 | 0 | 0 | 0 | 0 | 0 | 0 | 0 | 0 | 0 | 0 | 0 | 0 | 0 | 0 | 0 | 0 | 0 | 0 | 0 | 0 | 0 | 0 | 0 | 0 | 0 | 0 | 0 | 0 | 0 | 0
F3_Industrial_Other Industrial_New_Space Heating_Natural Gas_ENERGY STAR Connected Thermostat_A_Technical Potential | F3 | Industrial | Other Industrial | New | Space Heating | Natural Gas | ENERGY STAR Connected Thermostat | A | Integrated Unit Winter Peak Savings (kW) | Technical Potential | 0 | 0 | 0 | 0 | 0 | 0 | 0 | 0 | 0 | 0 | 0 | 0 | 0 | 0 | 0 | 0 | 0 | 0 | 0 | 0 | 0 | 0 | 0 | 0 | 0 | 0 | 0 | 0 | 0 | 0 | 0
F4_Industrial_Other Industrial_New_Space Heating_Natural Gas_ENERGY STAR Connected Thermostat_A_Technical Potential | F4 | Industrial | Other Industrial | New | Space Heating | Natural Gas | ENERGY STAR Connected Thermostat | A | Incremental Energy Savings (MWh or mTherms) | Technical Potential | 0 | 0 | 0 | 0 | 0 | 0.00426 | 0.0048909 | 0.0055195 | 0.0061417 | 0.0067609 | 0.0073787 | 0.0079505 | 0.00849 | 0.0090039 | 0.009486 | 0.0099645 | 0.010432 | 0.010997 | 0.011491 | 0.011998 | 0.012526 | 0.013062 | 0.013627 | 0.01421 | 0.014807 | 0.012502 | 0.013116 | 0.01373 | 0 | 0 | 0
F5_Industrial_Other Industrial_New_Space Heating_Natural Gas_ENERGY STAR Connected Thermostat_A_Technical Potential | F5 | Industrial | Other Industrial | New | Space Heating | Natural Gas | ENERGY STAR Connected Thermostat | A | Incremental Summer Peak Savings (MW) | Technical Potential | 0 | 0 | 0 | 0 | 0 | 0 | 0 | 0 | 0 | 0 | 0 | 0 | 0 | 0 | 0 | 0 | 0 | 0 | 0 | 0 | 0 | 0 | 0 | 0 | 0 | 0 | 0 | 0 | 0 | 0 | 0
F6_Industrial_Other Industrial_New_Space Heating_Natural Gas_ENERGY STAR Connected Thermostat_A_Technical Potential | F6 | Industrial | Other Industrial | New | Space Heating | Natural Gas | ENERGY STAR Connected Thermostat | A | Incremental Winter Peak Savings (MW) | Technical Potential | 0 | 0 | 0 | 0 | 0 | 0 | 0 | 0 | 0 | 0 | 0 | 0 | 0 | 0 | 0 | 0 | 0 | 0 | 0 | 0 | 0 | 0 | 0 | 0 | 0 | 0 | 0 | 0 | 0 | 0 | 0
F7_Industrial_Other Industrial_New_Space Heating_Natural Gas_ENERGY STAR Connected Thermostat_A_Technical Potential | F7 | Industrial | Other Industrial | New | Space Heating | Natural Gas | ENERGY STAR Connected Thermostat | A | Cumulative Energy Savings (MWh or mTherms) | Technical Potential | 0 | 0 | 0 | 0 | 0 | 0.00426 | 0.0090191 | 0.014326 | 0.020198 | 0.026644 | 0.029832 | 0.032838 | 0.035683 | 0.038396 | 0.040979 | 0.0435 | 0.04597 | 0.048843 | 0.051396 | 0.054016 | 0.056705 | 0.059428 | 0.062281 | 0.065218 | 0.068215 | 0.06836 | 0.068501 | 0.068641 | 0 | 0 | 0
F8_Industrial_Other Industrial_New_Space Heating_Natural Gas_ENERGY STAR Connected Thermostat_A_Technical Potential | F8 | Industrial | Other Industrial | New | Space Heating | Natural Gas | ENERGY STAR Connected Thermostat | A | Cumulative Summer Peak Savings (MW) | Technical Potential | 0 | 0 | 0 | 0 | 0 | 0 | 0 | 0 | 0 | 0 | 0 | 0 | 0 | 0 | 0 | 0 | 0 | 0 | 0 | 0 | 0 | 0 | 0 | 0 | 0 | 0 | 0 | 0 | 0 | 0 | 0
F9_Industrial_Other Industrial_New_Space Heating_Natural Gas_ENERGY STAR Connected Thermostat_A_Technical Potential | F9 | Industrial | Other Industrial | New | Space Heating | Natural Gas | ENERGY STAR Connected Thermostat | A | Cumulative Winter Peak Savings (MW) | Technical Potential | 0 | 0 | 0 | 0 | 0 | 0 | 0 | 0 | 0 | 0 | 0 | 0 | 0 | 0 | 0 | 0 | 0 | 0 | 0 | 0 | 0 | 0 | 0 | 0 | 0 | 0 | 0 | 0 | 0 | 0 | 0
F10_Industrial_Other Industrial_New_Space Heating_Natural Gas_ENERGY STAR Connected Thermostat_A_Technical Potential | F10 | Industrial | Other Industrial | New | Space Heating | Natural Gas | ENERGY STAR Connected Thermostat | A | Purchases (Incremental) | Technical Potential | 0 | 0 | 0 | 0 | 0 | 299.6983 | 355.0607 | 410.3928 | 465.3985 | 520.4339 | 575.5149 | 629.8964 | 684.1293 | 738.252 | 791.5153 | 844.982 | 897.9388 | 950.9025 | 1003.5996 | 1055.8267 | 1108.1156 | 1160.1883 | 1212.0584 | 1263.7396 | 1315.2451 | 1108.1156 | 1160.1883 | 1212.0584 | 1263.7396 | 1315.2451 | 1108.1156
F11_Industrial_Other Industrial_New_Space Heating_Natural Gas_ENERGY STAR Connected Thermostat_A_Technical Potential | F11 | Industrial | Other Industrial | New | Space Heating | Natural Gas | ENERGY STAR Connected Thermostat | A | Purchases (Cumulative) | Technical Potential | 0 | 0 | 0 | 0 | 0 | 299.6983 | 654.759 | 1065.1518 | 1530.5502 | 2050.9842 | 2326.8007 | 2601.6364 | 2875.3729 | 3148.2265 | 3419.3079 | 3688.775 | 3956.8175 | 4223.5907 | 4488.9383 | 4753.2496 | 5016.3832 | 5278.6326 | 5539.7886 | 5799.9286 | 6059.347 | 6059.347 | 6059.347 | 6059.347 | 6059.347 | 6059.347 | 6059.347
F1_Industrial_Other Industrial_New_Space Heating_Natural Gas_Destratification Fans (HVLS)_A_Technical Potential | F1 | Industrial | Other Industrial | New | Space Heating | Natural Gas | Destratification Fans (HVLS) | A | Integrated Unit Energy Savings (kWh or therms) | Technical Potential | 0 | 0 | 0 | 0 | 0 | 0.014222 | 0.013788 | 0.013468 | 0.013219 | 0.013018 | 0.012852 | 0.012656 | 0.012447 | 0.012237 | 0.012028 | 0.011837 | 0.011663 | 0.01161 | 0.011495 | 0.01141 | 0.011351 | 0.011305 | 0.01129 | 0.011293 | 0.011306 | 0.011329 | 0.01135 | 0.011372 | 0 | 0 | 0
F2_Industrial_Other Industrial_New_Space Heating_Natural Gas_Destratification Fans (HVLS)_A_Technical Potential | F2 | Industrial | Other Industrial | New | Space Heating | Natural Gas | Destratification Fans (HVLS) | A | Integrated Unit Summer Peak Savings (kW) | Technical Potential | 0 | 0 | 0 | 0 | 0 | 0 | 0 | 0 | 0 | 0 | 0 | 0 | 0 | 0 | 0 | 0 | 0 | 0 | 0 | 0 | 0 | 0 | 0 | 0 | 0 | 0 | 0 | 0 | 0 | 0 | 0
F3_Industrial_Other Industrial_New_Space Heating_Natural Gas_Destratification Fans (HVLS)_A_Technical Potential | F3 | Industrial | Other Industrial | New | Space Heating | Natural Gas | Destratification Fans (HVLS) | A | Integrated Unit Winter Peak Savings (kW) | Technical Potential | 0 | 0 | 0 | 0 | 0 | 0 | 0 | 0 | 0 | 0 | 0 | 0 | 0 | 0 | 0 | 0 | 0 | 0 | 0 | 0 | 0 | 0 | 0 | 0 | 0 | 0 | 0 | 0 | 0 | 0 | 0
F4_Industrial_Other Industrial_New_Space Heating_Natural Gas_Destratification Fans (HVLS)_A_Technical Potential | F4 | Industrial | Other Industrial | New | Space Heating | Natural Gas | Destratification Fans (HVLS) | A | Incremental Energy Savings (MWh or mTherms) | Technical Potential | 0 | 0 | 0 | 0 | 0 | 0.0042622 | 0.0048956 | 0.005527 | 0.0061523 | 0.0067748 | 0.0073963 | 0.0079721 | 0.0085157 | 0.0090338 | 0.0095204 | 0.010002 | 0.010472 | 0.01104 | 0.011537 | 0.012047 | 0.012578 | 0.013116 | 0.013684 | 0.014271 | 0.014871 | 0.0095725 | 0.010192 | 0.010814 | 0 | 0 | 0
F5_Industrial_Other Industrial_New_Space Heating_Natural Gas_Destratification Fans (HVLS)_A_Technical Potential | F5 | Industrial | Other Industrial | New | Space Heating | Natural Gas | Destratification Fans (HVLS) | A | Incremental Summer Peak Savings (MW) | Technical Potential | 0 | 0 | 0 | 0 | 0 | 0 | 0 | 0 | 0 | 0 | 0 | 0 | 0 | 0 | 0 | 0 | 0 | 0 | 0 | 0 | 0 | 0 | 0 | 0 | 0 | 0 | 0 | 0 | 0 | 0 | 0
F6_Industrial_Other Industrial_New_Space Heating_Natural Gas_Destratification Fans (HVLS)_A_Technical Potential | F6 | Industrial | Other Industrial | New | Space Heating | Natural Gas | Destratification Fans (HVLS) | A | Incremental Winter Peak Savings (MW) | Technical Potential | 0 | 0 | 0 | 0 | 0 | 0 | 0 | 0 | 0 | 0 | 0 | 0 | 0 | 0 | 0 | 0 | 0 | 0 | 0 | 0 | 0 | 0 | 0 | 0 | 0 | 0 | 0 | 0 | 0 | 0 | 0
F7_Industrial_Other Industrial_New_Space Heating_Natural Gas_Destratification Fans (HVLS)_A_Technical Potential | F7 | Industrial | Other Industrial | New | Space Heating | Natural Gas | Destratification Fans (HVLS) | A | Cumulative Energy Savings (MWh or mTherms) | Technical Potential | 0 | 0 | 0 | 0 | 0 | 0.0042622 | 0.0090278 | 0.014345 | 0.020233 | 0.026699 | 0.033755 | 0.041213 | 0.04905 | 0.057253 | 0.065797 | 0.071204 | 0.076488 | 0.082417 | 0.087791 | 0.093251 | 0.098809 | 0.10441 | 0.11023 | 0.11619 | 0.12225 | 0.12249 | 0.12273 | 0.12296 | 0 | 0 | 0
F8_Industrial_Other Industrial_New_Space Heating_Natural Gas_Destratification Fans (HVLS)_A_Technical Potential | F8 | Industrial | Other Industrial | New | Space Heating | Natural Gas | Destratification Fans (HVLS) | A | Cumulative Summer Peak Savings (MW) | Technical Potential | 0 | 0 | 0 | 0 | 0 | 0 | 0 | 0 | 0 | 0 | 0 | 0 | 0 | 0 | 0 | 0 | 0 | 0 | 0 | 0 | 0 | 0 | 0 | 0 | 0 | 0 | 0 | 0 | 0 | 0 | 0
F9_Industrial_Other Industrial_New_Space Heating_Natural Gas_Destratification Fans (HVLS)_A_Technical Potential | F9 | Industrial | Other Industrial | New | Space Heating | Natural Gas | Destratification Fans (HVLS) | A | Cumulative Winter Peak Savings (MW) | Technical Potential | 0 | 0 | 0 | 0 | 0 | 0 | 0 | 0 | 0 | 0 | 0 | 0 | 0 | 0 | 0 | 0 | 0 | 0 | 0 | 0 | 0 | 0 | 0 | 0 | 0 | 0 | 0 | 0 | 0 | 0 | 0
F10_Industrial_Other Industrial_New_Space Heating_Natural Gas_Destratification Fans (HVLS)_A_Technical Potential | F10 | Industrial | Other Industrial | New | Space Heating | Natural Gas | Destratification Fans (HVLS) | A | Purchases (Incremental) | Technical Potential | 0 | 0 | 0 | 0 | 0 | 299.6983 | 355.0607 | 410.3928 | 465.3985 | 520.4339 | 575.5149 | 629.8964 | 684.1293 | 738.252 | 791.5153 | 844.982 | 897.9388 | 950.9025 | 1003.5996 | 1055.8267 | 1108.1156 | 1160.1883 | 1212.0584 | 1263.7396 | 1315.2451 | 844.982 | 897.9388 | 950.9025 | 1003.5996 | 1055.8267 | 1108.1156
F11_Industrial_Other Industrial_New_Space Heating_Natural Gas_Destratification Fans (HVLS)_A_Technical Potential | F11 | Industrial | Other Industrial | New | Space Heating | Natural Gas | Destratification Fans (HVLS) | A | Purchases (Cumulative) | Technical Potential | 0 | 0 | 0 | 0 | 0 | 299.6983 | 654.759 | 1065.1518 | 1530.5502 | 2050.9842 | 2626.4991 | 3256.3954 | 3940.5247 | 4678.7767 | 5470.2921 | 6015.5758 | 6558.4539 | 7098.9636 | 7637.1648 | 8172.5575 | 8705.1582 | 9235.4501 | 9763.3793 | 10288.8669 | 10812.5967 | 10812.5967 | 10812.5967 | 10812.5967 | 10812.5967 | 10812.5967 | 10812.5967
F1_Industrial_Other Industrial_New_Space Heating_Natural Gas_Gas Boiler - Insulate Steam Lines/Condensate Tank_A_Technical Potential | F1 | Industrial | Other Industrial | New | Space Heating | Natural Gas | Gas Boiler - Insulate Steam Lines/Condensate Tank | A | Integrated Unit Energy Savings (kWh or therms) | Technical Potential | 0 | 0 | 0 | 0 | 0 | 0 | 0 | 0 | 0 | 0 | 0 | 0 | 0 | 0 | 0 | 0 | 0 | 0 | 0 | 0 | 0 | 0 | 0 | 0 | 0 | 0 | 0 | 0 | 0 | 0 | 0
F2_Industrial_Other Industrial_New_Space Heating_Natural Gas_Gas Boiler - Insulate Steam Lines/Condensate Tank_A_Technical Potential | F2 | Industrial | Other Industrial | New | Space Heating | Natural Gas | Gas Boiler - Insulate Steam Lines/Condensate Tank | A | Integrated Unit Summer Peak Savings (kW) | Technical Potential | 0 | 0 | 0 | 0 | 0 | 0 | 0 | 0 | 0 | 0 | 0 | 0 | 0 | 0 | 0 | 0 | 0 | 0 | 0 | 0 | 0 | 0 | 0 | 0 | 0 | 0 | 0 | 0 | 0 | 0 | 0
F3_Industrial_Other Industrial_New_Space Heating_Natural Gas_Gas Boiler - Insulate Steam Lines/Condensate Tank_A_Technical Potential | F3 | Industrial | Other Industrial | New | Space Heating | Natural Gas | Gas Boiler - Insulate Steam Lines/Condensate Tank | A | Integrated Unit Winter Peak Savings (kW) | Technical Potential | 0 | 0 | 0 | 0 | 0 | 0 | 0 | 0 | 0 | 0 | 0 | 0 | 0 | 0 | 0 | 0 | 0 | 0 | 0 | 0 | 0 | 0 | 0 | 0 | 0 | 0 | 0 | 0 | 0 | 0 | 0
F4_Industrial_Other Industrial_New_Space Heating_Natural Gas_Gas Boiler - Insulate Steam Lines/Condensate Tank_A_Technical Potential | F4 | Industrial | Other Industrial | New | Space Heating | Natural Gas | Gas Boiler - Insulate Steam Lines/Condensate Tank | A | Incremental Energy Savings (MWh or mTherms) | Technical Potential | 0 | 0 | 0 | 0 | 0 | 0 | 0 | 0 | 0 | 0 | 0 | 0 | 0 | 0 | 0 | 0 | 0 | 0 | 0 | 0 | 0 | 0 | 0 | 0 | 0 | 0 | 0 | 0 | 0 | 0 | 0
F5_Industrial_Other Industrial_New_Space Heating_Natural Gas_Gas Boiler - Insulate Steam Lines/Condensate Tank_A_Technical Potential | F5 | Industrial | Other Industrial | New | Space Heating | Natural Gas | Gas Boiler - Insulate Steam Lines/Condensate Tank | A | Incremental Summer Peak Savings (MW) | Technical Potential | 0 | 0 | 0 | 0 | 0 | 0 | 0 | 0 | 0 | 0 | 0 | 0 | 0 | 0 | 0 | 0 | 0 | 0 | 0 | 0 | 0 | 0 | 0 | 0 | 0 | 0 | 0 | 0 | 0 | 0 | 0
F6_Industrial_Other Industrial_New_Space Heating_Natural Gas_Gas Boiler - Insulate Steam Lines/Condensate Tank_A_Technical Potential | F6 | Industrial | Other Industrial | New | Space Heating | Natural Gas | Gas Boiler - Insulate Steam Lines/Condensate Tank | A | Incremental Winter Peak Savings (MW) | Technical Potential | 0 | 0 | 0 | 0 | 0 | 0 | 0 | 0 | 0 | 0 | 0 | 0 | 0 | 0 | 0 | 0 | 0 | 0 | 0 | 0 | 0 | 0 | 0 | 0 | 0 | 0 | 0 | 0 | 0 | 0 | 0
F7_Industrial_Other Industrial_New_Space Heating_Natural Gas_Gas Boiler - Insulate Steam Lines/Condensate Tank_A_Technical Potential | F7 | Industrial | Other Industrial | New | Space Heating | Natural Gas | Gas Boiler - Insulate Steam Lines/Condensate Tank | A | Cumulative Energy Savings (MWh or mTherms) | Technical Potential | 0 | 0 | 0 | 0 | 0 | 0 | 0 | 0 | 0 | 0 | 0 | 0 | 0 | 0 | 0 | 0 | 0 | 0 | 0 | 0 | 0 | 0 | 0 | 0 | 0 | 0 | 0 | 0 | 0 | 0 | 0
F8_Industrial_Other Industrial_New_Space Heating_Natural Gas_Gas Boiler - Insulate Steam Lines/Condensate Tank_A_Technical Potential | F8 | Industrial | Other Industrial | New | Space Heating | Natural Gas | Gas Boiler - Insulate Steam Lines/Condensate Tank | A | Cumulative Summer Peak Savings (MW) | Technical Potential | 0 | 0 | 0 | 0 | 0 | 0 | 0 | 0 | 0 | 0 | 0 | 0 | 0 | 0 | 0 | 0 | 0 | 0 | 0 | 0 | 0 | 0 | 0 | 0 | 0 | 0 | 0 | 0 | 0 | 0 | 0
F9_Industrial_Other Industrial_New_Space Heating_Natural Gas_Gas Boiler - Insulate Steam Lines/Condensate Tank_A_Technical Potential | F9 | Industrial | Other Industrial | New | Space Heating | Natural Gas | Gas Boiler - Insulate Steam Lines/Condensate Tank | A | Cumulative Winter Peak Savings (MW) | Technical Potential | 0 | 0 | 0 | 0 | 0 | 0 | 0 | 0 | 0 | 0 | 0 | 0 | 0 | 0 | 0 | 0 | 0 | 0 | 0 | 0 | 0 | 0 | 0 | 0 | 0 | 0 | 0 | 0 | 0 | 0 | 0
F10_Industrial_Other Industrial_New_Space Heating_Natural Gas_Gas Boiler - Insulate Steam Lines/Condensate Tank_A_Technical Potential | F10 | Industrial | Other Industrial | New | Space Heating | Natural Gas | Gas Boiler - Insulate Steam Lines/Condensate Tank | A | Purchases (Incremental) | Technical Potential | 0 | 0 | 0 | 0 | 0 | 0 | 0 | 0 | 0 | 0 | 0 | 0 | 0 | 0 | 0 | 0 | 0 | 0 | 0 | 0 | 0 | 0 | 0 | 0 | 0 | 0 | 0 | 0 | 0 | 0 | 0
F11_Industrial_Other Industrial_New_Space Heating_Natural Gas_Gas Boiler - Insulate Steam Lines/Condensate Tank_A_Technical Potential | F11 | Industrial | Other Industrial | New | Space Heating | Natural Gas | Gas Boiler - Insulate Steam Lines/Condensate Tank | A | Purchases (Cumulative) | Technical Potential | 0 | 0 | 0 | 0 | 0 | 0 | 0 | 0 | 0 | 0 | 0 | 0 | 0 | 0 | 0 | 0 | 0 | 0 | 0 | 0 | 0 | 0 | 0 | 0 | 0 | 0 | 0 | 0 | 0 | 0 | 0
F1_Industrial_Other Industrial_New_Process_Natural Gas_Gas Boiler - Insulate Steam Lines/Condensate Tank_A_Technical Potential | F1 | Industrial | Other Industrial | New | Process | Natural Gas | Gas Boiler - Insulate Steam Lines/Condensate Tank | A | Integrated Unit Energy Savings (kWh or therms) | Technical Potential | 0 | 0 | 0 | 0 | 0 | 16.8099 | 16.776 | 16.7452 | 16.717 | 16.6896 | 16.6717 | 16.6558 | 16.6419 | 16.6303 | 16.621 | 16.6145 | 16.6106 | 16.6087 | 16.6081 | 16.608 | 16.6093 | 16.6103 | 16.611 | 16.6113 | 16.6113 | 16.6202 | 16.6285 | 16.6362 | 16.8499 | 16.8499 | 16.8499
F2_Industrial_Other Industrial_New_Process_Natural Gas_Gas Boiler - Insulate Steam Lines/Condensate Tank_A_Technical Potential | F2 | Industrial | Other Industrial | New | Process | Natural Gas | Gas Boiler - Insulate Steam Lines/Condensate Tank | A | Integrated Unit Summer Peak Savings (kW) | Technical Potential | 0 | 0 | 0 | 0 | 0 | 0 | 0 | 0 | 0 | 0 | 0 | 0 | 0 | 0 | 0 | 0 | 0 | 0 | 0 | 0 | 0 | 0 | 0 | 0 | 0 | 0 | 0 | 0 | 0 | 0 | 0
F3_Industrial_Other Industrial_New_Process_Natural Gas_Gas Boiler - Insulate Steam Lines/Condensate Tank_A_Technical Potential | F3 | Industrial | Other Industrial | New | Process | Natural Gas | Gas Boiler - Insulate Steam Lines/Condensate Tank | A | Integrated Unit Winter Peak Savings (kW) | Technical Potential | 0 | 0 | 0 | 0 | 0 | 0 | 0 | 0 | 0 | 0 | 0 | 0 | 0 | 0 | 0 | 0 | 0 | 0 | 0 | 0 | 0 | 0 | 0 | 0 | 0 | 0 | 0 | 0 | 0 | 0 | 0
F4_Industrial_Other Industrial_New_Process_Natural Gas_Gas Boiler - Insulate Steam Lines/Condensate Tank_A_Technical Potential | F4 | Industrial | Other Industrial | New | Process | Natural Gas | Gas Boiler - Insulate Steam Lines/Condensate Tank | A | Incremental Energy Savings (MWh or mTherms) | Technical Potential | 0 | 0 | 0 | 0 | 0 | 0.054873 | 0.064878 | 0.074851 | 0.084741 | 0.094606 | 0.10451 | 0.11427 | 0.12401 | 0.13373 | 0.14329 | 0.15291 | 0.16246 | 0.17202 | 0.18155 | 0.19099 | 0.20047 | 0.2099 | 0.21929 | 0.22865 | 0.23797 | 0.054254 | 0.064308 | 0.074364 | 0.085414 | 0.095515 | 0.10562
F5_Industrial_Other Industrial_New_Process_Natural Gas_Gas Boiler - Insulate Steam Lines/Condensate Tank_A_Technical Potential | F5 | Industrial | Other Industrial | New | Process | Natural Gas | Gas Boiler - Insulate Steam Lines/Condensate Tank | A | Incremental Summer Peak Savings (MW) | Technical Potential | 0 | 0 | 0 | 0 | 0 | 0 | 0 | 0 | 0 | 0 | 0 | 0 | 0 | 0 | 0 | 0 | 0 | 0 | 0 | 0 | 0 | 0 | 0 | 0 | 0 | 0 | 0 | 0 | 0 | 0 | 0
F6_Industrial_Other Industrial_New_Process_Natural Gas_Gas Boiler - Insulate Steam Lines/Condensate Tank_A_Technical Potential | F6 | Industrial | Other Industrial | New | Process | Natural Gas | Gas Boiler - Insulate Steam Lines/Condensate Tank | A | Incremental Winter Peak Savings (MW) | Technical Potential | 0 | 0 | 0 | 0 | 0 | 0 | 0 | 0 | 0 | 0 | 0 | 0 | 0 | 0 | 0 | 0 | 0 | 0 | 0 | 0 | 0 | 0 | 0 | 0 | 0 | 0 | 0 | 0 | 0 | 0 | 0
F7_Industrial_Other Industrial_New_Process_Natural Gas_Gas Boiler - Insulate Steam Lines/Condensate Tank_A_Technical Potential | F7 | Industrial | Other Industrial | New | Process | Natural Gas | Gas Boiler - Insulate Steam Lines/Condensate Tank | A | Cumulative Energy Savings (MWh or mTherms) | Technical Potential | 0 | 0 | 0 | 0 | 0 | 0.054873 | 0.11964 | 0.19427 | 0.27869 | 0.37283 | 0.47694 | 0.59076 | 0.71428 | 0.8475 | 0.99032 | 1.1428 | 1.305 | 1.4769 | 1.6584 | 1.8494 | 2.05 | 2.26 | 2.4794 | 2.7081 | 2.9461 | 2.9477 | 2.9491 | 2.9505 | 0 | 0 | 0
F8_Industrial_Other Industrial_New_Process_Natural Gas_Gas Boiler - Insulate Steam Lines/Condensate Tank_A_Technical Potential | F8 | Industrial | Other Industrial | New | Process | Natural Gas | Gas Boiler - Insulate Steam Lines/Condensate Tank | A | Cumulative Summer Peak Savings (MW) | Technical Potential | 0 | 0 | 0 | 0 | 0 | 0 | 0 | 0 | 0 | 0 | 0 | 0 | 0 | 0 | 0 | 0 | 0 | 0 | 0 | 0 | 0 | 0 | 0 | 0 | 0 | 0 | 0 | 0 | 0 | 0 | 0
F9_Industrial_Other Industrial_New_Process_Natural Gas_Gas Boiler - Insulate Steam Lines/Condensate Tank_A_Technical Potential | F9 | Industrial | Other Industrial | New | Process | Natural Gas | Gas Boiler - Insulate Steam Lines/Condensate Tank | A | Cumulative Winter Peak Savings (MW) | Technical Potential | 0 | 0 | 0 | 0 | 0 | 0 | 0 | 0 | 0 | 0 | 0 | 0 | 0 | 0 | 0 | 0 | 0 | 0 | 0 | 0 | 0 | 0 | 0 | 0 | 0 | 0 | 0 | 0 | 0 | 0 | 0
F10_Industrial_Other Industrial_New_Process_Natural Gas_Gas Boiler - Insulate Steam Lines/Condensate Tank_A_Technical Potential | F10 | Industrial | Other Industrial | New | Process | Natural Gas | Gas Boiler - Insulate Steam Lines/Condensate Tank | A | Purchases (Incremental) | Technical Potential | 0 | 0 | 0 | 0 | 0 | 3.2643 | 3.8673 | 4.47 | 5.0691 | 5.6686 | 6.2685 | 6.8608 | 7.4515 | 8.0411 | 8.6212 | 9.2036 | 9.7804 | 10.3572 | 10.9312 | 11.5001 | 12.0696 | 12.6368 | 13.2018 | 13.7647 | 14.3257 | 3.2643 | 3.8673 | 4.47 | 5.0691 | 5.6686 | 6.2685
F11_Industrial_Other Industrial_New_Process_Natural Gas_Gas Boiler - Insulate Steam Lines/Condensate Tank_A_Technical Potential | F11 | Industrial | Other Industrial | New | Process | Natural Gas | Gas Boiler - Insulate Steam Lines/Condensate Tank | A | Purchases (Cumulative) | Technical Potential | 0 | 0 | 0 | 0 | 0 | 3.2643 | 7.1316 | 11.6017 | 16.6708 | 22.3394 | 28.6079 | 35.4687 | 42.9203 | 50.9613 | 59.5825 | 68.7861 | 78.5664 | 88.9237 | 99.8549 | 111.355 | 123.4246 | 136.0614 | 149.2632 | 163.0278 | 177.3535 | 177.3535 | 177.3535 | 177.3535 | 177.3535 | 177.3535 | 177.3535
F1_Industrial_Other Industrial_New_Space Heating_Natural Gas_Gas Boiler - Insulate Hot Water Lines_A_Technical Potential | F1 | Industrial | Other Industrial | New | Space Heating | Natural Gas | Gas Boiler - Insulate Hot Water Lines | A | Integrated Unit Energy Savings (kWh or therms) | Technical Potential | 0 | 0 | 0 | 0 | 0 | 0 | 0 | 0 | 0 | 0 | 0 | 0 | 0 | 0 | 0 | 0 | 0 | 0 | 0 | 0 | 0 | 0 | 0 | 0 | 0 | 0 | 0 | 0 | 0 | 0 | 0
F2_Industrial_Other Industrial_New_Space Heating_Natural Gas_Gas Boiler - Insulate Hot Water Lines_A_Technical Potential | F2 | Industrial | Other Industrial | New | Space Heating | Natural Gas | Gas Boiler - Insulate Hot Water Lines | A | Integrated Unit Summer Peak Savings (kW) | Technical Potential | 0 | 0 | 0 | 0 | 0 | 0 | 0 | 0 | 0 | 0 | 0 | 0 | 0 | 0 | 0 | 0 | 0 | 0 | 0 | 0 | 0 | 0 | 0 | 0 | 0 | 0 | 0 | 0 | 0 | 0 | 0
F3_Industrial_Other Industrial_New_Space Heating_Natural Gas_Gas Boiler - Insulate Hot Water Lines_A_Technical Potential | F3 | Industrial | Other Industrial | New | Space Heating | Natural Gas | Gas Boiler - Insulate Hot Water Lines | A | Integrated Unit Winter Peak Savings (kW) | Technical Potential | 0 | 0 | 0 | 0 | 0 | 0 | 0 | 0 | 0 | 0 | 0 | 0 | 0 | 0 | 0 | 0 | 0 | 0 | 0 | 0 | 0 | 0 | 0 | 0 | 0 | 0 | 0 | 0 | 0 | 0 | 0
F4_Industrial_Other Industrial_New_Space Heating_Natural Gas_Gas Boiler - Insulate Hot Water Lines_A_Technical Potential | F4 | Industrial | Other Industrial | New | Space Heating | Natural Gas | Gas Boiler - Insulate Hot Water Lines | A | Incremental Energy Savings (MWh or mTherms) | Technical Potential | 0 | 0 | 0 | 0 | 0 | 0 | 0 | 0 | 0 | 0 | 0 | 0 | 0 | 0 | 0 | 0 | 0 | 0 | 0 | 0 | 0 | 0 | 0 | 0 | 0 | 0 | 0 | 0 | 0 | 0 | 0
F5_Industrial_Other Industrial_New_Space Heating_Natural Gas_Gas Boiler - Insulate Hot Water Lines_A_Technical Potential | F5 | Industrial | Other Industrial | New | Space Heating | Natural Gas | Gas Boiler - Insulate Hot Water Lines | A | Incremental Summer Peak Savings (MW) | Technical Potential | 0 | 0 | 0 | 0 | 0 | 0 | 0 | 0 | 0 | 0 | 0 | 0 | 0 | 0 | 0 | 0 | 0 | 0 | 0 | 0 | 0 | 0 | 0 | 0 | 0 | 0 | 0 | 0 | 0 | 0 | 0
F6_Industrial_Other Industrial_New_Space Heating_Natural Gas_Gas Boiler - Insulate Hot Water Lines_A_Technical Potential | F6 | Industrial | Other Industrial | New | Space Heating | Natural Gas | Gas Boiler - Insulate Hot Water Lines | A | Incremental Winter Peak Savings (MW) | Technical Potential | 0 | 0 | 0 | 0 | 0 | 0 | 0 | 0 | 0 | 0 | 0 | 0 | 0 | 0 | 0 | 0 | 0 | 0 | 0 | 0 | 0 | 0 | 0 | 0 | 0 | 0 | 0 | 0 | 0 | 0 | 0
F7_Industrial_Other Industrial_New_Space Heating_Natural Gas_Gas Boiler - Insulate Hot Water Lines_A_Technical Potential | F7 | Industrial | Other Industrial | New | Space Heating | Natural Gas | Gas Boiler - Insulate Hot Water Lines | A | Cumulative Energy Savings (MWh or mTherms) | Technical Potential | 0 | 0 | 0 | 0 | 0 | 0 | 0 | 0 | 0 | 0 | 0 | 0 | 0 | 0 | 0 | 0 | 0 | 0 | 0 | 0 | 0 | 0 | 0 | 0 | 0 | 0 | 0 | 0 | 0 | 0 | 0
F8_Industrial_Other Industrial_New_Space Heating_Natural Gas_Gas Boiler - Insulate Hot Water Lines_A_Technical Potential | F8 | Industrial | Other Industrial | New | Space Heating | Natural Gas | Gas Boiler - Insulate Hot Water Lines | A | Cumulative Summer Peak Savings (MW) | Technical Potential | 0 | 0 | 0 | 0 | 0 | 0 | 0 | 0 | 0 | 0 | 0 | 0 | 0 | 0 | 0 | 0 | 0 | 0 | 0 | 0 | 0 | 0 | 0 | 0 | 0 | 0 | 0 | 0 | 0 | 0 | 0
F9_Industrial_Other Industrial_New_Space Heating_Natural Gas_Gas Boiler - Insulate Hot Water Lines_A_Technical Potential | F9 | Industrial | Other Industrial | New | Space Heating | Natural Gas | Gas Boiler - Insulate Hot Water Lines | A | Cumulative Winter Peak Savings (MW) | Technical Potential | 0 | 0 | 0 | 0 | 0 | 0 | 0 | 0 | 0 | 0 | 0 | 0 | 0 | 0 | 0 | 0 | 0 | 0 | 0 | 0 | 0 | 0 | 0 | 0 | 0 | 0 | 0 | 0 | 0 | 0 | 0
F10_Industrial_Other Industrial_New_Space Heating_Natural Gas_Gas Boiler - Insulate Hot Water Lines_A_Technical Potential | F10 | Industrial | Other Industrial | New | Space Heating | Natural Gas | Gas Boiler - Insulate Hot Water Lines | A | Purchases (Incremental) | Technical Potential | 0 | 0 | 0 | 0 | 0 | 0 | 0 | 0 | 0 | 0 | 0 | 0 | 0 | 0 | 0 | 0 | 0 | 0 | 0 | 0 | 0 | 0 | 0 | 0 | 0 | 0 | 0 | 0 | 0 | 0 | 0
F11_Industrial_Other Industrial_New_Space Heating_Natural Gas_Gas Boiler - Insulate Hot Water Lines_A_Technical Potential | F11 | Industrial | Other Industrial | New | Space Heating | Natural Gas | Gas Boiler - Insulate Hot Water Lines | A | Purchases (Cumulative) | Technical Potential | 0 | 0 | 0 | 0 | 0 | 0 | 0 | 0 | 0 | 0 | 0 | 0 | 0 | 0 | 0 | 0 | 0 | 0 | 0 | 0 | 0 | 0 | 0 | 0 | 0 | 0 | 0 | 0 | 0 | 0 | 0
F1_Industrial_Other Industrial_New_Process_Natural Gas_Gas Boiler - Insulate Hot Water Lines_A_Technical Potential | F1 | Industrial | Other Industrial | New | Process | Natural Gas | Gas Boiler - Insulate Hot Water Lines | A | Integrated Unit Energy Savings (kWh or therms) | Technical Potential | 0 | 0 | 0 | 0 | 0 | 19.0258 | 19.0088 | 18.9929 | 18.9785 | 18.9639 | 18.9498 | 18.9375 | 18.9271 | 18.919 | 18.9134 | 18.9107 | 18.9109 | 18.9132 | 18.9168 | 18.9211 | 18.9267 | 18.9321 | 18.9369 | 18.9414 | 18.9454 | 18.9492 | 18.9527 | 18.9559 | 19.0457 | 19.0457 | 19.0457
F2_Industrial_Other Industrial_New_Process_Natural Gas_Gas Boiler - Insulate Hot Water Lines_A_Technical Potential | F2 | Industrial | Other Industrial | New | Process | Natural Gas | Gas Boiler - Insulate Hot Water Lines | A | Integrated Unit Summer Peak Savings (kW) | Technical Potential | 0 | 0 | 0 | 0 | 0 | 0 | 0 | 0 | 0 | 0 | 0 | 0 | 0 | 0 | 0 | 0 | 0 | 0 | 0 | 0 | 0 | 0 | 0 | 0 | 0 | 0 | 0 | 0 | 0 | 0 | 0
F3_Industrial_Other Industrial_New_Process_Natural Gas_Gas Boiler - Insulate Hot Water Lines_A_Technical Potential | F3 | Industrial | Other Industrial | New | Process | Natural Gas | Gas Boiler - Insulate Hot Water Lines | A | Integrated Unit Winter Peak Savings (kW) | Technical Potential | 0 | 0 | 0 | 0 | 0 | 0 | 0 | 0 | 0 | 0 | 0 | 0 | 0 | 0 | 0 | 0 | 0 | 0 | 0 | 0 | 0 | 0 | 0 | 0 | 0 | 0 | 0 | 0 | 0 | 0 | 0
F4_Industrial_Other Industrial_New_Process_Natural Gas_Gas Boiler - Insulate Hot Water Lines_A_Technical Potential | F4 | Industrial | Other Industrial | New | Process | Natural Gas | Gas Boiler - Insulate Hot Water Lines | A | Incremental Energy Savings (MWh or mTherms) | Technical Potential | 0 | 0 | 0 | 0 | 0 | 0.062106 | 0.073513 | 0.084898 | 0.096204 | 0.1075 | 0.11879 | 0.12993 | 0.14104 | 0.15213 | 0.16306 | 0.17405 | 0.18496 | 0.19589 | 0.20678 | 0.21759 | 0.22844 | 0.23924 | 0.25 | 0.26072 | 0.27141 | 0.061856 | 0.073296 | 0.084733 | 0.096545 | 0.10796 | 0.11939
F5_Industrial_Other Industrial_New_Process_Natural Gas_Gas Boiler - Insulate Hot Water Lines_A_Technical Potential | F5 | Industrial | Other Industrial | New | Process | Natural Gas | Gas Boiler - Insulate Hot Water Lines | A | Incremental Summer Peak Savings (MW) | Technical Potential | 0 | 0 | 0 | 0 | 0 | 0 | 0 | 0 | 0 | 0 | 0 | 0 | 0 | 0 | 0 | 0 | 0 | 0 | 0 | 0 | 0 | 0 | 0 | 0 | 0 | 0 | 0 | 0 | 0 | 0 | 0
F6_Industrial_Other Industrial_New_Process_Natural Gas_Gas Boiler - Insulate Hot Water Lines_A_Technical Potential | F6 | Industrial | Other Industrial | New | Process | Natural Gas | Gas Boiler - Insulate Hot Water Lines | A | Incremental Winter Peak Savings (MW) | Technical Potential | 0 | 0 | 0 | 0 | 0 | 0 | 0 | 0 | 0 | 0 | 0 | 0 | 0 | 0 | 0 | 0 | 0 | 0 | 0 | 0 | 0 | 0 | 0 | 0 | 0 | 0 | 0 | 0 | 0 | 0 | 0
F7_Industrial_Other Industrial_New_Process_Natural Gas_Gas Boiler - Insulate Hot Water Lines_A_Technical Potential | F7 | Industrial | Other Industrial | New | Process | Natural Gas | Gas Boiler - Insulate Hot Water Lines | A | Cumulative Energy Savings (MWh or mTherms) | Technical Potential | 0 | 0 | 0 | 0 | 0 | 0.062106 | 0.13556 | 0.22035 | 0.31639 | 0.42364 | 0.54211 | 0.67169 | 0.81236 | 0.96414 | 1.1269 | 1.3008 | 1.4858 | 1.6818 | 1.8889 | 2.107 | 2.336 | 2.5759 | 2.8266 | 3.088 | 3.36 | 3.3607 | 3.3613 | 3.3619 | 0 | 0 | 0
F8_Industrial_Other Industrial_New_Process_Natural Gas_Gas Boiler - Insulate Hot Water Lines_A_Technical Potential | F8 | Industrial | Other Industrial | New | Process | Natural Gas | Gas Boiler - Insulate Hot Water Lines | A | Cumulative Summer Peak Savings (MW) | Technical Potential | 0 | 0 | 0 | 0 | 0 | 0 | 0 | 0 | 0 | 0 | 0 | 0 | 0 | 0 | 0 | 0 | 0 | 0 | 0 | 0 | 0 | 0 | 0 | 0 | 0 | 0 | 0 | 0 | 0 | 0 | 0
F9_Industrial_Other Industrial_New_Process_Natural Gas_Gas Boiler - Insulate Hot Water Lines_A_Technical Potential | F9 | Industrial | Other Industrial | New | Process | Natural Gas | Gas Boiler - Insulate Hot Water Lines | A | Cumulative Winter Peak Savings (MW) | Technical Potential | 0 | 0 | 0 | 0 | 0 | 0 | 0 | 0 | 0 | 0 | 0 | 0 | 0 | 0 | 0 | 0 | 0 | 0 | 0 | 0 | 0 | 0 | 0 | 0 | 0 | 0 | 0 | 0 | 0 | 0 | 0
F10_Industrial_Other Industrial_New_Process_Natural Gas_Gas Boiler - Insulate Hot Water Lines_A_Technical Potential | F10 | Industrial | Other Industrial | New | Process | Natural Gas | Gas Boiler - Insulate Hot Water Lines | A | Purchases (Incremental) | Technical Potential | 0 | 0 | 0 | 0 | 0 | 3.2643 | 3.8673 | 4.47 | 5.0691 | 5.6686 | 6.2685 | 6.8608 | 7.4515 | 8.0411 | 8.6212 | 9.2036 | 9.7804 | 10.3572 | 10.9312 | 11.5001 | 12.0696 | 12.6368 | 13.2018 | 13.7647 | 14.3257 | 3.2643 | 3.8673 | 4.47 | 5.0691 | 5.6686 | 6.2685
F11_Industrial_Other Industrial_New_Process_Natural Gas_Gas Boiler - Insulate Hot Water Lines_A_Technical Potential | F11 | Industrial | Other Industrial | New | Process | Natural Gas | Gas Boiler - Insulate Hot Water Lines | A | Purchases (Cumulative) | Technical Potential | 0 | 0 | 0 | 0 | 0 | 3.2643 | 7.1316 | 11.6017 | 16.6708 | 22.3394 | 28.6079 | 35.4687 | 42.9203 | 50.9613 | 59.5825 | 68.7861 | 78.5664 | 88.9237 | 99.8549 | 111.355 | 123.4246 | 136.0614 | 149.2632 | 163.0278 | 177.3535 | 177.3535 | 177.3535 | 177.3535 | 177.3535 | 177.3535 | 177.3535
F1_Industrial_Other Industrial_New_Process_Natural Gas_Process - Insulate Heated Process Fluids_A_Technical Potential | F1 | Industrial | Other Industrial | New | Process | Natural Gas | Process - Insulate Heated Process Fluids | A | Integrated Unit Energy Savings (kWh or therms) | Technical Potential | 0 | 0 | 0 | 0 | 0 | 13.5725 | 13.5414 | 13.5133 | 13.4876 | 13.4626 | 13.4455 | 13.43 | 13.4163 | 13.4044 | 13.3945 | 13.3868 | 13.3812 | 13.3773 | 13.3744 | 13.372 | 13.3707 | 13.3692 | 13.3674 | 13.3653 | 13.363 | 13.3722 | 13.3807 | 13.3886 | 13.6092 | 13.6092 | 13.6092
F2_Industrial_Other Industrial_New_Process_Natural Gas_Process - Insulate Heated Process Fluids_A_Technical Potential | F2 | Industrial | Other Industrial | New | Process | Natural Gas | Process - Insulate Heated Process Fluids | A | Integrated Unit Summer Peak Savings (kW) | Technical Potential | 0 | 0 | 0 | 0 | 0 | 0 | 0 | 0 | 0 | 0 | 0 | 0 | 0 | 0 | 0 | 0 | 0 | 0 | 0 | 0 | 0 | 0 | 0 | 0 | 0 | 0 | 0 | 0 | 0 | 0 | 0
F3_Industrial_Other Industrial_New_Process_Natural Gas_Process - Insulate Heated Process Fluids_A_Technical Potential | F3 | Industrial | Other Industrial | New | Process | Natural Gas | Process - Insulate Heated Process Fluids | A | Integrated Unit Winter Peak Savings (kW) | Technical Potential | 0 | 0 | 0 | 0 | 0 | 0 | 0 | 0 | 0 | 0 | 0 | 0 | 0 | 0 | 0 | 0 | 0 | 0 | 0 | 0 | 0 | 0 | 0 | 0 | 0 | 0 | 0 | 0 | 0 | 0 | 0
F4_Industrial_Other Industrial_New_Process_Natural Gas_Process - Insulate Heated Process Fluids_A_Technical Potential | F4 | Industrial | Other Industrial | New | Process | Natural Gas | Process - Insulate Heated Process Fluids | A | Incremental Energy Savings (MWh or mTherms) | Technical Potential | 0 | 0 | 0 | 0 | 0 | 0.096917 | 0.11456 | 0.13213 | 0.14956 | 0.16694 | 0.16593 | 0.14512 | 0.12596 | 0.10865 | 0.09312 | 0.079483 | 0.067543 | 0.057205 | 0.04829 | 0.040635 | 0.034114 | 0.00024359 | 9.0874e-05 | 3.2296e-05 | 1.0959e-05 | 0.095487 | 0.1132 | 0.13092 | 0.15091 | 0.16875 | 0.16795
F5_Industrial_Other Industrial_New_Process_Natural Gas_Process - Insulate Heated Process Fluids_A_Technical Potential | F5 | Industrial | Other Industrial | New | Process | Natural Gas | Process - Insulate Heated Process Fluids | A | Incremental Summer Peak Savings (MW) | Technical Potential | 0 | 0 | 0 | 0 | 0 | 0 | 0 | 0 | 0 | 0 | 0 | 0 | 0 | 0 | 0 | 0 | 0 | 0 | 0 | 0 | 0 | 0 | 0 | 0 | 0 | 0 | 0 | 0 | 0 | 0 | 0
F6_Industrial_Other Industrial_New_Process_Natural Gas_Process - Insulate Heated Process Fluids_A_Technical Potential | F6 | Industrial | Other Industrial | New | Process | Natural Gas | Process - Insulate Heated Process Fluids | A | Incremental Winter Peak Savings (MW) | Technical Potential | 0 | 0 | 0 | 0 | 0 | 0 | 0 | 0 | 0 | 0 | 0 | 0 | 0 | 0 | 0 | 0 | 0 | 0 | 0 | 0 | 0 | 0 | 0 | 0 | 0 | 0 | 0 | 0 | 0 | 0 | 0
F7_Industrial_Other Industrial_New_Process_Natural Gas_Process - Insulate Heated Process Fluids_A_Technical Potential | F7 | Industrial | Other Industrial | New | Process | Natural Gas | Process - Insulate Heated Process Fluids | A | Cumulative Energy Savings (MWh or mTherms) | Technical Potential | 0 | 0 | 0 | 0 | 0 | 0.096917 | 0.21125 | 0.34295 | 0.49185 | 0.65788 | 0.82298 | 0.96715 | 1.0921 | 1.1998 | 1.292 | 1.3708 | 1.4378 | 1.4945 | 1.5425 | 1.5829 | 1.6168 | 1.6169 | 1.6167 | 1.6165 | 1.6163 | 1.6174 | 1.6184 | 1.6194 | 0 | 0 | 0
F8_Industrial_Other Industrial_New_Process_Natural Gas_Process - Insulate Heated Process Fluids_A_Technical Potential | F8 | Industrial | Other Industrial | New | Process | Natural Gas | Process - Insulate Heated Process Fluids | A | Cumulative Summer Peak Savings (MW) | Technical Potential | 0 | 0 | 0 | 0 | 0 | 0 | 0 | 0 | 0 | 0 | 0 | 0 | 0 | 0 | 0 | 0 | 0 | 0 | 0 | 0 | 0 | 0 | 0 | 0 | 0 | 0 | 0 | 0 | 0 | 0 | 0
F9_Industrial_Other Industrial_New_Process_Natural Gas_Process - Insulate Heated Process Fluids_A_Technical Potential | F9 | Industrial | Other Industrial | New | Process | Natural Gas | Process - Insulate Heated Process Fluids | A | Cumulative Winter Peak Savings (MW) | Technical Potential | 0 | 0 | 0 | 0 | 0 | 0 | 0 | 0 | 0 | 0 | 0 | 0 | 0 | 0 | 0 | 0 | 0 | 0 | 0 | 0 | 0 | 0 | 0 | 0 | 0 | 0 | 0 | 0 | 0 | 0 | 0
F10_Industrial_Other Industrial_New_Process_Natural Gas_Process - Insulate Heated Process Fluids_A_Technical Potential | F10 | Industrial | Other Industrial | New | Process | Natural Gas | Process - Insulate Heated Process Fluids | A | Purchases (Incremental) | Technical Potential | 0 | 0 | 0 | 0 | 0 | 7.1407 | 8.4597 | 9.7781 | 11.0887 | 12.4 | 12.3411 | 10.8058 | 9.3889 | 8.1054 | 6.9521 | 5.9374 | 5.0476 | 4.2763 | 3.6106 | 3.0388 | 2.5514 | 0.01822 | 0.0067982 | 0.0024164 | 0.00082007 | 7.1407 | 8.4597 | 9.7781 | 11.0887 | 12.4 | 12.3411
F11_Industrial_Other Industrial_New_Process_Natural Gas_Process - Insulate Heated Process Fluids_A_Technical Potential | F11 | Industrial | Other Industrial | New | Process | Natural Gas | Process - Insulate Heated Process Fluids | A | Purchases (Cumulative) | Technical Potential | 0 | 0 | 0 | 0 | 0 | 7.1407 | 15.6004 | 25.3785 | 36.4672 | 48.8672 | 61.2083 | 72.0141 | 81.403 | 89.5083 | 96.4604 | 102.3978 | 107.4454 | 111.7216 | 115.3322 | 118.371 | 120.9224 | 120.9407 | 120.9475 | 120.9499 | 120.9507 | 120.9507 | 120.9507 | 120.9507 | 120.9507 | 120.9507 | 120.9507
F1_Industrial_Other Industrial_New_Process_Natural Gas_Process Heat Recovery_A_Technical Potential | F1 | Industrial | Other Industrial | New | Process | Natural Gas | Process Heat Recovery | A | Integrated Unit Energy Savings (kWh or therms) | Technical Potential | 0 | 0 | 0 | 0 | 0 | 0.033029 | 0.032929 | 0.032838 | 0.032753 | 0.03267 | 0.032607 | 0.032551 | 0.032502 | 0.03246 | 0.032425 | 0.032399 | 0.03238 | 0.032368 | 0.032361 | 0.032357 | 0.032359 | 0.032362 | 0.032365 | 0.032367 | 0.032368 | 0.032397 | 0.032424 | 0.032449 | 0 | 0 | 0
F2_Industrial_Other Industrial_New_Process_Natural Gas_Process Heat Recovery_A_Technical Potential | F2 | Industrial | Other Industrial | New | Process | Natural Gas | Process Heat Recovery | A | Integrated Unit Summer Peak Savings (kW) | Technical Potential | 0 | 0 | 0 | 0 | 0 | 0 | 0 | 0 | 0 | 0 | 0 | 0 | 0 | 0 | 0 | 0 | 0 | 0 | 0 | 0 | 0 | 0 | 0 | 0 | 0 | 0 | 0 | 0 | 0 | 0 | 0
F3_Industrial_Other Industrial_New_Process_Natural Gas_Process Heat Recovery_A_Technical Potential | F3 | Industrial | Other Industrial | New | Process | Natural Gas | Process Heat Recovery | A | Integrated Unit Winter Peak Savings (kW) | Technical Potential | 0 | 0 | 0 | 0 | 0 | 0 | 0 | 0 | 0 | 0 | 0 | 0 | 0 | 0 | 0 | 0 | 0 | 0 | 0 | 0 | 0 | 0 | 0 | 0 | 0 | 0 | 0 | 0 | 0 | 0 | 0
F4_Industrial_Other Industrial_New_Process_Natural Gas_Process Heat Recovery_A_Technical Potential | F4 | Industrial | Other Industrial | New | Process | Natural Gas | Process Heat Recovery | A | Incremental Energy Savings (MWh or mTherms) | Technical Potential | 0 | 0 | 0 | 0 | 0 | 0.0084906 | 0.010029 | 0.011559 | 0.013075 | 0.014584 | 0.014486 | 0.012663 | 0.010986 | 0.0094717 | 0.0081153 | 0.0069251 | 0.0058838 | 0.0049829 | 0.0042063 | 0.0035397 | 0.0083182 | 0.0098559 | 0.011393 | 0.012921 | 0.014449 | 0.014393 | 0.012613 | 0.010968 | 0 | 0 | 0
F5_Industrial_Other Industrial_New_Process_Natural Gas_Process Heat Recovery_A_Technical Potential | F5 | Industrial | Other Industrial | New | Process | Natural Gas | Process Heat Recovery | A | Incremental Summer Peak Savings (MW) | Technical Potential | 0 | 0 | 0 | 0 | 0 | 0 | 0 | 0 | 0 | 0 | 0 | 0 | 0 | 0 | 0 | 0 | 0 | 0 | 0 | 0 | 0 | 0 | 0 | 0 | 0 | 0 | 0 | 0 | 0 | 0 | 0
F6_Industrial_Other Industrial_New_Process_Natural Gas_Process Heat Recovery_A_Technical Potential | F6 | Industrial | Other Industrial | New | Process | Natural Gas | Process Heat Recovery | A | Incremental Winter Peak Savings (MW) | Technical Potential | 0 | 0 | 0 | 0 | 0 | 0 | 0 | 0 | 0 | 0 | 0 | 0 | 0 | 0 | 0 | 0 | 0 | 0 | 0 | 0 | 0 | 0 | 0 | 0 | 0 | 0 | 0 | 0 | 0 | 0 | 0
F7_Industrial_Other Industrial_New_Process_Natural Gas_Process Heat Recovery_A_Technical Potential | F7 | Industrial | Other Industrial | New | Process | Natural Gas | Process Heat Recovery | A | Cumulative Energy Savings (MWh or mTherms) | Technical Potential | 0 | 0 | 0 | 0 | 0 | 0.0084906 | 0.018494 | 0.030002 | 0.042999 | 0.057473 | 0.071849 | 0.084389 | 0.095248 | 0.1046 | 0.1126 | 0.11943 | 0.12525 | 0.13018 | 0.13436 | 0.13789 | 0.13789 | 0.13791 | 0.13792 | 0.13793 | 0.13793 | 0.13806 | 0.13817 | 0.13828 | 0 | 0 | 0
F8_Industrial_Other Industrial_New_Process_Natural Gas_Process Heat Recovery_A_Technical Potential | F8 | Industrial | Other Industrial | New | Process | Natural Gas | Process Heat Recovery | A | Cumulative Summer Peak Savings (MW) | Technical Potential | 0 | 0 | 0 | 0 | 0 | 0 | 0 | 0 | 0 | 0 | 0 | 0 | 0 | 0 | 0 | 0 | 0 | 0 | 0 | 0 | 0 | 0 | 0 | 0 | 0 | 0 | 0 | 0 | 0 | 0 | 0
F9_Industrial_Other Industrial_New_Process_Natural Gas_Process Heat Recovery_A_Technical Potential | F9 | Industrial | Other Industrial | New | Process | Natural Gas | Process Heat Recovery | A | Cumulative Winter Peak Savings (MW) | Technical Potential | 0 | 0 | 0 | 0 | 0 | 0 | 0 | 0 | 0 | 0 | 0 | 0 | 0 | 0 | 0 | 0 | 0 | 0 | 0 | 0 | 0 | 0 | 0 | 0 | 0 | 0 | 0 | 0 | 0 | 0 | 0
F10_Industrial_Other Industrial_New_Process_Natural Gas_Process Heat Recovery_A_Technical Potential | F10 | Industrial | Other Industrial | New | Process | Natural Gas | Process Heat Recovery | A | Purchases (Incremental) | Technical Potential | 0 | 0 | 0 | 0 | 0 | 257.0642 | 304.5509 | 352.0116 | 399.1924 | 446.3987 | 444.2796 | 389.0084 | 338.001 | 291.7927 | 250.2759 | 213.7456 | 181.7132 | 153.945 | 129.9811 | 109.3962 | 257.0642 | 304.5509 | 352.0116 | 399.1924 | 446.3987 | 444.2796 | 389.0084 | 338.001 | 291.7927 | 250.2759 | 213.7456
F11_Industrial_Other Industrial_New_Process_Natural Gas_Process Heat Recovery_A_Technical Potential | F11 | Industrial | Other Industrial | New | Process | Natural Gas | Process Heat Recovery | A | Purchases (Cumulative) | Technical Potential | 0 | 0 | 0 | 0 | 0 | 257.0642 | 561.6152 | 913.6268 | 1312.8192 | 1759.2179 | 2203.4975 | 2592.5058 | 2930.5068 | 3222.2995 | 3472.5755 | 3686.3211 | 3868.0343 | 4021.9794 | 4151.9605 | 4261.3567 | 4261.3567 | 4261.3567 | 4261.3567 | 4261.3567 | 4261.3567 | 4261.3567 | 4261.3567 | 4261.3567 | 4261.3567 | 4261.3567 | 4261.3567
F1_Industrial_Other Industrial_New_Space Heating_Natural Gas_Building Automation System_A_Technical Potential | F1 | Industrial | Other Industrial | New | Space Heating | Natural Gas | Building Automation System | A | Integrated Unit Energy Savings (kWh or therms) | Technical Potential | 0 | 0 | 0 | 0 | 0 | 0.014238 | 0.013819 | 0.013513 | 0.013281 | 0.013098 | 0.01295 | 0.012776 | 0.012594 | 0.012415 | 0.012241 | 0.012087 | 0.011951 | 0.011937 | 0.011854 | 0.011795 | 0.011754 | 0.011718 | 0.011705 | 0.011703 | 0.011707 | 0.011715 | 0.011723 | 0.011732 | 0 | 0 | 0
F2_Industrial_Other Industrial_New_Space Heating_Natural Gas_Building Automation System_A_Technical Potential | F2 | Industrial | Other Industrial | New | Space Heating | Natural Gas | Building Automation System | A | Integrated Unit Summer Peak Savings (kW) | Technical Potential | 0 | 0 | 0 | 0 | 0 | 0 | 0 | 0 | 0 | 0 | 0 | 0 | 0 | 0 | 0 | 0 | 0 | 0 | 0 | 0 | 0 | 0 | 0 | 0 | 0 | 0 | 0 | 0 | 0 | 0 | 0
F3_Industrial_Other Industrial_New_Space Heating_Natural Gas_Building Automation System_A_Technical Potential | F3 | Industrial | Other Industrial | New | Space Heating | Natural Gas | Building Automation System | A | Integrated Unit Winter Peak Savings (kW) | Technical Potential | 0 | 0 | 0 | 0 | 0 | 0 | 0 | 0 | 0 | 0 | 0 | 0 | 0 | 0 | 0 | 0 | 0 | 0 | 0 | 0 | 0 | 0 | 0 | 0 | 0 | 0 | 0 | 0 | 0 | 0 | 0
F4_Industrial_Other Industrial_New_Space Heating_Natural Gas_Building Automation System_A_Technical Potential | F4 | Industrial | Other Industrial | New | Space Heating | Natural Gas | Building Automation System | A | Incremental Energy Savings (MWh or mTherms) | Technical Potential | 0 | 0 | 0 | 0 | 0 | 0.00087541 | 0.0020121 | 0.0040379 | 0.0073206 | 0.012254 | 0.019189 | 0.028186 | 0.03912 | 0.051468 | 0.064163 | 0.075884 | 0.084817 | 0.090087 | 0.08901 | 0.081922 | 0.070853 | 0.056555 | 0.040858 | 0.027212 | 0.018478 | 0.017359 | 0.025862 | 0.036441 | 0 | 0 | 0
F5_Industrial_Other Industrial_New_Space Heating_Natural Gas_Building Automation System_A_Technical Potential | F5 | Industrial | Other Industrial | New | Space Heating | Natural Gas | Building Automation System | A | Incremental Summer Peak Savings (MW) | Technical Potential | 0 | 0 | 0 | 0 | 0 | 0 | 0 | 0 | 0 | 0 | 0 | 0 | 0 | 0 | 0 | 0 | 0 | 0 | 0 | 0 | 0 | 0 | 0 | 0 | 0 | 0 | 0 | 0 | 0 | 0 | 0
F6_Industrial_Other Industrial_New_Space Heating_Natural Gas_Building Automation System_A_Technical Potential | F6 | Industrial | Other Industrial | New | Space Heating | Natural Gas | Building Automation System | A | Incremental Winter Peak Savings (MW) | Technical Potential | 0 | 0 | 0 | 0 | 0 | 0 | 0 | 0 | 0 | 0 | 0 | 0 | 0 | 0 | 0 | 0 | 0 | 0 | 0 | 0 | 0 | 0 | 0 | 0 | 0 | 0 | 0 | 0 | 0 | 0 | 0
F7_Industrial_Other Industrial_New_Space Heating_Natural Gas_Building Automation System_A_Technical Potential | F7 | Industrial | Other Industrial | New | Space Heating | Natural Gas | Building Automation System | A | Cumulative Energy Savings (MWh or mTherms) | Technical Potential | 0 | 0 | 0 | 0 | 0 | 0.00087541 | 0.0028617 | 0.0068362 | 0.014039 | 0.0261 | 0.044994 | 0.072577 | 0.11066 | 0.16055 | 0.22247 | 0.29556 | 0.37704 | 0.46668 | 0.55247 | 0.63164 | 0.69954 | 0.75226 | 0.78877 | 0.8094 | 0.81724 | 0.81776 | 0.81831 | 0.81894 | 0 | 0 | 0
F8_Industrial_Other Industrial_New_Space Heating_Natural Gas_Building Automation System_A_Technical Potential | F8 | Industrial | Other Industrial | New | Space Heating | Natural Gas | Building Automation System | A | Cumulative Summer Peak Savings (MW) | Technical Potential | 0 | 0 | 0 | 0 | 0 | 0 | 0 | 0 | 0 | 0 | 0 | 0 | 0 | 0 | 0 | 0 | 0 | 0 | 0 | 0 | 0 | 0 | 0 | 0 | 0 | 0 | 0 | 0 | 0 | 0 | 0
F9_Industrial_Other Industrial_New_Space Heating_Natural Gas_Building Automation System_A_Technical Potential | F9 | Industrial | Other Industrial | New | Space Heating | Natural Gas | Building Automation System | A | Cumulative Winter Peak Savings (MW) | Technical Potential | 0 | 0 | 0 | 0 | 0 | 0 | 0 | 0 | 0 | 0 | 0 | 0 | 0 | 0 | 0 | 0 | 0 | 0 | 0 | 0 | 0 | 0 | 0 | 0 | 0 | 0 | 0 | 0 | 0 | 0 | 0
F10_Industrial_Other Industrial_New_Space Heating_Natural Gas_Building Automation System_A_Technical Potential | F10 | Industrial | Other Industrial | New | Space Heating | Natural Gas | Building Automation System | A | Purchases (Incremental) | Technical Potential | 0 | 0 | 0 | 0 | 0 | 61.4836 | 145.605 | 298.817 | 551.2152 | 935.6074 | 1481.8096 | 2206.1323 | 3106.18 | 4145.7422 | 5241.5325 | 6277.896 | 7097.055 | 7547.0418 | 7508.6232 | 6945.3129 | 6028.1488 | 4826.3832 | 3490.7283 | 2325.2809 | 1578.2942 | 1481.8096 | 2206.1323 | 3106.18 | 4145.7422 | 5241.5325 | 6277.896
F11_Industrial_Other Industrial_New_Space Heating_Natural Gas_Building Automation System_A_Technical Potential | F11 | Industrial | Other Industrial | New | Space Heating | Natural Gas | Building Automation System | A | Purchases (Cumulative) | Technical Potential | 0 | 0 | 0 | 0 | 0 | 61.4836 | 207.0887 | 505.9056 | 1057.1208 | 1992.7282 | 3474.5378 | 5680.6701 | 8786.8501 | 12932.5923 | 18174.1248 | 24452.0208 | 31549.0757 | 39096.1175 | 46604.7407 | 53550.0537 | 59516.7188 | 64197.497 | 67389.4083 | 69163.474 | 69806.1608 | 69806.1608 | 69806.1608 | 69806.1608 | 69806.1608 | 69806.1608 | 69806.1608
F1_Industrial_Other Industrial_New_Space Heating_Natural Gas_Steam System Efficiency Improvements_A_Technical Potential | F1 | Industrial | Other Industrial | New | Space Heating | Natural Gas | Steam System Efficiency Improvements | A | Integrated Unit Energy Savings (kWh or therms) | Technical Potential | 0 | 0 | 0 | 0 | 0 | 0 | 0 | 0 | 0 | 0 | 0 | 0 | 0 | 0 | 0 | 0 | 0 | 0 | 0 | 0 | 0 | 0 | 0 | 0 | 0 | 0 | 0 | 0 | 0 | 0 | 0
F2_Industrial_Other Industrial_New_Space Heating_Natural Gas_Steam System Efficiency Improvements_A_Technical Potential | F2 | Industrial | Other Industrial | New | Space Heating | Natural Gas | Steam System Efficiency Improvements | A | Integrated Unit Summer Peak Savings (kW) | Technical Potential | 0 | 0 | 0 | 0 | 0 | 0 | 0 | 0 | 0 | 0 | 0 | 0 | 0 | 0 | 0 | 0 | 0 | 0 | 0 | 0 | 0 | 0 | 0 | 0 | 0 | 0 | 0 | 0 | 0 | 0 | 0
F3_Industrial_Other Industrial_New_Space Heating_Natural Gas_Steam System Efficiency Improvements_A_Technical Potential | F3 | Industrial | Other Industrial | New | Space Heating | Natural Gas | Steam System Efficiency Improvements | A | Integrated Unit Winter Peak Savings (kW) | Technical Potential | 0 | 0 | 0 | 0 | 0 | 0 | 0 | 0 | 0 | 0 | 0 | 0 | 0 | 0 | 0 | 0 | 0 | 0 | 0 | 0 | 0 | 0 | 0 | 0 | 0 | 0 | 0 | 0 | 0 | 0 | 0
F4_Industrial_Other Industrial_New_Space Heating_Natural Gas_Steam System Efficiency Improvements_A_Technical Potential | F4 | Industrial | Other Industrial | New | Space Heating | Natural Gas | Steam System Efficiency Improvements | A | Incremental Energy Savings (MWh or mTherms) | Technical Potential | 0 | 0 | 0 | 0 | 0 | 0 | 0 | 0 | 0 | 0 | 0 | 0 | 0 | 0 | 0 | 0 | 0 | 0 | 0 | 0 | 0 | 0 | 0 | 0 | 0 | 0 | 0 | 0 | 0 | 0 | 0
F5_Industrial_Other Industrial_New_Space Heating_Natural Gas_Steam System Efficiency Improvements_A_Technical Potential | F5 | Industrial | Other Industrial | New | Space Heating | Natural Gas | Steam System Efficiency Improvements | A | Incremental Summer Peak Savings (MW) | Technical Potential | 0 | 0 | 0 | 0 | 0 | 0 | 0 | 0 | 0 | 0 | 0 | 0 | 0 | 0 | 0 | 0 | 0 | 0 | 0 | 0 | 0 | 0 | 0 | 0 | 0 | 0 | 0 | 0 | 0 | 0 | 0
F6_Industrial_Other Industrial_New_Space Heating_Natural Gas_Steam System Efficiency Improvements_A_Technical Potential | F6 | Industrial | Other Industrial | New | Space Heating | Natural Gas | Steam System Efficiency Improvements | A | Incremental Winter Peak Savings (MW) | Technical Potential | 0 | 0 | 0 | 0 | 0 | 0 | 0 | 0 | 0 | 0 | 0 | 0 | 0 | 0 | 0 | 0 | 0 | 0 | 0 | 0 | 0 | 0 | 0 | 0 | 0 | 0 | 0 | 0 | 0 | 0 | 0
F7_Industrial_Other Industrial_New_Space Heating_Natural Gas_Steam System Efficiency Improvements_A_Technical Potential | F7 | Industrial | Other Industrial | New | Space Heating | Natural Gas | Steam System Efficiency Improvements | A | Cumulative Energy Savings (MWh or mTherms) | Technical Potential | 0 | 0 | 0 | 0 | 0 | 0 | 0 | 0 | 0 | 0 | 0 | 0 | 0 | 0 | 0 | 0 | 0 | 0 | 0 | 0 | 0 | 0 | 0 | 0 | 0 | 0 | 0 | 0 | 0 | 0 | 0
F8_Industrial_Other Industrial_New_Space Heating_Natural Gas_Steam System Efficiency Improvements_A_Technical Potential | F8 | Industrial | Other Industrial | New | Space Heating | Natural Gas | Steam System Efficiency Improvements | A | Cumulative Summer Peak Savings (MW) | Technical Potential | 0 | 0 | 0 | 0 | 0 | 0 | 0 | 0 | 0 | 0 | 0 | 0 | 0 | 0 | 0 | 0 | 0 | 0 | 0 | 0 | 0 | 0 | 0 | 0 | 0 | 0 | 0 | 0 | 0 | 0 | 0
F9_Industrial_Other Industrial_New_Space Heating_Natural Gas_Steam System Efficiency Improvements_A_Technical Potential | F9 | Industrial | Other Industrial | New | Space Heating | Natural Gas | Steam System Efficiency Improvements | A | Cumulative Winter Peak Savings (MW) | Technical Potential | 0 | 0 | 0 | 0 | 0 | 0 | 0 | 0 | 0 | 0 | 0 | 0 | 0 | 0 | 0 | 0 | 0 | 0 | 0 | 0 | 0 | 0 | 0 | 0 | 0 | 0 | 0 | 0 | 0 | 0 | 0
F10_Industrial_Other Industrial_New_Space Heating_Natural Gas_Steam System Efficiency Improvements_A_Technical Potential | F10 | Industrial | Other Industrial | New | Space Heating | Natural Gas | Steam System Efficiency Improvements | A | Purchases (Incremental) | Technical Potential | 0 | 0 | 0 | 0 | 0 | 0 | 0 | 0 | 0 | 0 | 0 | 0 | 0 | 0 | 0 | 0 | 0 | 0 | 0 | 0 | 0 | 0 | 0 | 0 | 0 | 0 | 0 | 0 | 0 | 0 | 0
F11_Industrial_Other Industrial_New_Space Heating_Natural Gas_Steam System Efficiency Improvements_A_Technical Potential | F11 | Industrial | Other Industrial | New | Space Heating | Natural Gas | Steam System Efficiency Improvements | A | Purchases (Cumulative) | Technical Potential | 0 | 0 | 0 | 0 | 0 | 0 | 0 | 0 | 0 | 0 | 0 | 0 | 0 | 0 | 0 | 0 | 0 | 0 | 0 | 0 | 0 | 0 | 0 | 0 | 0 | 0 | 0 | 0 | 0 | 0 | 0
F1_Industrial_Other Industrial_New_Process_Natural Gas_Steam System Efficiency Improvements_A_Technical Potential | F1 | Industrial | Other Industrial | New | Process | Natural Gas | Steam System Efficiency Improvements | A | Integrated Unit Energy Savings (kWh or therms) | Technical Potential | 0 | 0 | 0 | 0 | 0 | 0.10585 | 0.10553 | 0.10524 | 0.10497 | 0.1047 | 0.1045 | 0.10432 | 0.10417 | 0.10403 | 0.10392 | 0.10384 | 0.10378 | 0.10374 | 0.10372 | 0.10371 | 0.10371 | 0.10372 | 0.10373 | 0.10374 | 0.10374 | 0.10384 | 0.10392 | 0.104 | 0.10623 | 0.10623 | 0.10623
F2_Industrial_Other Industrial_New_Process_Natural Gas_Steam System Efficiency Improvements_A_Technical Potential | F2 | Industrial | Other Industrial | New | Process | Natural Gas | Steam System Efficiency Improvements | A | Integrated Unit Summer Peak Savings (kW) | Technical Potential | 0 | 0 | 0 | 0 | 0 | 0 | 0 | 0 | 0 | 0 | 0 | 0 | 0 | 0 | 0 | 0 | 0 | 0 | 0 | 0 | 0 | 0 | 0 | 0 | 0 | 0 | 0 | 0 | 0 | 0 | 0
F3_Industrial_Other Industrial_New_Process_Natural Gas_Steam System Efficiency Improvements_A_Technical Potential | F3 | Industrial | Other Industrial | New | Process | Natural Gas | Steam System Efficiency Improvements | A | Integrated Unit Winter Peak Savings (kW) | Technical Potential | 0 | 0 | 0 | 0 | 0 | 0 | 0 | 0 | 0 | 0 | 0 | 0 | 0 | 0 | 0 | 0 | 0 | 0 | 0 | 0 | 0 | 0 | 0 | 0 | 0 | 0 | 0 | 0 | 0 | 0 | 0
F4_Industrial_Other Industrial_New_Process_Natural Gas_Steam System Efficiency Improvements_A_Technical Potential | F4 | Industrial | Other Industrial | New | Process | Natural Gas | Steam System Efficiency Improvements | A | Incremental Energy Savings (MWh or mTherms) | Technical Potential | 0 | 0 | 0 | 0 | 0 | 0.00010633 | 0.00025105 | 0.0005138 | 0.00094533 | 0.0016005 | 0.0025299 | 0.0037602 | 0.0052864 | 0.0070466 | 0.0088996 | 0.010651 | 0.012034 | 0.012792 | 0.012724 | 0.011768 | 0.010638 | 0.012027 | 0.012791 | 0.012726 | 0.011772 | 0.01065 | 0.01205 | 0.012824 | 0.013032 | 0.012054 | 0.010896
F5_Industrial_Other Industrial_New_Process_Natural Gas_Steam System Efficiency Improvements_A_Technical Potential | F5 | Industrial | Other Industrial | New | Process | Natural Gas | Steam System Efficiency Improvements | A | Incremental Summer Peak Savings (MW) | Technical Potential | 0 | 0 | 0 | 0 | 0 | 0 | 0 | 0 | 0 | 0 | 0 | 0 | 0 | 0 | 0 | 0 | 0 | 0 | 0 | 0 | 0 | 0 | 0 | 0 | 0 | 0 | 0 | 0 | 0 | 0 | 0
F6_Industrial_Other Industrial_New_Process_Natural Gas_Steam System Efficiency Improvements_A_Technical Potential | F6 | Industrial | Other Industrial | New | Process | Natural Gas | Steam System Efficiency Improvements | A | Incremental Winter Peak Savings (MW) | Technical Potential | 0 | 0 | 0 | 0 | 0 | 0 | 0 | 0 | 0 | 0 | 0 | 0 | 0 | 0 | 0 | 0 | 0 | 0 | 0 | 0 | 0 | 0 | 0 | 0 | 0 | 0 | 0 | 0 | 0 | 0 | 0
F7_Industrial_Other Industrial_New_Process_Natural Gas_Steam System Efficiency Improvements_A_Technical Potential | F7 | Industrial | Other Industrial | New | Process | Natural Gas | Steam System Efficiency Improvements | A | Cumulative Energy Savings (MWh or mTherms) | Technical Potential | 0 | 0 | 0 | 0 | 0 | 0.00010633 | 0.00035706 | 0.00086987 | 0.0018129 | 0.0034088 | 0.0058272 | 0.0093293 | 0.014093 | 0.020185 | 0.027474 | 0.035589 | 0.043862 | 0.051373 | 0.057061 | 0.059941 | 0.059944 | 0.059949 | 0.059954 | 0.059958 | 0.05996 | 0.060014 | 0.060063 | 0.060109 | 0 | 0 | 0
F8_Industrial_Other Industrial_New_Process_Natural Gas_Steam System Efficiency Improvements_A_Technical Potential | F8 | Industrial | Other Industrial | New | Process | Natural Gas | Steam System Efficiency Improvements | A | Cumulative Summer Peak Savings (MW) | Technical Potential | 0 | 0 | 0 | 0 | 0 | 0 | 0 | 0 | 0 | 0 | 0 | 0 | 0 | 0 | 0 | 0 | 0 | 0 | 0 | 0 | 0 | 0 | 0 | 0 | 0 | 0 | 0 | 0 | 0 | 0 | 0
F9_Industrial_Other Industrial_New_Process_Natural Gas_Steam System Efficiency Improvements_A_Technical Potential | F9 | Industrial | Other Industrial | New | Process | Natural Gas | Steam System Efficiency Improvements | A | Cumulative Winter Peak Savings (MW) | Technical Potential | 0 | 0 | 0 | 0 | 0 | 0 | 0 | 0 | 0 | 0 | 0 | 0 | 0 | 0 | 0 | 0 | 0 | 0 | 0 | 0 | 0 | 0 | 0 | 0 | 0 | 0 | 0 | 0 | 0 | 0 | 0
F10_Industrial_Other Industrial_New_Process_Natural Gas_Steam System Efficiency Improvements_A_Technical Potential | F10 | Industrial | Other Industrial | New | Process | Natural Gas | Steam System Efficiency Improvements | A | Purchases (Incremental) | Technical Potential | 0 | 0 | 0 | 0 | 0 | 1.0045 | 2.3789 | 4.8821 | 9.0058 | 15.286 | 24.2098 | 36.0439 | 50.7489 | 67.7333 | 85.6363 | 102.5684 | 115.9519 | 123.3038 | 122.6761 | 113.4727 | 102.5684 | 115.9519 | 123.3038 | 122.6761 | 113.4727 | 102.5684 | 115.9519 | 123.3038 | 122.6761 | 113.4727 | 102.5684
F11_Industrial_Other Industrial_New_Process_Natural Gas_Steam System Efficiency Improvements_A_Technical Potential | F11 | Industrial | Other Industrial | New | Process | Natural Gas | Steam System Efficiency Improvements | A | Purchases (Cumulative) | Technical Potential | 0 | 0 | 0 | 0 | 0 | 1.0045 | 3.3834 | 8.2655 | 17.2713 | 32.5572 | 55.7626 | 89.4275 | 135.2943 | 194.0218 | 264.3721 | 342.7307 | 422.6387 | 495.1936 | 550.1365 | 577.9729 | 577.9729 | 577.9729 | 577.9729 | 577.9729 | 577.9729 | 577.9729 | 577.9729 | 577.9729 | 577.9729 | 577.9729 | 577.9729
F1_Industrial_Other Industrial_New_Space Heating_Natural Gas_Strategic Energy Management_A_Technical Potential | F1 | Industrial | Other Industrial | New | Space Heating | Natural Gas | Strategic Energy Management | A | Integrated Unit Energy Savings (kWh or therms) | Technical Potential | 0 | 0 | 0 | 0 | 0 | 2.8868 | 2.8012 | 2.7383 | 2.6898 | 2.6505 | 2.6175 | 2.5784 | 2.5366 | 2.4943 | 2.4524 | 2.4139 | 2.3788 | 2.3684 | 2.3453 | 2.3283 | 2.3164 | 2.3073 | 2.3044 | 2.3051 | 2.308 | 2.312 | 2.3158 | 2.3197 | 0 | 0 | 0
F2_Industrial_Other Industrial_New_Space Heating_Natural Gas_Strategic Energy Management_A_Technical Potential | F2 | Industrial | Other Industrial | New | Space Heating | Natural Gas | Strategic Energy Management | A | Integrated Unit Summer Peak Savings (kW) | Technical Potential | 0 | 0 | 0 | 0 | 0 | 0 | 0 | 0 | 0 | 0 | 0 | 0 | 0 | 0 | 0 | 0 | 0 | 0 | 0 | 0 | 0 | 0 | 0 | 0 | 0 | 0 | 0 | 0 | 0 | 0 | 0
F3_Industrial_Other Industrial_New_Space Heating_Natural Gas_Strategic Energy Management_A_Technical Potential | F3 | Industrial | Other Industrial | New | Space Heating | Natural Gas | Strategic Energy Management | A | Integrated Unit Winter Peak Savings (kW) | Technical Potential | 0 | 0 | 0 | 0 | 0 | 0 | 0 | 0 | 0 | 0 | 0 | 0 | 0 | 0 | 0 | 0 | 0 | 0 | 0 | 0 | 0 | 0 | 0 | 0 | 0 | 0 | 0 | 0 | 0 | 0 | 0
F4_Industrial_Other Industrial_New_Space Heating_Natural Gas_Strategic Energy Management_A_Technical Potential | F4 | Industrial | Other Industrial | New | Space Heating | Natural Gas | Strategic Energy Management | A | Incremental Energy Savings (MWh or mTherms) | Technical Potential | 0 | 0 | 0 | 0 | 0 | 0.005504 | 0.0063275 | 0.0071492 | 0.0079638 | 0.0087757 | 0.0095836 | 0.010333 | 0.01104 | 0.011715 | 0.012349 | 0.012976 | 0.013589 | 0.014328 | 0.014974 | 0.015639 | 0.01633 | 0.01703 | 0.017769 | 0.018532 | 0.019312 | 0.016299 | 0.017093 | 0.017887 | 0 | 0 | 0
F5_Industrial_Other Industrial_New_Space Heating_Natural Gas_Strategic Energy Management_A_Technical Potential | F5 | Industrial | Other Industrial | New | Space Heating | Natural Gas | Strategic Energy Management | A | Incremental Summer Peak Savings (MW) | Technical Potential | 0 | 0 | 0 | 0 | 0 | 0 | 0 | 0 | 0 | 0 | 0 | 0 | 0 | 0 | 0 | 0 | 0 | 0 | 0 | 0 | 0 | 0 | 0 | 0 | 0 | 0 | 0 | 0 | 0 | 0 | 0
F6_Industrial_Other Industrial_New_Space Heating_Natural Gas_Strategic Energy Management_A_Technical Potential | F6 | Industrial | Other Industrial | New | Space Heating | Natural Gas | Strategic Energy Management | A | Incremental Winter Peak Savings (MW) | Technical Potential | 0 | 0 | 0 | 0 | 0 | 0 | 0 | 0 | 0 | 0 | 0 | 0 | 0 | 0 | 0 | 0 | 0 | 0 | 0 | 0 | 0 | 0 | 0 | 0 | 0 | 0 | 0 | 0 | 0 | 0 | 0
F7_Industrial_Other Industrial_New_Space Heating_Natural Gas_Strategic Energy Management_A_Technical Potential | F7 | Industrial | Other Industrial | New | Space Heating | Natural Gas | Strategic Energy Management | A | Cumulative Energy Savings (MWh or mTherms) | Technical Potential | 0 | 0 | 0 | 0 | 0 | 0.005504 | 0.011668 | 0.018555 | 0.026191 | 0.034584 | 0.038746 | 0.042676 | 0.046401 | 0.049957 | 0.053346 | 0.056648 | 0.059881 | 0.063638 | 0.066978 | 0.070407 | 0.073923 | 0.077483 | 0.081214 | 0.085053 | 0.088971 | 0.089123 | 0.089272 | 0.089422 | 0 | 0 | 0
F8_Industrial_Other Industrial_New_Space Heating_Natural Gas_Strategic Energy Management_A_Technical Potential | F8 | Industrial | Other Industrial | New | Space Heating | Natural Gas | Strategic Energy Management | A | Cumulative Summer Peak Savings (MW) | Technical Potential | 0 | 0 | 0 | 0 | 0 | 0 | 0 | 0 | 0 | 0 | 0 | 0 | 0 | 0 | 0 | 0 | 0 | 0 | 0 | 0 | 0 | 0 | 0 | 0 | 0 | 0 | 0 | 0 | 0 | 0 | 0
F9_Industrial_Other Industrial_New_Space Heating_Natural Gas_Strategic Energy Management_A_Technical Potential | F9 | Industrial | Other Industrial | New | Space Heating | Natural Gas | Strategic Energy Management | A | Cumulative Winter Peak Savings (MW) | Technical Potential | 0 | 0 | 0 | 0 | 0 | 0 | 0 | 0 | 0 | 0 | 0 | 0 | 0 | 0 | 0 | 0 | 0 | 0 | 0 | 0 | 0 | 0 | 0 | 0 | 0 | 0 | 0 | 0 | 0 | 0 | 0
F10_Industrial_Other Industrial_New_Space Heating_Natural Gas_Strategic Energy Management_A_Technical Potential | F10 | Industrial | Other Industrial | New | Space Heating | Natural Gas | Strategic Energy Management | A | Purchases (Incremental) | Technical Potential | 0 | 0 | 0 | 0 | 0 | 1.9066 | 2.2588 | 2.6109 | 2.9608 | 3.3109 | 3.6613 | 4.0073 | 4.3523 | 4.6967 | 5.0355 | 5.3757 | 5.7126 | 6.0495 | 6.3848 | 6.717 | 7.0497 | 7.381 | 7.7109 | 8.0397 | 8.3674 | 7.0497 | 7.381 | 7.7109 | 8.0397 | 8.3674 | 7.0497
F11_Industrial_Other Industrial_New_Space Heating_Natural Gas_Strategic Energy Management_A_Technical Potential | F11 | Industrial | Other Industrial | New | Space Heating | Natural Gas | Strategic Energy Management | A | Purchases (Cumulative) | Technical Potential | 0 | 0 | 0 | 0 | 0 | 1.9066 | 4.1655 | 6.7763 | 9.7371 | 13.0481 | 14.8028 | 16.5512 | 18.2927 | 20.0286 | 21.7532 | 23.4675 | 25.1727 | 26.8699 | 28.558 | 30.2395 | 31.9135 | 33.5819 | 35.2434 | 36.8983 | 38.5487 | 38.5487 | 38.5487 | 38.5487 | 38.5487 | 38.5487 | 38.5487
F1_Industrial_Other Industrial_New_Process_Natural Gas_Strategic Energy Management_A_Technical Potential | F1 | Industrial | Other Industrial | New | Process | Natural Gas | Strategic Energy Management | A | Integrated Unit Energy Savings (kWh or therms) | Technical Potential | 0 | 0 | 0 | 0 | 0 | 1.4046 | 1.4029 | 1.4013 | 1.3999 | 1.3985 | 1.3971 | 1.3959 | 1.3949 | 1.394 | 1.3933 | 1.3928 | 1.3925 | 1.3924 | 1.3924 | 1.3924 | 1.3926 | 1.3927 | 1.3928 | 1.3928 | 1.3928 | 1.3934 | 1.3938 | 1.3943 | 0 | 0 | 0
F2_Industrial_Other Industrial_New_Process_Natural Gas_Strategic Energy Management_A_Technical Potential | F2 | Industrial | Other Industrial | New | Process | Natural Gas | Strategic Energy Management | A | Integrated Unit Summer Peak Savings (kW) | Technical Potential | 0 | 0 | 0 | 0 | 0 | 0 | 0 | 0 | 0 | 0 | 0 | 0 | 0 | 0 | 0 | 0 | 0 | 0 | 0 | 0 | 0 | 0 | 0 | 0 | 0 | 0 | 0 | 0 | 0 | 0 | 0
F3_Industrial_Other Industrial_New_Process_Natural Gas_Strategic Energy Management_A_Technical Potential | F3 | Industrial | Other Industrial | New | Process | Natural Gas | Strategic Energy Management | A | Integrated Unit Winter Peak Savings (kW) | Technical Potential | 0 | 0 | 0 | 0 | 0 | 0 | 0 | 0 | 0 | 0 | 0 | 0 | 0 | 0 | 0 | 0 | 0 | 0 | 0 | 0 | 0 | 0 | 0 | 0 | 0 | 0 | 0 | 0 | 0 | 0 | 0
F4_Industrial_Other Industrial_New_Process_Natural Gas_Strategic Energy Management_A_Technical Potential | F4 | Industrial | Other Industrial | New | Process | Natural Gas | Strategic Energy Management | A | Incremental Energy Savings (MWh or mTherms) | Technical Potential | 0 | 0 | 0 | 0 | 0 | 0.16506 | 0.19532 | 0.2255 | 0.25547 | 0.28539 | 0.31529 | 0.34478 | 0.37418 | 0.40353 | 0.43242 | 0.46147 | 0.4903 | 0.51917 | 0.54794 | 0.57647 | 0.60508 | 0.63357 | 0.66193 | 0.69018 | 0.71833 | 0.60542 | 0.63409 | 0.66265 | 0 | 0 | 0
F5_Industrial_Other Industrial_New_Process_Natural Gas_Strategic Energy Management_A_Technical Potential | F5 | Industrial | Other Industrial | New | Process | Natural Gas | Strategic Energy Management | A | Incremental Summer Peak Savings (MW) | Technical Potential | 0 | 0 | 0 | 0 | 0 | 0 | 0 | 0 | 0 | 0 | 0 | 0 | 0 | 0 | 0 | 0 | 0 | 0 | 0 | 0 | 0 | 0 | 0 | 0 | 0 | 0 | 0 | 0 | 0 | 0 | 0
F6_Industrial_Other Industrial_New_Process_Natural Gas_Strategic Energy Management_A_Technical Potential | F6 | Industrial | Other Industrial | New | Process | Natural Gas | Strategic Energy Management | A | Incremental Winter Peak Savings (MW) | Technical Potential | 0 | 0 | 0 | 0 | 0 | 0 | 0 | 0 | 0 | 0 | 0 | 0 | 0 | 0 | 0 | 0 | 0 | 0 | 0 | 0 | 0 | 0 | 0 | 0 | 0 | 0 | 0 | 0 | 0 | 0 | 0
F7_Industrial_Other Industrial_New_Process_Natural Gas_Strategic Energy Management_A_Technical Potential | F7 | Industrial | Other Industrial | New | Process | Natural Gas | Strategic Energy Management | A | Cumulative Energy Savings (MWh or mTherms) | Technical Potential | 0 | 0 | 0 | 0 | 0 | 0.16506 | 0.36018 | 0.58528 | 0.84016 | 1.1247 | 1.2747 | 1.424 | 1.5727 | 1.7208 | 1.868 | 2.0146 | 2.1605 | 2.306 | 2.4509 | 2.5952 | 2.7392 | 2.8826 | 3.0254 | 3.1676 | 3.3093 | 3.3106 | 3.3117 | 3.3127 | 0 | 0 | 0
F8_Industrial_Other Industrial_New_Process_Natural Gas_Strategic Energy Management_A_Technical Potential | F8 | Industrial | Other Industrial | New | Process | Natural Gas | Strategic Energy Management | A | Cumulative Summer Peak Savings (MW) | Technical Potential | 0 | 0 | 0 | 0 | 0 | 0 | 0 | 0 | 0 | 0 | 0 | 0 | 0 | 0 | 0 | 0 | 0 | 0 | 0 | 0 | 0 | 0 | 0 | 0 | 0 | 0 | 0 | 0 | 0 | 0 | 0
F9_Industrial_Other Industrial_New_Process_Natural Gas_Strategic Energy Management_A_Technical Potential | F9 | Industrial | Other Industrial | New | Process | Natural Gas | Strategic Energy Management | A | Cumulative Winter Peak Savings (MW) | Technical Potential | 0 | 0 | 0 | 0 | 0 | 0 | 0 | 0 | 0 | 0 | 0 | 0 | 0 | 0 | 0 | 0 | 0 | 0 | 0 | 0 | 0 | 0 | 0 | 0 | 0 | 0 | 0 | 0 | 0 | 0 | 0
F10_Industrial_Other Industrial_New_Process_Natural Gas_Strategic Energy Management_A_Technical Potential | F10 | Industrial | Other Industrial | New | Process | Natural Gas | Strategic Energy Management | A | Purchases (Incremental) | Technical Potential | 0 | 0 | 0 | 0 | 0 | 117.5155 | 139.2238 | 160.9202 | 182.4886 | 204.0687 | 225.6667 | 246.9903 | 268.2557 | 289.478 | 310.3632 | 331.3282 | 352.0932 | 372.8609 | 393.5241 | 414.003 | 434.5062 | 454.9245 | 475.2635 | 495.5283 | 515.7243 | 434.5062 | 454.9245 | 475.2635 | 495.5283 | 515.7243 | 434.5062
F11_Industrial_Other Industrial_New_Process_Natural Gas_Strategic Energy Management_A_Technical Potential | F11 | Industrial | Other Industrial | New | Process | Natural Gas | Strategic Energy Management | A | Purchases (Cumulative) | Technical Potential | 0 | 0 | 0 | 0 | 0 | 117.5155 | 256.7393 | 417.6595 | 600.1481 | 804.2169 | 912.368 | 1020.1346 | 1127.4701 | 1234.4595 | 1340.7539 | 1446.4154 | 1551.5182 | 1656.1234 | 1760.1695 | 1863.8094 | 1966.9874 | 2069.8187 | 2172.2212 | 2274.2254 | 2375.9467 | 2375.9467 | 2375.9467 | 2375.9467 | 2375.9467 | 2375.9467 | 2375.9467
F1_Industrial_Other Industrial_New_Miscellaneous_Natural Gas_Strategic Energy Management_A_Technical Potential | F1 | Industrial | Other Industrial | New | Miscellaneous | Natural Gas | Strategic Energy Management | A | Integrated Unit Energy Savings (kWh or therms) | Technical Potential | 0 | 0 | 0 | 0 | 0 | 0.89787 | 0.89787 | 0.89787 | 0.89787 | 0.89787 | 0.89787 | 0.89787 | 0.89787 | 0.89787 | 0.89787 | 0.89787 | 0.89787 | 0.89787 | 0.89787 | 0.89787 | 0.89787 | 0.89787 | 0.89787 | 0.89787 | 0.89787 | 0.89787 | 0.89787 | 0.89787 | 0 | 0 | 0
F2_Industrial_Other Industrial_New_Miscellaneous_Natural Gas_Strategic Energy Management_A_Technical Potential | F2 | Industrial | Other Industrial | New | Miscellaneous | Natural Gas | Strategic Energy Management | A | Integrated Unit Summer Peak Savings (kW) | Technical Potential | 0 | 0 | 0 | 0 | 0 | 0 | 0 | 0 | 0 | 0 | 0 | 0 | 0 | 0 | 0 | 0 | 0 | 0 | 0 | 0 | 0 | 0 | 0 | 0 | 0 | 0 | 0 | 0 | 0 | 0 | 0
F3_Industrial_Other Industrial_New_Miscellaneous_Natural Gas_Strategic Energy Management_A_Technical Potential | F3 | Industrial | Other Industrial | New | Miscellaneous | Natural Gas | Strategic Energy Management | A | Integrated Unit Winter Peak Savings (kW) | Technical Potential | 0 | 0 | 0 | 0 | 0 | 0 | 0 | 0 | 0 | 0 | 0 | 0 | 0 | 0 | 0 | 0 | 0 | 0 | 0 | 0 | 0 | 0 | 0 | 0 | 0 | 0 | 0 | 0 | 0 | 0 | 0
F4_Industrial_Other Industrial_New_Miscellaneous_Natural Gas_Strategic Energy Management_A_Technical Potential | F4 | Industrial | Other Industrial | New | Miscellaneous | Natural Gas | Strategic Energy Management | A | Incremental Energy Savings (MWh or mTherms) | Technical Potential | 0 | 0 | 0 | 0 | 0 | 0.026378 | 0.031251 | 0.036121 | 0.040963 | 0.045807 | 0.050655 | 0.055441 | 0.060215 | 0.064978 | 0.069667 | 0.074372 | 0.079034 | 0.083695 | 0.088333 | 0.09293 | 0.097533 | 0.10212 | 0.10668 | 0.11123 | 0.11576 | 0.097533 | 0.10212 | 0.10668 | 0 | 0 | 0
F5_Industrial_Other Industrial_New_Miscellaneous_Natural Gas_Strategic Energy Management_A_Technical Potential | F5 | Industrial | Other Industrial | New | Miscellaneous | Natural Gas | Strategic Energy Management | A | Incremental Summer Peak Savings (MW) | Technical Potential | 0 | 0 | 0 | 0 | 0 | 0 | 0 | 0 | 0 | 0 | 0 | 0 | 0 | 0 | 0 | 0 | 0 | 0 | 0 | 0 | 0 | 0 | 0 | 0 | 0 | 0 | 0 | 0 | 0 | 0 | 0
F6_Industrial_Other Industrial_New_Miscellaneous_Natural Gas_Strategic Energy Management_A_Technical Potential | F6 | Industrial | Other Industrial | New | Miscellaneous | Natural Gas | Strategic Energy Management | A | Incremental Winter Peak Savings (MW) | Technical Potential | 0 | 0 | 0 | 0 | 0 | 0 | 0 | 0 | 0 | 0 | 0 | 0 | 0 | 0 | 0 | 0 | 0 | 0 | 0 | 0 | 0 | 0 | 0 | 0 | 0 | 0 | 0 | 0 | 0 | 0 | 0
F7_Industrial_Other Industrial_New_Miscellaneous_Natural Gas_Strategic Energy Management_A_Technical Potential | F7 | Industrial | Other Industrial | New | Miscellaneous | Natural Gas | Strategic Energy Management | A | Cumulative Energy Savings (MWh or mTherms) | Technical Potential | 0 | 0 | 0 | 0 | 0 | 0.026378 | 0.05763 | 0.093751 | 0.13471 | 0.18052 | 0.2048 | 0.22899 | 0.25308 | 0.2771 | 0.30096 | 0.32467 | 0.34827 | 0.37175 | 0.3951 | 0.41837 | 0.44153 | 0.46461 | 0.48759 | 0.51049 | 0.53332 | 0.53332 | 0.53332 | 0.53332 | 0 | 0 | 0
F8_Industrial_Other Industrial_New_Miscellaneous_Natural Gas_Strategic Energy Management_A_Technical Potential | F8 | Industrial | Other Industrial | New | Miscellaneous | Natural Gas | Strategic Energy Management | A | Cumulative Summer Peak Savings (MW) | Technical Potential | 0 | 0 | 0 | 0 | 0 | 0 | 0 | 0 | 0 | 0 | 0 | 0 | 0 | 0 | 0 | 0 | 0 | 0 | 0 | 0 | 0 | 0 | 0 | 0 | 0 | 0 | 0 | 0 | 0 | 0 | 0
F9_Industrial_Other Industrial_New_Miscellaneous_Natural Gas_Strategic Energy Management_A_Technical Potential | F9 | Industrial | Other Industrial | New | Miscellaneous | Natural Gas | Strategic Energy Management | A | Cumulative Winter Peak Savings (MW) | Technical Potential | 0 | 0 | 0 | 0 | 0 | 0 | 0 | 0 | 0 | 0 | 0 | 0 | 0 | 0 | 0 | 0 | 0 | 0 | 0 | 0 | 0 | 0 | 0 | 0 | 0 | 0 | 0 | 0 | 0 | 0 | 0
F10_Industrial_Other Industrial_New_Miscellaneous_Natural Gas_Strategic Energy Management_A_Technical Potential | F10 | Industrial | Other Industrial | New | Miscellaneous | Natural Gas | Strategic Energy Management | A | Purchases (Incremental) | Technical Potential | 0 | 0 | 0 | 0 | 0 | 29.3789 | 34.806 | 40.23 | 45.6222 | 51.0172 | 56.4167 | 61.7476 | 67.0639 | 72.3695 | 77.5908 | 82.832 | 88.0233 | 93.2152 | 98.381 | 103.5008 | 108.6265 | 113.7311 | 118.8159 | 123.8821 | 128.9311 | 108.6265 | 113.7311 | 118.8159 | 123.8821 | 128.9311 | 108.6265
F11_Industrial_Other Industrial_New_Miscellaneous_Natural Gas_Strategic Energy Management_A_Technical Potential | F11 | Industrial | Other Industrial | New | Miscellaneous | Natural Gas | Strategic Energy Management | A | Purchases (Cumulative) | Technical Potential | 0 | 0 | 0 | 0 | 0 | 29.3789 | 64.1848 | 104.4149 | 150.037 | 201.0542 | 228.092 | 255.0336 | 281.8675 | 308.6149 | 335.1885 | 361.6038 | 387.8796 | 414.0309 | 440.0424 | 465.9523 | 491.7468 | 517.4547 | 543.0553 | 568.5564 | 593.9867 | 593.9867 | 593.9867 | 593.9867 | 593.9867 | 593.9867 | 593.9867
F1_Industrial_Other Industrial_New_Space Heating_Natural Gas_Commissioning_A_Technical Potential | F1 | Industrial | Other Industrial | New | Space Heating | Natural Gas | Commissioning | A | Integrated Unit Energy Savings (kWh or therms) | Technical Potential | 0 | 0 | 0 | 0 | 0 | 3.464 | 3.362 | 3.2875 | 3.2311 | 3.1865 | 3.1505 | 3.1083 | 3.064 | 3.0204 | 2.9782 | 2.9408 | 2.9076 | 2.9041 | 2.884 | 2.8697 | 2.8595 | 2.8508 | 2.8476 | 2.8472 | 2.8483 | 2.8501 | 2.852 | 2.8542 | 0 | 0 | 0
F2_Industrial_Other Industrial_New_Space Heating_Natural Gas_Commissioning_A_Technical Potential | F2 | Industrial | Other Industrial | New | Space Heating | Natural Gas | Commissioning | A | Integrated Unit Summer Peak Savings (kW) | Technical Potential | 0 | 0 | 0 | 0 | 0 | 0 | 0 | 0 | 0 | 0 | 0 | 0 | 0 | 0 | 0 | 0 | 0 | 0 | 0 | 0 | 0 | 0 | 0 | 0 | 0 | 0 | 0 | 0 | 0 | 0 | 0
F3_Industrial_Other Industrial_New_Space Heating_Natural Gas_Commissioning_A_Technical Potential | F3 | Industrial | Other Industrial | New | Space Heating | Natural Gas | Commissioning | A | Integrated Unit Winter Peak Savings (kW) | Technical Potential | 0 | 0 | 0 | 0 | 0 | 0 | 0 | 0 | 0 | 0 | 0 | 0 | 0 | 0 | 0 | 0 | 0 | 0 | 0 | 0 | 0 | 0 | 0 | 0 | 0 | 0 | 0 | 0 | 0 | 0 | 0
F4_Industrial_Other Industrial_New_Space Heating_Natural Gas_Commissioning_A_Technical Potential | F4 | Industrial | Other Industrial | New | Space Heating | Natural Gas | Commissioning | A | Incremental Energy Savings (MWh or mTherms) | Technical Potential | 0 | 0 | 0 | 0 | 0 | 0 | 0 | 0 | 0 | 0 | 0 | 0 | 0 | 0 | 0 | 0 | 0 | 0 | 0 | 0 | 0 | 0 | 0 | 0 | 0 | 0 | 0 | 0 | 0 | 0 | 0
F5_Industrial_Other Industrial_New_Space Heating_Natural Gas_Commissioning_A_Technical Potential | F5 | Industrial | Other Industrial | New | Space Heating | Natural Gas | Commissioning | A | Incremental Summer Peak Savings (MW) | Technical Potential | 0 | 0 | 0 | 0 | 0 | 0 | 0 | 0 | 0 | 0 | 0 | 0 | 0 | 0 | 0 | 0 | 0 | 0 | 0 | 0 | 0 | 0 | 0 | 0 | 0 | 0 | 0 | 0 | 0 | 0 | 0
F6_Industrial_Other Industrial_New_Space Heating_Natural Gas_Commissioning_A_Technical Potential | F6 | Industrial | Other Industrial | New | Space Heating | Natural Gas | Commissioning | A | Incremental Winter Peak Savings (MW) | Technical Potential | 0 | 0 | 0 | 0 | 0 | 0 | 0 | 0 | 0 | 0 | 0 | 0 | 0 | 0 | 0 | 0 | 0 | 0 | 0 | 0 | 0 | 0 | 0 | 0 | 0 | 0 | 0 | 0 | 0 | 0 | 0
F7_Industrial_Other Industrial_New_Space Heating_Natural Gas_Commissioning_A_Technical Potential | F7 | Industrial | Other Industrial | New | Space Heating | Natural Gas | Commissioning | A | Cumulative Energy Savings (MWh or mTherms) | Technical Potential | 0 | 0 | 0 | 0 | 0 | 0 | 0 | 0 | 0 | 0 | 0 | 0 | 0 | 0 | 0 | 0 | 0 | 0 | 0 | 0 | 0 | 0 | 0 | 0 | 0 | 0 | 0 | 0 | 0 | 0 | 0
F8_Industrial_Other Industrial_New_Space Heating_Natural Gas_Commissioning_A_Technical Potential | F8 | Industrial | Other Industrial | New | Space Heating | Natural Gas | Commissioning | A | Cumulative Summer Peak Savings (MW) | Technical Potential | 0 | 0 | 0 | 0 | 0 | 0 | 0 | 0 | 0 | 0 | 0 | 0 | 0 | 0 | 0 | 0 | 0 | 0 | 0 | 0 | 0 | 0 | 0 | 0 | 0 | 0 | 0 | 0 | 0 | 0 | 0
F9_Industrial_Other Industrial_New_Space Heating_Natural Gas_Commissioning_A_Technical Potential | F9 | Industrial | Other Industrial | New | Space Heating | Natural Gas | Commissioning | A | Cumulative Winter Peak Savings (MW) | Technical Potential | 0 | 0 | 0 | 0 | 0 | 0 | 0 | 0 | 0 | 0 | 0 | 0 | 0 | 0 | 0 | 0 | 0 | 0 | 0 | 0 | 0 | 0 | 0 | 0 | 0 | 0 | 0 | 0 | 0 | 0 | 0
F10_Industrial_Other Industrial_New_Space Heating_Natural Gas_Commissioning_A_Technical Potential | F10 | Industrial | Other Industrial | New | Space Heating | Natural Gas | Commissioning | A | Purchases (Incremental) | Technical Potential | 0 | 0 | 0 | 0 | 0 | 0 | 0 | 0 | 0 | 0 | 0 | 0 | 0 | 0 | 0 | 0 | 0 | 0 | 0 | 0 | 0 | 0 | 0 | 0 | 0 | 0 | 0 | 0 | 0 | 0 | 0
F11_Industrial_Other Industrial_New_Space Heating_Natural Gas_Commissioning_A_Technical Potential | F11 | Industrial | Other Industrial | New | Space Heating | Natural Gas | Commissioning | A | Purchases (Cumulative) | Technical Potential | 0 | 0 | 0 | 0 | 0 | 0 | 0 | 0 | 0 | 0 | 0 | 0 | 0 | 0 | 0 | 0 | 0 | 0 | 0 | 0 | 0 | 0 | 0 | 0 | 0 | 0 | 0 | 0 | 0 | 0 | 0
F1_Industrial_Other Industrial_New_Process_Natural Gas_Commissioning_A_Technical Potential | F1 | Industrial | Other Industrial | New | Process | Natural Gas | Commissioning | A | Integrated Unit Energy Savings (kWh or therms) | Technical Potential | 0 | 0 | 0 | 0 | 0 | 7.8495 | 7.849 | 7.8487 | 7.8489 | 7.8491 | 7.8492 | 7.8493 | 7.8494 | 7.8495 | 7.8496 | 7.8496 | 7.8497 | 7.8497 | 7.8498 | 7.8498 | 7.8499 | 7.8499 | 7.8499 | 7.8499 | 7.85 | 7.85 | 7.85 | 7.85 | 0 | 0 | 0
F2_Industrial_Other Industrial_New_Process_Natural Gas_Commissioning_A_Technical Potential | F2 | Industrial | Other Industrial | New | Process | Natural Gas | Commissioning | A | Integrated Unit Summer Peak Savings (kW) | Technical Potential | 0 | 0 | 0 | 0 | 0 | 0 | 0 | 0 | 0 | 0 | 0 | 0 | 0 | 0 | 0 | 0 | 0 | 0 | 0 | 0 | 0 | 0 | 0 | 0 | 0 | 0 | 0 | 0 | 0 | 0 | 0
F3_Industrial_Other Industrial_New_Process_Natural Gas_Commissioning_A_Technical Potential | F3 | Industrial | Other Industrial | New | Process | Natural Gas | Commissioning | A | Integrated Unit Winter Peak Savings (kW) | Technical Potential | 0 | 0 | 0 | 0 | 0 | 0 | 0 | 0 | 0 | 0 | 0 | 0 | 0 | 0 | 0 | 0 | 0 | 0 | 0 | 0 | 0 | 0 | 0 | 0 | 0 | 0 | 0 | 0 | 0 | 0 | 0
F4_Industrial_Other Industrial_New_Process_Natural Gas_Commissioning_A_Technical Potential | F4 | Industrial | Other Industrial | New | Process | Natural Gas | Commissioning | A | Incremental Energy Savings (MWh or mTherms) | Technical Potential | 0 | 0 | 0 | 0 | 0 | 0 | 0 | 0 | 0 | 0 | 0 | 0 | 0 | 0 | 0 | 0 | 0 | 0 | 0 | 0 | 0 | 0 | 0 | 0 | 0 | 0 | 0 | 0 | 0 | 0 | 0
F5_Industrial_Other Industrial_New_Process_Natural Gas_Commissioning_A_Technical Potential | F5 | Industrial | Other Industrial | New | Process | Natural Gas | Commissioning | A | Incremental Summer Peak Savings (MW) | Technical Potential | 0 | 0 | 0 | 0 | 0 | 0 | 0 | 0 | 0 | 0 | 0 | 0 | 0 | 0 | 0 | 0 | 0 | 0 | 0 | 0 | 0 | 0 | 0 | 0 | 0 | 0 | 0 | 0 | 0 | 0 | 0
F6_Industrial_Other Industrial_New_Process_Natural Gas_Commissioning_A_Technical Potential | F6 | Industrial | Other Industrial | New | Process | Natural Gas | Commissioning | A | Incremental Winter Peak Savings (MW) | Technical Potential | 0 | 0 | 0 | 0 | 0 | 0 | 0 | 0 | 0 | 0 | 0 | 0 | 0 | 0 | 0 | 0 | 0 | 0 | 0 | 0 | 0 | 0 | 0 | 0 | 0 | 0 | 0 | 0 | 0 | 0 | 0
F7_Industrial_Other Industrial_New_Process_Natural Gas_Commissioning_A_Technical Potential | F7 | Industrial | Other Industrial | New | Process | Natural Gas | Commissioning | A | Cumulative Energy Savings (MWh or mTherms) | Technical Potential | 0 | 0 | 0 | 0 | 0 | 0 | 0 | 0 | 0 | 0 | 0 | 0 | 0 | 0 | 0 | 0 | 0 | 0 | 0 | 0 | 0 | 0 | 0 | 0 | 0 | 0 | 0 | 0 | 0 | 0 | 0
F8_Industrial_Other Industrial_New_Process_Natural Gas_Commissioning_A_Technical Potential | F8 | Industrial | Other Industrial | New | Process | Natural Gas | Commissioning | A | Cumulative Summer Peak Savings (MW) | Technical Potential | 0 | 0 | 0 | 0 | 0 | 0 | 0 | 0 | 0 | 0 | 0 | 0 | 0 | 0 | 0 | 0 | 0 | 0 | 0 | 0 | 0 | 0 | 0 | 0 | 0 | 0 | 0 | 0 | 0 | 0 | 0
F9_Industrial_Other Industrial_New_Process_Natural Gas_Commissioning_A_Technical Potential | F9 | Industrial | Other Industrial | New | Process | Natural Gas | Commissioning | A | Cumulative Winter Peak Savings (MW) | Technical Potential | 0 | 0 | 0 | 0 | 0 | 0 | 0 | 0 | 0 | 0 | 0 | 0 | 0 | 0 | 0 | 0 | 0 | 0 | 0 | 0 | 0 | 0 | 0 | 0 | 0 | 0 | 0 | 0 | 0 | 0 | 0
F10_Industrial_Other Industrial_New_Process_Natural Gas_Commissioning_A_Technical Potential | F10 | Industrial | Other Industrial | New | Process | Natural Gas | Commissioning | A | Purchases (Incremental) | Technical Potential | 0 | 0 | 0 | 0 | 0 | 0 | 0 | 0 | 0 | 0 | 0 | 0 | 0 | 0 | 0 | 0 | 0 | 0 | 0 | 0 | 0 | 0 | 0 | 0 | 0 | 0 | 0 | 0 | 0 | 0 | 0
F11_Industrial_Other Industrial_New_Process_Natural Gas_Commissioning_A_Technical Potential | F11 | Industrial | Other Industrial | New | Process | Natural Gas | Commissioning | A | Purchases (Cumulative) | Technical Potential | 0 | 0 | 0 | 0 | 0 | 0 | 0 | 0 | 0 | 0 | 0 | 0 | 0 | 0 | 0 | 0 | 0 | 0 | 0 | 0 | 0 | 0 | 0 | 0 | 0 | 0 | 0 | 0 | 0 | 0 | 0
F1_Industrial_Other Industrial_New_Space Heating_Natural Gas_Retrocommissioning_A_Technical Potential | F1 | Industrial | Other Industrial | New | Space Heating | Natural Gas | Retrocommissioning | A | Integrated Unit Energy Savings (kWh or therms) | Technical Potential | 0 | 0 | 0 | 0 | 0 | 0 | 0 | 0 | 0 | 0 | 0 | 0 | 0 | 0 | 0 | 0 | 0 | 0 | 0 | 0 | 0 | 0 | 0 | 0 | 0 | 0 | 0 | 0 | 0 | 0 | 0
F2_Industrial_Other Industrial_New_Space Heating_Natural Gas_Retrocommissioning_A_Technical Potential | F2 | Industrial | Other Industrial | New | Space Heating | Natural Gas | Retrocommissioning | A | Integrated Unit Summer Peak Savings (kW) | Technical Potential | 0 | 0 | 0 | 0 | 0 | 0 | 0 | 0 | 0 | 0 | 0 | 0 | 0 | 0 | 0 | 0 | 0 | 0 | 0 | 0 | 0 | 0 | 0 | 0 | 0 | 0 | 0 | 0 | 0 | 0 | 0
F3_Industrial_Other Industrial_New_Space Heating_Natural Gas_Retrocommissioning_A_Technical Potential | F3 | Industrial | Other Industrial | New | Space Heating | Natural Gas | Retrocommissioning | A | Integrated Unit Winter Peak Savings (kW) | Technical Potential | 0 | 0 | 0 | 0 | 0 | 0 | 0 | 0 | 0 | 0 | 0 | 0 | 0 | 0 | 0 | 0 | 0 | 0 | 0 | 0 | 0 | 0 | 0 | 0 | 0 | 0 | 0 | 0 | 0 | 0 | 0
F4_Industrial_Other Industrial_New_Space Heating_Natural Gas_Retrocommissioning_A_Technical Potential | F4 | Industrial | Other Industrial | New | Space Heating | Natural Gas | Retrocommissioning | A | Incremental Energy Savings (MWh or mTherms) | Technical Potential | 0 | 0 | 0 | 0 | 0 | 0 | 0 | 0 | 0 | 0 | 0 | 0 | 0 | 0 | 0 | 0 | 0 | 0 | 0 | 0 | 0 | 0 | 0 | 0 | 0 | 0 | 0 | 0 | 0 | 0 | 0
F5_Industrial_Other Industrial_New_Space Heating_Natural Gas_Retrocommissioning_A_Technical Potential | F5 | Industrial | Other Industrial | New | Space Heating | Natural Gas | Retrocommissioning | A | Incremental Summer Peak Savings (MW) | Technical Potential | 0 | 0 | 0 | 0 | 0 | 0 | 0 | 0 | 0 | 0 | 0 | 0 | 0 | 0 | 0 | 0 | 0 | 0 | 0 | 0 | 0 | 0 | 0 | 0 | 0 | 0 | 0 | 0 | 0 | 0 | 0
F6_Industrial_Other Industrial_New_Space Heating_Natural Gas_Retrocommissioning_A_Technical Potential | F6 | Industrial | Other Industrial | New | Space Heating | Natural Gas | Retrocommissioning | A | Incremental Winter Peak Savings (MW) | Technical Potential | 0 | 0 | 0 | 0 | 0 | 0 | 0 | 0 | 0 | 0 | 0 | 0 | 0 | 0 | 0 | 0 | 0 | 0 | 0 | 0 | 0 | 0 | 0 | 0 | 0 | 0 | 0 | 0 | 0 | 0 | 0
F7_Industrial_Other Industrial_New_Space Heating_Natural Gas_Retrocommissioning_A_Technical Potential | F7 | Industrial | Other Industrial | New | Space Heating | Natural Gas | Retrocommissioning | A | Cumulative Energy Savings (MWh or mTherms) | Technical Potential | 0 | 0 | 0 | 0 | 0 | 0 | 0 | 0 | 0 | 0 | 0 | 0 | 0 | 0 | 0 | 0 | 0 | 0 | 0 | 0 | 0 | 0 | 0 | 0 | 0 | 0 | 0 | 0 | 0 | 0 | 0
F8_Industrial_Other Industrial_New_Space Heating_Natural Gas_Retrocommissioning_A_Technical Potential | F8 | Industrial | Other Industrial | New | Space Heating | Natural Gas | Retrocommissioning | A | Cumulative Summer Peak Savings (MW) | Technical Potential | 0 | 0 | 0 | 0 | 0 | 0 | 0 | 0 | 0 | 0 | 0 | 0 | 0 | 0 | 0 | 0 | 0 | 0 | 0 | 0 | 0 | 0 | 0 | 0 | 0 | 0 | 0 | 0 | 0 | 0 | 0
F9_Industrial_Other Industrial_New_Space Heating_Natural Gas_Retrocommissioning_A_Technical Potential | F9 | Industrial | Other Industrial | New | Space Heating | Natural Gas | Retrocommissioning | A | Cumulative Winter Peak Savings (MW) | Technical Potential | 0 | 0 | 0 | 0 | 0 | 0 | 0 | 0 | 0 | 0 | 0 | 0 | 0 | 0 | 0 | 0 | 0 | 0 | 0 | 0 | 0 | 0 | 0 | 0 | 0 | 0 | 0 | 0 | 0 | 0 | 0
F10_Industrial_Other Industrial_New_Space Heating_Natural Gas_Retrocommissioning_A_Technical Potential | F10 | Industrial | Other Industrial | New | Space Heating | Natural Gas | Retrocommissioning | A | Purchases (Incremental) | Technical Potential | 0 | 0 | 0 | 0 | 0 | 0 | 0 | 0 | 0 | 0 | 0 | 0 | 0 | 0 | 0 | 0 | 0 | 0 | 0 | 0 | 0 | 0 | 0 | 0 | 0 | 0 | 0 | 0 | 0 | 0 | 0
F11_Industrial_Other Industrial_New_Space Heating_Natural Gas_Retrocommissioning_A_Technical Potential | F11 | Industrial | Other Industrial | New | Space Heating | Natural Gas | Retrocommissioning | A | Purchases (Cumulative) | Technical Potential | 0 | 0 | 0 | 0 | 0 | 0 | 0 | 0 | 0 | 0 | 0 | 0 | 0 | 0 | 0 | 0 | 0 | 0 | 0 | 0 | 0 | 0 | 0 | 0 | 0 | 0 | 0 | 0 | 0 | 0 | 0
F1_Industrial_Other Industrial_New_Process_Natural Gas_Retrocommissioning_A_Technical Potential | F1 | Industrial | Other Industrial | New | Process | Natural Gas | Retrocommissioning | A | Integrated Unit Energy Savings (kWh or therms) | Technical Potential | 0 | 0 | 0 | 0 | 0 | 0 | 0 | 0 | 0 | 0 | 0 | 0 | 0 | 0 | 0 | 0 | 0 | 0 | 0 | 0 | 0 | 0 | 0 | 0 | 0 | 0 | 0 | 0 | 0 | 0 | 0
F2_Industrial_Other Industrial_New_Process_Natural Gas_Retrocommissioning_A_Technical Potential | F2 | Industrial | Other Industrial | New | Process | Natural Gas | Retrocommissioning | A | Integrated Unit Summer Peak Savings (kW) | Technical Potential | 0 | 0 | 0 | 0 | 0 | 0 | 0 | 0 | 0 | 0 | 0 | 0 | 0 | 0 | 0 | 0 | 0 | 0 | 0 | 0 | 0 | 0 | 0 | 0 | 0 | 0 | 0 | 0 | 0 | 0 | 0
F3_Industrial_Other Industrial_New_Process_Natural Gas_Retrocommissioning_A_Technical Potential | F3 | Industrial | Other Industrial | New | Process | Natural Gas | Retrocommissioning | A | Integrated Unit Winter Peak Savings (kW) | Technical Potential | 0 | 0 | 0 | 0 | 0 | 0 | 0 | 0 | 0 | 0 | 0 | 0 | 0 | 0 | 0 | 0 | 0 | 0 | 0 | 0 | 0 | 0 | 0 | 0 | 0 | 0 | 0 | 0 | 0 | 0 | 0
F4_Industrial_Other Industrial_New_Process_Natural Gas_Retrocommissioning_A_Technical Potential | F4 | Industrial | Other Industrial | New | Process | Natural Gas | Retrocommissioning | A | Incremental Energy Savings (MWh or mTherms) | Technical Potential | 0 | 0 | 0 | 0 | 0 | 0 | 0 | 0 | 0 | 0 | 0 | 0 | 0 | 0 | 0 | 0 | 0 | 0 | 0 | 0 | 0 | 0 | 0 | 0 | 0 | 0 | 0 | 0 | 0 | 0 | 0
F5_Industrial_Other Industrial_New_Process_Natural Gas_Retrocommissioning_A_Technical Potential | F5 | Industrial | Other Industrial | New | Process | Natural Gas | Retrocommissioning | A | Incremental Summer Peak Savings (MW) | Technical Potential | 0 | 0 | 0 | 0 | 0 | 0 | 0 | 0 | 0 | 0 | 0 | 0 | 0 | 0 | 0 | 0 | 0 | 0 | 0 | 0 | 0 | 0 | 0 | 0 | 0 | 0 | 0 | 0 | 0 | 0 | 0
F6_Industrial_Other Industrial_New_Process_Natural Gas_Retrocommissioning_A_Technical Potential | F6 | Industrial | Other Industrial | New | Process | Natural Gas | Retrocommissioning | A | Incremental Winter Peak Savings (MW) | Technical Potential | 0 | 0 | 0 | 0 | 0 | 0 | 0 | 0 | 0 | 0 | 0 | 0 | 0 | 0 | 0 | 0 | 0 | 0 | 0 | 0 | 0 | 0 | 0 | 0 | 0 | 0 | 0 | 0 | 0 | 0 | 0
F7_Industrial_Other Industrial_New_Process_Natural Gas_Retrocommissioning_A_Technical Potential | F7 | Industrial | Other Industrial | New | Process | Natural Gas | Retrocommissioning | A | Cumulative Energy Savings (MWh or mTherms) | Technical Potential | 0 | 0 | 0 | 0 | 0 | 0 | 0 | 0 | 0 | 0 | 0 | 0 | 0 | 0 | 0 | 0 | 0 | 0 | 0 | 0 | 0 | 0 | 0 | 0 | 0 | 0 | 0 | 0 | 0 | 0 | 0
F8_Industrial_Other Industrial_New_Process_Natural Gas_Retrocommissioning_A_Technical Potential | F8 | Industrial | Other Industrial | New | Process | Natural Gas | Retrocommissioning | A | Cumulative Summer Peak Savings (MW) | Technical Potential | 0 | 0 | 0 | 0 | 0 | 0 | 0 | 0 | 0 | 0 | 0 | 0 | 0 | 0 | 0 | 0 | 0 | 0 | 0 | 0 | 0 | 0 | 0 | 0 | 0 | 0 | 0 | 0 | 0 | 0 | 0
F9_Industrial_Other Industrial_New_Process_Natural Gas_Retrocommissioning_A_Technical Potential | F9 | Industrial | Other Industrial | New | Process | Natural Gas | Retrocommissioning | A | Cumulative Winter Peak Savings (MW) | Technical Potential | 0 | 0 | 0 | 0 | 0 | 0 | 0 | 0 | 0 | 0 | 0 | 0 | 0 | 0 | 0 | 0 | 0 | 0 | 0 | 0 | 0 | 0 | 0 | 0 | 0 | 0 | 0 | 0 | 0 | 0 | 0
F10_Industrial_Other Industrial_New_Process_Natural Gas_Retrocommissioning_A_Technical Potential | F10 | Industrial | Other Industrial | New | Process | Natural Gas | Retrocommissioning | A | Purchases (Incremental) | Technical Potential | 0 | 0 | 0 | 0 | 0 | 0 | 0 | 0 | 0 | 0 | 0 | 0 | 0 | 0 | 0 | 0 | 0 | 0 | 0 | 0 | 0 | 0 | 0 | 0 | 0 | 0 | 0 | 0 | 0 | 0 | 0
F11_Industrial_Other Industrial_New_Process_Natural Gas_Retrocommissioning_A_Technical Potential | F11 | Industrial | Other Industrial | New | Process | Natural Gas | Retrocommissioning | A | Purchases (Cumulative) | Technical Potential | 0 | 0 | 0 | 0 | 0 | 0 | 0 | 0 | 0 | 0 | 0 | 0 | 0 | 0 | 0 | 0 | 0 | 0 | 0 | 0 | 0 | 0 | 0 | 0 | 0 | 0 | 0 | 0 | 0 | 0 | 0
F1_Industrial_Food Products_Existing_Space Heating_Natural Gas_Condensing RTU_A_Technical Potential | F1 | Industrial | Food Products | Existing | Space Heating | Natural Gas | Condensing RTU | A | Integrated Unit Energy Savings (kWh or therms) | Technical Potential | 0 | 0 | 0 | 0 | 0 | 23.6299 | 23.3705 | 23.035 | 22.6879 | 22.3319 | 21.9737 | 21.615 | 21.2682 | 20.9239 | 20.5727 | 20.2464 | 19.9348 | 19.6528 | 19.3871 | 19.1365 | 18.8964 | 18.6571 | 18.4261 | 18.2073 | 17.9972 | 17.7996 | 17.6235 | 17.4545 | 19.0123 | 18.8951 | 18.7852
F2_Industrial_Food Products_Existing_Space Heating_Natural Gas_Condensing RTU_A_Technical Potential | F2 | Industrial | Food Products | Existing | Space Heating | Natural Gas | Condensing RTU | A | Integrated Unit Summer Peak Savings (kW) | Technical Potential | 0 | 0 | 0 | 0 | 0 | 0 | 0 | 0 | 0 | 0 | 0 | 0 | 0 | 0 | 0 | 0 | 0 | 0 | 0 | 0 | 0 | 0 | 0 | 0 | 0 | 0 | 0 | 0 | 0 | 0 | 0
F3_Industrial_Food Products_Existing_Space Heating_Natural Gas_Condensing RTU_A_Technical Potential | F3 | Industrial | Food Products | Existing | Space Heating | Natural Gas | Condensing RTU | A | Integrated Unit Winter Peak Savings (kW) | Technical Potential | 0 | 0 | 0 | 0 | 0 | 0 | 0 | 0 | 0 | 0 | 0 | 0 | 0 | 0 | 0 | 0 | 0 | 0 | 0 | 0 | 0 | 0 | 0 | 0 | 0 | 0 | 0 | 0 | 0 | 0 | 0
F4_Industrial_Food Products_Existing_Space Heating_Natural Gas_Condensing RTU_A_Technical Potential | F4 | Industrial | Food Products | Existing | Space Heating | Natural Gas | Condensing RTU | A | Incremental Energy Savings (MWh or mTherms) | Technical Potential | 0 | 0 | 0 | 0 | 0 | 0 | 0 | 0 | 0 | 0 | 0 | 0 | 0 | 0 | 0 | 0 | 0 | 0 | 0 | 0 | 0 | 0 | 0 | 0 | 0 | 0 | 0 | 0 | 0 | 0 | 0
F5_Industrial_Food Products_Existing_Space Heating_Natural Gas_Condensing RTU_A_Technical Potential | F5 | Industrial | Food Products | Existing | Space Heating | Natural Gas | Condensing RTU | A | Incremental Summer Peak Savings (MW) | Technical Potential | 0 | 0 | 0 | 0 | 0 | 0 | 0 | 0 | 0 | 0 | 0 | 0 | 0 | 0 | 0 | 0 | 0 | 0 | 0 | 0 | 0 | 0 | 0 | 0 | 0 | 0 | 0 | 0 | 0 | 0 | 0
F6_Industrial_Food Products_Existing_Space Heating_Natural Gas_Condensing RTU_A_Technical Potential | F6 | Industrial | Food Products | Existing | Space Heating | Natural Gas | Condensing RTU | A | Incremental Winter Peak Savings (MW) | Technical Potential | 0 | 0 | 0 | 0 | 0 | 0 | 0 | 0 | 0 | 0 | 0 | 0 | 0 | 0 | 0 | 0 | 0 | 0 | 0 | 0 | 0 | 0 | 0 | 0 | 0 | 0 | 0 | 0 | 0 | 0 | 0
F7_Industrial_Food Products_Existing_Space Heating_Natural Gas_Condensing RTU_A_Technical Potential | F7 | Industrial | Food Products | Existing | Space Heating | Natural Gas | Condensing RTU | A | Cumulative Energy Savings (MWh or mTherms) | Technical Potential | 0 | 0 | 0 | 0 | 0 | 0 | 0 | 0 | 0 | 0 | 0 | 0 | 0 | 0 | 0 | 0 | 0 | 0 | 0 | 0 | 0 | 0 | 0 | 0 | 0 | 0 | 0 | 0 | 0 | 0 | 0
F8_Industrial_Food Products_Existing_Space Heating_Natural Gas_Condensing RTU_A_Technical Potential | F8 | Industrial | Food Products | Existing | Space Heating | Natural Gas | Condensing RTU | A | Cumulative Summer Peak Savings (MW) | Technical Potential | 0 | 0 | 0 | 0 | 0 | 0 | 0 | 0 | 0 | 0 | 0 | 0 | 0 | 0 | 0 | 0 | 0 | 0 | 0 | 0 | 0 | 0 | 0 | 0 | 0 | 0 | 0 | 0 | 0 | 0 | 0
F9_Industrial_Food Products_Existing_Space Heating_Natural Gas_Condensing RTU_A_Technical Potential | F9 | Industrial | Food Products | Existing | Space Heating | Natural Gas | Condensing RTU | A | Cumulative Winter Peak Savings (MW) | Technical Potential | 0 | 0 | 0 | 0 | 0 | 0 | 0 | 0 | 0 | 0 | 0 | 0 | 0 | 0 | 0 | 0 | 0 | 0 | 0 | 0 | 0 | 0 | 0 | 0 | 0 | 0 | 0 | 0 | 0 | 0 | 0
F10_Industrial_Food Products_Existing_Space Heating_Natural Gas_Condensing RTU_A_Technical Potential | F10 | Industrial | Food Products | Existing | Space Heating | Natural Gas | Condensing RTU | A | Purchases (Incremental) | Technical Potential | 0 | 0 | 0 | 0 | 0 | 0 | 0 | 0 | 0 | 0 | 0 | 0 | 0 | 0 | 0 | 0 | 0 | 0 | 0 | 0 | 0 | 0 | 0 | 0 | 0 | 0 | 0 | 0 | 0 | 0 | 0
F11_Industrial_Food Products_Existing_Space Heating_Natural Gas_Condensing RTU_A_Technical Potential | F11 | Industrial | Food Products | Existing | Space Heating | Natural Gas | Condensing RTU | A | Purchases (Cumulative) | Technical Potential | 0 | 0 | 0 | 0 | 0 | 0 | 0 | 0 | 0 | 0 | 0 | 0 | 0 | 0 | 0 | 0 | 0 | 0 | 0 | 0 | 0 | 0 | 0 | 0 | 0 | 0 | 0 | 0 | 0 | 0 | 0
F1_Industrial_Food Products_New_Space Heating_Natural Gas_Condensing RTU_A_Technical Potential | F1 | Industrial | Food Products | New | Space Heating | Natural Gas | Condensing RTU | A | Integrated Unit Energy Savings (kWh or therms) | Technical Potential | 0 | 0 | 0 | 0 | 0 | 0 | 0 | 0 | 0 | 0 | 0 | 0 | 0 | 0 | 0 | 0 | 0 | 0 | 0 | 0 | 0 | 0 | 0 | 0 | 0 | 0 | 0 | 0 | 0 | 0 | 0
F2_Industrial_Food Products_New_Space Heating_Natural Gas_Condensing RTU_A_Technical Potential | F2 | Industrial | Food Products | New | Space Heating | Natural Gas | Condensing RTU | A | Integrated Unit Summer Peak Savings (kW) | Technical Potential | 0 | 0 | 0 | 0 | 0 | 0 | 0 | 0 | 0 | 0 | 0 | 0 | 0 | 0 | 0 | 0 | 0 | 0 | 0 | 0 | 0 | 0 | 0 | 0 | 0 | 0 | 0 | 0 | 0 | 0 | 0
F3_Industrial_Food Products_New_Space Heating_Natural Gas_Condensing RTU_A_Technical Potential | F3 | Industrial | Food Products | New | Space Heating | Natural Gas | Condensing RTU | A | Integrated Unit Winter Peak Savings (kW) | Technical Potential | 0 | 0 | 0 | 0 | 0 | 0 | 0 | 0 | 0 | 0 | 0 | 0 | 0 | 0 | 0 | 0 | 0 | 0 | 0 | 0 | 0 | 0 | 0 | 0 | 0 | 0 | 0 | 0 | 0 | 0 | 0
F4_Industrial_Food Products_New_Space Heating_Natural Gas_Condensing RTU_A_Technical Potential | F4 | Industrial | Food Products | New | Space Heating | Natural Gas | Condensing RTU | A | Incremental Energy Savings (MWh or mTherms) | Technical Potential | 0 | 0 | 0 | 0 | 0 | 0 | 0 | 0 | 0 | 0 | 0 | 0 | 0 | 0 | 0 | 0 | 0 | 0 | 0 | 0 | 0 | 0 | 0 | 0 | 0 | 0 | 0 | 0 | 0 | 0 | 0
F5_Industrial_Food Products_New_Space Heating_Natural Gas_Condensing RTU_A_Technical Potential | F5 | Industrial | Food Products | New | Space Heating | Natural Gas | Condensing RTU | A | Incremental Summer Peak Savings (MW) | Technical Potential | 0 | 0 | 0 | 0 | 0 | 0 | 0 | 0 | 0 | 0 | 0 | 0 | 0 | 0 | 0 | 0 | 0 | 0 | 0 | 0 | 0 | 0 | 0 | 0 | 0 | 0 | 0 | 0 | 0 | 0 | 0
F6_Industrial_Food Products_New_Space Heating_Natural Gas_Condensing RTU_A_Technical Potential | F6 | Industrial | Food Products | New | Space Heating | Natural Gas | Condensing RTU | A | Incremental Winter Peak Savings (MW) | Technical Potential | 0 | 0 | 0 | 0 | 0 | 0 | 0 | 0 | 0 | 0 | 0 | 0 | 0 | 0 | 0 | 0 | 0 | 0 | 0 | 0 | 0 | 0 | 0 | 0 | 0 | 0 | 0 | 0 | 0 | 0 | 0
F7_Industrial_Food Products_New_Space Heating_Natural Gas_Condensing RTU_A_Technical Potential | F7 | Industrial | Food Products | New | Space Heating | Natural Gas | Condensing RTU | A | Cumulative Energy Savings (MWh or mTherms) | Technical Potential | 0 | 0 | 0 | 0 | 0 | 0 | 0 | 0 | 0 | 0 | 0 | 0 | 0 | 0 | 0 | 0 | 0 | 0 | 0 | 0 | 0 | 0 | 0 | 0 | 0 | 0 | 0 | 0 | 0 | 0 | 0
F8_Industrial_Food Products_New_Space Heating_Natural Gas_Condensing RTU_A_Technical Potential | F8 | Industrial | Food Products | New | Space Heating | Natural Gas | Condensing RTU | A | Cumulative Summer Peak Savings (MW) | Technical Potential | 0 | 0 | 0 | 0 | 0 | 0 | 0 | 0 | 0 | 0 | 0 | 0 | 0 | 0 | 0 | 0 | 0 | 0 | 0 | 0 | 0 | 0 | 0 | 0 | 0 | 0 | 0 | 0 | 0 | 0 | 0
F9_Industrial_Food Products_New_Space Heating_Natural Gas_Condensing RTU_A_Technical Potential | F9 | Industrial | Food Products | New | Space Heating | Natural Gas | Condensing RTU | A | Cumulative Winter Peak Savings (MW) | Technical Potential | 0 | 0 | 0 | 0 | 0 | 0 | 0 | 0 | 0 | 0 | 0 | 0 | 0 | 0 | 0 | 0 | 0 | 0 | 0 | 0 | 0 | 0 | 0 | 0 | 0 | 0 | 0 | 0 | 0 | 0 | 0
F10_Industrial_Food Products_New_Space Heating_Natural Gas_Condensing RTU_A_Technical Potential | F10 | Industrial | Food Products | New | Space Heating | Natural Gas | Condensing RTU | A | Purchases (Incremental) | Technical Potential | 0 | 0 | 0 | 0 | 0 | 0 | 0 | 0 | 0 | 0 | 0 | 0 | 0 | 0 | 0 | 0 | 0 | 0 | 0 | 0 | 0 | 0 | 0 | 0 | 0 | 0 | 0 | 0 | 0 | 0 | 0
F11_Industrial_Food Products_New_Space Heating_Natural Gas_Condensing RTU_A_Technical Potential | F11 | Industrial | Food Products | New | Space Heating | Natural Gas | Condensing RTU | A | Purchases (Cumulative) | Technical Potential | 0 | 0 | 0 | 0 | 0 | 0 | 0 | 0 | 0 | 0 | 0 | 0 | 0 | 0 | 0 | 0 | 0 | 0 | 0 | 0 | 0 | 0 | 0 | 0 | 0 | 0 | 0 | 0 | 0 | 0 | 0
F1_Industrial_Agriculture_Existing_Space Heating_Natural Gas_Condensing RTU_A_Technical Potential | F1 | Industrial | Agriculture | Existing | Space Heating | Natural Gas | Condensing RTU | A | Integrated Unit Energy Savings (kWh or therms) | Technical Potential | 0 | 0 | 0 | 0 | 0 | 11.4336 | 11.3081 | 11.1458 | 10.9778 | 10.8056 | 10.6323 | 10.4587 | 10.2909 | 10.1243 | 9.9544 | 9.7965 | 9.6457 | 9.5093 | 9.3807 | 9.2594 | 9.1433 | 9.0275 | 8.9157 | 8.8098 | 8.7082 | 8.6126 | 8.5274 | 8.4456 | 9.1993 | 9.1426 | 9.0895
F2_Industrial_Agriculture_Existing_Space Heating_Natural Gas_Condensing RTU_A_Technical Potential | F2 | Industrial | Agriculture | Existing | Space Heating | Natural Gas | Condensing RTU | A | Integrated Unit Summer Peak Savings (kW) | Technical Potential | 0 | 0 | 0 | 0 | 0 | 0 | 0 | 0 | 0 | 0 | 0 | 0 | 0 | 0 | 0 | 0 | 0 | 0 | 0 | 0 | 0 | 0 | 0 | 0 | 0 | 0 | 0 | 0 | 0 | 0 | 0
F3_Industrial_Agriculture_Existing_Space Heating_Natural Gas_Condensing RTU_A_Technical Potential | F3 | Industrial | Agriculture | Existing | Space Heating | Natural Gas | Condensing RTU | A | Integrated Unit Winter Peak Savings (kW) | Technical Potential | 0 | 0 | 0 | 0 | 0 | 0 | 0 | 0 | 0 | 0 | 0 | 0 | 0 | 0 | 0 | 0 | 0 | 0 | 0 | 0 | 0 | 0 | 0 | 0 | 0 | 0 | 0 | 0 | 0 | 0 | 0
F4_Industrial_Agriculture_Existing_Space Heating_Natural Gas_Condensing RTU_A_Technical Potential | F4 | Industrial | Agriculture | Existing | Space Heating | Natural Gas | Condensing RTU | A | Incremental Energy Savings (MWh or mTherms) | Technical Potential | 0 | 0 | 0 | 0 | 0 | 0 | 0 | 0 | 0 | 0 | 0 | 0 | 0 | 0 | 0 | 0 | 0 | 0 | 0 | 0 | 0 | 0 | 0 | 0 | 0 | 0 | 0 | 0 | 0 | 0 | 0
F5_Industrial_Agriculture_Existing_Space Heating_Natural Gas_Condensing RTU_A_Technical Potential | F5 | Industrial | Agriculture | Existing | Space Heating | Natural Gas | Condensing RTU | A | Incremental Summer Peak Savings (MW) | Technical Potential | 0 | 0 | 0 | 0 | 0 | 0 | 0 | 0 | 0 | 0 | 0 | 0 | 0 | 0 | 0 | 0 | 0 | 0 | 0 | 0 | 0 | 0 | 0 | 0 | 0 | 0 | 0 | 0 | 0 | 0 | 0
F6_Industrial_Agriculture_Existing_Space Heating_Natural Gas_Condensing RTU_A_Technical Potential | F6 | Industrial | Agriculture | Existing | Space Heating | Natural Gas | Condensing RTU | A | Incremental Winter Peak Savings (MW) | Technical Potential | 0 | 0 | 0 | 0 | 0 | 0 | 0 | 0 | 0 | 0 | 0 | 0 | 0 | 0 | 0 | 0 | 0 | 0 | 0 | 0 | 0 | 0 | 0 | 0 | 0 | 0 | 0 | 0 | 0 | 0 | 0
F7_Industrial_Agriculture_Existing_Space Heating_Natural Gas_Condensing RTU_A_Technical Potential | F7 | Industrial | Agriculture | Existing | Space Heating | Natural Gas | Condensing RTU | A | Cumulative Energy Savings (MWh or mTherms) | Technical Potential | 0 | 0 | 0 | 0 | 0 | 0 | 0 | 0 | 0 | 0 | 0 | 0 | 0 | 0 | 0 | 0 | 0 | 0 | 0 | 0 | 0 | 0 | 0 | 0 | 0 | 0 | 0 | 0 | 0 | 0 | 0
F8_Industrial_Agriculture_Existing_Space Heating_Natural Gas_Condensing RTU_A_Technical Potential | F8 | Industrial | Agriculture | Existing | Space Heating | Natural Gas | Condensing RTU | A | Cumulative Summer Peak Savings (MW) | Technical Potential | 0 | 0 | 0 | 0 | 0 | 0 | 0 | 0 | 0 | 0 | 0 | 0 | 0 | 0 | 0 | 0 | 0 | 0 | 0 | 0 | 0 | 0 | 0 | 0 | 0 | 0 | 0 | 0 | 0 | 0 | 0
F9_Industrial_Agriculture_Existing_Space Heating_Natural Gas_Condensing RTU_A_Technical Potential | F9 | Industrial | Agriculture | Existing | Space Heating | Natural Gas | Condensing RTU | A | Cumulative Winter Peak Savings (MW) | Technical Potential | 0 | 0 | 0 | 0 | 0 | 0 | 0 | 0 | 0 | 0 | 0 | 0 | 0 | 0 | 0 | 0 | 0 | 0 | 0 | 0 | 0 | 0 | 0 | 0 | 0 | 0 | 0 | 0 | 0 | 0 | 0
F10_Industrial_Agriculture_Existing_Space Heating_Natural Gas_Condensing RTU_A_Technical Potential | F10 | Industrial | Agriculture | Existing | Space Heating | Natural Gas | Condensing RTU | A | Purchases (Incremental) | Technical Potential | 0 | 0 | 0 | 0 | 0 | 0 | 0 | 0 | 0 | 0 | 0 | 0 | 0 | 0 | 0 | 0 | 0 | 0 | 0 | 0 | 0 | 0 | 0 | 0 | 0 | 0 | 0 | 0 | 0 | 0 | 0
F11_Industrial_Agriculture_Existing_Space Heating_Natural Gas_Condensing RTU_A_Technical Potential | F11 | Industrial | Agriculture | Existing | Space Heating | Natural Gas | Condensing RTU | A | Purchases (Cumulative) | Technical Potential | 0 | 0 | 0 | 0 | 0 | 0 | 0 | 0 | 0 | 0 | 0 | 0 | 0 | 0 | 0 | 0 | 0 | 0 | 0 | 0 | 0 | 0 | 0 | 0 | 0 | 0 | 0 | 0 | 0 | 0 | 0
F1_Industrial_Agriculture_New_Space Heating_Natural Gas_Condensing RTU_A_Technical Potential | F1 | Industrial | Agriculture | New | Space Heating | Natural Gas | Condensing RTU | A | Integrated Unit Energy Savings (kWh or therms) | Technical Potential | 0 | 0 | 0 | 0 | 0 | 0 | 0 | 0 | 0 | 0 | 0 | 0 | 0 | 0 | 0 | 0 | 0 | 0 | 0 | 0 | 0 | 0 | 0 | 0 | 0 | 0 | 0 | 0 | 0 | 0 | 0
F2_Industrial_Agriculture_New_Space Heating_Natural Gas_Condensing RTU_A_Technical Potential | F2 | Industrial | Agriculture | New | Space Heating | Natural Gas | Condensing RTU | A | Integrated Unit Summer Peak Savings (kW) | Technical Potential | 0 | 0 | 0 | 0 | 0 | 0 | 0 | 0 | 0 | 0 | 0 | 0 | 0 | 0 | 0 | 0 | 0 | 0 | 0 | 0 | 0 | 0 | 0 | 0 | 0 | 0 | 0 | 0 | 0 | 0 | 0
F3_Industrial_Agriculture_New_Space Heating_Natural Gas_Condensing RTU_A_Technical Potential | F3 | Industrial | Agriculture | New | Space Heating | Natural Gas | Condensing RTU | A | Integrated Unit Winter Peak Savings (kW) | Technical Potential | 0 | 0 | 0 | 0 | 0 | 0 | 0 | 0 | 0 | 0 | 0 | 0 | 0 | 0 | 0 | 0 | 0 | 0 | 0 | 0 | 0 | 0 | 0 | 0 | 0 | 0 | 0 | 0 | 0 | 0 | 0
F4_Industrial_Agriculture_New_Space Heating_Natural Gas_Condensing RTU_A_Technical Potential | F4 | Industrial | Agriculture | New | Space Heating | Natural Gas | Condensing RTU | A | Incremental Energy Savings (MWh or mTherms) | Technical Potential | 0 | 0 | 0 | 0 | 0 | 0 | 0 | 0 | 0 | 0 | 0 | 0 | 0 | 0 | 0 | 0 | 0 | 0 | 0 | 0 | 0 | 0 | 0 | 0 | 0 | 0 | 0 | 0 | 0 | 0 | 0
F5_Industrial_Agriculture_New_Space Heating_Natural Gas_Condensing RTU_A_Technical Potential | F5 | Industrial | Agriculture | New | Space Heating | Natural Gas | Condensing RTU | A | Incremental Summer Peak Savings (MW) | Technical Potential | 0 | 0 | 0 | 0 | 0 | 0 | 0 | 0 | 0 | 0 | 0 | 0 | 0 | 0 | 0 | 0 | 0 | 0 | 0 | 0 | 0 | 0 | 0 | 0 | 0 | 0 | 0 | 0 | 0 | 0 | 0
F6_Industrial_Agriculture_New_Space Heating_Natural Gas_Condensing RTU_A_Technical Potential | F6 | Industrial | Agriculture | New | Space Heating | Natural Gas | Condensing RTU | A | Incremental Winter Peak Savings (MW) | Technical Potential | 0 | 0 | 0 | 0 | 0 | 0 | 0 | 0 | 0 | 0 | 0 | 0 | 0 | 0 | 0 | 0 | 0 | 0 | 0 | 0 | 0 | 0 | 0 | 0 | 0 | 0 | 0 | 0 | 0 | 0 | 0
F7_Industrial_Agriculture_New_Space Heating_Natural Gas_Condensing RTU_A_Technical Potential | F7 | Industrial | Agriculture | New | Space Heating | Natural Gas | Condensing RTU | A | Cumulative Energy Savings (MWh or mTherms) | Technical Potential | 0 | 0 | 0 | 0 | 0 | 0 | 0 | 0 | 0 | 0 | 0 | 0 | 0 | 0 | 0 | 0 | 0 | 0 | 0 | 0 | 0 | 0 | 0 | 0 | 0 | 0 | 0 | 0 | 0 | 0 | 0
F8_Industrial_Agriculture_New_Space Heating_Natural Gas_Condensing RTU_A_Technical Potential | F8 | Industrial | Agriculture | New | Space Heating | Natural Gas | Condensing RTU | A | Cumulative Summer Peak Savings (MW) | Technical Potential | 0 | 0 | 0 | 0 | 0 | 0 | 0 | 0 | 0 | 0 | 0 | 0 | 0 | 0 | 0 | 0 | 0 | 0 | 0 | 0 | 0 | 0 | 0 | 0 | 0 | 0 | 0 | 0 | 0 | 0 | 0
F9_Industrial_Agriculture_New_Space Heating_Natural Gas_Condensing RTU_A_Technical Potential | F9 | Industrial | Agriculture | New | Space Heating | Natural Gas | Condensing RTU | A | Cumulative Winter Peak Savings (MW) | Technical Potential | 0 | 0 | 0 | 0 | 0 | 0 | 0 | 0 | 0 | 0 | 0 | 0 | 0 | 0 | 0 | 0 | 0 | 0 | 0 | 0 | 0 | 0 | 0 | 0 | 0 | 0 | 0 | 0 | 0 | 0 | 0
F10_Industrial_Agriculture_New_Space Heating_Natural Gas_Condensing RTU_A_Technical Potential | F10 | Industrial | Agriculture | New | Space Heating | Natural Gas | Condensing RTU | A | Purchases (Incremental) | Technical Potential | 0 | 0 | 0 | 0 | 0 | 0 | 0 | 0 | 0 | 0 | 0 | 0 | 0 | 0 | 0 | 0 | 0 | 0 | 0 | 0 | 0 | 0 | 0 | 0 | 0 | 0 | 0 | 0 | 0 | 0 | 0
F11_Industrial_Agriculture_New_Space Heating_Natural Gas_Condensing RTU_A_Technical Potential | F11 | Industrial | Agriculture | New | Space Heating | Natural Gas | Condensing RTU | A | Purchases (Cumulative) | Technical Potential | 0 | 0 | 0 | 0 | 0 | 0 | 0 | 0 | 0 | 0 | 0 | 0 | 0 | 0 | 0 | 0 | 0 | 0 | 0 | 0 | 0 | 0 | 0 | 0 | 0 | 0 | 0 | 0 | 0 | 0 | 0
F1_Industrial_Primary Metals_Existing_Space Heating_Natural Gas_Condensing RTU_A_Technical Potential | F1 | Industrial | Primary Metals | Existing | Space Heating | Natural Gas | Condensing RTU | A | Integrated Unit Energy Savings (kWh or therms) | Technical Potential | 0 | 0 | 0 | 0 | 0 | 37.4779 | 37.0665 | 36.5344 | 35.9839 | 35.4193 | 34.8512 | 34.2823 | 33.7321 | 33.186 | 32.6291 | 32.1115 | 31.6173 | 31.1701 | 30.7486 | 30.3512 | 29.9704 | 29.5909 | 29.2245 | 28.8774 | 28.5443 | 28.2309 | 27.9515 | 27.6835 | 30.1542 | 29.9683 | 29.7941
F2_Industrial_Primary Metals_Existing_Space Heating_Natural Gas_Condensing RTU_A_Technical Potential | F2 | Industrial | Primary Metals | Existing | Space Heating | Natural Gas | Condensing RTU | A | Integrated Unit Summer Peak Savings (kW) | Technical Potential | 0 | 0 | 0 | 0 | 0 | 0 | 0 | 0 | 0 | 0 | 0 | 0 | 0 | 0 | 0 | 0 | 0 | 0 | 0 | 0 | 0 | 0 | 0 | 0 | 0 | 0 | 0 | 0 | 0 | 0 | 0
F3_Industrial_Primary Metals_Existing_Space Heating_Natural Gas_Condensing RTU_A_Technical Potential | F3 | Industrial | Primary Metals | Existing | Space Heating | Natural Gas | Condensing RTU | A | Integrated Unit Winter Peak Savings (kW) | Technical Potential | 0 | 0 | 0 | 0 | 0 | 0 | 0 | 0 | 0 | 0 | 0 | 0 | 0 | 0 | 0 | 0 | 0 | 0 | 0 | 0 | 0 | 0 | 0 | 0 | 0 | 0 | 0 | 0 | 0 | 0 | 0
F4_Industrial_Primary Metals_Existing_Space Heating_Natural Gas_Condensing RTU_A_Technical Potential | F4 | Industrial | Primary Metals | Existing | Space Heating | Natural Gas | Condensing RTU | A | Incremental Energy Savings (MWh or mTherms) | Technical Potential | 0 | 0 | 0 | 0 | 0 | 0 | 0 | 0 | 0 | 0 | 0 | 0 | 0 | 0 | 0 | 0 | 0 | 0 | 0 | 0 | 0 | 0 | 0 | 0 | 0 | 0 | 0 | 0 | 0 | 0 | 0
F5_Industrial_Primary Metals_Existing_Space Heating_Natural Gas_Condensing RTU_A_Technical Potential | F5 | Industrial | Primary Metals | Existing | Space Heating | Natural Gas | Condensing RTU | A | Incremental Summer Peak Savings (MW) | Technical Potential | 0 | 0 | 0 | 0 | 0 | 0 | 0 | 0 | 0 | 0 | 0 | 0 | 0 | 0 | 0 | 0 | 0 | 0 | 0 | 0 | 0 | 0 | 0 | 0 | 0 | 0 | 0 | 0 | 0 | 0 | 0
F6_Industrial_Primary Metals_Existing_Space Heating_Natural Gas_Condensing RTU_A_Technical Potential | F6 | Industrial | Primary Metals | Existing | Space Heating | Natural Gas | Condensing RTU | A | Incremental Winter Peak Savings (MW) | Technical Potential | 0 | 0 | 0 | 0 | 0 | 0 | 0 | 0 | 0 | 0 | 0 | 0 | 0 | 0 | 0 | 0 | 0 | 0 | 0 | 0 | 0 | 0 | 0 | 0 | 0 | 0 | 0 | 0 | 0 | 0 | 0
F7_Industrial_Primary Metals_Existing_Space Heating_Natural Gas_Condensing RTU_A_Technical Potential | F7 | Industrial | Primary Metals | Existing | Space Heating | Natural Gas | Condensing RTU | A | Cumulative Energy Savings (MWh or mTherms) | Technical Potential | 0 | 0 | 0 | 0 | 0 | 0 | 0 | 0 | 0 | 0 | 0 | 0 | 0 | 0 | 0 | 0 | 0 | 0 | 0 | 0 | 0 | 0 | 0 | 0 | 0 | 0 | 0 | 0 | 0 | 0 | 0
F8_Industrial_Primary Metals_Existing_Space Heating_Natural Gas_Condensing RTU_A_Technical Potential | F8 | Industrial | Primary Metals | Existing | Space Heating | Natural Gas | Condensing RTU | A | Cumulative Summer Peak Savings (MW) | Technical Potential | 0 | 0 | 0 | 0 | 0 | 0 | 0 | 0 | 0 | 0 | 0 | 0 | 0 | 0 | 0 | 0 | 0 | 0 | 0 | 0 | 0 | 0 | 0 | 0 | 0 | 0 | 0 | 0 | 0 | 0 | 0
F9_Industrial_Primary Metals_Existing_Space Heating_Natural Gas_Condensing RTU_A_Technical Potential | F9 | Industrial | Primary Metals | Existing | Space Heating | Natural Gas | Condensing RTU | A | Cumulative Winter Peak Savings (MW) | Technical Potential | 0 | 0 | 0 | 0 | 0 | 0 | 0 | 0 | 0 | 0 | 0 | 0 | 0 | 0 | 0 | 0 | 0 | 0 | 0 | 0 | 0 | 0 | 0 | 0 | 0 | 0 | 0 | 0 | 0 | 0 | 0
F10_Industrial_Primary Metals_Existing_Space Heating_Natural Gas_Condensing RTU_A_Technical Potential | F10 | Industrial | Primary Metals | Existing | Space Heating | Natural Gas | Condensing RTU | A | Purchases (Incremental) | Technical Potential | 0 | 0 | 0 | 0 | 0 | 0 | 0 | 0 | 0 | 0 | 0 | 0 | 0 | 0 | 0 | 0 | 0 | 0 | 0 | 0 | 0 | 0 | 0 | 0 | 0 | 0 | 0 | 0 | 0 | 0 | 0
F11_Industrial_Primary Metals_Existing_Space Heating_Natural Gas_Condensing RTU_A_Technical Potential | F11 | Industrial | Primary Metals | Existing | Space Heating | Natural Gas | Condensing RTU | A | Purchases (Cumulative) | Technical Potential | 0 | 0 | 0 | 0 | 0 | 0 | 0 | 0 | 0 | 0 | 0 | 0 | 0 | 0 | 0 | 0 | 0 | 0 | 0 | 0 | 0 | 0 | 0 | 0 | 0 | 0 | 0 | 0 | 0 | 0 | 0
F1_Industrial_Primary Metals_New_Space Heating_Natural Gas_Condensing RTU_A_Technical Potential | F1 | Industrial | Primary Metals | New | Space Heating | Natural Gas | Condensing RTU | A | Integrated Unit Energy Savings (kWh or therms) | Technical Potential | 0 | 0 | 0 | 0 | 0 | 0 | 0 | 0 | 0 | 0 | 0 | 0 | 0 | 0 | 0 | 0 | 0 | 0 | 0 | 0 | 0 | 0 | 0 | 0 | 0 | 0 | 0 | 0 | 0 | 0 | 0
F2_Industrial_Primary Metals_New_Space Heating_Natural Gas_Condensing RTU_A_Technical Potential | F2 | Industrial | Primary Metals | New | Space Heating | Natural Gas | Condensing RTU | A | Integrated Unit Summer Peak Savings (kW) | Technical Potential | 0 | 0 | 0 | 0 | 0 | 0 | 0 | 0 | 0 | 0 | 0 | 0 | 0 | 0 | 0 | 0 | 0 | 0 | 0 | 0 | 0 | 0 | 0 | 0 | 0 | 0 | 0 | 0 | 0 | 0 | 0
F3_Industrial_Primary Metals_New_Space Heating_Natural Gas_Condensing RTU_A_Technical Potential | F3 | Industrial | Primary Metals | New | Space Heating | Natural Gas | Condensing RTU | A | Integrated Unit Winter Peak Savings (kW) | Technical Potential | 0 | 0 | 0 | 0 | 0 | 0 | 0 | 0 | 0 | 0 | 0 | 0 | 0 | 0 | 0 | 0 | 0 | 0 | 0 | 0 | 0 | 0 | 0 | 0 | 0 | 0 | 0 | 0 | 0 | 0 | 0
F4_Industrial_Primary Metals_New_Space Heating_Natural Gas_Condensing RTU_A_Technical Potential | F4 | Industrial | Primary Metals | New | Space Heating | Natural Gas | Condensing RTU | A | Incremental Energy Savings (MWh or mTherms) | Technical Potential | 0 | 0 | 0 | 0 | 0 | 0 | 0 | 0 | 0 | 0 | 0 | 0 | 0 | 0 | 0 | 0 | 0 | 0 | 0 | 0 | 0 | 0 | 0 | 0 | 0 | 0 | 0 | 0 | 0 | 0 | 0
F5_Industrial_Primary Metals_New_Space Heating_Natural Gas_Condensing RTU_A_Technical Potential | F5 | Industrial | Primary Metals | New | Space Heating | Natural Gas | Condensing RTU | A | Incremental Summer Peak Savings (MW) | Technical Potential | 0 | 0 | 0 | 0 | 0 | 0 | 0 | 0 | 0 | 0 | 0 | 0 | 0 | 0 | 0 | 0 | 0 | 0 | 0 | 0 | 0 | 0 | 0 | 0 | 0 | 0 | 0 | 0 | 0 | 0 | 0
F6_Industrial_Primary Metals_New_Space Heating_Natural Gas_Condensing RTU_A_Technical Potential | F6 | Industrial | Primary Metals | New | Space Heating | Natural Gas | Condensing RTU | A | Incremental Winter Peak Savings (MW) | Technical Potential | 0 | 0 | 0 | 0 | 0 | 0 | 0 | 0 | 0 | 0 | 0 | 0 | 0 | 0 | 0 | 0 | 0 | 0 | 0 | 0 | 0 | 0 | 0 | 0 | 0 | 0 | 0 | 0 | 0 | 0 | 0
F7_Industrial_Primary Metals_New_Space Heating_Natural Gas_Condensing RTU_A_Technical Potential | F7 | Industrial | Primary Metals | New | Space Heating | Natural Gas | Condensing RTU | A | Cumulative Energy Savings (MWh or mTherms) | Technical Potential | 0 | 0 | 0 | 0 | 0 | 0 | 0 | 0 | 0 | 0 | 0 | 0 | 0 | 0 | 0 | 0 | 0 | 0 | 0 | 0 | 0 | 0 | 0 | 0 | 0 | 0 | 0 | 0 | 0 | 0 | 0
F8_Industrial_Primary Metals_New_Space Heating_Natural Gas_Condensing RTU_A_Technical Potential | F8 | Industrial | Primary Metals | New | Space Heating | Natural Gas | Condensing RTU | A | Cumulative Summer Peak Savings (MW) | Technical Potential | 0 | 0 | 0 | 0 | 0 | 0 | 0 | 0 | 0 | 0 | 0 | 0 | 0 | 0 | 0 | 0 | 0 | 0 | 0 | 0 | 0 | 0 | 0 | 0 | 0 | 0 | 0 | 0 | 0 | 0 | 0
F9_Industrial_Primary Metals_New_Space Heating_Natural Gas_Condensing RTU_A_Technical Potential | F9 | Industrial | Primary Metals | New | Space Heating | Natural Gas | Condensing RTU | A | Cumulative Winter Peak Savings (MW) | Technical Potential | 0 | 0 | 0 | 0 | 0 | 0 | 0 | 0 | 0 | 0 | 0 | 0 | 0 | 0 | 0 | 0 | 0 | 0 | 0 | 0 | 0 | 0 | 0 | 0 | 0 | 0 | 0 | 0 | 0 | 0 | 0
F10_Industrial_Primary Metals_New_Space Heating_Natural Gas_Condensing RTU_A_Technical Potential | F10 | Industrial | Primary Metals | New | Space Heating | Natural Gas | Condensing RTU | A | Purchases (Incremental) | Technical Potential | 0 | 0 | 0 | 0 | 0 | 0 | 0 | 0 | 0 | 0 | 0 | 0 | 0 | 0 | 0 | 0 | 0 | 0 | 0 | 0 | 0 | 0 | 0 | 0 | 0 | 0 | 0 | 0 | 0 | 0 | 0
F11_Industrial_Primary Metals_New_Space Heating_Natural Gas_Condensing RTU_A_Technical Potential | F11 | Industrial | Primary Metals | New | Space Heating | Natural Gas | Condensing RTU | A | Purchases (Cumulative) | Technical Potential | 0 | 0 | 0 | 0 | 0 | 0 | 0 | 0 | 0 | 0 | 0 | 0 | 0 | 0 | 0 | 0 | 0 | 0 | 0 | 0 | 0 | 0 | 0 | 0 | 0 | 0 | 0 | 0 | 0 | 0 | 0
F1_Industrial_Stone, Clay, and Glass_Existing_Space Heating_Natural Gas_Condensing RTU_A_Technical Potential | F1 | Industrial | Stone, Clay, and Glass | Existing | Space Heating | Natural Gas | Condensing RTU | A | Integrated Unit Energy Savings (kWh or therms) | Technical Potential | 0 | 0 | 0 | 0 | 0 | 44.075 | 43.5911 | 42.9653 | 42.318 | 41.654 | 40.9859 | 40.3168 | 39.6698 | 39.0276 | 38.3726 | 37.764 | 37.1828 | 36.6568 | 36.1612 | 35.6938 | 35.246 | 34.7996 | 34.3688 | 33.9606 | 33.5688 | 33.2003 | 32.8717 | 32.5565 | 35.4621 | 35.2435 | 35.0386
F2_Industrial_Stone, Clay, and Glass_Existing_Space Heating_Natural Gas_Condensing RTU_A_Technical Potential | F2 | Industrial | Stone, Clay, and Glass | Existing | Space Heating | Natural Gas | Condensing RTU | A | Integrated Unit Summer Peak Savings (kW) | Technical Potential | 0 | 0 | 0 | 0 | 0 | 0 | 0 | 0 | 0 | 0 | 0 | 0 | 0 | 0 | 0 | 0 | 0 | 0 | 0 | 0 | 0 | 0 | 0 | 0 | 0 | 0 | 0 | 0 | 0 | 0 | 0
F3_Industrial_Stone, Clay, and Glass_Existing_Space Heating_Natural Gas_Condensing RTU_A_Technical Potential | F3 | Industrial | Stone, Clay, and Glass | Existing | Space Heating | Natural Gas | Condensing RTU | A | Integrated Unit Winter Peak Savings (kW) | Technical Potential | 0 | 0 | 0 | 0 | 0 | 0 | 0 | 0 | 0 | 0 | 0 | 0 | 0 | 0 | 0 | 0 | 0 | 0 | 0 | 0 | 0 | 0 | 0 | 0 | 0 | 0 | 0 | 0 | 0 | 0 | 0
F4_Industrial_Stone, Clay, and Glass_Existing_Space Heating_Natural Gas_Condensing RTU_A_Technical Potential | F4 | Industrial | Stone, Clay, and Glass | Existing | Space Heating | Natural Gas | Condensing RTU | A | Incremental Energy Savings (MWh or mTherms) | Technical Potential | 0 | 0 | 0 | 0 | 0 | 0 | 0 | 0 | 0 | 0 | 0 | 0 | 0 | 0 | 0 | 0 | 0 | 0 | 0 | 0 | 0 | 0 | 0 | 0 | 0 | 0 | 0 | 0 | 0 | 0 | 0
F5_Industrial_Stone, Clay, and Glass_Existing_Space Heating_Natural Gas_Condensing RTU_A_Technical Potential | F5 | Industrial | Stone, Clay, and Glass | Existing | Space Heating | Natural Gas | Condensing RTU | A | Incremental Summer Peak Savings (MW) | Technical Potential | 0 | 0 | 0 | 0 | 0 | 0 | 0 | 0 | 0 | 0 | 0 | 0 | 0 | 0 | 0 | 0 | 0 | 0 | 0 | 0 | 0 | 0 | 0 | 0 | 0 | 0 | 0 | 0 | 0 | 0 | 0
F6_Industrial_Stone, Clay, and Glass_Existing_Space Heating_Natural Gas_Condensing RTU_A_Technical Potential | F6 | Industrial | Stone, Clay, and Glass | Existing | Space Heating | Natural Gas | Condensing RTU | A | Incremental Winter Peak Savings (MW) | Technical Potential | 0 | 0 | 0 | 0 | 0 | 0 | 0 | 0 | 0 | 0 | 0 | 0 | 0 | 0 | 0 | 0 | 0 | 0 | 0 | 0 | 0 | 0 | 0 | 0 | 0 | 0 | 0 | 0 | 0 | 0 | 0
F7_Industrial_Stone, Clay, and Glass_Existing_Space Heating_Natural Gas_Condensing RTU_A_Technical Potential | F7 | Industrial | Stone, Clay, and Glass | Existing | Space Heating | Natural Gas | Condensing RTU | A | Cumulative Energy Savings (MWh or mTherms) | Technical Potential | 0 | 0 | 0 | 0 | 0 | 0 | 0 | 0 | 0 | 0 | 0 | 0 | 0 | 0 | 0 | 0 | 0 | 0 | 0 | 0 | 0 | 0 | 0 | 0 | 0 | 0 | 0 | 0 | 0 | 0 | 0
F8_Industrial_Stone, Clay, and Glass_Existing_Space Heating_Natural Gas_Condensing RTU_A_Technical Potential | F8 | Industrial | Stone, Clay, and Glass | Existing | Space Heating | Natural Gas | Condensing RTU | A | Cumulative Summer Peak Savings (MW) | Technical Potential | 0 | 0 | 0 | 0 | 0 | 0 | 0 | 0 | 0 | 0 | 0 | 0 | 0 | 0 | 0 | 0 | 0 | 0 | 0 | 0 | 0 | 0 | 0 | 0 | 0 | 0 | 0 | 0 | 0 | 0 | 0
F9_Industrial_Stone, Clay, and Glass_Existing_Space Heating_Natural Gas_Condensing RTU_A_Technical Potential | F9 | Industrial | Stone, Clay, and Glass | Existing | Space Heating | Natural Gas | Condensing RTU | A | Cumulative Winter Peak Savings (MW) | Technical Potential | 0 | 0 | 0 | 0 | 0 | 0 | 0 | 0 | 0 | 0 | 0 | 0 | 0 | 0 | 0 | 0 | 0 | 0 | 0 | 0 | 0 | 0 | 0 | 0 | 0 | 0 | 0 | 0 | 0 | 0 | 0
F10_Industrial_Stone, Clay, and Glass_Existing_Space Heating_Natural Gas_Condensing RTU_A_Technical Potential | F10 | Industrial | Stone, Clay, and Glass | Existing | Space Heating | Natural Gas | Condensing RTU | A | Purchases (Incremental) | Technical Potential | 0 | 0 | 0 | 0 | 0 | 0 | 0 | 0 | 0 | 0 | 0 | 0 | 0 | 0 | 0 | 0 | 0 | 0 | 0 | 0 | 0 | 0 | 0 | 0 | 0 | 0 | 0 | 0 | 0 | 0 | 0
F11_Industrial_Stone, Clay, and Glass_Existing_Space Heating_Natural Gas_Condensing RTU_A_Technical Potential | F11 | Industrial | Stone, Clay, and Glass | Existing | Space Heating | Natural Gas | Condensing RTU | A | Purchases (Cumulative) | Technical Potential | 0 | 0 | 0 | 0 | 0 | 0 | 0 | 0 | 0 | 0 | 0 | 0 | 0 | 0 | 0 | 0 | 0 | 0 | 0 | 0 | 0 | 0 | 0 | 0 | 0 | 0 | 0 | 0 | 0 | 0 | 0
F1_Industrial_Stone, Clay, and Glass_New_Space Heating_Natural Gas_Condensing RTU_A_Technical Potential | F1 | Industrial | Stone, Clay, and Glass | New | Space Heating | Natural Gas | Condensing RTU | A | Integrated Unit Energy Savings (kWh or therms) | Technical Potential | 0 | 0 | 0 | 0 | 0 | 0 | 0 | 0 | 0 | 0 | 0 | 0 | 0 | 0 | 0 | 0 | 0 | 0 | 0 | 0 | 0 | 0 | 0 | 0 | 0 | 0 | 0 | 0 | 0 | 0 | 0
F2_Industrial_Stone, Clay, and Glass_New_Space Heating_Natural Gas_Condensing RTU_A_Technical Potential | F2 | Industrial | Stone, Clay, and Glass | New | Space Heating | Natural Gas | Condensing RTU | A | Integrated Unit Summer Peak Savings (kW) | Technical Potential | 0 | 0 | 0 | 0 | 0 | 0 | 0 | 0 | 0 | 0 | 0 | 0 | 0 | 0 | 0 | 0 | 0 | 0 | 0 | 0 | 0 | 0 | 0 | 0 | 0 | 0 | 0 | 0 | 0 | 0 | 0
F3_Industrial_Stone, Clay, and Glass_New_Space Heating_Natural Gas_Condensing RTU_A_Technical Potential | F3 | Industrial | Stone, Clay, and Glass | New | Space Heating | Natural Gas | Condensing RTU | A | Integrated Unit Winter Peak Savings (kW) | Technical Potential | 0 | 0 | 0 | 0 | 0 | 0 | 0 | 0 | 0 | 0 | 0 | 0 | 0 | 0 | 0 | 0 | 0 | 0 | 0 | 0 | 0 | 0 | 0 | 0 | 0 | 0 | 0 | 0 | 0 | 0 | 0
F4_Industrial_Stone, Clay, and Glass_New_Space Heating_Natural Gas_Condensing RTU_A_Technical Potential | F4 | Industrial | Stone, Clay, and Glass | New | Space Heating | Natural Gas | Condensing RTU | A | Incremental Energy Savings (MWh or mTherms) | Technical Potential | 0 | 0 | 0 | 0 | 0 | 0 | 0 | 0 | 0 | 0 | 0 | 0 | 0 | 0 | 0 | 0 | 0 | 0 | 0 | 0 | 0 | 0 | 0 | 0 | 0 | 0 | 0 | 0 | 0 | 0 | 0
F5_Industrial_Stone, Clay, and Glass_New_Space Heating_Natural Gas_Condensing RTU_A_Technical Potential | F5 | Industrial | Stone, Clay, and Glass | New | Space Heating | Natural Gas | Condensing RTU | A | Incremental Summer Peak Savings (MW) | Technical Potential | 0 | 0 | 0 | 0 | 0 | 0 | 0 | 0 | 0 | 0 | 0 | 0 | 0 | 0 | 0 | 0 | 0 | 0 | 0 | 0 | 0 | 0 | 0 | 0 | 0 | 0 | 0 | 0 | 0 | 0 | 0
F6_Industrial_Stone, Clay, and Glass_New_Space Heating_Natural Gas_Condensing RTU_A_Technical Potential | F6 | Industrial | Stone, Clay, and Glass | New | Space Heating | Natural Gas | Condensing RTU | A | Incremental Winter Peak Savings (MW) | Technical Potential | 0 | 0 | 0 | 0 | 0 | 0 | 0 | 0 | 0 | 0 | 0 | 0 | 0 | 0 | 0 | 0 | 0 | 0 | 0 | 0 | 0 | 0 | 0 | 0 | 0 | 0 | 0 | 0 | 0 | 0 | 0
F7_Industrial_Stone, Clay, and Glass_New_Space Heating_Natural Gas_Condensing RTU_A_Technical Potential | F7 | Industrial | Stone, Clay, and Glass | New | Space Heating | Natural Gas | Condensing RTU | A | Cumulative Energy Savings (MWh or mTherms) | Technical Potential | 0 | 0 | 0 | 0 | 0 | 0 | 0 | 0 | 0 | 0 | 0 | 0 | 0 | 0 | 0 | 0 | 0 | 0 | 0 | 0 | 0 | 0 | 0 | 0 | 0 | 0 | 0 | 0 | 0 | 0 | 0
F8_Industrial_Stone, Clay, and Glass_New_Space Heating_Natural Gas_Condensing RTU_A_Technical Potential | F8 | Industrial | Stone, Clay, and Glass | New | Space Heating | Natural Gas | Condensing RTU | A | Cumulative Summer Peak Savings (MW) | Technical Potential | 0 | 0 | 0 | 0 | 0 | 0 | 0 | 0 | 0 | 0 | 0 | 0 | 0 | 0 | 0 | 0 | 0 | 0 | 0 | 0 | 0 | 0 | 0 | 0 | 0 | 0 | 0 | 0 | 0 | 0 | 0
F9_Industrial_Stone, Clay, and Glass_New_Space Heating_Natural Gas_Condensing RTU_A_Technical Potential | F9 | Industrial | Stone, Clay, and Glass | New | Space Heating | Natural Gas | Condensing RTU | A | Cumulative Winter Peak Savings (MW) | Technical Potential | 0 | 0 | 0 | 0 | 0 | 0 | 0 | 0 | 0 | 0 | 0 | 0 | 0 | 0 | 0 | 0 | 0 | 0 | 0 | 0 | 0 | 0 | 0 | 0 | 0 | 0 | 0 | 0 | 0 | 0 | 0
F10_Industrial_Stone, Clay, and Glass_New_Space Heating_Natural Gas_Condensing RTU_A_Technical Potential | F10 | Industrial | Stone, Clay, and Glass | New | Space Heating | Natural Gas | Condensing RTU | A | Purchases (Incremental) | Technical Potential | 0 | 0 | 0 | 0 | 0 | 0 | 0 | 0 | 0 | 0 | 0 | 0 | 0 | 0 | 0 | 0 | 0 | 0 | 0 | 0 | 0 | 0 | 0 | 0 | 0 | 0 | 0 | 0 | 0 | 0 | 0
F11_Industrial_Stone, Clay, and Glass_New_Space Heating_Natural Gas_Condensing RTU_A_Technical Potential | F11 | Industrial | Stone, Clay, and Glass | New | Space Heating | Natural Gas | Condensing RTU | A | Purchases (Cumulative) | Technical Potential | 0 | 0 | 0 | 0 | 0 | 0 | 0 | 0 | 0 | 0 | 0 | 0 | 0 | 0 | 0 | 0 | 0 | 0 | 0 | 0 | 0 | 0 | 0 | 0 | 0 | 0 | 0 | 0 | 0 | 0 | 0
F1_Industrial_Petroleum_Existing_Space Heating_Natural Gas_Condensing RTU_A_Technical Potential | F1 | Industrial | Petroleum | Existing | Space Heating | Natural Gas | Condensing RTU | A | Integrated Unit Energy Savings (kWh or therms) | Technical Potential | 0 | 0 | 0 | 0 | 0 | 9306.3009 | 9202.8074 | 9066.7806 | 8928.7446 | 8789.8462 | 8652.2245 | 8516.7843 | 8388.8081 | 8264.6894 | 8142.1561 | 8031.831 | 7929.5178 | 7831.1418 | 7736.2439 | 7643.1632 | 7550.9902 | 7458.1916 | 7363.1302 | 7270.9807 | 7180.8821 | 7095.001 | 7013.0135 | 6934.6419 | 7490.5897 | 7444.4046 | 7401.1322
F2_Industrial_Petroleum_Existing_Space Heating_Natural Gas_Condensing RTU_A_Technical Potential | F2 | Industrial | Petroleum | Existing | Space Heating | Natural Gas | Condensing RTU | A | Integrated Unit Summer Peak Savings (kW) | Technical Potential | 0 | 0 | 0 | 0 | 0 | 0 | 0 | 0 | 0 | 0 | 0 | 0 | 0 | 0 | 0 | 0 | 0 | 0 | 0 | 0 | 0 | 0 | 0 | 0 | 0 | 0 | 0 | 0 | 0 | 0 | 0
F3_Industrial_Petroleum_Existing_Space Heating_Natural Gas_Condensing RTU_A_Technical Potential | F3 | Industrial | Petroleum | Existing | Space Heating | Natural Gas | Condensing RTU | A | Integrated Unit Winter Peak Savings (kW) | Technical Potential | 0 | 0 | 0 | 0 | 0 | 0 | 0 | 0 | 0 | 0 | 0 | 0 | 0 | 0 | 0 | 0 | 0 | 0 | 0 | 0 | 0 | 0 | 0 | 0 | 0 | 0 | 0 | 0 | 0 | 0 | 0
F4_Industrial_Petroleum_Existing_Space Heating_Natural Gas_Condensing RTU_A_Technical Potential | F4 | Industrial | Petroleum | Existing | Space Heating | Natural Gas | Condensing RTU | A | Incremental Energy Savings (MWh or mTherms) | Technical Potential | 0 | 0 | 0 | 0 | 0 | 0 | 0 | 0 | 0 | 0 | 0 | 0 | 0 | 0 | 0 | 0 | 0 | 0 | 0 | 0 | 0 | 0 | 0 | 0 | 0 | 0 | 0 | 0 | 0 | 0 | 0
F5_Industrial_Petroleum_Existing_Space Heating_Natural Gas_Condensing RTU_A_Technical Potential | F5 | Industrial | Petroleum | Existing | Space Heating | Natural Gas | Condensing RTU | A | Incremental Summer Peak Savings (MW) | Technical Potential | 0 | 0 | 0 | 0 | 0 | 0 | 0 | 0 | 0 | 0 | 0 | 0 | 0 | 0 | 0 | 0 | 0 | 0 | 0 | 0 | 0 | 0 | 0 | 0 | 0 | 0 | 0 | 0 | 0 | 0 | 0
F6_Industrial_Petroleum_Existing_Space Heating_Natural Gas_Condensing RTU_A_Technical Potential | F6 | Industrial | Petroleum | Existing | Space Heating | Natural Gas | Condensing RTU | A | Incremental Winter Peak Savings (MW) | Technical Potential | 0 | 0 | 0 | 0 | 0 | 0 | 0 | 0 | 0 | 0 | 0 | 0 | 0 | 0 | 0 | 0 | 0 | 0 | 0 | 0 | 0 | 0 | 0 | 0 | 0 | 0 | 0 | 0 | 0 | 0 | 0
F7_Industrial_Petroleum_Existing_Space Heating_Natural Gas_Condensing RTU_A_Technical Potential | F7 | Industrial | Petroleum | Existing | Space Heating | Natural Gas | Condensing RTU | A | Cumulative Energy Savings (MWh or mTherms) | Technical Potential | 0 | 0 | 0 | 0 | 0 | 0 | 0 | 0 | 0 | 0 | 0 | 0 | 0 | 0 | 0 | 0 | 0 | 0 | 0 | 0 | 0 | 0 | 0 | 0 | 0 | 0 | 0 | 0 | 0 | 0 | 0
F8_Industrial_Petroleum_Existing_Space Heating_Natural Gas_Condensing RTU_A_Technical Potential | F8 | Industrial | Petroleum | Existing | Space Heating | Natural Gas | Condensing RTU | A | Cumulative Summer Peak Savings (MW) | Technical Potential | 0 | 0 | 0 | 0 | 0 | 0 | 0 | 0 | 0 | 0 | 0 | 0 | 0 | 0 | 0 | 0 | 0 | 0 | 0 | 0 | 0 | 0 | 0 | 0 | 0 | 0 | 0 | 0 | 0 | 0 | 0
F9_Industrial_Petroleum_Existing_Space Heating_Natural Gas_Condensing RTU_A_Technical Potential | F9 | Industrial | Petroleum | Existing | Space Heating | Natural Gas | Condensing RTU | A | Cumulative Winter Peak Savings (MW) | Technical Potential | 0 | 0 | 0 | 0 | 0 | 0 | 0 | 0 | 0 | 0 | 0 | 0 | 0 | 0 | 0 | 0 | 0 | 0 | 0 | 0 | 0 | 0 | 0 | 0 | 0 | 0 | 0 | 0 | 0 | 0 | 0
F10_Industrial_Petroleum_Existing_Space Heating_Natural Gas_Condensing RTU_A_Technical Potential | F10 | Industrial | Petroleum | Existing | Space Heating | Natural Gas | Condensing RTU | A | Purchases (Incremental) | Technical Potential | 0 | 0 | 0 | 0 | 0 | 0 | 0 | 0 | 0 | 0 | 0 | 0 | 0 | 0 | 0 | 0 | 0 | 0 | 0 | 0 | 0 | 0 | 0 | 0 | 0 | 0 | 0 | 0 | 0 | 0 | 0
F11_Industrial_Petroleum_Existing_Space Heating_Natural Gas_Condensing RTU_A_Technical Potential | F11 | Industrial | Petroleum | Existing | Space Heating | Natural Gas | Condensing RTU | A | Purchases (Cumulative) | Technical Potential | 0 | 0 | 0 | 0 | 0 | 0 | 0 | 0 | 0 | 0 | 0 | 0 | 0 | 0 | 0 | 0 | 0 | 0 | 0 | 0 | 0 | 0 | 0 | 0 | 0 | 0 | 0 | 0 | 0 | 0 | 0
F1_Industrial_Petroleum_New_Space Heating_Natural Gas_Condensing RTU_A_Technical Potential | F1 | Industrial | Petroleum | New | Space Heating | Natural Gas | Condensing RTU | A | Integrated Unit Energy Savings (kWh or therms) | Technical Potential | 0 | 0 | 0 | 0 | 0 | 0 | 0 | 0 | 0 | 0 | 0 | 0 | 0 | 0 | 0 | 0 | 0 | 0 | 0 | 0 | 0 | 0 | 0 | 0 | 0 | 0 | 0 | 0 | 0 | 0 | 0
F2_Industrial_Petroleum_New_Space Heating_Natural Gas_Condensing RTU_A_Technical Potential | F2 | Industrial | Petroleum | New | Space Heating | Natural Gas | Condensing RTU | A | Integrated Unit Summer Peak Savings (kW) | Technical Potential | 0 | 0 | 0 | 0 | 0 | 0 | 0 | 0 | 0 | 0 | 0 | 0 | 0 | 0 | 0 | 0 | 0 | 0 | 0 | 0 | 0 | 0 | 0 | 0 | 0 | 0 | 0 | 0 | 0 | 0 | 0
F3_Industrial_Petroleum_New_Space Heating_Natural Gas_Condensing RTU_A_Technical Potential | F3 | Industrial | Petroleum | New | Space Heating | Natural Gas | Condensing RTU | A | Integrated Unit Winter Peak Savings (kW) | Technical Potential | 0 | 0 | 0 | 0 | 0 | 0 | 0 | 0 | 0 | 0 | 0 | 0 | 0 | 0 | 0 | 0 | 0 | 0 | 0 | 0 | 0 | 0 | 0 | 0 | 0 | 0 | 0 | 0 | 0 | 0 | 0
F4_Industrial_Petroleum_New_Space Heating_Natural Gas_Condensing RTU_A_Technical Potential | F4 | Industrial | Petroleum | New | Space Heating | Natural Gas | Condensing RTU | A | Incremental Energy Savings (MWh or mTherms) | Technical Potential | 0 | 0 | 0 | 0 | 0 | 0 | 0 | 0 | 0 | 0 | 0 | 0 | 0 | 0 | 0 | 0 | 0 | 0 | 0 | 0 | 0 | 0 | 0 | 0 | 0 | 0 | 0 | 0 | 0 | 0 | 0
F5_Industrial_Petroleum_New_Space Heating_Natural Gas_Condensing RTU_A_Technical Potential | F5 | Industrial | Petroleum | New | Space Heating | Natural Gas | Condensing RTU | A | Incremental Summer Peak Savings (MW) | Technical Potential | 0 | 0 | 0 | 0 | 0 | 0 | 0 | 0 | 0 | 0 | 0 | 0 | 0 | 0 | 0 | 0 | 0 | 0 | 0 | 0 | 0 | 0 | 0 | 0 | 0 | 0 | 0 | 0 | 0 | 0 | 0
F6_Industrial_Petroleum_New_Space Heating_Natural Gas_Condensing RTU_A_Technical Potential | F6 | Industrial | Petroleum | New | Space Heating | Natural Gas | Condensing RTU | A | Incremental Winter Peak Savings (MW) | Technical Potential | 0 | 0 | 0 | 0 | 0 | 0 | 0 | 0 | 0 | 0 | 0 | 0 | 0 | 0 | 0 | 0 | 0 | 0 | 0 | 0 | 0 | 0 | 0 | 0 | 0 | 0 | 0 | 0 | 0 | 0 | 0
F7_Industrial_Petroleum_New_Space Heating_Natural Gas_Condensing RTU_A_Technical Potential | F7 | Industrial | Petroleum | New | Space Heating | Natural Gas | Condensing RTU | A | Cumulative Energy Savings (MWh or mTherms) | Technical Potential | 0 | 0 | 0 | 0 | 0 | 0 | 0 | 0 | 0 | 0 | 0 | 0 | 0 | 0 | 0 | 0 | 0 | 0 | 0 | 0 | 0 | 0 | 0 | 0 | 0 | 0 | 0 | 0 | 0 | 0 | 0
F8_Industrial_Petroleum_New_Space Heating_Natural Gas_Condensing RTU_A_Technical Potential | F8 | Industrial | Petroleum | New | Space Heating | Natural Gas | Condensing RTU | A | Cumulative Summer Peak Savings (MW) | Technical Potential | 0 | 0 | 0 | 0 | 0 | 0 | 0 | 0 | 0 | 0 | 0 | 0 | 0 | 0 | 0 | 0 | 0 | 0 | 0 | 0 | 0 | 0 | 0 | 0 | 0 | 0 | 0 | 0 | 0 | 0 | 0
F9_Industrial_Petroleum_New_Space Heating_Natural Gas_Condensing RTU_A_Technical Potential | F9 | Industrial | Petroleum | New | Space Heating | Natural Gas | Condensing RTU | A | Cumulative Winter Peak Savings (MW) | Technical Potential | 0 | 0 | 0 | 0 | 0 | 0 | 0 | 0 | 0 | 0 | 0 | 0 | 0 | 0 | 0 | 0 | 0 | 0 | 0 | 0 | 0 | 0 | 0 | 0 | 0 | 0 | 0 | 0 | 0 | 0 | 0
F10_Industrial_Petroleum_New_Space Heating_Natural Gas_Condensing RTU_A_Technical Potential | F10 | Industrial | Petroleum | New | Space Heating | Natural Gas | Condensing RTU | A | Purchases (Incremental) | Technical Potential | 0 | 0 | 0 | 0 | 0 | 0 | 0 | 0 | 0 | 0 | 0 | 0 | 0 | 0 | 0 | 0 | 0 | 0 | 0 | 0 | 0 | 0 | 0 | 0 | 0 | 0 | 0 | 0 | 0 | 0 | 0
F11_Industrial_Petroleum_New_Space Heating_Natural Gas_Condensing RTU_A_Technical Potential | F11 | Industrial | Petroleum | New | Space Heating | Natural Gas | Condensing RTU | A | Purchases (Cumulative) | Technical Potential | 0 | 0 | 0 | 0 | 0 | 0 | 0 | 0 | 0 | 0 | 0 | 0 | 0 | 0 | 0 | 0 | 0 | 0 | 0 | 0 | 0 | 0 | 0 | 0 | 0 | 0 | 0 | 0 | 0 | 0 | 0
F1_Industrial_Paper and Printing_Existing_Space Heating_Natural Gas_Condensing RTU_A_Technical Potential | F1 | Industrial | Paper and Printing | Existing | Space Heating | Natural Gas | Condensing RTU | A | Integrated Unit Energy Savings (kWh or therms) | Technical Potential | 0 | 0 | 0 | 0 | 0 | 132.0161 | 130.5667 | 128.6923 | 126.7532 | 124.7644 | 122.7632 | 120.7593 | 118.8214 | 116.8979 | 114.936 | 113.1128 | 111.3721 | 109.7966 | 108.3121 | 106.9121 | 105.5708 | 104.2339 | 102.9435 | 101.7207 | 100.5472 | 99.4433 | 98.4593 | 97.5151 | 106.2183 | 105.5633 | 104.9497
F2_Industrial_Paper and Printing_Existing_Space Heating_Natural Gas_Condensing RTU_A_Technical Potential | F2 | Industrial | Paper and Printing | Existing | Space Heating | Natural Gas | Condensing RTU | A | Integrated Unit Summer Peak Savings (kW) | Technical Potential | 0 | 0 | 0 | 0 | 0 | 0 | 0 | 0 | 0 | 0 | 0 | 0 | 0 | 0 | 0 | 0 | 0 | 0 | 0 | 0 | 0 | 0 | 0 | 0 | 0 | 0 | 0 | 0 | 0 | 0 | 0
F3_Industrial_Paper and Printing_Existing_Space Heating_Natural Gas_Condensing RTU_A_Technical Potential | F3 | Industrial | Paper and Printing | Existing | Space Heating | Natural Gas | Condensing RTU | A | Integrated Unit Winter Peak Savings (kW) | Technical Potential | 0 | 0 | 0 | 0 | 0 | 0 | 0 | 0 | 0 | 0 | 0 | 0 | 0 | 0 | 0 | 0 | 0 | 0 | 0 | 0 | 0 | 0 | 0 | 0 | 0 | 0 | 0 | 0 | 0 | 0 | 0
F4_Industrial_Paper and Printing_Existing_Space Heating_Natural Gas_Condensing RTU_A_Technical Potential | F4 | Industrial | Paper and Printing | Existing | Space Heating | Natural Gas | Condensing RTU | A | Incremental Energy Savings (MWh or mTherms) | Technical Potential | 0 | 0 | 0 | 0 | 0 | 0 | 0 | 0 | 0 | 0 | 0 | 0 | 0 | 0 | 0 | 0 | 0 | 0 | 0 | 0 | 0 | 0 | 0 | 0 | 0 | 0 | 0 | 0 | 0 | 0 | 0
F5_Industrial_Paper and Printing_Existing_Space Heating_Natural Gas_Condensing RTU_A_Technical Potential | F5 | Industrial | Paper and Printing | Existing | Space Heating | Natural Gas | Condensing RTU | A | Incremental Summer Peak Savings (MW) | Technical Potential | 0 | 0 | 0 | 0 | 0 | 0 | 0 | 0 | 0 | 0 | 0 | 0 | 0 | 0 | 0 | 0 | 0 | 0 | 0 | 0 | 0 | 0 | 0 | 0 | 0 | 0 | 0 | 0 | 0 | 0 | 0
F6_Industrial_Paper and Printing_Existing_Space Heating_Natural Gas_Condensing RTU_A_Technical Potential | F6 | Industrial | Paper and Printing | Existing | Space Heating | Natural Gas | Condensing RTU | A | Incremental Winter Peak Savings (MW) | Technical Potential | 0 | 0 | 0 | 0 | 0 | 0 | 0 | 0 | 0 | 0 | 0 | 0 | 0 | 0 | 0 | 0 | 0 | 0 | 0 | 0 | 0 | 0 | 0 | 0 | 0 | 0 | 0 | 0 | 0 | 0 | 0
F7_Industrial_Paper and Printing_Existing_Space Heating_Natural Gas_Condensing RTU_A_Technical Potential | F7 | Industrial | Paper and Printing | Existing | Space Heating | Natural Gas | Condensing RTU | A | Cumulative Energy Savings (MWh or mTherms) | Technical Potential | 0 | 0 | 0 | 0 | 0 | 0 | 0 | 0 | 0 | 0 | 0 | 0 | 0 | 0 | 0 | 0 | 0 | 0 | 0 | 0 | 0 | 0 | 0 | 0 | 0 | 0 | 0 | 0 | 0 | 0 | 0
F8_Industrial_Paper and Printing_Existing_Space Heating_Natural Gas_Condensing RTU_A_Technical Potential | F8 | Industrial | Paper and Printing | Existing | Space Heating | Natural Gas | Condensing RTU | A | Cumulative Summer Peak Savings (MW) | Technical Potential | 0 | 0 | 0 | 0 | 0 | 0 | 0 | 0 | 0 | 0 | 0 | 0 | 0 | 0 | 0 | 0 | 0 | 0 | 0 | 0 | 0 | 0 | 0 | 0 | 0 | 0 | 0 | 0 | 0 | 0 | 0
F9_Industrial_Paper and Printing_Existing_Space Heating_Natural Gas_Condensing RTU_A_Technical Potential | F9 | Industrial | Paper and Printing | Existing | Space Heating | Natural Gas | Condensing RTU | A | Cumulative Winter Peak Savings (MW) | Technical Potential | 0 | 0 | 0 | 0 | 0 | 0 | 0 | 0 | 0 | 0 | 0 | 0 | 0 | 0 | 0 | 0 | 0 | 0 | 0 | 0 | 0 | 0 | 0 | 0 | 0 | 0 | 0 | 0 | 0 | 0 | 0
F10_Industrial_Paper and Printing_Existing_Space Heating_Natural Gas_Condensing RTU_A_Technical Potential | F10 | Industrial | Paper and Printing | Existing | Space Heating | Natural Gas | Condensing RTU | A | Purchases (Incremental) | Technical Potential | 0 | 0 | 0 | 0 | 0 | 0 | 0 | 0 | 0 | 0 | 0 | 0 | 0 | 0 | 0 | 0 | 0 | 0 | 0 | 0 | 0 | 0 | 0 | 0 | 0 | 0 | 0 | 0 | 0 | 0 | 0
F11_Industrial_Paper and Printing_Existing_Space Heating_Natural Gas_Condensing RTU_A_Technical Potential | F11 | Industrial | Paper and Printing | Existing | Space Heating | Natural Gas | Condensing RTU | A | Purchases (Cumulative) | Technical Potential | 0 | 0 | 0 | 0 | 0 | 0 | 0 | 0 | 0 | 0 | 0 | 0 | 0 | 0 | 0 | 0 | 0 | 0 | 0 | 0 | 0 | 0 | 0 | 0 | 0 | 0 | 0 | 0 | 0 | 0 | 0
F1_Industrial_Paper and Printing_New_Space Heating_Natural Gas_Condensing RTU_A_Technical Potential | F1 | Industrial | Paper and Printing | New | Space Heating | Natural Gas | Condensing RTU | A | Integrated Unit Energy Savings (kWh or therms) | Technical Potential | 0 | 0 | 0 | 0 | 0 | 0 | 0 | 0 | 0 | 0 | 0 | 0 | 0 | 0 | 0 | 0 | 0 | 0 | 0 | 0 | 0 | 0 | 0 | 0 | 0 | 0 | 0 | 0 | 0 | 0 | 0
F2_Industrial_Paper and Printing_New_Space Heating_Natural Gas_Condensing RTU_A_Technical Potential | F2 | Industrial | Paper and Printing | New | Space Heating | Natural Gas | Condensing RTU | A | Integrated Unit Summer Peak Savings (kW) | Technical Potential | 0 | 0 | 0 | 0 | 0 | 0 | 0 | 0 | 0 | 0 | 0 | 0 | 0 | 0 | 0 | 0 | 0 | 0 | 0 | 0 | 0 | 0 | 0 | 0 | 0 | 0 | 0 | 0 | 0 | 0 | 0
F3_Industrial_Paper and Printing_New_Space Heating_Natural Gas_Condensing RTU_A_Technical Potential | F3 | Industrial | Paper and Printing | New | Space Heating | Natural Gas | Condensing RTU | A | Integrated Unit Winter Peak Savings (kW) | Technical Potential | 0 | 0 | 0 | 0 | 0 | 0 | 0 | 0 | 0 | 0 | 0 | 0 | 0 | 0 | 0 | 0 | 0 | 0 | 0 | 0 | 0 | 0 | 0 | 0 | 0 | 0 | 0 | 0 | 0 | 0 | 0
F4_Industrial_Paper and Printing_New_Space Heating_Natural Gas_Condensing RTU_A_Technical Potential | F4 | Industrial | Paper and Printing | New | Space Heating | Natural Gas | Condensing RTU | A | Incremental Energy Savings (MWh or mTherms) | Technical Potential | 0 | 0 | 0 | 0 | 0 | 0 | 0 | 0 | 0 | 0 | 0 | 0 | 0 | 0 | 0 | 0 | 0 | 0 | 0 | 0 | 0 | 0 | 0 | 0 | 0 | 0 | 0 | 0 | 0 | 0 | 0
F5_Industrial_Paper and Printing_New_Space Heating_Natural Gas_Condensing RTU_A_Technical Potential | F5 | Industrial | Paper and Printing | New | Space Heating | Natural Gas | Condensing RTU | A | Incremental Summer Peak Savings (MW) | Technical Potential | 0 | 0 | 0 | 0 | 0 | 0 | 0 | 0 | 0 | 0 | 0 | 0 | 0 | 0 | 0 | 0 | 0 | 0 | 0 | 0 | 0 | 0 | 0 | 0 | 0 | 0 | 0 | 0 | 0 | 0 | 0
F6_Industrial_Paper and Printing_New_Space Heating_Natural Gas_Condensing RTU_A_Technical Potential | F6 | Industrial | Paper and Printing | New | Space Heating | Natural Gas | Condensing RTU | A | Incremental Winter Peak Savings (MW) | Technical Potential | 0 | 0 | 0 | 0 | 0 | 0 | 0 | 0 | 0 | 0 | 0 | 0 | 0 | 0 | 0 | 0 | 0 | 0 | 0 | 0 | 0 | 0 | 0 | 0 | 0 | 0 | 0 | 0 | 0 | 0 | 0
F7_Industrial_Paper and Printing_New_Space Heating_Natural Gas_Condensing RTU_A_Technical Potential | F7 | Industrial | Paper and Printing | New | Space Heating | Natural Gas | Condensing RTU | A | Cumulative Energy Savings (MWh or mTherms) | Technical Potential | 0 | 0 | 0 | 0 | 0 | 0 | 0 | 0 | 0 | 0 | 0 | 0 | 0 | 0 | 0 | 0 | 0 | 0 | 0 | 0 | 0 | 0 | 0 | 0 | 0 | 0 | 0 | 0 | 0 | 0 | 0
F8_Industrial_Paper and Printing_New_Space Heating_Natural Gas_Condensing RTU_A_Technical Potential | F8 | Industrial | Paper and Printing | New | Space Heating | Natural Gas | Condensing RTU | A | Cumulative Summer Peak Savings (MW) | Technical Potential | 0 | 0 | 0 | 0 | 0 | 0 | 0 | 0 | 0 | 0 | 0 | 0 | 0 | 0 | 0 | 0 | 0 | 0 | 0 | 0 | 0 | 0 | 0 | 0 | 0 | 0 | 0 | 0 | 0 | 0 | 0
F9_Industrial_Paper and Printing_New_Space Heating_Natural Gas_Condensing RTU_A_Technical Potential | F9 | Industrial | Paper and Printing | New | Space Heating | Natural Gas | Condensing RTU | A | Cumulative Winter Peak Savings (MW) | Technical Potential | 0 | 0 | 0 | 0 | 0 | 0 | 0 | 0 | 0 | 0 | 0 | 0 | 0 | 0 | 0 | 0 | 0 | 0 | 0 | 0 | 0 | 0 | 0 | 0 | 0 | 0 | 0 | 0 | 0 | 0 | 0
F10_Industrial_Paper and Printing_New_Space Heating_Natural Gas_Condensing RTU_A_Technical Potential | F10 | Industrial | Paper and Printing | New | Space Heating | Natural Gas | Condensing RTU | A | Purchases (Incremental) | Technical Potential | 0 | 0 | 0 | 0 | 0 | 0 | 0 | 0 | 0 | 0 | 0 | 0 | 0 | 0 | 0 | 0 | 0 | 0 | 0 | 0 | 0 | 0 | 0 | 0 | 0 | 0 | 0 | 0 | 0 | 0 | 0
F11_Industrial_Paper and Printing_New_Space Heating_Natural Gas_Condensing RTU_A_Technical Potential | F11 | Industrial | Paper and Printing | New | Space Heating | Natural Gas | Condensing RTU | A | Purchases (Cumulative) | Technical Potential | 0 | 0 | 0 | 0 | 0 | 0 | 0 | 0 | 0 | 0 | 0 | 0 | 0 | 0 | 0 | 0 | 0 | 0 | 0 | 0 | 0 | 0 | 0 | 0 | 0 | 0 | 0 | 0 | 0 | 0 | 0
F1_Industrial_Instruments_Existing_Space Heating_Natural Gas_Condensing RTU_A_Technical Potential | F1 | Industrial | Instruments | Existing | Space Heating | Natural Gas | Condensing RTU | A | Integrated Unit Energy Savings (kWh or therms) | Technical Potential | 0 | 0 | 0 | 0 | 0 | 6.7869 | 6.7124 | 6.616 | 6.5163 | 6.4141 | 6.3112 | 6.2082 | 6.1086 | 6.0097 | 5.9088 | 5.8151 | 5.7256 | 5.6446 | 5.5683 | 5.4963 | 5.4274 | 5.3586 | 5.2923 | 5.2294 | 5.1691 | 5.1123 | 5.0618 | 5.0132 | 5.4606 | 5.427 | 5.3954
F2_Industrial_Instruments_Existing_Space Heating_Natural Gas_Condensing RTU_A_Technical Potential | F2 | Industrial | Instruments | Existing | Space Heating | Natural Gas | Condensing RTU | A | Integrated Unit Summer Peak Savings (kW) | Technical Potential | 0 | 0 | 0 | 0 | 0 | 0 | 0 | 0 | 0 | 0 | 0 | 0 | 0 | 0 | 0 | 0 | 0 | 0 | 0 | 0 | 0 | 0 | 0 | 0 | 0 | 0 | 0 | 0 | 0 | 0 | 0
F3_Industrial_Instruments_Existing_Space Heating_Natural Gas_Condensing RTU_A_Technical Potential | F3 | Industrial | Instruments | Existing | Space Heating | Natural Gas | Condensing RTU | A | Integrated Unit Winter Peak Savings (kW) | Technical Potential | 0 | 0 | 0 | 0 | 0 | 0 | 0 | 0 | 0 | 0 | 0 | 0 | 0 | 0 | 0 | 0 | 0 | 0 | 0 | 0 | 0 | 0 | 0 | 0 | 0 | 0 | 0 | 0 | 0 | 0 | 0
F4_Industrial_Instruments_Existing_Space Heating_Natural Gas_Condensing RTU_A_Technical Potential | F4 | Industrial | Instruments | Existing | Space Heating | Natural Gas | Condensing RTU | A | Incremental Energy Savings (MWh or mTherms) | Technical Potential | 0 | 0 | 0 | 0 | 0 | 0 | 0 | 0 | 0 | 0 | 0 | 0 | 0 | 0 | 0 | 0 | 0 | 0 | 0 | 0 | 0 | 0 | 0 | 0 | 0 | 0 | 0 | 0 | 0 | 0 | 0
F5_Industrial_Instruments_Existing_Space Heating_Natural Gas_Condensing RTU_A_Technical Potential | F5 | Industrial | Instruments | Existing | Space Heating | Natural Gas | Condensing RTU | A | Incremental Summer Peak Savings (MW) | Technical Potential | 0 | 0 | 0 | 0 | 0 | 0 | 0 | 0 | 0 | 0 | 0 | 0 | 0 | 0 | 0 | 0 | 0 | 0 | 0 | 0 | 0 | 0 | 0 | 0 | 0 | 0 | 0 | 0 | 0 | 0 | 0
F6_Industrial_Instruments_Existing_Space Heating_Natural Gas_Condensing RTU_A_Technical Potential | F6 | Industrial | Instruments | Existing | Space Heating | Natural Gas | Condensing RTU | A | Incremental Winter Peak Savings (MW) | Technical Potential | 0 | 0 | 0 | 0 | 0 | 0 | 0 | 0 | 0 | 0 | 0 | 0 | 0 | 0 | 0 | 0 | 0 | 0 | 0 | 0 | 0 | 0 | 0 | 0 | 0 | 0 | 0 | 0 | 0 | 0 | 0
F7_Industrial_Instruments_Existing_Space Heating_Natural Gas_Condensing RTU_A_Technical Potential | F7 | Industrial | Instruments | Existing | Space Heating | Natural Gas | Condensing RTU | A | Cumulative Energy Savings (MWh or mTherms) | Technical Potential | 0 | 0 | 0 | 0 | 0 | 0 | 0 | 0 | 0 | 0 | 0 | 0 | 0 | 0 | 0 | 0 | 0 | 0 | 0 | 0 | 0 | 0 | 0 | 0 | 0 | 0 | 0 | 0 | 0 | 0 | 0
F8_Industrial_Instruments_Existing_Space Heating_Natural Gas_Condensing RTU_A_Technical Potential | F8 | Industrial | Instruments | Existing | Space Heating | Natural Gas | Condensing RTU | A | Cumulative Summer Peak Savings (MW) | Technical Potential | 0 | 0 | 0 | 0 | 0 | 0 | 0 | 0 | 0 | 0 | 0 | 0 | 0 | 0 | 0 | 0 | 0 | 0 | 0 | 0 | 0 | 0 | 0 | 0 | 0 | 0 | 0 | 0 | 0 | 0 | 0
F9_Industrial_Instruments_Existing_Space Heating_Natural Gas_Condensing RTU_A_Technical Potential | F9 | Industrial | Instruments | Existing | Space Heating | Natural Gas | Condensing RTU | A | Cumulative Winter Peak Savings (MW) | Technical Potential | 0 | 0 | 0 | 0 | 0 | 0 | 0 | 0 | 0 | 0 | 0 | 0 | 0 | 0 | 0 | 0 | 0 | 0 | 0 | 0 | 0 | 0 | 0 | 0 | 0 | 0 | 0 | 0 | 0 | 0 | 0
F10_Industrial_Instruments_Existing_Space Heating_Natural Gas_Condensing RTU_A_Technical Potential | F10 | Industrial | Instruments | Existing | Space Heating | Natural Gas | Condensing RTU | A | Purchases (Incremental) | Technical Potential | 0 | 0 | 0 | 0 | 0 | 0 | 0 | 0 | 0 | 0 | 0 | 0 | 0 | 0 | 0 | 0 | 0 | 0 | 0 | 0 | 0 | 0 | 0 | 0 | 0 | 0 | 0 | 0 | 0 | 0 | 0
F11_Industrial_Instruments_Existing_Space Heating_Natural Gas_Condensing RTU_A_Technical Potential | F11 | Industrial | Instruments | Existing | Space Heating | Natural Gas | Condensing RTU | A | Purchases (Cumulative) | Technical Potential | 0 | 0 | 0 | 0 | 0 | 0 | 0 | 0 | 0 | 0 | 0 | 0 | 0 | 0 | 0 | 0 | 0 | 0 | 0 | 0 | 0 | 0 | 0 | 0 | 0 | 0 | 0 | 0 | 0 | 0 | 0
F1_Industrial_Instruments_New_Space Heating_Natural Gas_Condensing RTU_A_Technical Potential | F1 | Industrial | Instruments | New | Space Heating | Natural Gas | Condensing RTU | A | Integrated Unit Energy Savings (kWh or therms) | Technical Potential | 0 | 0 | 0 | 0 | 0 | 0 | 0 | 0 | 0 | 0 | 0 | 0 | 0 | 0 | 0 | 0 | 0 | 0 | 0 | 0 | 0 | 0 | 0 | 0 | 0 | 0 | 0 | 0 | 0 | 0 | 0
F2_Industrial_Instruments_New_Space Heating_Natural Gas_Condensing RTU_A_Technical Potential | F2 | Industrial | Instruments | New | Space Heating | Natural Gas | Condensing RTU | A | Integrated Unit Summer Peak Savings (kW) | Technical Potential | 0 | 0 | 0 | 0 | 0 | 0 | 0 | 0 | 0 | 0 | 0 | 0 | 0 | 0 | 0 | 0 | 0 | 0 | 0 | 0 | 0 | 0 | 0 | 0 | 0 | 0 | 0 | 0 | 0 | 0 | 0
F3_Industrial_Instruments_New_Space Heating_Natural Gas_Condensing RTU_A_Technical Potential | F3 | Industrial | Instruments | New | Space Heating | Natural Gas | Condensing RTU | A | Integrated Unit Winter Peak Savings (kW) | Technical Potential | 0 | 0 | 0 | 0 | 0 | 0 | 0 | 0 | 0 | 0 | 0 | 0 | 0 | 0 | 0 | 0 | 0 | 0 | 0 | 0 | 0 | 0 | 0 | 0 | 0 | 0 | 0 | 0 | 0 | 0 | 0
F4_Industrial_Instruments_New_Space Heating_Natural Gas_Condensing RTU_A_Technical Potential | F4 | Industrial | Instruments | New | Space Heating | Natural Gas | Condensing RTU | A | Incremental Energy Savings (MWh or mTherms) | Technical Potential | 0 | 0 | 0 | 0 | 0 | 0 | 0 | 0 | 0 | 0 | 0 | 0 | 0 | 0 | 0 | 0 | 0 | 0 | 0 | 0 | 0 | 0 | 0 | 0 | 0 | 0 | 0 | 0 | 0 | 0 | 0
F5_Industrial_Instruments_New_Space Heating_Natural Gas_Condensing RTU_A_Technical Potential | F5 | Industrial | Instruments | New | Space Heating | Natural Gas | Condensing RTU | A | Incremental Summer Peak Savings (MW) | Technical Potential | 0 | 0 | 0 | 0 | 0 | 0 | 0 | 0 | 0 | 0 | 0 | 0 | 0 | 0 | 0 | 0 | 0 | 0 | 0 | 0 | 0 | 0 | 0 | 0 | 0 | 0 | 0 | 0 | 0 | 0 | 0
F6_Industrial_Instruments_New_Space Heating_Natural Gas_Condensing RTU_A_Technical Potential | F6 | Industrial | Instruments | New | Space Heating | Natural Gas | Condensing RTU | A | Incremental Winter Peak Savings (MW) | Technical Potential | 0 | 0 | 0 | 0 | 0 | 0 | 0 | 0 | 0 | 0 | 0 | 0 | 0 | 0 | 0 | 0 | 0 | 0 | 0 | 0 | 0 | 0 | 0 | 0 | 0 | 0 | 0 | 0 | 0 | 0 | 0
F7_Industrial_Instruments_New_Space Heating_Natural Gas_Condensing RTU_A_Technical Potential | F7 | Industrial | Instruments | New | Space Heating | Natural Gas | Condensing RTU | A | Cumulative Energy Savings (MWh or mTherms) | Technical Potential | 0 | 0 | 0 | 0 | 0 | 0 | 0 | 0 | 0 | 0 | 0 | 0 | 0 | 0 | 0 | 0 | 0 | 0 | 0 | 0 | 0 | 0 | 0 | 0 | 0 | 0 | 0 | 0 | 0 | 0 | 0
F8_Industrial_Instruments_New_Space Heating_Natural Gas_Condensing RTU_A_Technical Potential | F8 | Industrial | Instruments | New | Space Heating | Natural Gas | Condensing RTU | A | Cumulative Summer Peak Savings (MW) | Technical Potential | 0 | 0 | 0 | 0 | 0 | 0 | 0 | 0 | 0 | 0 | 0 | 0 | 0 | 0 | 0 | 0 | 0 | 0 | 0 | 0 | 0 | 0 | 0 | 0 | 0 | 0 | 0 | 0 | 0 | 0 | 0
F9_Industrial_Instruments_New_Space Heating_Natural Gas_Condensing RTU_A_Technical Potential | F9 | Industrial | Instruments | New | Space Heating | Natural Gas | Condensing RTU | A | Cumulative Winter Peak Savings (MW) | Technical Potential | 0 | 0 | 0 | 0 | 0 | 0 | 0 | 0 | 0 | 0 | 0 | 0 | 0 | 0 | 0 | 0 | 0 | 0 | 0 | 0 | 0 | 0 | 0 | 0 | 0 | 0 | 0 | 0 | 0 | 0 | 0
F10_Industrial_Instruments_New_Space Heating_Natural Gas_Condensing RTU_A_Technical Potential | F10 | Industrial | Instruments | New | Space Heating | Natural Gas | Condensing RTU | A | Purchases (Incremental) | Technical Potential | 0 | 0 | 0 | 0 | 0 | 0 | 0 | 0 | 0 | 0 | 0 | 0 | 0 | 0 | 0 | 0 | 0 | 0 | 0 | 0 | 0 | 0 | 0 | 0 | 0 | 0 | 0 | 0 | 0 | 0 | 0
F11_Industrial_Instruments_New_Space Heating_Natural Gas_Condensing RTU_A_Technical Potential | F11 | Industrial | Instruments | New | Space Heating | Natural Gas | Condensing RTU | A | Purchases (Cumulative) | Technical Potential | 0 | 0 | 0 | 0 | 0 | 0 | 0 | 0 | 0 | 0 | 0 | 0 | 0 | 0 | 0 | 0 | 0 | 0 | 0 | 0 | 0 | 0 | 0 | 0 | 0 | 0 | 0 | 0 | 0 | 0 | 0
F1_Industrial_Wood and Lumber Products_Existing_Space Heating_Natural Gas_Condensing RTU_A_Technical Potential | F1 | Industrial | Wood and Lumber Products | Existing | Space Heating | Natural Gas | Condensing RTU | A | Integrated Unit Energy Savings (kWh or therms) | Technical Potential | 0 | 0 | 0 | 0 | 0 | 10.5018 | 10.3865 | 10.2374 | 10.0831 | 9.9249 | 9.7657 | 9.6063 | 9.4521 | 9.2991 | 9.1431 | 8.998 | 8.8595 | 8.7342 | 8.6161 | 8.5048 | 8.3981 | 8.2917 | 8.1891 | 8.0918 | 7.9984 | 7.9106 | 7.8324 | 7.7572 | 8.4496 | 8.3975 | 8.3487
F2_Industrial_Wood and Lumber Products_Existing_Space Heating_Natural Gas_Condensing RTU_A_Technical Potential | F2 | Industrial | Wood and Lumber Products | Existing | Space Heating | Natural Gas | Condensing RTU | A | Integrated Unit Summer Peak Savings (kW) | Technical Potential | 0 | 0 | 0 | 0 | 0 | 0 | 0 | 0 | 0 | 0 | 0 | 0 | 0 | 0 | 0 | 0 | 0 | 0 | 0 | 0 | 0 | 0 | 0 | 0 | 0 | 0 | 0 | 0 | 0 | 0 | 0
F3_Industrial_Wood and Lumber Products_Existing_Space Heating_Natural Gas_Condensing RTU_A_Technical Potential | F3 | Industrial | Wood and Lumber Products | Existing | Space Heating | Natural Gas | Condensing RTU | A | Integrated Unit Winter Peak Savings (kW) | Technical Potential | 0 | 0 | 0 | 0 | 0 | 0 | 0 | 0 | 0 | 0 | 0 | 0 | 0 | 0 | 0 | 0 | 0 | 0 | 0 | 0 | 0 | 0 | 0 | 0 | 0 | 0 | 0 | 0 | 0 | 0 | 0
F4_Industrial_Wood and Lumber Products_Existing_Space Heating_Natural Gas_Condensing RTU_A_Technical Potential | F4 | Industrial | Wood and Lumber Products | Existing | Space Heating | Natural Gas | Condensing RTU | A | Incremental Energy Savings (MWh or mTherms) | Technical Potential | 0 | 0 | 0 | 0 | 0 | 0 | 0 | 0 | 0 | 0 | 0 | 0 | 0 | 0 | 0 | 0 | 0 | 0 | 0 | 0 | 0 | 0 | 0 | 0 | 0 | 0 | 0 | 0 | 0 | 0 | 0
F5_Industrial_Wood and Lumber Products_Existing_Space Heating_Natural Gas_Condensing RTU_A_Technical Potential | F5 | Industrial | Wood and Lumber Products | Existing | Space Heating | Natural Gas | Condensing RTU | A | Incremental Summer Peak Savings (MW) | Technical Potential | 0 | 0 | 0 | 0 | 0 | 0 | 0 | 0 | 0 | 0 | 0 | 0 | 0 | 0 | 0 | 0 | 0 | 0 | 0 | 0 | 0 | 0 | 0 | 0 | 0 | 0 | 0 | 0 | 0 | 0 | 0
F6_Industrial_Wood and Lumber Products_Existing_Space Heating_Natural Gas_Condensing RTU_A_Technical Potential | F6 | Industrial | Wood and Lumber Products | Existing | Space Heating | Natural Gas | Condensing RTU | A | Incremental Winter Peak Savings (MW) | Technical Potential | 0 | 0 | 0 | 0 | 0 | 0 | 0 | 0 | 0 | 0 | 0 | 0 | 0 | 0 | 0 | 0 | 0 | 0 | 0 | 0 | 0 | 0 | 0 | 0 | 0 | 0 | 0 | 0 | 0 | 0 | 0
F7_Industrial_Wood and Lumber Products_Existing_Space Heating_Natural Gas_Condensing RTU_A_Technical Potential | F7 | Industrial | Wood and Lumber Products | Existing | Space Heating | Natural Gas | Condensing RTU | A | Cumulative Energy Savings (MWh or mTherms) | Technical Potential | 0 | 0 | 0 | 0 | 0 | 0 | 0 | 0 | 0 | 0 | 0 | 0 | 0 | 0 | 0 | 0 | 0 | 0 | 0 | 0 | 0 | 0 | 0 | 0 | 0 | 0 | 0 | 0 | 0 | 0 | 0
F8_Industrial_Wood and Lumber Products_Existing_Space Heating_Natural Gas_Condensing RTU_A_Technical Potential | F8 | Industrial | Wood and Lumber Products | Existing | Space Heating | Natural Gas | Condensing RTU | A | Cumulative Summer Peak Savings (MW) | Technical Potential | 0 | 0 | 0 | 0 | 0 | 0 | 0 | 0 | 0 | 0 | 0 | 0 | 0 | 0 | 0 | 0 | 0 | 0 | 0 | 0 | 0 | 0 | 0 | 0 | 0 | 0 | 0 | 0 | 0 | 0 | 0
F9_Industrial_Wood and Lumber Products_Existing_Space Heating_Natural Gas_Condensing RTU_A_Technical Potential | F9 | Industrial | Wood and Lumber Products | Existing | Space Heating | Natural Gas | Condensing RTU | A | Cumulative Winter Peak Savings (MW) | Technical Potential | 0 | 0 | 0 | 0 | 0 | 0 | 0 | 0 | 0 | 0 | 0 | 0 | 0 | 0 | 0 | 0 | 0 | 0 | 0 | 0 | 0 | 0 | 0 | 0 | 0 | 0 | 0 | 0 | 0 | 0 | 0
F10_Industrial_Wood and Lumber Products_Existing_Space Heating_Natural Gas_Condensing RTU_A_Technical Potential | F10 | Industrial | Wood and Lumber Products | Existing | Space Heating | Natural Gas | Condensing RTU | A | Purchases (Incremental) | Technical Potential | 0 | 0 | 0 | 0 | 0 | 0 | 0 | 0 | 0 | 0 | 0 | 0 | 0 | 0 | 0 | 0 | 0 | 0 | 0 | 0 | 0 | 0 | 0 | 0 | 0 | 0 | 0 | 0 | 0 | 0 | 0
F11_Industrial_Wood and Lumber Products_Existing_Space Heating_Natural Gas_Condensing RTU_A_Technical Potential | F11 | Industrial | Wood and Lumber Products | Existing | Space Heating | Natural Gas | Condensing RTU | A | Purchases (Cumulative) | Technical Potential | 0 | 0 | 0 | 0 | 0 | 0 | 0 | 0 | 0 | 0 | 0 | 0 | 0 | 0 | 0 | 0 | 0 | 0 | 0 | 0 | 0 | 0 | 0 | 0 | 0 | 0 | 0 | 0 | 0 | 0 | 0
F1_Industrial_Wood and Lumber Products_New_Space Heating_Natural Gas_Condensing RTU_A_Technical Potential | F1 | Industrial | Wood and Lumber Products | New | Space Heating | Natural Gas | Condensing RTU | A | Integrated Unit Energy Savings (kWh or therms) | Technical Potential | 0 | 0 | 0 | 0 | 0 | 0 | 0 | 0 | 0 | 0 | 0 | 0 | 0 | 0 | 0 | 0 | 0 | 0 | 0 | 0 | 0 | 0 | 0 | 0 | 0 | 0 | 0 | 0 | 0 | 0 | 0
F2_Industrial_Wood and Lumber Products_New_Space Heating_Natural Gas_Condensing RTU_A_Technical Potential | F2 | Industrial | Wood and Lumber Products | New | Space Heating | Natural Gas | Condensing RTU | A | Integrated Unit Summer Peak Savings (kW) | Technical Potential | 0 | 0 | 0 | 0 | 0 | 0 | 0 | 0 | 0 | 0 | 0 | 0 | 0 | 0 | 0 | 0 | 0 | 0 | 0 | 0 | 0 | 0 | 0 | 0 | 0 | 0 | 0 | 0 | 0 | 0 | 0
F3_Industrial_Wood and Lumber Products_New_Space Heating_Natural Gas_Condensing RTU_A_Technical Potential | F3 | Industrial | Wood and Lumber Products | New | Space Heating | Natural Gas | Condensing RTU | A | Integrated Unit Winter Peak Savings (kW) | Technical Potential | 0 | 0 | 0 | 0 | 0 | 0 | 0 | 0 | 0 | 0 | 0 | 0 | 0 | 0 | 0 | 0 | 0 | 0 | 0 | 0 | 0 | 0 | 0 | 0 | 0 | 0 | 0 | 0 | 0 | 0 | 0
F4_Industrial_Wood and Lumber Products_New_Space Heating_Natural Gas_Condensing RTU_A_Technical Potential | F4 | Industrial | Wood and Lumber Products | New | Space Heating | Natural Gas | Condensing RTU | A | Incremental Energy Savings (MWh or mTherms) | Technical Potential | 0 | 0 | 0 | 0 | 0 | 0 | 0 | 0 | 0 | 0 | 0 | 0 | 0 | 0 | 0 | 0 | 0 | 0 | 0 | 0 | 0 | 0 | 0 | 0 | 0 | 0 | 0 | 0 | 0 | 0 | 0
F5_Industrial_Wood and Lumber Products_New_Space Heating_Natural Gas_Condensing RTU_A_Technical Potential | F5 | Industrial | Wood and Lumber Products | New | Space Heating | Natural Gas | Condensing RTU | A | Incremental Summer Peak Savings (MW) | Technical Potential | 0 | 0 | 0 | 0 | 0 | 0 | 0 | 0 | 0 | 0 | 0 | 0 | 0 | 0 | 0 | 0 | 0 | 0 | 0 | 0 | 0 | 0 | 0 | 0 | 0 | 0 | 0 | 0 | 0 | 0 | 0
F6_Industrial_Wood and Lumber Products_New_Space Heating_Natural Gas_Condensing RTU_A_Technical Potential | F6 | Industrial | Wood and Lumber Products | New | Space Heating | Natural Gas | Condensing RTU | A | Incremental Winter Peak Savings (MW) | Technical Potential | 0 | 0 | 0 | 0 | 0 | 0 | 0 | 0 | 0 | 0 | 0 | 0 | 0 | 0 | 0 | 0 | 0 | 0 | 0 | 0 | 0 | 0 | 0 | 0 | 0 | 0 | 0 | 0 | 0 | 0 | 0
F7_Industrial_Wood and Lumber Products_New_Space Heating_Natural Gas_Condensing RTU_A_Technical Potential | F7 | Industrial | Wood and Lumber Products | New | Space Heating | Natural Gas | Condensing RTU | A | Cumulative Energy Savings (MWh or mTherms) | Technical Potential | 0 | 0 | 0 | 0 | 0 | 0 | 0 | 0 | 0 | 0 | 0 | 0 | 0 | 0 | 0 | 0 | 0 | 0 | 0 | 0 | 0 | 0 | 0 | 0 | 0 | 0 | 0 | 0 | 0 | 0 | 0
F8_Industrial_Wood and Lumber Products_New_Space Heating_Natural Gas_Condensing RTU_A_Technical Potential | F8 | Industrial | Wood and Lumber Products | New | Space Heating | Natural Gas | Condensing RTU | A | Cumulative Summer Peak Savings (MW) | Technical Potential | 0 | 0 | 0 | 0 | 0 | 0 | 0 | 0 | 0 | 0 | 0 | 0 | 0 | 0 | 0 | 0 | 0 | 0 | 0 | 0 | 0 | 0 | 0 | 0 | 0 | 0 | 0 | 0 | 0 | 0 | 0
F9_Industrial_Wood and Lumber Products_New_Space Heating_Natural Gas_Condensing RTU_A_Technical Potential | F9 | Industrial | Wood and Lumber Products | New | Space Heating | Natural Gas | Condensing RTU | A | Cumulative Winter Peak Savings (MW) | Technical Potential | 0 | 0 | 0 | 0 | 0 | 0 | 0 | 0 | 0 | 0 | 0 | 0 | 0 | 0 | 0 | 0 | 0 | 0 | 0 | 0 | 0 | 0 | 0 | 0 | 0 | 0 | 0 | 0 | 0 | 0 | 0
F10_Industrial_Wood and Lumber Products_New_Space Heating_Natural Gas_Condensing RTU_A_Technical Potential | F10 | Industrial | Wood and Lumber Products | New | Space Heating | Natural Gas | Condensing RTU | A | Purchases (Incremental) | Technical Potential | 0 | 0 | 0 | 0 | 0 | 0 | 0 | 0 | 0 | 0 | 0 | 0 | 0 | 0 | 0 | 0 | 0 | 0 | 0 | 0 | 0 | 0 | 0 | 0 | 0 | 0 | 0 | 0 | 0 | 0 | 0
F11_Industrial_Wood and Lumber Products_New_Space Heating_Natural Gas_Condensing RTU_A_Technical Potential | F11 | Industrial | Wood and Lumber Products | New | Space Heating | Natural Gas | Condensing RTU | A | Purchases (Cumulative) | Technical Potential | 0 | 0 | 0 | 0 | 0 | 0 | 0 | 0 | 0 | 0 | 0 | 0 | 0 | 0 | 0 | 0 | 0 | 0 | 0 | 0 | 0 | 0 | 0 | 0 | 0 | 0 | 0 | 0 | 0 | 0 | 0
F1_Industrial_Other Industrial_Existing_Space Heating_Natural Gas_Condensing RTU_A_Technical Potential | F1 | Industrial | Other Industrial | Existing | Space Heating | Natural Gas | Condensing RTU | A | Integrated Unit Energy Savings (kWh or therms) | Technical Potential | 0 | 0 | 0 | 0 | 0 | 5.9913 | 5.9255 | 5.8404 | 5.7524 | 5.6622 | 5.5714 | 5.4804 | 5.3925 | 5.3052 | 5.2161 | 5.1334 | 5.0544 | 4.9829 | 4.9155 | 4.852 | 4.7911 | 4.7305 | 4.6719 | 4.6164 | 4.5631 | 4.513 | 4.4684 | 4.4255 | 4.8205 | 4.7908 | 4.7629
F2_Industrial_Other Industrial_Existing_Space Heating_Natural Gas_Condensing RTU_A_Technical Potential | F2 | Industrial | Other Industrial | Existing | Space Heating | Natural Gas | Condensing RTU | A | Integrated Unit Summer Peak Savings (kW) | Technical Potential | 0 | 0 | 0 | 0 | 0 | 0 | 0 | 0 | 0 | 0 | 0 | 0 | 0 | 0 | 0 | 0 | 0 | 0 | 0 | 0 | 0 | 0 | 0 | 0 | 0 | 0 | 0 | 0 | 0 | 0 | 0
F3_Industrial_Other Industrial_Existing_Space Heating_Natural Gas_Condensing RTU_A_Technical Potential | F3 | Industrial | Other Industrial | Existing | Space Heating | Natural Gas | Condensing RTU | A | Integrated Unit Winter Peak Savings (kW) | Technical Potential | 0 | 0 | 0 | 0 | 0 | 0 | 0 | 0 | 0 | 0 | 0 | 0 | 0 | 0 | 0 | 0 | 0 | 0 | 0 | 0 | 0 | 0 | 0 | 0 | 0 | 0 | 0 | 0 | 0 | 0 | 0
F4_Industrial_Other Industrial_Existing_Space Heating_Natural Gas_Condensing RTU_A_Technical Potential | F4 | Industrial | Other Industrial | Existing | Space Heating | Natural Gas | Condensing RTU | A | Incremental Energy Savings (MWh or mTherms) | Technical Potential | 0 | 0 | 0 | 0 | 0 | 0 | 0 | 0 | 0 | 0 | 0 | 0 | 0 | 0 | 0 | 0 | 0 | 0 | 0 | 0 | 0 | 0 | 0 | 0 | 0 | 0 | 0 | 0 | 0 | 0 | 0
F5_Industrial_Other Industrial_Existing_Space Heating_Natural Gas_Condensing RTU_A_Technical Potential | F5 | Industrial | Other Industrial | Existing | Space Heating | Natural Gas | Condensing RTU | A | Incremental Summer Peak Savings (MW) | Technical Potential | 0 | 0 | 0 | 0 | 0 | 0 | 0 | 0 | 0 | 0 | 0 | 0 | 0 | 0 | 0 | 0 | 0 | 0 | 0 | 0 | 0 | 0 | 0 | 0 | 0 | 0 | 0 | 0 | 0 | 0 | 0
F6_Industrial_Other Industrial_Existing_Space Heating_Natural Gas_Condensing RTU_A_Technical Potential | F6 | Industrial | Other Industrial | Existing | Space Heating | Natural Gas | Condensing RTU | A | Incremental Winter Peak Savings (MW) | Technical Potential | 0 | 0 | 0 | 0 | 0 | 0 | 0 | 0 | 0 | 0 | 0 | 0 | 0 | 0 | 0 | 0 | 0 | 0 | 0 | 0 | 0 | 0 | 0 | 0 | 0 | 0 | 0 | 0 | 0 | 0 | 0
F7_Industrial_Other Industrial_Existing_Space Heating_Natural Gas_Condensing RTU_A_Technical Potential | F7 | Industrial | Other Industrial | Existing | Space Heating | Natural Gas | Condensing RTU | A | Cumulative Energy Savings (MWh or mTherms) | Technical Potential | 0 | 0 | 0 | 0 | 0 | 0 | 0 | 0 | 0 | 0 | 0 | 0 | 0 | 0 | 0 | 0 | 0 | 0 | 0 | 0 | 0 | 0 | 0 | 0 | 0 | 0 | 0 | 0 | 0 | 0 | 0
F8_Industrial_Other Industrial_Existing_Space Heating_Natural Gas_Condensing RTU_A_Technical Potential | F8 | Industrial | Other Industrial | Existing | Space Heating | Natural Gas | Condensing RTU | A | Cumulative Summer Peak Savings (MW) | Technical Potential | 0 | 0 | 0 | 0 | 0 | 0 | 0 | 0 | 0 | 0 | 0 | 0 | 0 | 0 | 0 | 0 | 0 | 0 | 0 | 0 | 0 | 0 | 0 | 0 | 0 | 0 | 0 | 0 | 0 | 0 | 0
F9_Industrial_Other Industrial_Existing_Space Heating_Natural Gas_Condensing RTU_A_Technical Potential | F9 | Industrial | Other Industrial | Existing | Space Heating | Natural Gas | Condensing RTU | A | Cumulative Winter Peak Savings (MW) | Technical Potential | 0 | 0 | 0 | 0 | 0 | 0 | 0 | 0 | 0 | 0 | 0 | 0 | 0 | 0 | 0 | 0 | 0 | 0 | 0 | 0 | 0 | 0 | 0 | 0 | 0 | 0 | 0 | 0 | 0 | 0 | 0
F10_Industrial_Other Industrial_Existing_Space Heating_Natural Gas_Condensing RTU_A_Technical Potential | F10 | Industrial | Other Industrial | Existing | Space Heating | Natural Gas | Condensing RTU | A | Purchases (Incremental) | Technical Potential | 0 | 0 | 0 | 0 | 0 | 0 | 0 | 0 | 0 | 0 | 0 | 0 | 0 | 0 | 0 | 0 | 0 | 0 | 0 | 0 | 0 | 0 | 0 | 0 | 0 | 0 | 0 | 0 | 0 | 0 | 0
F11_Industrial_Other Industrial_Existing_Space Heating_Natural Gas_Condensing RTU_A_Technical Potential | F11 | Industrial | Other Industrial | Existing | Space Heating | Natural Gas | Condensing RTU | A | Purchases (Cumulative) | Technical Potential | 0 | 0 | 0 | 0 | 0 | 0 | 0 | 0 | 0 | 0 | 0 | 0 | 0 | 0 | 0 | 0 | 0 | 0 | 0 | 0 | 0 | 0 | 0 | 0 | 0 | 0 | 0 | 0 | 0 | 0 | 0
F1_Industrial_Other Industrial_New_Space Heating_Natural Gas_Condensing RTU_A_Technical Potential | F1 | Industrial | Other Industrial | New | Space Heating | Natural Gas | Condensing RTU | A | Integrated Unit Energy Savings (kWh or therms) | Technical Potential | 0 | 0 | 0 | 0 | 0 | 0 | 0 | 0 | 0 | 0 | 0 | 0 | 0 | 0 | 0 | 0 | 0 | 0 | 0 | 0 | 0 | 0 | 0 | 0 | 0 | 0 | 0 | 0 | 0 | 0 | 0
F2_Industrial_Other Industrial_New_Space Heating_Natural Gas_Condensing RTU_A_Technical Potential | F2 | Industrial | Other Industrial | New | Space Heating | Natural Gas | Condensing RTU | A | Integrated Unit Summer Peak Savings (kW) | Technical Potential | 0 | 0 | 0 | 0 | 0 | 0 | 0 | 0 | 0 | 0 | 0 | 0 | 0 | 0 | 0 | 0 | 0 | 0 | 0 | 0 | 0 | 0 | 0 | 0 | 0 | 0 | 0 | 0 | 0 | 0 | 0
F3_Industrial_Other Industrial_New_Space Heating_Natural Gas_Condensing RTU_A_Technical Potential | F3 | Industrial | Other Industrial | New | Space Heating | Natural Gas | Condensing RTU | A | Integrated Unit Winter Peak Savings (kW) | Technical Potential | 0 | 0 | 0 | 0 | 0 | 0 | 0 | 0 | 0 | 0 | 0 | 0 | 0 | 0 | 0 | 0 | 0 | 0 | 0 | 0 | 0 | 0 | 0 | 0 | 0 | 0 | 0 | 0 | 0 | 0 | 0
F4_Industrial_Other Industrial_New_Space Heating_Natural Gas_Condensing RTU_A_Technical Potential | F4 | Industrial | Other Industrial | New | Space Heating | Natural Gas | Condensing RTU | A | Incremental Energy Savings (MWh or mTherms) | Technical Potential | 0 | 0 | 0 | 0 | 0 | 0 | 0 | 0 | 0 | 0 | 0 | 0 | 0 | 0 | 0 | 0 | 0 | 0 | 0 | 0 | 0 | 0 | 0 | 0 | 0 | 0 | 0 | 0 | 0 | 0 | 0
F5_Industrial_Other Industrial_New_Space Heating_Natural Gas_Condensing RTU_A_Technical Potential | F5 | Industrial | Other Industrial | New | Space Heating | Natural Gas | Condensing RTU | A | Incremental Summer Peak Savings (MW) | Technical Potential | 0 | 0 | 0 | 0 | 0 | 0 | 0 | 0 | 0 | 0 | 0 | 0 | 0 | 0 | 0 | 0 | 0 | 0 | 0 | 0 | 0 | 0 | 0 | 0 | 0 | 0 | 0 | 0 | 0 | 0 | 0
F6_Industrial_Other Industrial_New_Space Heating_Natural Gas_Condensing RTU_A_Technical Potential | F6 | Industrial | Other Industrial | New | Space Heating | Natural Gas | Condensing RTU | A | Incremental Winter Peak Savings (MW) | Technical Potential | 0 | 0 | 0 | 0 | 0 | 0 | 0 | 0 | 0 | 0 | 0 | 0 | 0 | 0 | 0 | 0 | 0 | 0 | 0 | 0 | 0 | 0 | 0 | 0 | 0 | 0 | 0 | 0 | 0 | 0 | 0
F7_Industrial_Other Industrial_New_Space Heating_Natural Gas_Condensing RTU_A_Technical Potential | F7 | Industrial | Other Industrial | New | Space Heating | Natural Gas | Condensing RTU | A | Cumulative Energy Savings (MWh or mTherms) | Technical Potential | 0 | 0 | 0 | 0 | 0 | 0 | 0 | 0 | 0 | 0 | 0 | 0 | 0 | 0 | 0 | 0 | 0 | 0 | 0 | 0 | 0 | 0 | 0 | 0 | 0 | 0 | 0 | 0 | 0 | 0 | 0
F8_Industrial_Other Industrial_New_Space Heating_Natural Gas_Condensing RTU_A_Technical Potential | F8 | Industrial | Other Industrial | New | Space Heating | Natural Gas | Condensing RTU | A | Cumulative Summer Peak Savings (MW) | Technical Potential | 0 | 0 | 0 | 0 | 0 | 0 | 0 | 0 | 0 | 0 | 0 | 0 | 0 | 0 | 0 | 0 | 0 | 0 | 0 | 0 | 0 | 0 | 0 | 0 | 0 | 0 | 0 | 0 | 0 | 0 | 0
F9_Industrial_Other Industrial_New_Space Heating_Natural Gas_Condensing RTU_A_Technical Potential | F9 | Industrial | Other Industrial | New | Space Heating | Natural Gas | Condensing RTU | A | Cumulative Winter Peak Savings (MW) | Technical Potential | 0 | 0 | 0 | 0 | 0 | 0 | 0 | 0 | 0 | 0 | 0 | 0 | 0 | 0 | 0 | 0 | 0 | 0 | 0 | 0 | 0 | 0 | 0 | 0 | 0 | 0 | 0 | 0 | 0 | 0 | 0
F10_Industrial_Other Industrial_New_Space Heating_Natural Gas_Condensing RTU_A_Technical Potential | F10 | Industrial | Other Industrial | New | Space Heating | Natural Gas | Condensing RTU | A | Purchases (Incremental) | Technical Potential | 0 | 0 | 0 | 0 | 0 | 0 | 0 | 0 | 0 | 0 | 0 | 0 | 0 | 0 | 0 | 0 | 0 | 0 | 0 | 0 | 0 | 0 | 0 | 0 | 0 | 0 | 0 | 0 | 0 | 0 | 0
F11_Industrial_Other Industrial_New_Space Heating_Natural Gas_Condensing RTU_A_Technical Potential | F11 | Industrial | Other Industrial | New | Space Heating | Natural Gas | Condensing RTU | A | Purchases (Cumulative) | Technical Potential | 0 | 0 | 0 | 0 | 0 | 0 | 0 | 0 | 0 | 0 | 0 | 0 | 0 | 0 | 0 | 0 | 0 | 0 | 0 | 0 | 0 | 0 | 0 | 0 | 0 | 0 | 0 | 0 | 0 | 0 | 0
F1_Industrial_Food Products_Existing_Space Heating_Natural Gas_Furnace_A_Achievable Technical Potential | F1 | Industrial | Food Products | Existing | Space Heating | Natural Gas | Furnace | A | Integrated Unit Energy Savings (kWh or therms) | Achievable Technical Potential | 0 | 505.0924 | 505.0924 | 505.0924 | 505.0924 | 138.7616 | 138.7616 | 799.267 | 799.267 | 799.267 | 799.267 | 799.267 | 799.267 | 799.267 | 799.267 | 799.267 | 799.267 | 799.267 | 799.267 | 799.267 | 799.267 | 799.267 | 799.267 | 799.267 | 799.267 | 799.267 | 799.267 | 799.267 | 799.267 | 799.267 | 799.267
F2_Industrial_Food Products_Existing_Space Heating_Natural Gas_Furnace_A_Achievable Technical Potential | F2 | Industrial | Food Products | Existing | Space Heating | Natural Gas | Furnace | A | Integrated Unit Summer Peak Savings (kW) | Achievable Technical Potential | 0 | 0 | 0 | 0 | 0 | 0 | 0 | 0 | 0 | 0 | 0 | 0 | 0 | 0 | 0 | 0 | 0 | 0 | 0 | 0 | 0 | 0 | 0 | 0 | 0 | 0 | 0 | 0 | 0 | 0 | 0
F3_Industrial_Food Products_Existing_Space Heating_Natural Gas_Furnace_A_Achievable Technical Potential | F3 | Industrial | Food Products | Existing | Space Heating | Natural Gas | Furnace | A | Integrated Unit Winter Peak Savings (kW) | Achievable Technical Potential | 0 | 0 | 0 | 0 | 0 | 0 | 0 | 0 | 0 | 0 | 0 | 0 | 0 | 0 | 0 | 0 | 0 | 0 | 0 | 0 | 0 | 0 | 0 | 0 | 0 | 0 | 0 | 0 | 0 | 0 | 0
F4_Industrial_Food Products_Existing_Space Heating_Natural Gas_Furnace_A_Achievable Technical Potential | F4 | Industrial | Food Products | Existing | Space Heating | Natural Gas | Furnace | A | Incremental Energy Savings (MWh or mTherms) | Achievable Technical Potential | 0 | 0 | 0 | 0 | 0 | 0.0013982 | 0.0029116 | 0.018207 | 0.025488 | 0.03309 | 0.038776 | 0.044518 | 0.045453 | 0.044795 | 0.04941 | 0.042708 | 0.041524 | 0.039562 | 0.03754 | 0.040556 | 0.039852 | 0.040608 | 0.043455 | 0.044176 | 0.044956 | 0.045786 | 0.046862 | 0.047853 | 0.048766 | 0.055903 | 0.060691
F5_Industrial_Food Products_Existing_Space Heating_Natural Gas_Furnace_A_Achievable Technical Potential | F5 | Industrial | Food Products | Existing | Space Heating | Natural Gas | Furnace | A | Incremental Summer Peak Savings (MW) | Achievable Technical Potential | 0 | 0 | 0 | 0 | 0 | 0 | 0 | 0 | 0 | 0 | 0 | 0 | 0 | 0 | 0 | 0 | 0 | 0 | 0 | 0 | 0 | 0 | 0 | 0 | 0 | 0 | 0 | 0 | 0 | 0 | 0
F6_Industrial_Food Products_Existing_Space Heating_Natural Gas_Furnace_A_Achievable Technical Potential | F6 | Industrial | Food Products | Existing | Space Heating | Natural Gas | Furnace | A | Incremental Winter Peak Savings (MW) | Achievable Technical Potential | 0 | 0 | 0 | 0 | 0 | 0 | 0 | 0 | 0 | 0 | 0 | 0 | 0 | 0 | 0 | 0 | 0 | 0 | 0 | 0 | 0 | 0 | 0 | 0 | 0 | 0 | 0 | 0 | 0 | 0 | 0
F7_Industrial_Food Products_Existing_Space Heating_Natural Gas_Furnace_A_Achievable Technical Potential | F7 | Industrial | Food Products | Existing | Space Heating | Natural Gas | Furnace | A | Cumulative Energy Savings (MWh or mTherms) | Achievable Technical Potential | 0 | 0 | 0 | 0 | 0 | 0.0013982 | 0.0043098 | 0.0074708 | 0.011896 | 0.017641 | 0.024373 | 0.032101 | 0.039992 | 0.047769 | 0.056348 | 0.063762 | 0.070971 | 0.07784 | 0.084357 | 0.091398 | 0.098317 | 0.10537 | 0.11291 | 0.12058 | 0.12839 | 0.13633 | 0.14447 | 0.15278 | 0 | 0 | 0
F8_Industrial_Food Products_Existing_Space Heating_Natural Gas_Furnace_A_Achievable Technical Potential | F8 | Industrial | Food Products | Existing | Space Heating | Natural Gas | Furnace | A | Cumulative Summer Peak Savings (MW) | Achievable Technical Potential | 0 | 0 | 0 | 0 | 0 | 0 | 0 | 0 | 0 | 0 | 0 | 0 | 0 | 0 | 0 | 0 | 0 | 0 | 0 | 0 | 0 | 0 | 0 | 0 | 0 | 0 | 0 | 0 | 0 | 0 | 0
F9_Industrial_Food Products_Existing_Space Heating_Natural Gas_Furnace_A_Achievable Technical Potential | F9 | Industrial | Food Products | Existing | Space Heating | Natural Gas | Furnace | A | Cumulative Winter Peak Savings (MW) | Achievable Technical Potential | 0 | 0 | 0 | 0 | 0 | 0 | 0 | 0 | 0 | 0 | 0 | 0 | 0 | 0 | 0 | 0 | 0 | 0 | 0 | 0 | 0 | 0 | 0 | 0 | 0 | 0 | 0 | 0 | 0 | 0 | 0
F10_Industrial_Food Products_Existing_Space Heating_Natural Gas_Furnace_A_Achievable Technical Potential | F10 | Industrial | Food Products | Existing | Space Heating | Natural Gas | Furnace | A | Purchases (Incremental) | Achievable Technical Potential | 0 | 0 | 0 | 0 | 0 | 0.010076 | 0.020983 | 0.02278 | 0.031889 | 0.041401 | 0.048514 | 0.055699 | 0.056868 | 0.056046 | 0.06182 | 0.053434 | 0.051952 | 0.049498 | 0.046968 | 0.050741 | 0.049861 | 0.050806 | 0.054368 | 0.05527 | 0.056247 | 0.057285 | 0.058631 | 0.059871 | 0.061014 | 0.069943 | 0.075933
F11_Industrial_Food Products_Existing_Space Heating_Natural Gas_Furnace_A_Achievable Technical Potential | F11 | Industrial | Food Products | Existing | Space Heating | Natural Gas | Furnace | A | Purchases (Cumulative) | Achievable Technical Potential | 0 | 0 | 0 | 0 | 0 | 0.010076 | 0.031059 | 0.053839 | 0.085728 | 0.12713 | 0.17564 | 0.23134 | 0.28821 | 0.34426 | 0.40607 | 0.45951 | 0.51146 | 0.56096 | 0.60793 | 0.65867 | 0.70853 | 0.75934 | 0.8137 | 0.86897 | 0.92522 | 0.98251 | 1.0411 | 1.101 | 1.1284 | 1.1284 | 1.1284
F1_Industrial_Food Products_Existing_Space Heating_Natural Gas_Boiler_A_Achievable Technical Potential | F1 | Industrial | Food Products | Existing | Space Heating | Natural Gas | Boiler | A | Integrated Unit Energy Savings (kWh or therms) | Achievable Technical Potential | 0 | 8772.191 | 8772.191 | 8772.191 | 8772.191 | 5375.3 | 5375.3 | 5375.3 | 5375.3 | 5375.3 | 5375.3 | 5375.3 | 5375.3 | 5375.3 | 5375.3 | 5375.3 | 5375.3 | 5375.3 | 5375.3 | 5375.3 | 5375.3 | 5375.3 | 5375.3 | 5375.3 | 5375.3 | 5375.3 | 5375.3 | 5375.3 | 5375.3 | 5375.3 | 5375.3
F2_Industrial_Food Products_Existing_Space Heating_Natural Gas_Boiler_A_Achievable Technical Potential | F2 | Industrial | Food Products | Existing | Space Heating | Natural Gas | Boiler | A | Integrated Unit Summer Peak Savings (kW) | Achievable Technical Potential | 0 | 0 | 0 | 0 | 0 | 0 | 0 | 0 | 0 | 0 | 0 | 0 | 0 | 0 | 0 | 0 | 0 | 0 | 0 | 0 | 0 | 0 | 0 | 0 | 0 | 0 | 0 | 0 | 0 | 0 | 0
F3_Industrial_Food Products_Existing_Space Heating_Natural Gas_Boiler_A_Achievable Technical Potential | F3 | Industrial | Food Products | Existing | Space Heating | Natural Gas | Boiler | A | Integrated Unit Winter Peak Savings (kW) | Achievable Technical Potential | 0 | 0 | 0 | 0 | 0 | 0 | 0 | 0 | 0 | 0 | 0 | 0 | 0 | 0 | 0 | 0 | 0 | 0 | 0 | 0 | 0 | 0 | 0 | 0 | 0 | 0 | 0 | 0 | 0 | 0 | 0
F4_Industrial_Food Products_Existing_Space Heating_Natural Gas_Boiler_A_Achievable Technical Potential | F4 | Industrial | Food Products | Existing | Space Heating | Natural Gas | Boiler | A | Incremental Energy Savings (MWh or mTherms) | Achievable Technical Potential | 0 | 0 | 0 | 0 | 0 | 0.090173 | 0.13298 | 0.1611 | 0.18323 | 0.19811 | 0.19733 | 0.20018 | 0.2015 | 0.19927 | 0.22383 | 0.19844 | 0.1997 | 0.19829 | 0.19688 | 0.2045 | 0.19669 | 0.2101 | 0.20448 | 0.19968 | 0.20373 | 0.19963 | 0.19615 | 0.1932 | 0.19097 | 0.18926 | 0.18752
F5_Industrial_Food Products_Existing_Space Heating_Natural Gas_Boiler_A_Achievable Technical Potential | F5 | Industrial | Food Products | Existing | Space Heating | Natural Gas | Boiler | A | Incremental Summer Peak Savings (MW) | Achievable Technical Potential | 0 | 0 | 0 | 0 | 0 | 0 | 0 | 0 | 0 | 0 | 0 | 0 | 0 | 0 | 0 | 0 | 0 | 0 | 0 | 0 | 0 | 0 | 0 | 0 | 0 | 0 | 0 | 0 | 0 | 0 | 0
F6_Industrial_Food Products_Existing_Space Heating_Natural Gas_Boiler_A_Achievable Technical Potential | F6 | Industrial | Food Products | Existing | Space Heating | Natural Gas | Boiler | A | Incremental Winter Peak Savings (MW) | Achievable Technical Potential | 0 | 0 | 0 | 0 | 0 | 0 | 0 | 0 | 0 | 0 | 0 | 0 | 0 | 0 | 0 | 0 | 0 | 0 | 0 | 0 | 0 | 0 | 0 | 0 | 0 | 0 | 0 | 0 | 0 | 0 | 0
F7_Industrial_Food Products_Existing_Space Heating_Natural Gas_Boiler_A_Achievable Technical Potential | F7 | Industrial | Food Products | Existing | Space Heating | Natural Gas | Boiler | A | Cumulative Energy Savings (MWh or mTherms) | Achievable Technical Potential | 0 | 0 | 0 | 0 | 0 | 0.090173 | 0.22315 | 0.38425 | 0.56748 | 0.76559 | 0.96292 | 1.1631 | 1.3646 | 1.5639 | 1.7877 | 1.9861 | 2.1858 | 2.3841 | 2.581 | 2.7855 | 2.9822 | 3.1923 | 3.3968 | 3.4262 | 3.4562 | 3.4856 | 3.5146 | 3.543 | 0 | 0 | 0
F8_Industrial_Food Products_Existing_Space Heating_Natural Gas_Boiler_A_Achievable Technical Potential | F8 | Industrial | Food Products | Existing | Space Heating | Natural Gas | Boiler | A | Cumulative Summer Peak Savings (MW) | Achievable Technical Potential | 0 | 0 | 0 | 0 | 0 | 0 | 0 | 0 | 0 | 0 | 0 | 0 | 0 | 0 | 0 | 0 | 0 | 0 | 0 | 0 | 0 | 0 | 0 | 0 | 0 | 0 | 0 | 0 | 0 | 0 | 0
F9_Industrial_Food Products_Existing_Space Heating_Natural Gas_Boiler_A_Achievable Technical Potential | F9 | Industrial | Food Products | Existing | Space Heating | Natural Gas | Boiler | A | Cumulative Winter Peak Savings (MW) | Achievable Technical Potential | 0 | 0 | 0 | 0 | 0 | 0 | 0 | 0 | 0 | 0 | 0 | 0 | 0 | 0 | 0 | 0 | 0 | 0 | 0 | 0 | 0 | 0 | 0 | 0 | 0 | 0 | 0 | 0 | 0 | 0 | 0
F10_Industrial_Food Products_Existing_Space Heating_Natural Gas_Boiler_A_Achievable Technical Potential | F10 | Industrial | Food Products | Existing | Space Heating | Natural Gas | Boiler | A | Purchases (Incremental) | Achievable Technical Potential | 0 | 0 | 0 | 0 | 0 | 0.016775 | 0.024738 | 0.029971 | 0.034087 | 0.036855 | 0.03671 | 0.03724 | 0.037486 | 0.037072 | 0.04164 | 0.036918 | 0.037151 | 0.036888 | 0.036626 | 0.038044 | 0.036591 | 0.039086 | 0.03804 | 0.037148 | 0.0379 | 0.037139 | 0.036491 | 0.035942 | 0.035527 | 0.03521 | 0.034885
F11_Industrial_Food Products_Existing_Space Heating_Natural Gas_Boiler_A_Achievable Technical Potential | F11 | Industrial | Food Products | Existing | Space Heating | Natural Gas | Boiler | A | Purchases (Cumulative) | Achievable Technical Potential | 0 | 0 | 0 | 0 | 0 | 0.016775 | 0.041514 | 0.071485 | 0.10557 | 0.14243 | 0.17914 | 0.21638 | 0.25386 | 0.29094 | 0.33258 | 0.36949 | 0.40664 | 0.44353 | 0.48016 | 0.5182 | 0.55479 | 0.59388 | 0.63192 | 0.66907 | 0.70697 | 0.74411 | 0.7806 | 0.81654 | 0.85207 | 0.88728 | 0.90539
F1_Industrial_Food Products_Existing_Space Heating_Natural Gas_Unit Heater_A_Achievable Technical Potential | F1 | Industrial | Food Products | Existing | Space Heating | Natural Gas | Unit Heater | A | Integrated Unit Energy Savings (kWh or therms) | Achievable Technical Potential | 0 | 28641.12 | 28641.12 | 28641.12 | 28641.12 | 15772.4108 | 15772.4108 | 15772.4108 | 15772.4108 | 15772.4108 | 15772.4108 | 15772.4108 | 15772.4108 | 15772.4108 | 15772.4108 | 15772.4108 | 15772.4108 | 15772.4108 | 15772.4108 | 15772.4108 | 15772.4108 | 15772.4108 | 15772.4108 | 15772.4108 | 15772.4108 | 15772.4108 | 15772.4108 | 15772.4108 | 15772.4108 | 15772.4108 | 15772.4108
F2_Industrial_Food Products_Existing_Space Heating_Natural Gas_Unit Heater_A_Achievable Technical Potential | F2 | Industrial | Food Products | Existing | Space Heating | Natural Gas | Unit Heater | A | Integrated Unit Summer Peak Savings (kW) | Achievable Technical Potential | 0 | 0 | 0 | 0 | 0 | 0 | 0 | 0 | 0 | 0 | 0 | 0 | 0 | 0 | 0 | 0 | 0 | 0 | 0 | 0 | 0 | 0 | 0 | 0 | 0 | 0 | 0 | 0 | 0 | 0 | 0
F3_Industrial_Food Products_Existing_Space Heating_Natural Gas_Unit Heater_A_Achievable Technical Potential | F3 | Industrial | Food Products | Existing | Space Heating | Natural Gas | Unit Heater | A | Integrated Unit Winter Peak Savings (kW) | Achievable Technical Potential | 0 | 0 | 0 | 0 | 0 | 0 | 0 | 0 | 0 | 0 | 0 | 0 | 0 | 0 | 0 | 0 | 0 | 0 | 0 | 0 | 0 | 0 | 0 | 0 | 0 | 0 | 0 | 0 | 0 | 0 | 0
F4_Industrial_Food Products_Existing_Space Heating_Natural Gas_Unit Heater_A_Achievable Technical Potential | F4 | Industrial | Food Products | Existing | Space Heating | Natural Gas | Unit Heater | A | Incremental Energy Savings (MWh or mTherms) | Achievable Technical Potential | 0 | 0 | 0 | 0 | 0 | 0.021756 | 0.059151 | 0.11431 | 0.19481 | 0.2978 | 0.39199 | 0.49559 | 0.59685 | 0.68582 | 0.87919 | 0.90381 | 0.99679 | 0.95916 | 0.93418 | 0.95119 | 0.93309 | 1.0222 | 0.93649 | 0.95828 | 1.0014 | 1.0405 | 1.0855 | 1.1036 | 1.1151 | 1.123 | 1.1246
F5_Industrial_Food Products_Existing_Space Heating_Natural Gas_Unit Heater_A_Achievable Technical Potential | F5 | Industrial | Food Products | Existing | Space Heating | Natural Gas | Unit Heater | A | Incremental Summer Peak Savings (MW) | Achievable Technical Potential | 0 | 0 | 0 | 0 | 0 | 0 | 0 | 0 | 0 | 0 | 0 | 0 | 0 | 0 | 0 | 0 | 0 | 0 | 0 | 0 | 0 | 0 | 0 | 0 | 0 | 0 | 0 | 0 | 0 | 0 | 0
F6_Industrial_Food Products_Existing_Space Heating_Natural Gas_Unit Heater_A_Achievable Technical Potential | F6 | Industrial | Food Products | Existing | Space Heating | Natural Gas | Unit Heater | A | Incremental Winter Peak Savings (MW) | Achievable Technical Potential | 0 | 0 | 0 | 0 | 0 | 0 | 0 | 0 | 0 | 0 | 0 | 0 | 0 | 0 | 0 | 0 | 0 | 0 | 0 | 0 | 0 | 0 | 0 | 0 | 0 | 0 | 0 | 0 | 0 | 0 | 0
F7_Industrial_Food Products_Existing_Space Heating_Natural Gas_Unit Heater_A_Achievable Technical Potential | F7 | Industrial | Food Products | Existing | Space Heating | Natural Gas | Unit Heater | A | Cumulative Energy Savings (MWh or mTherms) | Achievable Technical Potential | 0 | 0 | 0 | 0 | 0 | 0.021756 | 0.080906 | 0.19522 | 0.39003 | 0.68783 | 1.0798 | 1.5754 | 2.1723 | 2.8581 | 3.7373 | 4.6411 | 5.6379 | 6.5753 | 7.4503 | 8.2872 | 9.0255 | 9.7499 | 10.2944 | 10.757 | 11.1616 | 11.5162 | 11.7225 | 11.9223 | 0 | 0 | 0
F8_Industrial_Food Products_Existing_Space Heating_Natural Gas_Unit Heater_A_Achievable Technical Potential | F8 | Industrial | Food Products | Existing | Space Heating | Natural Gas | Unit Heater | A | Cumulative Summer Peak Savings (MW) | Achievable Technical Potential | 0 | 0 | 0 | 0 | 0 | 0 | 0 | 0 | 0 | 0 | 0 | 0 | 0 | 0 | 0 | 0 | 0 | 0 | 0 | 0 | 0 | 0 | 0 | 0 | 0 | 0 | 0 | 0 | 0 | 0 | 0
F9_Industrial_Food Products_Existing_Space Heating_Natural Gas_Unit Heater_A_Achievable Technical Potential | F9 | Industrial | Food Products | Existing | Space Heating | Natural Gas | Unit Heater | A | Cumulative Winter Peak Savings (MW) | Achievable Technical Potential | 0 | 0 | 0 | 0 | 0 | 0 | 0 | 0 | 0 | 0 | 0 | 0 | 0 | 0 | 0 | 0 | 0 | 0 | 0 | 0 | 0 | 0 | 0 | 0 | 0 | 0 | 0 | 0 | 0 | 0 | 0
F10_Industrial_Food Products_Existing_Space Heating_Natural Gas_Unit Heater_A_Achievable Technical Potential | F10 | Industrial | Food Products | Existing | Space Heating | Natural Gas | Unit Heater | A | Purchases (Incremental) | Achievable Technical Potential | 0 | 0 | 0 | 0 | 0 | 0.0013794 | 0.0037503 | 0.0072475 | 0.012351 | 0.018881 | 0.024853 | 0.031422 | 0.037841 | 0.043483 | 0.055742 | 0.057303 | 0.063199 | 0.060812 | 0.059229 | 0.060307 | 0.05916 | 0.064809 | 0.059375 | 0.060757 | 0.063489 | 0.065968 | 0.068822 | 0.069971 | 0.070699 | 0.071202 | 0.071303
F11_Industrial_Food Products_Existing_Space Heating_Natural Gas_Unit Heater_A_Achievable Technical Potential | F11 | Industrial | Food Products | Existing | Space Heating | Natural Gas | Unit Heater | A | Purchases (Cumulative) | Achievable Technical Potential | 0 | 0 | 0 | 0 | 0 | 0.0013794 | 0.0051296 | 0.012377 | 0.024728 | 0.04361 | 0.068463 | 0.099884 | 0.13773 | 0.18121 | 0.23695 | 0.29425 | 0.35745 | 0.41689 | 0.47236 | 0.52542 | 0.57223 | 0.61816 | 0.65268 | 0.68202 | 0.70766 | 0.73015 | 0.74323 | 0.7559 | 0.7634 | 0.77379 | 0.78586
F1_Industrial_Food Products_New_Space Heating_Natural Gas_Furnace_A_Achievable Technical Potential | F1 | Industrial | Food Products | New | Space Heating | Natural Gas | Furnace | A | Integrated Unit Energy Savings (kWh or therms) | Achievable Technical Potential | 0 | 0 | 0 | 0 | 0 | 0 | 0 | 0 | 0 | 0 | 0 | 0 | 0 | 0 | 0 | 0 | 0 | 0 | 0 | 0 | 0 | 0 | 0 | 0 | 0 | 0 | 0 | 0 | 0 | 0 | 0
F2_Industrial_Food Products_New_Space Heating_Natural Gas_Furnace_A_Achievable Technical Potential | F2 | Industrial | Food Products | New | Space Heating | Natural Gas | Furnace | A | Integrated Unit Summer Peak Savings (kW) | Achievable Technical Potential | 0 | 0 | 0 | 0 | 0 | 0 | 0 | 0 | 0 | 0 | 0 | 0 | 0 | 0 | 0 | 0 | 0 | 0 | 0 | 0 | 0 | 0 | 0 | 0 | 0 | 0 | 0 | 0 | 0 | 0 | 0
F3_Industrial_Food Products_New_Space Heating_Natural Gas_Furnace_A_Achievable Technical Potential | F3 | Industrial | Food Products | New | Space Heating | Natural Gas | Furnace | A | Integrated Unit Winter Peak Savings (kW) | Achievable Technical Potential | 0 | 0 | 0 | 0 | 0 | 0 | 0 | 0 | 0 | 0 | 0 | 0 | 0 | 0 | 0 | 0 | 0 | 0 | 0 | 0 | 0 | 0 | 0 | 0 | 0 | 0 | 0 | 0 | 0 | 0 | 0
F4_Industrial_Food Products_New_Space Heating_Natural Gas_Furnace_A_Achievable Technical Potential | F4 | Industrial | Food Products | New | Space Heating | Natural Gas | Furnace | A | Incremental Energy Savings (MWh or mTherms) | Achievable Technical Potential | 0 | 0 | 0 | 0 | 0 | 0 | 0 | 0 | 0 | 0 | 0 | 0 | 0 | 0 | 0 | 0 | 0 | 0 | 0 | 0 | 0 | 0 | 0 | 0 | 0 | 0 | 0 | 0 | 0 | 0 | 0
F5_Industrial_Food Products_New_Space Heating_Natural Gas_Furnace_A_Achievable Technical Potential | F5 | Industrial | Food Products | New | Space Heating | Natural Gas | Furnace | A | Incremental Summer Peak Savings (MW) | Achievable Technical Potential | 0 | 0 | 0 | 0 | 0 | 0 | 0 | 0 | 0 | 0 | 0 | 0 | 0 | 0 | 0 | 0 | 0 | 0 | 0 | 0 | 0 | 0 | 0 | 0 | 0 | 0 | 0 | 0 | 0 | 0 | 0
F6_Industrial_Food Products_New_Space Heating_Natural Gas_Furnace_A_Achievable Technical Potential | F6 | Industrial | Food Products | New | Space Heating | Natural Gas | Furnace | A | Incremental Winter Peak Savings (MW) | Achievable Technical Potential | 0 | 0 | 0 | 0 | 0 | 0 | 0 | 0 | 0 | 0 | 0 | 0 | 0 | 0 | 0 | 0 | 0 | 0 | 0 | 0 | 0 | 0 | 0 | 0 | 0 | 0 | 0 | 0 | 0 | 0 | 0
F7_Industrial_Food Products_New_Space Heating_Natural Gas_Furnace_A_Achievable Technical Potential | F7 | Industrial | Food Products | New | Space Heating | Natural Gas | Furnace | A | Cumulative Energy Savings (MWh or mTherms) | Achievable Technical Potential | 0 | 0 | 0 | 0 | 0 | 0 | 0 | 0 | 0 | 0 | 0 | 0 | 0 | 0 | 0 | 0 | 0 | 0 | 0 | 0 | 0 | 0 | 0 | 0 | 0 | 0 | 0 | 0 | 0 | 0 | 0
F8_Industrial_Food Products_New_Space Heating_Natural Gas_Furnace_A_Achievable Technical Potential | F8 | Industrial | Food Products | New | Space Heating | Natural Gas | Furnace | A | Cumulative Summer Peak Savings (MW) | Achievable Technical Potential | 0 | 0 | 0 | 0 | 0 | 0 | 0 | 0 | 0 | 0 | 0 | 0 | 0 | 0 | 0 | 0 | 0 | 0 | 0 | 0 | 0 | 0 | 0 | 0 | 0 | 0 | 0 | 0 | 0 | 0 | 0
F9_Industrial_Food Products_New_Space Heating_Natural Gas_Furnace_A_Achievable Technical Potential | F9 | Industrial | Food Products | New | Space Heating | Natural Gas | Furnace | A | Cumulative Winter Peak Savings (MW) | Achievable Technical Potential | 0 | 0 | 0 | 0 | 0 | 0 | 0 | 0 | 0 | 0 | 0 | 0 | 0 | 0 | 0 | 0 | 0 | 0 | 0 | 0 | 0 | 0 | 0 | 0 | 0 | 0 | 0 | 0 | 0 | 0 | 0
F10_Industrial_Food Products_New_Space Heating_Natural Gas_Furnace_A_Achievable Technical Potential | F10 | Industrial | Food Products | New | Space Heating | Natural Gas | Furnace | A | Purchases (Incremental) | Achievable Technical Potential | 0 | 0 | 0 | 0 | 0 | 0 | 0 | 0 | 0 | 0 | 0 | 0 | 0 | 0 | 0 | 0 | 0 | 0 | 0 | 0 | 0 | 0 | 0 | 0 | 0 | 0 | 0 | 0 | 0 | 0 | 0
F11_Industrial_Food Products_New_Space Heating_Natural Gas_Furnace_A_Achievable Technical Potential | F11 | Industrial | Food Products | New | Space Heating | Natural Gas | Furnace | A | Purchases (Cumulative) | Achievable Technical Potential | 0 | 0 | 0 | 0 | 0 | 0 | 0 | 0 | 0 | 0 | 0 | 0 | 0 | 0 | 0 | 0 | 0 | 0 | 0 | 0 | 0 | 0 | 0 | 0 | 0 | 0 | 0 | 0 | 0 | 0 | 0
F1_Industrial_Food Products_New_Space Heating_Natural Gas_Boiler_A_Achievable Technical Potential | F1 | Industrial | Food Products | New | Space Heating | Natural Gas | Boiler | A | Integrated Unit Energy Savings (kWh or therms) | Achievable Technical Potential | 0 | 0 | 0 | 0 | 0 | 0 | 0 | 0 | 0 | 0 | 0 | 0 | 0 | 0 | 0 | 0 | 0 | 0 | 0 | 0 | 0 | 0 | 0 | 0 | 0 | 0 | 0 | 0 | 0 | 0 | 0
F2_Industrial_Food Products_New_Space Heating_Natural Gas_Boiler_A_Achievable Technical Potential | F2 | Industrial | Food Products | New | Space Heating | Natural Gas | Boiler | A | Integrated Unit Summer Peak Savings (kW) | Achievable Technical Potential | 0 | 0 | 0 | 0 | 0 | 0 | 0 | 0 | 0 | 0 | 0 | 0 | 0 | 0 | 0 | 0 | 0 | 0 | 0 | 0 | 0 | 0 | 0 | 0 | 0 | 0 | 0 | 0 | 0 | 0 | 0
F3_Industrial_Food Products_New_Space Heating_Natural Gas_Boiler_A_Achievable Technical Potential | F3 | Industrial | Food Products | New | Space Heating | Natural Gas | Boiler | A | Integrated Unit Winter Peak Savings (kW) | Achievable Technical Potential | 0 | 0 | 0 | 0 | 0 | 0 | 0 | 0 | 0 | 0 | 0 | 0 | 0 | 0 | 0 | 0 | 0 | 0 | 0 | 0 | 0 | 0 | 0 | 0 | 0 | 0 | 0 | 0 | 0 | 0 | 0
F4_Industrial_Food Products_New_Space Heating_Natural Gas_Boiler_A_Achievable Technical Potential | F4 | Industrial | Food Products | New | Space Heating | Natural Gas | Boiler | A | Incremental Energy Savings (MWh or mTherms) | Achievable Technical Potential | 0 | 0 | 0 | 0 | 0 | 0 | 0 | 0 | 0 | 0 | 0 | 0 | 0 | 0 | 0 | 0 | 0 | 0 | 0 | 0 | 0 | 0 | 0 | 0 | 0 | 0 | 0 | 0 | 0 | 0 | 0
F5_Industrial_Food Products_New_Space Heating_Natural Gas_Boiler_A_Achievable Technical Potential | F5 | Industrial | Food Products | New | Space Heating | Natural Gas | Boiler | A | Incremental Summer Peak Savings (MW) | Achievable Technical Potential | 0 | 0 | 0 | 0 | 0 | 0 | 0 | 0 | 0 | 0 | 0 | 0 | 0 | 0 | 0 | 0 | 0 | 0 | 0 | 0 | 0 | 0 | 0 | 0 | 0 | 0 | 0 | 0 | 0 | 0 | 0
F6_Industrial_Food Products_New_Space Heating_Natural Gas_Boiler_A_Achievable Technical Potential | F6 | Industrial | Food Products | New | Space Heating | Natural Gas | Boiler | A | Incremental Winter Peak Savings (MW) | Achievable Technical Potential | 0 | 0 | 0 | 0 | 0 | 0 | 0 | 0 | 0 | 0 | 0 | 0 | 0 | 0 | 0 | 0 | 0 | 0 | 0 | 0 | 0 | 0 | 0 | 0 | 0 | 0 | 0 | 0 | 0 | 0 | 0
F7_Industrial_Food Products_New_Space Heating_Natural Gas_Boiler_A_Achievable Technical Potential | F7 | Industrial | Food Products | New | Space Heating | Natural Gas | Boiler | A | Cumulative Energy Savings (MWh or mTherms) | Achievable Technical Potential | 0 | 0 | 0 | 0 | 0 | 0 | 0 | 0 | 0 | 0 | 0 | 0 | 0 | 0 | 0 | 0 | 0 | 0 | 0 | 0 | 0 | 0 | 0 | 0 | 0 | 0 | 0 | 0 | 0 | 0 | 0
F8_Industrial_Food Products_New_Space Heating_Natural Gas_Boiler_A_Achievable Technical Potential | F8 | Industrial | Food Products | New | Space Heating | Natural Gas | Boiler | A | Cumulative Summer Peak Savings (MW) | Achievable Technical Potential | 0 | 0 | 0 | 0 | 0 | 0 | 0 | 0 | 0 | 0 | 0 | 0 | 0 | 0 | 0 | 0 | 0 | 0 | 0 | 0 | 0 | 0 | 0 | 0 | 0 | 0 | 0 | 0 | 0 | 0 | 0
F9_Industrial_Food Products_New_Space Heating_Natural Gas_Boiler_A_Achievable Technical Potential | F9 | Industrial | Food Products | New | Space Heating | Natural Gas | Boiler | A | Cumulative Winter Peak Savings (MW) | Achievable Technical Potential | 0 | 0 | 0 | 0 | 0 | 0 | 0 | 0 | 0 | 0 | 0 | 0 | 0 | 0 | 0 | 0 | 0 | 0 | 0 | 0 | 0 | 0 | 0 | 0 | 0 | 0 | 0 | 0 | 0 | 0 | 0
F10_Industrial_Food Products_New_Space Heating_Natural Gas_Boiler_A_Achievable Technical Potential | F10 | Industrial | Food Products | New | Space Heating | Natural Gas | Boiler | A | Purchases (Incremental) | Achievable Technical Potential | 0 | 0 | 0 | 0 | 0 | 0 | 0 | 0 | 0 | 0 | 0 | 0 | 0 | 0 | 0 | 0 | 0 | 0 | 0 | 0 | 0 | 0 | 0 | 0 | 0 | 0 | 0 | 0 | 0 | 0 | 0
F11_Industrial_Food Products_New_Space Heating_Natural Gas_Boiler_A_Achievable Technical Potential | F11 | Industrial | Food Products | New | Space Heating | Natural Gas | Boiler | A | Purchases (Cumulative) | Achievable Technical Potential | 0 | 0 | 0 | 0 | 0 | 0 | 0 | 0 | 0 | 0 | 0 | 0 | 0 | 0 | 0 | 0 | 0 | 0 | 0 | 0 | 0 | 0 | 0 | 0 | 0 | 0 | 0 | 0 | 0 | 0 | 0
F1_Industrial_Food Products_New_Space Heating_Natural Gas_Unit Heater_A_Achievable Technical Potential | F1 | Industrial | Food Products | New | Space Heating | Natural Gas | Unit Heater | A | Integrated Unit Energy Savings (kWh or therms) | Achievable Technical Potential | 0 | 28641.12 | 28641.12 | 28641.12 | 28641.12 | 15772.4108 | 15772.4108 | 15772.4108 | 15772.4108 | 15772.4108 | 15772.4108 | 15772.4108 | 15772.4108 | 15772.4108 | 15772.4108 | 15772.4108 | 15772.4108 | 15772.4108 | 15772.4108 | 15772.4108 | 15772.4108 | 15772.4108 | 15772.4108 | 15772.4108 | 15772.4108 | 15772.4108 | 15772.4108 | 15772.4108 | 15772.4108 | 15772.4108 | 15772.4108
F2_Industrial_Food Products_New_Space Heating_Natural Gas_Unit Heater_A_Achievable Technical Potential | F2 | Industrial | Food Products | New | Space Heating | Natural Gas | Unit Heater | A | Integrated Unit Summer Peak Savings (kW) | Achievable Technical Potential | 0 | 0 | 0 | 0 | 0 | 0 | 0 | 0 | 0 | 0 | 0 | 0 | 0 | 0 | 0 | 0 | 0 | 0 | 0 | 0 | 0 | 0 | 0 | 0 | 0 | 0 | 0 | 0 | 0 | 0 | 0
F3_Industrial_Food Products_New_Space Heating_Natural Gas_Unit Heater_A_Achievable Technical Potential | F3 | Industrial | Food Products | New | Space Heating | Natural Gas | Unit Heater | A | Integrated Unit Winter Peak Savings (kW) | Achievable Technical Potential | 0 | 0 | 0 | 0 | 0 | 0 | 0 | 0 | 0 | 0 | 0 | 0 | 0 | 0 | 0 | 0 | 0 | 0 | 0 | 0 | 0 | 0 | 0 | 0 | 0 | 0 | 0 | 0 | 0 | 0 | 0
F4_Industrial_Food Products_New_Space Heating_Natural Gas_Unit Heater_A_Achievable Technical Potential | F4 | Industrial | Food Products | New | Space Heating | Natural Gas | Unit Heater | A | Incremental Energy Savings (MWh or mTherms) | Achievable Technical Potential | 0 | 0 | 0 | 0 | 0 | 0.0080497 | 0.015823 | 0.023721 | 0.031441 | 0.039323 | 0.04644 | 0.060888 | 0.073767 | 0.084313 | 0.092696 | 0.10123 | 0.10762 | 0.11362 | 0.14422 | 0.1418 | 0.14019 | 0.14153 | 0.14446 | 0.1472 | 0.15059 | 0.15416 | 0.15838 | 0.16212 | 0.17303 | 0.18102 | 0.18664
F5_Industrial_Food Products_New_Space Heating_Natural Gas_Unit Heater_A_Achievable Technical Potential | F5 | Industrial | Food Products | New | Space Heating | Natural Gas | Unit Heater | A | Incremental Summer Peak Savings (MW) | Achievable Technical Potential | 0 | 0 | 0 | 0 | 0 | 0 | 0 | 0 | 0 | 0 | 0 | 0 | 0 | 0 | 0 | 0 | 0 | 0 | 0 | 0 | 0 | 0 | 0 | 0 | 0 | 0 | 0 | 0 | 0 | 0 | 0
F6_Industrial_Food Products_New_Space Heating_Natural Gas_Unit Heater_A_Achievable Technical Potential | F6 | Industrial | Food Products | New | Space Heating | Natural Gas | Unit Heater | A | Incremental Winter Peak Savings (MW) | Achievable Technical Potential | 0 | 0 | 0 | 0 | 0 | 0 | 0 | 0 | 0 | 0 | 0 | 0 | 0 | 0 | 0 | 0 | 0 | 0 | 0 | 0 | 0 | 0 | 0 | 0 | 0 | 0 | 0 | 0 | 0 | 0 | 0
F7_Industrial_Food Products_New_Space Heating_Natural Gas_Unit Heater_A_Achievable Technical Potential | F7 | Industrial | Food Products | New | Space Heating | Natural Gas | Unit Heater | A | Cumulative Energy Savings (MWh or mTherms) | Achievable Technical Potential | 0 | 0 | 0 | 0 | 0 | 0.0080497 | 0.023872 | 0.047593 | 0.079035 | 0.11836 | 0.1648 | 0.22569 | 0.29945 | 0.38377 | 0.47646 | 0.57769 | 0.68531 | 0.79088 | 0.91927 | 1.0373 | 1.1461 | 1.2483 | 1.3463 | 1.4326 | 1.5095 | 1.5793 | 1.645 | 1.7059 | 0 | 0 | 0
F8_Industrial_Food Products_New_Space Heating_Natural Gas_Unit Heater_A_Achievable Technical Potential | F8 | Industrial | Food Products | New | Space Heating | Natural Gas | Unit Heater | A | Cumulative Summer Peak Savings (MW) | Achievable Technical Potential | 0 | 0 | 0 | 0 | 0 | 0 | 0 | 0 | 0 | 0 | 0 | 0 | 0 | 0 | 0 | 0 | 0 | 0 | 0 | 0 | 0 | 0 | 0 | 0 | 0 | 0 | 0 | 0 | 0 | 0 | 0
F9_Industrial_Food Products_New_Space Heating_Natural Gas_Unit Heater_A_Achievable Technical Potential | F9 | Industrial | Food Products | New | Space Heating | Natural Gas | Unit Heater | A | Cumulative Winter Peak Savings (MW) | Achievable Technical Potential | 0 | 0 | 0 | 0 | 0 | 0 | 0 | 0 | 0 | 0 | 0 | 0 | 0 | 0 | 0 | 0 | 0 | 0 | 0 | 0 | 0 | 0 | 0 | 0 | 0 | 0 | 0 | 0 | 0 | 0 | 0
F10_Industrial_Food Products_New_Space Heating_Natural Gas_Unit Heater_A_Achievable Technical Potential | F10 | Industrial | Food Products | New | Space Heating | Natural Gas | Unit Heater | A | Purchases (Incremental) | Achievable Technical Potential | 0 | 0 | 0 | 0 | 0 | 0.00051036 | 0.0010032 | 0.001504 | 0.0019934 | 0.0024932 | 0.0029444 | 0.0038604 | 0.004677 | 0.0053456 | 0.0058771 | 0.0064182 | 0.006823 | 0.0072035 | 0.0091437 | 0.0089902 | 0.0088885 | 0.0089731 | 0.0091591 | 0.0093327 | 0.0095475 | 0.0097743 | 0.010042 | 0.010279 | 0.010971 | 0.011477 | 0.011833
F11_Industrial_Food Products_New_Space Heating_Natural Gas_Unit Heater_A_Achievable Technical Potential | F11 | Industrial | Food Products | New | Space Heating | Natural Gas | Unit Heater | A | Purchases (Cumulative) | Achievable Technical Potential | 0 | 0 | 0 | 0 | 0 | 0.00051036 | 0.0015136 | 0.0030175 | 0.005011 | 0.0075041 | 0.010448 | 0.014309 | 0.018986 | 0.024331 | 0.030209 | 0.036627 | 0.04345 | 0.050143 | 0.058283 | 0.06577 | 0.072665 | 0.079145 | 0.085359 | 0.090832 | 0.095702 | 0.10013 | 0.1043 | 0.10816 | 0.1123 | 0.11658 | 0.11927
F1_Industrial_Agriculture_Existing_Space Heating_Natural Gas_Furnace_A_Achievable Technical Potential | F1 | Industrial | Agriculture | Existing | Space Heating | Natural Gas | Furnace | A | Integrated Unit Energy Savings (kWh or therms) | Achievable Technical Potential | 0 | 505.0924 | 505.0924 | 505.0924 | 505.0924 | 138.7616 | 138.7616 | 799.267 | 799.267 | 799.267 | 799.267 | 799.267 | 799.267 | 799.267 | 799.267 | 799.267 | 799.267 | 799.267 | 799.267 | 799.267 | 799.267 | 799.267 | 799.267 | 799.267 | 799.267 | 799.267 | 799.267 | 799.267 | 799.267 | 799.267 | 799.267
F2_Industrial_Agriculture_Existing_Space Heating_Natural Gas_Furnace_A_Achievable Technical Potential | F2 | Industrial | Agriculture | Existing | Space Heating | Natural Gas | Furnace | A | Integrated Unit Summer Peak Savings (kW) | Achievable Technical Potential | 0 | 0 | 0 | 0 | 0 | 0 | 0 | 0 | 0 | 0 | 0 | 0 | 0 | 0 | 0 | 0 | 0 | 0 | 0 | 0 | 0 | 0 | 0 | 0 | 0 | 0 | 0 | 0 | 0 | 0 | 0
F3_Industrial_Agriculture_Existing_Space Heating_Natural Gas_Furnace_A_Achievable Technical Potential | F3 | Industrial | Agriculture | Existing | Space Heating | Natural Gas | Furnace | A | Integrated Unit Winter Peak Savings (kW) | Achievable Technical Potential | 0 | 0 | 0 | 0 | 0 | 0 | 0 | 0 | 0 | 0 | 0 | 0 | 0 | 0 | 0 | 0 | 0 | 0 | 0 | 0 | 0 | 0 | 0 | 0 | 0 | 0 | 0 | 0 | 0 | 0 | 0
F4_Industrial_Agriculture_Existing_Space Heating_Natural Gas_Furnace_A_Achievable Technical Potential | F4 | Industrial | Agriculture | Existing | Space Heating | Natural Gas | Furnace | A | Incremental Energy Savings (MWh or mTherms) | Achievable Technical Potential | 0 | 0 | 0 | 0 | 0 | 0.0036005 | 0.007498 | 0.046887 | 0.065636 | 0.085214 | 0.099854 | 0.11464 | 0.11705 | 0.11536 | 0.12724 | 0.10998 | 0.10693 | 0.10188 | 0.096672 | 0.10444 | 0.10263 | 0.10457 | 0.1119 | 0.11376 | 0.11577 | 0.11791 | 0.12068 | 0.12323 | 0.12558 | 0.14396 | 0.15629
F5_Industrial_Agriculture_Existing_Space Heating_Natural Gas_Furnace_A_Achievable Technical Potential | F5 | Industrial | Agriculture | Existing | Space Heating | Natural Gas | Furnace | A | Incremental Summer Peak Savings (MW) | Achievable Technical Potential | 0 | 0 | 0 | 0 | 0 | 0 | 0 | 0 | 0 | 0 | 0 | 0 | 0 | 0 | 0 | 0 | 0 | 0 | 0 | 0 | 0 | 0 | 0 | 0 | 0 | 0 | 0 | 0 | 0 | 0 | 0
F6_Industrial_Agriculture_Existing_Space Heating_Natural Gas_Furnace_A_Achievable Technical Potential | F6 | Industrial | Agriculture | Existing | Space Heating | Natural Gas | Furnace | A | Incremental Winter Peak Savings (MW) | Achievable Technical Potential | 0 | 0 | 0 | 0 | 0 | 0 | 0 | 0 | 0 | 0 | 0 | 0 | 0 | 0 | 0 | 0 | 0 | 0 | 0 | 0 | 0 | 0 | 0 | 0 | 0 | 0 | 0 | 0 | 0 | 0 | 0
F7_Industrial_Agriculture_Existing_Space Heating_Natural Gas_Furnace_A_Achievable Technical Potential | F7 | Industrial | Agriculture | Existing | Space Heating | Natural Gas | Furnace | A | Cumulative Energy Savings (MWh or mTherms) | Achievable Technical Potential | 0 | 0 | 0 | 0 | 0 | 0.0036005 | 0.011098 | 0.019239 | 0.030634 | 0.045428 | 0.062763 | 0.082667 | 0.10299 | 0.12301 | 0.1451 | 0.1642 | 0.18276 | 0.20045 | 0.21723 | 0.23537 | 0.25318 | 0.27134 | 0.29076 | 0.31051 | 0.33061 | 0.35108 | 0.37203 | 0.39343 | 0 | 0 | 0
F8_Industrial_Agriculture_Existing_Space Heating_Natural Gas_Furnace_A_Achievable Technical Potential | F8 | Industrial | Agriculture | Existing | Space Heating | Natural Gas | Furnace | A | Cumulative Summer Peak Savings (MW) | Achievable Technical Potential | 0 | 0 | 0 | 0 | 0 | 0 | 0 | 0 | 0 | 0 | 0 | 0 | 0 | 0 | 0 | 0 | 0 | 0 | 0 | 0 | 0 | 0 | 0 | 0 | 0 | 0 | 0 | 0 | 0 | 0 | 0
F9_Industrial_Agriculture_Existing_Space Heating_Natural Gas_Furnace_A_Achievable Technical Potential | F9 | Industrial | Agriculture | Existing | Space Heating | Natural Gas | Furnace | A | Cumulative Winter Peak Savings (MW) | Achievable Technical Potential | 0 | 0 | 0 | 0 | 0 | 0 | 0 | 0 | 0 | 0 | 0 | 0 | 0 | 0 | 0 | 0 | 0 | 0 | 0 | 0 | 0 | 0 | 0 | 0 | 0 | 0 | 0 | 0 | 0 | 0 | 0
F10_Industrial_Agriculture_Existing_Space Heating_Natural Gas_Furnace_A_Achievable Technical Potential | F10 | Industrial | Agriculture | Existing | Space Heating | Natural Gas | Furnace | A | Purchases (Incremental) | Achievable Technical Potential | 0 | 0 | 0 | 0 | 0 | 0.025948 | 0.054035 | 0.058662 | 0.082121 | 0.10661 | 0.12493 | 0.14343 | 0.14644 | 0.14433 | 0.1592 | 0.1376 | 0.13379 | 0.12747 | 0.12095 | 0.13067 | 0.1284 | 0.13083 | 0.14001 | 0.14233 | 0.14485 | 0.14752 | 0.15098 | 0.15418 | 0.15712 | 0.18012 | 0.19554
F11_Industrial_Agriculture_Existing_Space Heating_Natural Gas_Furnace_A_Achievable Technical Potential | F11 | Industrial | Agriculture | Existing | Space Heating | Natural Gas | Furnace | A | Purchases (Cumulative) | Achievable Technical Potential | 0 | 0 | 0 | 0 | 0 | 0.025948 | 0.079982 | 0.13864 | 0.22077 | 0.32738 | 0.45231 | 0.59575 | 0.74219 | 0.88652 | 1.0457 | 1.1833 | 1.3171 | 1.4446 | 1.5655 | 1.6962 | 1.8246 | 1.9554 | 2.0954 | 2.2378 | 2.3826 | 2.5301 | 2.6811 | 2.8353 | 2.9059 | 2.9059 | 2.9059
F1_Industrial_Agriculture_Existing_Space Heating_Natural Gas_Boiler_A_Achievable Technical Potential | F1 | Industrial | Agriculture | Existing | Space Heating | Natural Gas | Boiler | A | Integrated Unit Energy Savings (kWh or therms) | Achievable Technical Potential | 0 | 8772.191 | 8772.191 | 8772.191 | 8772.191 | 5375.3 | 5375.3 | 5375.3 | 5375.3 | 5375.3 | 5375.3 | 5375.3 | 5375.3 | 5375.3 | 5375.3 | 5375.3 | 5375.3 | 5375.3 | 5375.3 | 5375.3 | 5375.3 | 5375.3 | 5375.3 | 5375.3 | 5375.3 | 5375.3 | 5375.3 | 5375.3 | 5375.3 | 5375.3 | 5375.3
F2_Industrial_Agriculture_Existing_Space Heating_Natural Gas_Boiler_A_Achievable Technical Potential | F2 | Industrial | Agriculture | Existing | Space Heating | Natural Gas | Boiler | A | Integrated Unit Summer Peak Savings (kW) | Achievable Technical Potential | 0 | 0 | 0 | 0 | 0 | 0 | 0 | 0 | 0 | 0 | 0 | 0 | 0 | 0 | 0 | 0 | 0 | 0 | 0 | 0 | 0 | 0 | 0 | 0 | 0 | 0 | 0 | 0 | 0 | 0 | 0
F3_Industrial_Agriculture_Existing_Space Heating_Natural Gas_Boiler_A_Achievable Technical Potential | F3 | Industrial | Agriculture | Existing | Space Heating | Natural Gas | Boiler | A | Integrated Unit Winter Peak Savings (kW) | Achievable Technical Potential | 0 | 0 | 0 | 0 | 0 | 0 | 0 | 0 | 0 | 0 | 0 | 0 | 0 | 0 | 0 | 0 | 0 | 0 | 0 | 0 | 0 | 0 | 0 | 0 | 0 | 0 | 0 | 0 | 0 | 0 | 0
F4_Industrial_Agriculture_Existing_Space Heating_Natural Gas_Boiler_A_Achievable Technical Potential | F4 | Industrial | Agriculture | Existing | Space Heating | Natural Gas | Boiler | A | Incremental Energy Savings (MWh or mTherms) | Achievable Technical Potential | 0 | 0 | 0 | 0 | 0 | 0.23221 | 0.34244 | 0.41487 | 0.47185 | 0.51016 | 0.50816 | 0.51549 | 0.51889 | 0.51317 | 0.5764 | 0.51103 | 0.51425 | 0.51062 | 0.50699 | 0.52661 | 0.5065 | 0.54104 | 0.52657 | 0.51421 | 0.52463 | 0.51409 | 0.50512 | 0.49753 | 0.49178 | 0.48739 | 0.48289
F5_Industrial_Agriculture_Existing_Space Heating_Natural Gas_Boiler_A_Achievable Technical Potential | F5 | Industrial | Agriculture | Existing | Space Heating | Natural Gas | Boiler | A | Incremental Summer Peak Savings (MW) | Achievable Technical Potential | 0 | 0 | 0 | 0 | 0 | 0 | 0 | 0 | 0 | 0 | 0 | 0 | 0 | 0 | 0 | 0 | 0 | 0 | 0 | 0 | 0 | 0 | 0 | 0 | 0 | 0 | 0 | 0 | 0 | 0 | 0
F6_Industrial_Agriculture_Existing_Space Heating_Natural Gas_Boiler_A_Achievable Technical Potential | F6 | Industrial | Agriculture | Existing | Space Heating | Natural Gas | Boiler | A | Incremental Winter Peak Savings (MW) | Achievable Technical Potential | 0 | 0 | 0 | 0 | 0 | 0 | 0 | 0 | 0 | 0 | 0 | 0 | 0 | 0 | 0 | 0 | 0 | 0 | 0 | 0 | 0 | 0 | 0 | 0 | 0 | 0 | 0 | 0 | 0 | 0 | 0
F7_Industrial_Agriculture_Existing_Space Heating_Natural Gas_Boiler_A_Achievable Technical Potential | F7 | Industrial | Agriculture | Existing | Space Heating | Natural Gas | Boiler | A | Cumulative Energy Savings (MWh or mTherms) | Achievable Technical Potential | 0 | 0 | 0 | 0 | 0 | 0.23221 | 0.57465 | 0.98952 | 1.4614 | 1.9715 | 2.4797 | 2.9952 | 3.5141 | 4.0272 | 4.6036 | 5.1147 | 5.6289 | 6.1395 | 6.6465 | 7.1731 | 7.6796 | 8.2207 | 8.7472 | 8.823 | 8.9004 | 8.9761 | 9.0506 | 9.1239 | 0 | 0 | 0
F8_Industrial_Agriculture_Existing_Space Heating_Natural Gas_Boiler_A_Achievable Technical Potential | F8 | Industrial | Agriculture | Existing | Space Heating | Natural Gas | Boiler | A | Cumulative Summer Peak Savings (MW) | Achievable Technical Potential | 0 | 0 | 0 | 0 | 0 | 0 | 0 | 0 | 0 | 0 | 0 | 0 | 0 | 0 | 0 | 0 | 0 | 0 | 0 | 0 | 0 | 0 | 0 | 0 | 0 | 0 | 0 | 0 | 0 | 0 | 0
F9_Industrial_Agriculture_Existing_Space Heating_Natural Gas_Boiler_A_Achievable Technical Potential | F9 | Industrial | Agriculture | Existing | Space Heating | Natural Gas | Boiler | A | Cumulative Winter Peak Savings (MW) | Achievable Technical Potential | 0 | 0 | 0 | 0 | 0 | 0 | 0 | 0 | 0 | 0 | 0 | 0 | 0 | 0 | 0 | 0 | 0 | 0 | 0 | 0 | 0 | 0 | 0 | 0 | 0 | 0 | 0 | 0 | 0 | 0 | 0
F10_Industrial_Agriculture_Existing_Space Heating_Natural Gas_Boiler_A_Achievable Technical Potential | F10 | Industrial | Agriculture | Existing | Space Heating | Natural Gas | Boiler | A | Purchases (Incremental) | Achievable Technical Potential | 0 | 0 | 0 | 0 | 0 | 0.0432 | 0.063706 | 0.077181 | 0.087781 | 0.094908 | 0.094535 | 0.095899 | 0.096532 | 0.095468 | 0.10723 | 0.09507 | 0.09567 | 0.094994 | 0.094319 | 0.097969 | 0.094228 | 0.10065 | 0.097961 | 0.095662 | 0.0976 | 0.095639 | 0.09397 | 0.092558 | 0.091489 | 0.090672 | 0.089835
F11_Industrial_Agriculture_Existing_Space Heating_Natural Gas_Boiler_A_Achievable Technical Potential | F11 | Industrial | Agriculture | Existing | Space Heating | Natural Gas | Boiler | A | Purchases (Cumulative) | Achievable Technical Potential | 0 | 0 | 0 | 0 | 0 | 0.0432 | 0.10691 | 0.18409 | 0.27187 | 0.36677 | 0.46131 | 0.55721 | 0.65374 | 0.74921 | 0.85644 | 0.95151 | 1.0472 | 1.1422 | 1.2365 | 1.3345 | 1.4287 | 1.5293 | 1.6273 | 1.723 | 1.8206 | 1.9162 | 2.0102 | 2.1027 | 2.1942 | 2.2849 | 2.3315
F1_Industrial_Agriculture_Existing_Space Heating_Natural Gas_Unit Heater_A_Achievable Technical Potential | F1 | Industrial | Agriculture | Existing | Space Heating | Natural Gas | Unit Heater | A | Integrated Unit Energy Savings (kWh or therms) | Achievable Technical Potential | 0 | 28641.12 | 28641.12 | 28641.12 | 28641.12 | 15772.4108 | 15772.4108 | 15772.4108 | 15772.4108 | 15772.4108 | 15772.4108 | 15772.4108 | 15772.4108 | 15772.4108 | 15772.4108 | 15772.4108 | 15772.4108 | 15772.4108 | 15772.4108 | 15772.4108 | 15772.4108 | 15772.4108 | 15772.4108 | 15772.4108 | 15772.4108 | 15772.4108 | 15772.4108 | 15772.4108 | 15772.4108 | 15772.4108 | 15772.4108
F2_Industrial_Agriculture_Existing_Space Heating_Natural Gas_Unit Heater_A_Achievable Technical Potential | F2 | Industrial | Agriculture | Existing | Space Heating | Natural Gas | Unit Heater | A | Integrated Unit Summer Peak Savings (kW) | Achievable Technical Potential | 0 | 0 | 0 | 0 | 0 | 0 | 0 | 0 | 0 | 0 | 0 | 0 | 0 | 0 | 0 | 0 | 0 | 0 | 0 | 0 | 0 | 0 | 0 | 0 | 0 | 0 | 0 | 0 | 0 | 0 | 0
F3_Industrial_Agriculture_Existing_Space Heating_Natural Gas_Unit Heater_A_Achievable Technical Potential | F3 | Industrial | Agriculture | Existing | Space Heating | Natural Gas | Unit Heater | A | Integrated Unit Winter Peak Savings (kW) | Achievable Technical Potential | 0 | 0 | 0 | 0 | 0 | 0 | 0 | 0 | 0 | 0 | 0 | 0 | 0 | 0 | 0 | 0 | 0 | 0 | 0 | 0 | 0 | 0 | 0 | 0 | 0 | 0 | 0 | 0 | 0 | 0 | 0
F4_Industrial_Agriculture_Existing_Space Heating_Natural Gas_Unit Heater_A_Achievable Technical Potential | F4 | Industrial | Agriculture | Existing | Space Heating | Natural Gas | Unit Heater | A | Incremental Energy Savings (MWh or mTherms) | Achievable Technical Potential | 0 | 0 | 0 | 0 | 0 | 0.056025 | 0.15232 | 0.29437 | 0.50167 | 0.76689 | 1.0094 | 1.2762 | 1.537 | 1.7661 | 2.2641 | 2.3275 | 2.5669 | 2.47 | 2.4057 | 2.4495 | 2.4029 | 2.6323 | 2.4116 | 2.4677 | 2.5787 | 2.6794 | 2.7953 | 2.842 | 2.8715 | 2.892 | 2.8961
F5_Industrial_Agriculture_Existing_Space Heating_Natural Gas_Unit Heater_A_Achievable Technical Potential | F5 | Industrial | Agriculture | Existing | Space Heating | Natural Gas | Unit Heater | A | Incremental Summer Peak Savings (MW) | Achievable Technical Potential | 0 | 0 | 0 | 0 | 0 | 0 | 0 | 0 | 0 | 0 | 0 | 0 | 0 | 0 | 0 | 0 | 0 | 0 | 0 | 0 | 0 | 0 | 0 | 0 | 0 | 0 | 0 | 0 | 0 | 0 | 0
F6_Industrial_Agriculture_Existing_Space Heating_Natural Gas_Unit Heater_A_Achievable Technical Potential | F6 | Industrial | Agriculture | Existing | Space Heating | Natural Gas | Unit Heater | A | Incremental Winter Peak Savings (MW) | Achievable Technical Potential | 0 | 0 | 0 | 0 | 0 | 0 | 0 | 0 | 0 | 0 | 0 | 0 | 0 | 0 | 0 | 0 | 0 | 0 | 0 | 0 | 0 | 0 | 0 | 0 | 0 | 0 | 0 | 0 | 0 | 0 | 0
F7_Industrial_Agriculture_Existing_Space Heating_Natural Gas_Unit Heater_A_Achievable Technical Potential | F7 | Industrial | Agriculture | Existing | Space Heating | Natural Gas | Unit Heater | A | Cumulative Energy Savings (MWh or mTherms) | Achievable Technical Potential | 0 | 0 | 0 | 0 | 0 | 0.056025 | 0.20835 | 0.50272 | 1.0044 | 1.7713 | 2.7807 | 4.057 | 5.594 | 7.3601 | 9.6241 | 11.9516 | 14.5185 | 16.9325 | 19.1858 | 21.3409 | 23.2421 | 25.1076 | 26.5098 | 27.7013 | 28.743 | 29.6562 | 30.1875 | 30.702 | 0 | 0 | 0
F8_Industrial_Agriculture_Existing_Space Heating_Natural Gas_Unit Heater_A_Achievable Technical Potential | F8 | Industrial | Agriculture | Existing | Space Heating | Natural Gas | Unit Heater | A | Cumulative Summer Peak Savings (MW) | Achievable Technical Potential | 0 | 0 | 0 | 0 | 0 | 0 | 0 | 0 | 0 | 0 | 0 | 0 | 0 | 0 | 0 | 0 | 0 | 0 | 0 | 0 | 0 | 0 | 0 | 0 | 0 | 0 | 0 | 0 | 0 | 0 | 0
F9_Industrial_Agriculture_Existing_Space Heating_Natural Gas_Unit Heater_A_Achievable Technical Potential | F9 | Industrial | Agriculture | Existing | Space Heating | Natural Gas | Unit Heater | A | Cumulative Winter Peak Savings (MW) | Achievable Technical Potential | 0 | 0 | 0 | 0 | 0 | 0 | 0 | 0 | 0 | 0 | 0 | 0 | 0 | 0 | 0 | 0 | 0 | 0 | 0 | 0 | 0 | 0 | 0 | 0 | 0 | 0 | 0 | 0 | 0 | 0 | 0
F10_Industrial_Agriculture_Existing_Space Heating_Natural Gas_Unit Heater_A_Achievable Technical Potential | F10 | Industrial | Agriculture | Existing | Space Heating | Natural Gas | Unit Heater | A | Purchases (Incremental) | Achievable Technical Potential | 0 | 0 | 0 | 0 | 0 | 0.0035521 | 0.0096576 | 0.018664 | 0.031807 | 0.048622 | 0.064001 | 0.080916 | 0.097448 | 0.11198 | 0.14355 | 0.14757 | 0.16275 | 0.1566 | 0.15252 | 0.1553 | 0.15235 | 0.16689 | 0.1529 | 0.15646 | 0.16349 | 0.16988 | 0.17723 | 0.18019 | 0.18206 | 0.18336 | 0.18362
F11_Industrial_Agriculture_Existing_Space Heating_Natural Gas_Unit Heater_A_Achievable Technical Potential | F11 | Industrial | Agriculture | Existing | Space Heating | Natural Gas | Unit Heater | A | Purchases (Cumulative) | Achievable Technical Potential | 0 | 0 | 0 | 0 | 0 | 0.0035521 | 0.01321 | 0.031873 | 0.06368 | 0.1123 | 0.1763 | 0.25722 | 0.35467 | 0.46664 | 0.61019 | 0.75775 | 0.9205 | 1.0736 | 1.2164 | 1.3531 | 1.4736 | 1.5919 | 1.6808 | 1.7563 | 1.8224 | 1.8803 | 1.9139 | 1.9466 | 1.9659 | 1.9926 | 2.0237
F1_Industrial_Agriculture_New_Space Heating_Natural Gas_Furnace_A_Achievable Technical Potential | F1 | Industrial | Agriculture | New | Space Heating | Natural Gas | Furnace | A | Integrated Unit Energy Savings (kWh or therms) | Achievable Technical Potential | 0 | 0 | 0 | 0 | 0 | 0 | 0 | 0 | 0 | 0 | 0 | 0 | 0 | 0 | 0 | 0 | 0 | 0 | 0 | 0 | 0 | 0 | 0 | 0 | 0 | 0 | 0 | 0 | 0 | 0 | 0
F2_Industrial_Agriculture_New_Space Heating_Natural Gas_Furnace_A_Achievable Technical Potential | F2 | Industrial | Agriculture | New | Space Heating | Natural Gas | Furnace | A | Integrated Unit Summer Peak Savings (kW) | Achievable Technical Potential | 0 | 0 | 0 | 0 | 0 | 0 | 0 | 0 | 0 | 0 | 0 | 0 | 0 | 0 | 0 | 0 | 0 | 0 | 0 | 0 | 0 | 0 | 0 | 0 | 0 | 0 | 0 | 0 | 0 | 0 | 0
F3_Industrial_Agriculture_New_Space Heating_Natural Gas_Furnace_A_Achievable Technical Potential | F3 | Industrial | Agriculture | New | Space Heating | Natural Gas | Furnace | A | Integrated Unit Winter Peak Savings (kW) | Achievable Technical Potential | 0 | 0 | 0 | 0 | 0 | 0 | 0 | 0 | 0 | 0 | 0 | 0 | 0 | 0 | 0 | 0 | 0 | 0 | 0 | 0 | 0 | 0 | 0 | 0 | 0 | 0 | 0 | 0 | 0 | 0 | 0
F4_Industrial_Agriculture_New_Space Heating_Natural Gas_Furnace_A_Achievable Technical Potential | F4 | Industrial | Agriculture | New | Space Heating | Natural Gas | Furnace | A | Incremental Energy Savings (MWh or mTherms) | Achievable Technical Potential | 0 | 0 | 0 | 0 | 0 | 0 | 0 | 0 | 0 | 0 | 0 | 0 | 0 | 0 | 0 | 0 | 0 | 0 | 0 | 0 | 0 | 0 | 0 | 0 | 0 | 0 | 0 | 0 | 0 | 0 | 0
F5_Industrial_Agriculture_New_Space Heating_Natural Gas_Furnace_A_Achievable Technical Potential | F5 | Industrial | Agriculture | New | Space Heating | Natural Gas | Furnace | A | Incremental Summer Peak Savings (MW) | Achievable Technical Potential | 0 | 0 | 0 | 0 | 0 | 0 | 0 | 0 | 0 | 0 | 0 | 0 | 0 | 0 | 0 | 0 | 0 | 0 | 0 | 0 | 0 | 0 | 0 | 0 | 0 | 0 | 0 | 0 | 0 | 0 | 0
F6_Industrial_Agriculture_New_Space Heating_Natural Gas_Furnace_A_Achievable Technical Potential | F6 | Industrial | Agriculture | New | Space Heating | Natural Gas | Furnace | A | Incremental Winter Peak Savings (MW) | Achievable Technical Potential | 0 | 0 | 0 | 0 | 0 | 0 | 0 | 0 | 0 | 0 | 0 | 0 | 0 | 0 | 0 | 0 | 0 | 0 | 0 | 0 | 0 | 0 | 0 | 0 | 0 | 0 | 0 | 0 | 0 | 0 | 0
F7_Industrial_Agriculture_New_Space Heating_Natural Gas_Furnace_A_Achievable Technical Potential | F7 | Industrial | Agriculture | New | Space Heating | Natural Gas | Furnace | A | Cumulative Energy Savings (MWh or mTherms) | Achievable Technical Potential | 0 | 0 | 0 | 0 | 0 | 0 | 0 | 0 | 0 | 0 | 0 | 0 | 0 | 0 | 0 | 0 | 0 | 0 | 0 | 0 | 0 | 0 | 0 | 0 | 0 | 0 | 0 | 0 | 0 | 0 | 0
F8_Industrial_Agriculture_New_Space Heating_Natural Gas_Furnace_A_Achievable Technical Potential | F8 | Industrial | Agriculture | New | Space Heating | Natural Gas | Furnace | A | Cumulative Summer Peak Savings (MW) | Achievable Technical Potential | 0 | 0 | 0 | 0 | 0 | 0 | 0 | 0 | 0 | 0 | 0 | 0 | 0 | 0 | 0 | 0 | 0 | 0 | 0 | 0 | 0 | 0 | 0 | 0 | 0 | 0 | 0 | 0 | 0 | 0 | 0
F9_Industrial_Agriculture_New_Space Heating_Natural Gas_Furnace_A_Achievable Technical Potential | F9 | Industrial | Agriculture | New | Space Heating | Natural Gas | Furnace | A | Cumulative Winter Peak Savings (MW) | Achievable Technical Potential | 0 | 0 | 0 | 0 | 0 | 0 | 0 | 0 | 0 | 0 | 0 | 0 | 0 | 0 | 0 | 0 | 0 | 0 | 0 | 0 | 0 | 0 | 0 | 0 | 0 | 0 | 0 | 0 | 0 | 0 | 0
F10_Industrial_Agriculture_New_Space Heating_Natural Gas_Furnace_A_Achievable Technical Potential | F10 | Industrial | Agriculture | New | Space Heating | Natural Gas | Furnace | A | Purchases (Incremental) | Achievable Technical Potential | 0 | 0 | 0 | 0 | 0 | 0 | 0 | 0 | 0 | 0 | 0 | 0 | 0 | 0 | 0 | 0 | 0 | 0 | 0 | 0 | 0 | 0 | 0 | 0 | 0 | 0 | 0 | 0 | 0 | 0 | 0
F11_Industrial_Agriculture_New_Space Heating_Natural Gas_Furnace_A_Achievable Technical Potential | F11 | Industrial | Agriculture | New | Space Heating | Natural Gas | Furnace | A | Purchases (Cumulative) | Achievable Technical Potential | 0 | 0 | 0 | 0 | 0 | 0 | 0 | 0 | 0 | 0 | 0 | 0 | 0 | 0 | 0 | 0 | 0 | 0 | 0 | 0 | 0 | 0 | 0 | 0 | 0 | 0 | 0 | 0 | 0 | 0 | 0
F1_Industrial_Agriculture_New_Space Heating_Natural Gas_Boiler_A_Achievable Technical Potential | F1 | Industrial | Agriculture | New | Space Heating | Natural Gas | Boiler | A | Integrated Unit Energy Savings (kWh or therms) | Achievable Technical Potential | 0 | 0 | 0 | 0 | 0 | 0 | 0 | 0 | 0 | 0 | 0 | 0 | 0 | 0 | 0 | 0 | 0 | 0 | 0 | 0 | 0 | 0 | 0 | 0 | 0 | 0 | 0 | 0 | 0 | 0 | 0
F2_Industrial_Agriculture_New_Space Heating_Natural Gas_Boiler_A_Achievable Technical Potential | F2 | Industrial | Agriculture | New | Space Heating | Natural Gas | Boiler | A | Integrated Unit Summer Peak Savings (kW) | Achievable Technical Potential | 0 | 0 | 0 | 0 | 0 | 0 | 0 | 0 | 0 | 0 | 0 | 0 | 0 | 0 | 0 | 0 | 0 | 0 | 0 | 0 | 0 | 0 | 0 | 0 | 0 | 0 | 0 | 0 | 0 | 0 | 0
F3_Industrial_Agriculture_New_Space Heating_Natural Gas_Boiler_A_Achievable Technical Potential | F3 | Industrial | Agriculture | New | Space Heating | Natural Gas | Boiler | A | Integrated Unit Winter Peak Savings (kW) | Achievable Technical Potential | 0 | 0 | 0 | 0 | 0 | 0 | 0 | 0 | 0 | 0 | 0 | 0 | 0 | 0 | 0 | 0 | 0 | 0 | 0 | 0 | 0 | 0 | 0 | 0 | 0 | 0 | 0 | 0 | 0 | 0 | 0
F4_Industrial_Agriculture_New_Space Heating_Natural Gas_Boiler_A_Achievable Technical Potential | F4 | Industrial | Agriculture | New | Space Heating | Natural Gas | Boiler | A | Incremental Energy Savings (MWh or mTherms) | Achievable Technical Potential | 0 | 0 | 0 | 0 | 0 | 0 | 0 | 0 | 0 | 0 | 0 | 0 | 0 | 0 | 0 | 0 | 0 | 0 | 0 | 0 | 0 | 0 | 0 | 0 | 0 | 0 | 0 | 0 | 0 | 0 | 0
F5_Industrial_Agriculture_New_Space Heating_Natural Gas_Boiler_A_Achievable Technical Potential | F5 | Industrial | Agriculture | New | Space Heating | Natural Gas | Boiler | A | Incremental Summer Peak Savings (MW) | Achievable Technical Potential | 0 | 0 | 0 | 0 | 0 | 0 | 0 | 0 | 0 | 0 | 0 | 0 | 0 | 0 | 0 | 0 | 0 | 0 | 0 | 0 | 0 | 0 | 0 | 0 | 0 | 0 | 0 | 0 | 0 | 0 | 0
F6_Industrial_Agriculture_New_Space Heating_Natural Gas_Boiler_A_Achievable Technical Potential | F6 | Industrial | Agriculture | New | Space Heating | Natural Gas | Boiler | A | Incremental Winter Peak Savings (MW) | Achievable Technical Potential | 0 | 0 | 0 | 0 | 0 | 0 | 0 | 0 | 0 | 0 | 0 | 0 | 0 | 0 | 0 | 0 | 0 | 0 | 0 | 0 | 0 | 0 | 0 | 0 | 0 | 0 | 0 | 0 | 0 | 0 | 0
F7_Industrial_Agriculture_New_Space Heating_Natural Gas_Boiler_A_Achievable Technical Potential | F7 | Industrial | Agriculture | New | Space Heating | Natural Gas | Boiler | A | Cumulative Energy Savings (MWh or mTherms) | Achievable Technical Potential | 0 | 0 | 0 | 0 | 0 | 0 | 0 | 0 | 0 | 0 | 0 | 0 | 0 | 0 | 0 | 0 | 0 | 0 | 0 | 0 | 0 | 0 | 0 | 0 | 0 | 0 | 0 | 0 | 0 | 0 | 0
F8_Industrial_Agriculture_New_Space Heating_Natural Gas_Boiler_A_Achievable Technical Potential | F8 | Industrial | Agriculture | New | Space Heating | Natural Gas | Boiler | A | Cumulative Summer Peak Savings (MW) | Achievable Technical Potential | 0 | 0 | 0 | 0 | 0 | 0 | 0 | 0 | 0 | 0 | 0 | 0 | 0 | 0 | 0 | 0 | 0 | 0 | 0 | 0 | 0 | 0 | 0 | 0 | 0 | 0 | 0 | 0 | 0 | 0 | 0
F9_Industrial_Agriculture_New_Space Heating_Natural Gas_Boiler_A_Achievable Technical Potential | F9 | Industrial | Agriculture | New | Space Heating | Natural Gas | Boiler | A | Cumulative Winter Peak Savings (MW) | Achievable Technical Potential | 0 | 0 | 0 | 0 | 0 | 0 | 0 | 0 | 0 | 0 | 0 | 0 | 0 | 0 | 0 | 0 | 0 | 0 | 0 | 0 | 0 | 0 | 0 | 0 | 0 | 0 | 0 | 0 | 0 | 0 | 0
F10_Industrial_Agriculture_New_Space Heating_Natural Gas_Boiler_A_Achievable Technical Potential | F10 | Industrial | Agriculture | New | Space Heating | Natural Gas | Boiler | A | Purchases (Incremental) | Achievable Technical Potential | 0 | 0 | 0 | 0 | 0 | 0 | 0 | 0 | 0 | 0 | 0 | 0 | 0 | 0 | 0 | 0 | 0 | 0 | 0 | 0 | 0 | 0 | 0 | 0 | 0 | 0 | 0 | 0 | 0 | 0 | 0
F11_Industrial_Agriculture_New_Space Heating_Natural Gas_Boiler_A_Achievable Technical Potential | F11 | Industrial | Agriculture | New | Space Heating | Natural Gas | Boiler | A | Purchases (Cumulative) | Achievable Technical Potential | 0 | 0 | 0 | 0 | 0 | 0 | 0 | 0 | 0 | 0 | 0 | 0 | 0 | 0 | 0 | 0 | 0 | 0 | 0 | 0 | 0 | 0 | 0 | 0 | 0 | 0 | 0 | 0 | 0 | 0 | 0
F1_Industrial_Agriculture_New_Space Heating_Natural Gas_Unit Heater_A_Achievable Technical Potential | F1 | Industrial | Agriculture | New | Space Heating | Natural Gas | Unit Heater | A | Integrated Unit Energy Savings (kWh or therms) | Achievable Technical Potential | 0 | 28641.12 | 28641.12 | 28641.12 | 28641.12 | 15772.4108 | 15772.4108 | 15772.4108 | 15772.4108 | 15772.4108 | 15772.4108 | 15772.4108 | 15772.4108 | 15772.4108 | 15772.4108 | 15772.4108 | 15772.4108 | 15772.4108 | 15772.4108 | 15772.4108 | 15772.4108 | 15772.4108 | 15772.4108 | 15772.4108 | 15772.4108 | 15772.4108 | 15772.4108 | 15772.4108 | 15772.4108 | 15772.4108 | 15772.4108
F2_Industrial_Agriculture_New_Space Heating_Natural Gas_Unit Heater_A_Achievable Technical Potential | F2 | Industrial | Agriculture | New | Space Heating | Natural Gas | Unit Heater | A | Integrated Unit Summer Peak Savings (kW) | Achievable Technical Potential | 0 | 0 | 0 | 0 | 0 | 0 | 0 | 0 | 0 | 0 | 0 | 0 | 0 | 0 | 0 | 0 | 0 | 0 | 0 | 0 | 0 | 0 | 0 | 0 | 0 | 0 | 0 | 0 | 0 | 0 | 0
F3_Industrial_Agriculture_New_Space Heating_Natural Gas_Unit Heater_A_Achievable Technical Potential | F3 | Industrial | Agriculture | New | Space Heating | Natural Gas | Unit Heater | A | Integrated Unit Winter Peak Savings (kW) | Achievable Technical Potential | 0 | 0 | 0 | 0 | 0 | 0 | 0 | 0 | 0 | 0 | 0 | 0 | 0 | 0 | 0 | 0 | 0 | 0 | 0 | 0 | 0 | 0 | 0 | 0 | 0 | 0 | 0 | 0 | 0 | 0 | 0
F4_Industrial_Agriculture_New_Space Heating_Natural Gas_Unit Heater_A_Achievable Technical Potential | F4 | Industrial | Agriculture | New | Space Heating | Natural Gas | Unit Heater | A | Incremental Energy Savings (MWh or mTherms) | Achievable Technical Potential | 0 | 0 | 0 | 0 | 0 | 0.020729 | 0.040746 | 0.061086 | 0.080967 | 0.10126 | 0.11959 | 0.1568 | 0.18996 | 0.21712 | 0.23871 | 0.26069 | 0.27713 | 0.29258 | 0.37139 | 0.36515 | 0.36102 | 0.36446 | 0.37201 | 0.37906 | 0.38779 | 0.397 | 0.40785 | 0.41748 | 0.44559 | 0.46616 | 0.48062
F5_Industrial_Agriculture_New_Space Heating_Natural Gas_Unit Heater_A_Achievable Technical Potential | F5 | Industrial | Agriculture | New | Space Heating | Natural Gas | Unit Heater | A | Incremental Summer Peak Savings (MW) | Achievable Technical Potential | 0 | 0 | 0 | 0 | 0 | 0 | 0 | 0 | 0 | 0 | 0 | 0 | 0 | 0 | 0 | 0 | 0 | 0 | 0 | 0 | 0 | 0 | 0 | 0 | 0 | 0 | 0 | 0 | 0 | 0 | 0
F6_Industrial_Agriculture_New_Space Heating_Natural Gas_Unit Heater_A_Achievable Technical Potential | F6 | Industrial | Agriculture | New | Space Heating | Natural Gas | Unit Heater | A | Incremental Winter Peak Savings (MW) | Achievable Technical Potential | 0 | 0 | 0 | 0 | 0 | 0 | 0 | 0 | 0 | 0 | 0 | 0 | 0 | 0 | 0 | 0 | 0 | 0 | 0 | 0 | 0 | 0 | 0 | 0 | 0 | 0 | 0 | 0 | 0 | 0 | 0
F7_Industrial_Agriculture_New_Space Heating_Natural Gas_Unit Heater_A_Achievable Technical Potential | F7 | Industrial | Agriculture | New | Space Heating | Natural Gas | Unit Heater | A | Cumulative Energy Savings (MWh or mTherms) | Achievable Technical Potential | 0 | 0 | 0 | 0 | 0 | 0.020729 | 0.061475 | 0.12256 | 0.20353 | 0.30479 | 0.42438 | 0.58118 | 0.77114 | 0.98826 | 1.227 | 1.4877 | 1.7648 | 2.0366 | 2.3673 | 2.6713 | 2.9514 | 3.2146 | 3.467 | 3.6893 | 3.8871 | 4.067 | 4.2361 | 4.3929 | 0 | 0 | 0
F8_Industrial_Agriculture_New_Space Heating_Natural Gas_Unit Heater_A_Achievable Technical Potential | F8 | Industrial | Agriculture | New | Space Heating | Natural Gas | Unit Heater | A | Cumulative Summer Peak Savings (MW) | Achievable Technical Potential | 0 | 0 | 0 | 0 | 0 | 0 | 0 | 0 | 0 | 0 | 0 | 0 | 0 | 0 | 0 | 0 | 0 | 0 | 0 | 0 | 0 | 0 | 0 | 0 | 0 | 0 | 0 | 0 | 0 | 0 | 0
F9_Industrial_Agriculture_New_Space Heating_Natural Gas_Unit Heater_A_Achievable Technical Potential | F9 | Industrial | Agriculture | New | Space Heating | Natural Gas | Unit Heater | A | Cumulative Winter Peak Savings (MW) | Achievable Technical Potential | 0 | 0 | 0 | 0 | 0 | 0 | 0 | 0 | 0 | 0 | 0 | 0 | 0 | 0 | 0 | 0 | 0 | 0 | 0 | 0 | 0 | 0 | 0 | 0 | 0 | 0 | 0 | 0 | 0 | 0 | 0
F10_Industrial_Agriculture_New_Space Heating_Natural Gas_Unit Heater_A_Achievable Technical Potential | F10 | Industrial | Agriculture | New | Space Heating | Natural Gas | Unit Heater | A | Purchases (Incremental) | Achievable Technical Potential | 0 | 0 | 0 | 0 | 0 | 0.0013143 | 0.0025834 | 0.0038729 | 0.0051335 | 0.0064203 | 0.0075822 | 0.0099413 | 0.012044 | 0.013766 | 0.015135 | 0.016528 | 0.01757 | 0.01855 | 0.023547 | 0.023151 | 0.022889 | 0.023107 | 0.023586 | 0.024033 | 0.024586 | 0.02517 | 0.025859 | 0.026469 | 0.028251 | 0.029556 | 0.030472
F11_Industrial_Agriculture_New_Space Heating_Natural Gas_Unit Heater_A_Achievable Technical Potential | F11 | Industrial | Agriculture | New | Space Heating | Natural Gas | Unit Heater | A | Purchases (Cumulative) | Achievable Technical Potential | 0 | 0 | 0 | 0 | 0 | 0.0013143 | 0.0038977 | 0.0077706 | 0.012904 | 0.019324 | 0.026907 | 0.036848 | 0.048892 | 0.062658 | 0.077792 | 0.09432 | 0.11189 | 0.12913 | 0.15009 | 0.16937 | 0.18712 | 0.20381 | 0.21982 | 0.23391 | 0.24645 | 0.25785 | 0.26858 | 0.27852 | 0.2892 | 0.30021 | 0.30713
F1_Industrial_Primary Metals_Existing_Space Heating_Natural Gas_Furnace_A_Achievable Technical Potential | F1 | Industrial | Primary Metals | Existing | Space Heating | Natural Gas | Furnace | A | Integrated Unit Energy Savings (kWh or therms) | Achievable Technical Potential | 0 | 505.0924 | 505.0924 | 505.0924 | 505.0924 | 138.7616 | 138.7616 | 799.267 | 799.267 | 799.267 | 799.267 | 799.267 | 799.267 | 799.267 | 799.267 | 799.267 | 799.267 | 799.267 | 799.267 | 799.267 | 799.267 | 799.267 | 799.267 | 799.267 | 799.267 | 799.267 | 799.267 | 799.267 | 799.267 | 799.267 | 799.267
F2_Industrial_Primary Metals_Existing_Space Heating_Natural Gas_Furnace_A_Achievable Technical Potential | F2 | Industrial | Primary Metals | Existing | Space Heating | Natural Gas | Furnace | A | Integrated Unit Summer Peak Savings (kW) | Achievable Technical Potential | 0 | 0 | 0 | 0 | 0 | 0 | 0 | 0 | 0 | 0 | 0 | 0 | 0 | 0 | 0 | 0 | 0 | 0 | 0 | 0 | 0 | 0 | 0 | 0 | 0 | 0 | 0 | 0 | 0 | 0 | 0
F3_Industrial_Primary Metals_Existing_Space Heating_Natural Gas_Furnace_A_Achievable Technical Potential | F3 | Industrial | Primary Metals | Existing | Space Heating | Natural Gas | Furnace | A | Integrated Unit Winter Peak Savings (kW) | Achievable Technical Potential | 0 | 0 | 0 | 0 | 0 | 0 | 0 | 0 | 0 | 0 | 0 | 0 | 0 | 0 | 0 | 0 | 0 | 0 | 0 | 0 | 0 | 0 | 0 | 0 | 0 | 0 | 0 | 0 | 0 | 0 | 0
F4_Industrial_Primary Metals_Existing_Space Heating_Natural Gas_Furnace_A_Achievable Technical Potential | F4 | Industrial | Primary Metals | Existing | Space Heating | Natural Gas | Furnace | A | Incremental Energy Savings (MWh or mTherms) | Achievable Technical Potential | 0 | 0 | 0 | 0 | 0 | 0.0003263 | 0.0006795 | 0.0042491 | 0.0059483 | 0.0077225 | 0.0090493 | 0.010389 | 0.010608 | 0.010454 | 0.011531 | 0.009967 | 0.0096906 | 0.0092328 | 0.0087609 | 0.0094648 | 0.0093006 | 0.0094768 | 0.010141 | 0.01031 | 0.010492 | 0.010685 | 0.010936 | 0.011168 | 0.011381 | 0.013046 | 0.014164
F5_Industrial_Primary Metals_Existing_Space Heating_Natural Gas_Furnace_A_Achievable Technical Potential | F5 | Industrial | Primary Metals | Existing | Space Heating | Natural Gas | Furnace | A | Incremental Summer Peak Savings (MW) | Achievable Technical Potential | 0 | 0 | 0 | 0 | 0 | 0 | 0 | 0 | 0 | 0 | 0 | 0 | 0 | 0 | 0 | 0 | 0 | 0 | 0 | 0 | 0 | 0 | 0 | 0 | 0 | 0 | 0 | 0 | 0 | 0 | 0
F6_Industrial_Primary Metals_Existing_Space Heating_Natural Gas_Furnace_A_Achievable Technical Potential | F6 | Industrial | Primary Metals | Existing | Space Heating | Natural Gas | Furnace | A | Incremental Winter Peak Savings (MW) | Achievable Technical Potential | 0 | 0 | 0 | 0 | 0 | 0 | 0 | 0 | 0 | 0 | 0 | 0 | 0 | 0 | 0 | 0 | 0 | 0 | 0 | 0 | 0 | 0 | 0 | 0 | 0 | 0 | 0 | 0 | 0 | 0 | 0
F7_Industrial_Primary Metals_Existing_Space Heating_Natural Gas_Furnace_A_Achievable Technical Potential | F7 | Industrial | Primary Metals | Existing | Space Heating | Natural Gas | Furnace | A | Cumulative Energy Savings (MWh or mTherms) | Achievable Technical Potential | 0 | 0 | 0 | 0 | 0 | 0.0003263 | 0.0010058 | 0.0017435 | 0.0027762 | 0.0041169 | 0.005688 | 0.0074917 | 0.0093333 | 0.011148 | 0.01315 | 0.014881 | 0.016563 | 0.018166 | 0.019687 | 0.02133 | 0.022945 | 0.02459 | 0.026351 | 0.028141 | 0.029962 | 0.031817 | 0.033716 | 0.035655 | 0 | 0 | 0
F8_Industrial_Primary Metals_Existing_Space Heating_Natural Gas_Furnace_A_Achievable Technical Potential | F8 | Industrial | Primary Metals | Existing | Space Heating | Natural Gas | Furnace | A | Cumulative Summer Peak Savings (MW) | Achievable Technical Potential | 0 | 0 | 0 | 0 | 0 | 0 | 0 | 0 | 0 | 0 | 0 | 0 | 0 | 0 | 0 | 0 | 0 | 0 | 0 | 0 | 0 | 0 | 0 | 0 | 0 | 0 | 0 | 0 | 0 | 0 | 0
F9_Industrial_Primary Metals_Existing_Space Heating_Natural Gas_Furnace_A_Achievable Technical Potential | F9 | Industrial | Primary Metals | Existing | Space Heating | Natural Gas | Furnace | A | Cumulative Winter Peak Savings (MW) | Achievable Technical Potential | 0 | 0 | 0 | 0 | 0 | 0 | 0 | 0 | 0 | 0 | 0 | 0 | 0 | 0 | 0 | 0 | 0 | 0 | 0 | 0 | 0 | 0 | 0 | 0 | 0 | 0 | 0 | 0 | 0 | 0 | 0
F10_Industrial_Primary Metals_Existing_Space Heating_Natural Gas_Furnace_A_Achievable Technical Potential | F10 | Industrial | Primary Metals | Existing | Space Heating | Natural Gas | Furnace | A | Purchases (Incremental) | Achievable Technical Potential | 0 | 0 | 0 | 0 | 0 | 0.0023515 | 0.0048969 | 0.0053163 | 0.0074422 | 0.009662 | 0.011322 | 0.012999 | 0.013272 | 0.01308 | 0.014427 | 0.01247 | 0.012124 | 0.011552 | 0.010961 | 0.011842 | 0.011636 | 0.011857 | 0.012688 | 0.012899 | 0.013127 | 0.013369 | 0.013683 | 0.013972 | 0.014239 | 0.016323 | 0.017721
F11_Industrial_Primary Metals_Existing_Space Heating_Natural Gas_Furnace_A_Achievable Technical Potential | F11 | Industrial | Primary Metals | Existing | Space Heating | Natural Gas | Furnace | A | Purchases (Cumulative) | Achievable Technical Potential | 0 | 0 | 0 | 0 | 0 | 0.0023515 | 0.0072484 | 0.012565 | 0.020007 | 0.029669 | 0.040991 | 0.05399 | 0.067261 | 0.080341 | 0.094768 | 0.10724 | 0.11936 | 0.13091 | 0.14188 | 0.15372 | 0.16535 | 0.17721 | 0.1899 | 0.2028 | 0.21592 | 0.22929 | 0.24298 | 0.25695 | 0.26335 | 0.26335 | 0.26335
F1_Industrial_Primary Metals_Existing_Space Heating_Natural Gas_Boiler_A_Achievable Technical Potential | F1 | Industrial | Primary Metals | Existing | Space Heating | Natural Gas | Boiler | A | Integrated Unit Energy Savings (kWh or therms) | Achievable Technical Potential | 0 | 8772.191 | 8772.191 | 8772.191 | 8772.191 | 5375.3 | 5375.3 | 5375.3 | 5375.3 | 5375.3 | 5375.3 | 5375.3 | 5375.3 | 5375.3 | 5375.3 | 5375.3 | 5375.3 | 5375.3 | 5375.3 | 5375.3 | 5375.3 | 5375.3 | 5375.3 | 5375.3 | 5375.3 | 5375.3 | 5375.3 | 5375.3 | 5375.3 | 5375.3 | 5375.3
F2_Industrial_Primary Metals_Existing_Space Heating_Natural Gas_Boiler_A_Achievable Technical Potential | F2 | Industrial | Primary Metals | Existing | Space Heating | Natural Gas | Boiler | A | Integrated Unit Summer Peak Savings (kW) | Achievable Technical Potential | 0 | 0 | 0 | 0 | 0 | 0 | 0 | 0 | 0 | 0 | 0 | 0 | 0 | 0 | 0 | 0 | 0 | 0 | 0 | 0 | 0 | 0 | 0 | 0 | 0 | 0 | 0 | 0 | 0 | 0 | 0
F3_Industrial_Primary Metals_Existing_Space Heating_Natural Gas_Boiler_A_Achievable Technical Potential | F3 | Industrial | Primary Metals | Existing | Space Heating | Natural Gas | Boiler | A | Integrated Unit Winter Peak Savings (kW) | Achievable Technical Potential | 0 | 0 | 0 | 0 | 0 | 0 | 0 | 0 | 0 | 0 | 0 | 0 | 0 | 0 | 0 | 0 | 0 | 0 | 0 | 0 | 0 | 0 | 0 | 0 | 0 | 0 | 0 | 0 | 0 | 0 | 0
F4_Industrial_Primary Metals_Existing_Space Heating_Natural Gas_Boiler_A_Achievable Technical Potential | F4 | Industrial | Primary Metals | Existing | Space Heating | Natural Gas | Boiler | A | Incremental Energy Savings (MWh or mTherms) | Achievable Technical Potential | 0 | 0 | 0 | 0 | 0 | 0.021044 | 0.031034 | 0.037598 | 0.042761 | 0.046233 | 0.046052 | 0.046716 | 0.047025 | 0.046506 | 0.052236 | 0.046312 | 0.046604 | 0.046275 | 0.045947 | 0.047724 | 0.045902 | 0.049032 | 0.04772 | 0.046601 | 0.047545 | 0.04659 | 0.045777 | 0.045088 | 0.044568 | 0.04417 | 0.043762
F5_Industrial_Primary Metals_Existing_Space Heating_Natural Gas_Boiler_A_Achievable Technical Potential | F5 | Industrial | Primary Metals | Existing | Space Heating | Natural Gas | Boiler | A | Incremental Summer Peak Savings (MW) | Achievable Technical Potential | 0 | 0 | 0 | 0 | 0 | 0 | 0 | 0 | 0 | 0 | 0 | 0 | 0 | 0 | 0 | 0 | 0 | 0 | 0 | 0 | 0 | 0 | 0 | 0 | 0 | 0 | 0 | 0 | 0 | 0 | 0
F6_Industrial_Primary Metals_Existing_Space Heating_Natural Gas_Boiler_A_Achievable Technical Potential | F6 | Industrial | Primary Metals | Existing | Space Heating | Natural Gas | Boiler | A | Incremental Winter Peak Savings (MW) | Achievable Technical Potential | 0 | 0 | 0 | 0 | 0 | 0 | 0 | 0 | 0 | 0 | 0 | 0 | 0 | 0 | 0 | 0 | 0 | 0 | 0 | 0 | 0 | 0 | 0 | 0 | 0 | 0 | 0 | 0 | 0 | 0 | 0
F7_Industrial_Primary Metals_Existing_Space Heating_Natural Gas_Boiler_A_Achievable Technical Potential | F7 | Industrial | Primary Metals | Existing | Space Heating | Natural Gas | Boiler | A | Cumulative Energy Savings (MWh or mTherms) | Achievable Technical Potential | 0 | 0 | 0 | 0 | 0 | 0.021044 | 0.052078 | 0.089676 | 0.13244 | 0.17867 | 0.22472 | 0.27144 | 0.31846 | 0.36497 | 0.4172 | 0.46352 | 0.51012 | 0.5564 | 0.60234 | 0.65007 | 0.69597 | 0.745 | 0.79272 | 0.79959 | 0.8066 | 0.81346 | 0.82021 | 0.82686 | 0 | 0 | 0
F8_Industrial_Primary Metals_Existing_Space Heating_Natural Gas_Boiler_A_Achievable Technical Potential | F8 | Industrial | Primary Metals | Existing | Space Heating | Natural Gas | Boiler | A | Cumulative Summer Peak Savings (MW) | Achievable Technical Potential | 0 | 0 | 0 | 0 | 0 | 0 | 0 | 0 | 0 | 0 | 0 | 0 | 0 | 0 | 0 | 0 | 0 | 0 | 0 | 0 | 0 | 0 | 0 | 0 | 0 | 0 | 0 | 0 | 0 | 0 | 0
F9_Industrial_Primary Metals_Existing_Space Heating_Natural Gas_Boiler_A_Achievable Technical Potential | F9 | Industrial | Primary Metals | Existing | Space Heating | Natural Gas | Boiler | A | Cumulative Winter Peak Savings (MW) | Achievable Technical Potential | 0 | 0 | 0 | 0 | 0 | 0 | 0 | 0 | 0 | 0 | 0 | 0 | 0 | 0 | 0 | 0 | 0 | 0 | 0 | 0 | 0 | 0 | 0 | 0 | 0 | 0 | 0 | 0 | 0 | 0 | 0
F10_Industrial_Primary Metals_Existing_Space Heating_Natural Gas_Boiler_A_Achievable Technical Potential | F10 | Industrial | Primary Metals | Existing | Space Heating | Natural Gas | Boiler | A | Purchases (Incremental) | Achievable Technical Potential | 0 | 0 | 0 | 0 | 0 | 0.003915 | 0.0057734 | 0.0069946 | 0.0079551 | 0.0086011 | 0.0085673 | 0.0086909 | 0.0087483 | 0.0086518 | 0.0097178 | 0.0086157 | 0.0086701 | 0.0086088 | 0.0085477 | 0.0088785 | 0.0085394 | 0.0091217 | 0.0088777 | 0.0086694 | 0.008845 | 0.0086674 | 0.0085161 | 0.0083881 | 0.0082912 | 0.0082172 | 0.0081414
F11_Industrial_Primary Metals_Existing_Space Heating_Natural Gas_Boiler_A_Achievable Technical Potential | F11 | Industrial | Primary Metals | Existing | Space Heating | Natural Gas | Boiler | A | Purchases (Cumulative) | Achievable Technical Potential | 0 | 0 | 0 | 0 | 0 | 0.003915 | 0.0096883 | 0.016683 | 0.024638 | 0.033239 | 0.041806 | 0.050497 | 0.059246 | 0.067897 | 0.077615 | 0.086231 | 0.094901 | 0.10351 | 0.11206 | 0.12094 | 0.12948 | 0.1386 | 0.14747 | 0.15614 | 0.16499 | 0.17366 | 0.18217 | 0.19056 | 0.19885 | 0.20707 | 0.2113
F1_Industrial_Primary Metals_Existing_Space Heating_Natural Gas_Unit Heater_A_Achievable Technical Potential | F1 | Industrial | Primary Metals | Existing | Space Heating | Natural Gas | Unit Heater | A | Integrated Unit Energy Savings (kWh or therms) | Achievable Technical Potential | 0 | 28641.12 | 28641.12 | 28641.12 | 28641.12 | 15772.4108 | 15772.4108 | 15772.4108 | 15772.4108 | 15772.4108 | 15772.4108 | 15772.4108 | 15772.4108 | 15772.4108 | 15772.4108 | 15772.4108 | 15772.4108 | 15772.4108 | 15772.4108 | 15772.4108 | 15772.4108 | 15772.4108 | 15772.4108 | 15772.4108 | 15772.4108 | 15772.4108 | 15772.4108 | 15772.4108 | 15772.4108 | 15772.4108 | 15772.4108
F2_Industrial_Primary Metals_Existing_Space Heating_Natural Gas_Unit Heater_A_Achievable Technical Potential | F2 | Industrial | Primary Metals | Existing | Space Heating | Natural Gas | Unit Heater | A | Integrated Unit Summer Peak Savings (kW) | Achievable Technical Potential | 0 | 0 | 0 | 0 | 0 | 0 | 0 | 0 | 0 | 0 | 0 | 0 | 0 | 0 | 0 | 0 | 0 | 0 | 0 | 0 | 0 | 0 | 0 | 0 | 0 | 0 | 0 | 0 | 0 | 0 | 0
F3_Industrial_Primary Metals_Existing_Space Heating_Natural Gas_Unit Heater_A_Achievable Technical Potential | F3 | Industrial | Primary Metals | Existing | Space Heating | Natural Gas | Unit Heater | A | Integrated Unit Winter Peak Savings (kW) | Achievable Technical Potential | 0 | 0 | 0 | 0 | 0 | 0 | 0 | 0 | 0 | 0 | 0 | 0 | 0 | 0 | 0 | 0 | 0 | 0 | 0 | 0 | 0 | 0 | 0 | 0 | 0 | 0 | 0 | 0 | 0 | 0 | 0
F4_Industrial_Primary Metals_Existing_Space Heating_Natural Gas_Unit Heater_A_Achievable Technical Potential | F4 | Industrial | Primary Metals | Existing | Space Heating | Natural Gas | Unit Heater | A | Incremental Energy Savings (MWh or mTherms) | Achievable Technical Potential | 0 | 0 | 0 | 0 | 0 | 0.0050773 | 0.013804 | 0.026677 | 0.045464 | 0.0695 | 0.091481 | 0.11566 | 0.13929 | 0.16005 | 0.20518 | 0.21093 | 0.23263 | 0.22384 | 0.21801 | 0.22198 | 0.21776 | 0.23856 | 0.21855 | 0.22364 | 0.2337 | 0.24282 | 0.25333 | 0.25756 | 0.26023 | 0.26209 | 0.26246
F5_Industrial_Primary Metals_Existing_Space Heating_Natural Gas_Unit Heater_A_Achievable Technical Potential | F5 | Industrial | Primary Metals | Existing | Space Heating | Natural Gas | Unit Heater | A | Incremental Summer Peak Savings (MW) | Achievable Technical Potential | 0 | 0 | 0 | 0 | 0 | 0 | 0 | 0 | 0 | 0 | 0 | 0 | 0 | 0 | 0 | 0 | 0 | 0 | 0 | 0 | 0 | 0 | 0 | 0 | 0 | 0 | 0 | 0 | 0 | 0 | 0
F6_Industrial_Primary Metals_Existing_Space Heating_Natural Gas_Unit Heater_A_Achievable Technical Potential | F6 | Industrial | Primary Metals | Existing | Space Heating | Natural Gas | Unit Heater | A | Incremental Winter Peak Savings (MW) | Achievable Technical Potential | 0 | 0 | 0 | 0 | 0 | 0 | 0 | 0 | 0 | 0 | 0 | 0 | 0 | 0 | 0 | 0 | 0 | 0 | 0 | 0 | 0 | 0 | 0 | 0 | 0 | 0 | 0 | 0 | 0 | 0 | 0
F7_Industrial_Primary Metals_Existing_Space Heating_Natural Gas_Unit Heater_A_Achievable Technical Potential | F7 | Industrial | Primary Metals | Existing | Space Heating | Natural Gas | Unit Heater | A | Cumulative Energy Savings (MWh or mTherms) | Achievable Technical Potential | 0 | 0 | 0 | 0 | 0 | 0.0050773 | 0.018882 | 0.045559 | 0.091023 | 0.16052 | 0.252 | 0.36766 | 0.50695 | 0.66701 | 0.87219 | 1.0831 | 1.3157 | 1.5345 | 1.7387 | 1.934 | 2.1063 | 2.2754 | 2.4025 | 2.5104 | 2.6048 | 2.6876 | 2.7358 | 2.7824 | 0 | 0 | 0
F8_Industrial_Primary Metals_Existing_Space Heating_Natural Gas_Unit Heater_A_Achievable Technical Potential | F8 | Industrial | Primary Metals | Existing | Space Heating | Natural Gas | Unit Heater | A | Cumulative Summer Peak Savings (MW) | Achievable Technical Potential | 0 | 0 | 0 | 0 | 0 | 0 | 0 | 0 | 0 | 0 | 0 | 0 | 0 | 0 | 0 | 0 | 0 | 0 | 0 | 0 | 0 | 0 | 0 | 0 | 0 | 0 | 0 | 0 | 0 | 0 | 0
F9_Industrial_Primary Metals_Existing_Space Heating_Natural Gas_Unit Heater_A_Achievable Technical Potential | F9 | Industrial | Primary Metals | Existing | Space Heating | Natural Gas | Unit Heater | A | Cumulative Winter Peak Savings (MW) | Achievable Technical Potential | 0 | 0 | 0 | 0 | 0 | 0 | 0 | 0 | 0 | 0 | 0 | 0 | 0 | 0 | 0 | 0 | 0 | 0 | 0 | 0 | 0 | 0 | 0 | 0 | 0 | 0 | 0 | 0 | 0 | 0 | 0
F10_Industrial_Primary Metals_Existing_Space Heating_Natural Gas_Unit Heater_A_Achievable Technical Potential | F10 | Industrial | Primary Metals | Existing | Space Heating | Natural Gas | Unit Heater | A | Purchases (Incremental) | Achievable Technical Potential | 0 | 0 | 0 | 0 | 0 | 0.00032191 | 0.00087522 | 0.0016914 | 0.0028825 | 0.0044064 | 0.0058001 | 0.007333 | 0.0088313 | 0.010148 | 0.013009 | 0.013373 | 0.014749 | 0.014192 | 0.013823 | 0.014074 | 0.013806 | 0.015125 | 0.013857 | 0.014179 | 0.014817 | 0.015395 | 0.016061 | 0.01633 | 0.016499 | 0.016617 | 0.01664
F11_Industrial_Primary Metals_Existing_Space Heating_Natural Gas_Unit Heater_A_Achievable Technical Potential | F11 | Industrial | Primary Metals | Existing | Space Heating | Natural Gas | Unit Heater | A | Purchases (Cumulative) | Achievable Technical Potential | 0 | 0 | 0 | 0 | 0 | 0.00032191 | 0.0011971 | 0.0028885 | 0.005771 | 0.010177 | 0.015978 | 0.023311 | 0.032142 | 0.04229 | 0.055298 | 0.068672 | 0.083421 | 0.097291 | 0.11024 | 0.12262 | 0.13355 | 0.14426 | 0.15232 | 0.15917 | 0.16515 | 0.1704 | 0.17345 | 0.17641 | 0.17816 | 0.18058 | 0.1834
F1_Industrial_Primary Metals_New_Space Heating_Natural Gas_Furnace_A_Achievable Technical Potential | F1 | Industrial | Primary Metals | New | Space Heating | Natural Gas | Furnace | A | Integrated Unit Energy Savings (kWh or therms) | Achievable Technical Potential | 0 | 0 | 0 | 0 | 0 | 0 | 0 | 0 | 0 | 0 | 0 | 0 | 0 | 0 | 0 | 0 | 0 | 0 | 0 | 0 | 0 | 0 | 0 | 0 | 0 | 0 | 0 | 0 | 0 | 0 | 0
F2_Industrial_Primary Metals_New_Space Heating_Natural Gas_Furnace_A_Achievable Technical Potential | F2 | Industrial | Primary Metals | New | Space Heating | Natural Gas | Furnace | A | Integrated Unit Summer Peak Savings (kW) | Achievable Technical Potential | 0 | 0 | 0 | 0 | 0 | 0 | 0 | 0 | 0 | 0 | 0 | 0 | 0 | 0 | 0 | 0 | 0 | 0 | 0 | 0 | 0 | 0 | 0 | 0 | 0 | 0 | 0 | 0 | 0 | 0 | 0
F3_Industrial_Primary Metals_New_Space Heating_Natural Gas_Furnace_A_Achievable Technical Potential | F3 | Industrial | Primary Metals | New | Space Heating | Natural Gas | Furnace | A | Integrated Unit Winter Peak Savings (kW) | Achievable Technical Potential | 0 | 0 | 0 | 0 | 0 | 0 | 0 | 0 | 0 | 0 | 0 | 0 | 0 | 0 | 0 | 0 | 0 | 0 | 0 | 0 | 0 | 0 | 0 | 0 | 0 | 0 | 0 | 0 | 0 | 0 | 0
F4_Industrial_Primary Metals_New_Space Heating_Natural Gas_Furnace_A_Achievable Technical Potential | F4 | Industrial | Primary Metals | New | Space Heating | Natural Gas | Furnace | A | Incremental Energy Savings (MWh or mTherms) | Achievable Technical Potential | 0 | 0 | 0 | 0 | 0 | 0 | 0 | 0 | 0 | 0 | 0 | 0 | 0 | 0 | 0 | 0 | 0 | 0 | 0 | 0 | 0 | 0 | 0 | 0 | 0 | 0 | 0 | 0 | 0 | 0 | 0
F5_Industrial_Primary Metals_New_Space Heating_Natural Gas_Furnace_A_Achievable Technical Potential | F5 | Industrial | Primary Metals | New | Space Heating | Natural Gas | Furnace | A | Incremental Summer Peak Savings (MW) | Achievable Technical Potential | 0 | 0 | 0 | 0 | 0 | 0 | 0 | 0 | 0 | 0 | 0 | 0 | 0 | 0 | 0 | 0 | 0 | 0 | 0 | 0 | 0 | 0 | 0 | 0 | 0 | 0 | 0 | 0 | 0 | 0 | 0
F6_Industrial_Primary Metals_New_Space Heating_Natural Gas_Furnace_A_Achievable Technical Potential | F6 | Industrial | Primary Metals | New | Space Heating | Natural Gas | Furnace | A | Incremental Winter Peak Savings (MW) | Achievable Technical Potential | 0 | 0 | 0 | 0 | 0 | 0 | 0 | 0 | 0 | 0 | 0 | 0 | 0 | 0 | 0 | 0 | 0 | 0 | 0 | 0 | 0 | 0 | 0 | 0 | 0 | 0 | 0 | 0 | 0 | 0 | 0
F7_Industrial_Primary Metals_New_Space Heating_Natural Gas_Furnace_A_Achievable Technical Potential | F7 | Industrial | Primary Metals | New | Space Heating | Natural Gas | Furnace | A | Cumulative Energy Savings (MWh or mTherms) | Achievable Technical Potential | 0 | 0 | 0 | 0 | 0 | 0 | 0 | 0 | 0 | 0 | 0 | 0 | 0 | 0 | 0 | 0 | 0 | 0 | 0 | 0 | 0 | 0 | 0 | 0 | 0 | 0 | 0 | 0 | 0 | 0 | 0
F8_Industrial_Primary Metals_New_Space Heating_Natural Gas_Furnace_A_Achievable Technical Potential | F8 | Industrial | Primary Metals | New | Space Heating | Natural Gas | Furnace | A | Cumulative Summer Peak Savings (MW) | Achievable Technical Potential | 0 | 0 | 0 | 0 | 0 | 0 | 0 | 0 | 0 | 0 | 0 | 0 | 0 | 0 | 0 | 0 | 0 | 0 | 0 | 0 | 0 | 0 | 0 | 0 | 0 | 0 | 0 | 0 | 0 | 0 | 0
F9_Industrial_Primary Metals_New_Space Heating_Natural Gas_Furnace_A_Achievable Technical Potential | F9 | Industrial | Primary Metals | New | Space Heating | Natural Gas | Furnace | A | Cumulative Winter Peak Savings (MW) | Achievable Technical Potential | 0 | 0 | 0 | 0 | 0 | 0 | 0 | 0 | 0 | 0 | 0 | 0 | 0 | 0 | 0 | 0 | 0 | 0 | 0 | 0 | 0 | 0 | 0 | 0 | 0 | 0 | 0 | 0 | 0 | 0 | 0
F10_Industrial_Primary Metals_New_Space Heating_Natural Gas_Furnace_A_Achievable Technical Potential | F10 | Industrial | Primary Metals | New | Space Heating | Natural Gas | Furnace | A | Purchases (Incremental) | Achievable Technical Potential | 0 | 0 | 0 | 0 | 0 | 0 | 0 | 0 | 0 | 0 | 0 | 0 | 0 | 0 | 0 | 0 | 0 | 0 | 0 | 0 | 0 | 0 | 0 | 0 | 0 | 0 | 0 | 0 | 0 | 0 | 0
F11_Industrial_Primary Metals_New_Space Heating_Natural Gas_Furnace_A_Achievable Technical Potential | F11 | Industrial | Primary Metals | New | Space Heating | Natural Gas | Furnace | A | Purchases (Cumulative) | Achievable Technical Potential | 0 | 0 | 0 | 0 | 0 | 0 | 0 | 0 | 0 | 0 | 0 | 0 | 0 | 0 | 0 | 0 | 0 | 0 | 0 | 0 | 0 | 0 | 0 | 0 | 0 | 0 | 0 | 0 | 0 | 0 | 0
F1_Industrial_Primary Metals_New_Space Heating_Natural Gas_Boiler_A_Achievable Technical Potential | F1 | Industrial | Primary Metals | New | Space Heating | Natural Gas | Boiler | A | Integrated Unit Energy Savings (kWh or therms) | Achievable Technical Potential | 0 | 0 | 0 | 0 | 0 | 0 | 0 | 0 | 0 | 0 | 0 | 0 | 0 | 0 | 0 | 0 | 0 | 0 | 0 | 0 | 0 | 0 | 0 | 0 | 0 | 0 | 0 | 0 | 0 | 0 | 0
F2_Industrial_Primary Metals_New_Space Heating_Natural Gas_Boiler_A_Achievable Technical Potential | F2 | Industrial | Primary Metals | New | Space Heating | Natural Gas | Boiler | A | Integrated Unit Summer Peak Savings (kW) | Achievable Technical Potential | 0 | 0 | 0 | 0 | 0 | 0 | 0 | 0 | 0 | 0 | 0 | 0 | 0 | 0 | 0 | 0 | 0 | 0 | 0 | 0 | 0 | 0 | 0 | 0 | 0 | 0 | 0 | 0 | 0 | 0 | 0
F3_Industrial_Primary Metals_New_Space Heating_Natural Gas_Boiler_A_Achievable Technical Potential | F3 | Industrial | Primary Metals | New | Space Heating | Natural Gas | Boiler | A | Integrated Unit Winter Peak Savings (kW) | Achievable Technical Potential | 0 | 0 | 0 | 0 | 0 | 0 | 0 | 0 | 0 | 0 | 0 | 0 | 0 | 0 | 0 | 0 | 0 | 0 | 0 | 0 | 0 | 0 | 0 | 0 | 0 | 0 | 0 | 0 | 0 | 0 | 0
F4_Industrial_Primary Metals_New_Space Heating_Natural Gas_Boiler_A_Achievable Technical Potential | F4 | Industrial | Primary Metals | New | Space Heating | Natural Gas | Boiler | A | Incremental Energy Savings (MWh or mTherms) | Achievable Technical Potential | 0 | 0 | 0 | 0 | 0 | 0 | 0 | 0 | 0 | 0 | 0 | 0 | 0 | 0 | 0 | 0 | 0 | 0 | 0 | 0 | 0 | 0 | 0 | 0 | 0 | 0 | 0 | 0 | 0 | 0 | 0
F5_Industrial_Primary Metals_New_Space Heating_Natural Gas_Boiler_A_Achievable Technical Potential | F5 | Industrial | Primary Metals | New | Space Heating | Natural Gas | Boiler | A | Incremental Summer Peak Savings (MW) | Achievable Technical Potential | 0 | 0 | 0 | 0 | 0 | 0 | 0 | 0 | 0 | 0 | 0 | 0 | 0 | 0 | 0 | 0 | 0 | 0 | 0 | 0 | 0 | 0 | 0 | 0 | 0 | 0 | 0 | 0 | 0 | 0 | 0
F6_Industrial_Primary Metals_New_Space Heating_Natural Gas_Boiler_A_Achievable Technical Potential | F6 | Industrial | Primary Metals | New | Space Heating | Natural Gas | Boiler | A | Incremental Winter Peak Savings (MW) | Achievable Technical Potential | 0 | 0 | 0 | 0 | 0 | 0 | 0 | 0 | 0 | 0 | 0 | 0 | 0 | 0 | 0 | 0 | 0 | 0 | 0 | 0 | 0 | 0 | 0 | 0 | 0 | 0 | 0 | 0 | 0 | 0 | 0
F7_Industrial_Primary Metals_New_Space Heating_Natural Gas_Boiler_A_Achievable Technical Potential | F7 | Industrial | Primary Metals | New | Space Heating | Natural Gas | Boiler | A | Cumulative Energy Savings (MWh or mTherms) | Achievable Technical Potential | 0 | 0 | 0 | 0 | 0 | 0 | 0 | 0 | 0 | 0 | 0 | 0 | 0 | 0 | 0 | 0 | 0 | 0 | 0 | 0 | 0 | 0 | 0 | 0 | 0 | 0 | 0 | 0 | 0 | 0 | 0
F8_Industrial_Primary Metals_New_Space Heating_Natural Gas_Boiler_A_Achievable Technical Potential | F8 | Industrial | Primary Metals | New | Space Heating | Natural Gas | Boiler | A | Cumulative Summer Peak Savings (MW) | Achievable Technical Potential | 0 | 0 | 0 | 0 | 0 | 0 | 0 | 0 | 0 | 0 | 0 | 0 | 0 | 0 | 0 | 0 | 0 | 0 | 0 | 0 | 0 | 0 | 0 | 0 | 0 | 0 | 0 | 0 | 0 | 0 | 0
F9_Industrial_Primary Metals_New_Space Heating_Natural Gas_Boiler_A_Achievable Technical Potential | F9 | Industrial | Primary Metals | New | Space Heating | Natural Gas | Boiler | A | Cumulative Winter Peak Savings (MW) | Achievable Technical Potential | 0 | 0 | 0 | 0 | 0 | 0 | 0 | 0 | 0 | 0 | 0 | 0 | 0 | 0 | 0 | 0 | 0 | 0 | 0 | 0 | 0 | 0 | 0 | 0 | 0 | 0 | 0 | 0 | 0 | 0 | 0
F10_Industrial_Primary Metals_New_Space Heating_Natural Gas_Boiler_A_Achievable Technical Potential | F10 | Industrial | Primary Metals | New | Space Heating | Natural Gas | Boiler | A | Purchases (Incremental) | Achievable Technical Potential | 0 | 0 | 0 | 0 | 0 | 0 | 0 | 0 | 0 | 0 | 0 | 0 | 0 | 0 | 0 | 0 | 0 | 0 | 0 | 0 | 0 | 0 | 0 | 0 | 0 | 0 | 0 | 0 | 0 | 0 | 0
F11_Industrial_Primary Metals_New_Space Heating_Natural Gas_Boiler_A_Achievable Technical Potential | F11 | Industrial | Primary Metals | New | Space Heating | Natural Gas | Boiler | A | Purchases (Cumulative) | Achievable Technical Potential | 0 | 0 | 0 | 0 | 0 | 0 | 0 | 0 | 0 | 0 | 0 | 0 | 0 | 0 | 0 | 0 | 0 | 0 | 0 | 0 | 0 | 0 | 0 | 0 | 0 | 0 | 0 | 0 | 0 | 0 | 0
F1_Industrial_Primary Metals_New_Space Heating_Natural Gas_Unit Heater_A_Achievable Technical Potential | F1 | Industrial | Primary Metals | New | Space Heating | Natural Gas | Unit Heater | A | Integrated Unit Energy Savings (kWh or therms) | Achievable Technical Potential | 0 | 28641.12 | 28641.12 | 28641.12 | 28641.12 | 15772.4108 | 15772.4108 | 15772.4108 | 15772.4108 | 15772.4108 | 15772.4108 | 15772.4108 | 15772.4108 | 15772.4108 | 15772.4108 | 15772.4108 | 15772.4108 | 15772.4108 | 15772.4108 | 15772.4108 | 15772.4108 | 15772.4108 | 15772.4108 | 15772.4108 | 15772.4108 | 15772.4108 | 15772.4108 | 15772.4108 | 15772.4108 | 15772.4108 | 15772.4108
F2_Industrial_Primary Metals_New_Space Heating_Natural Gas_Unit Heater_A_Achievable Technical Potential | F2 | Industrial | Primary Metals | New | Space Heating | Natural Gas | Unit Heater | A | Integrated Unit Summer Peak Savings (kW) | Achievable Technical Potential | 0 | 0 | 0 | 0 | 0 | 0 | 0 | 0 | 0 | 0 | 0 | 0 | 0 | 0 | 0 | 0 | 0 | 0 | 0 | 0 | 0 | 0 | 0 | 0 | 0 | 0 | 0 | 0 | 0 | 0 | 0
F3_Industrial_Primary Metals_New_Space Heating_Natural Gas_Unit Heater_A_Achievable Technical Potential | F3 | Industrial | Primary Metals | New | Space Heating | Natural Gas | Unit Heater | A | Integrated Unit Winter Peak Savings (kW) | Achievable Technical Potential | 0 | 0 | 0 | 0 | 0 | 0 | 0 | 0 | 0 | 0 | 0 | 0 | 0 | 0 | 0 | 0 | 0 | 0 | 0 | 0 | 0 | 0 | 0 | 0 | 0 | 0 | 0 | 0 | 0 | 0 | 0
F4_Industrial_Primary Metals_New_Space Heating_Natural Gas_Unit Heater_A_Achievable Technical Potential | F4 | Industrial | Primary Metals | New | Space Heating | Natural Gas | Unit Heater | A | Incremental Energy Savings (MWh or mTherms) | Achievable Technical Potential | 0 | 0 | 0 | 0 | 0 | 0.0018786 | 0.0036926 | 0.0055359 | 0.0073377 | 0.0091771 | 0.010838 | 0.01421 | 0.017215 | 0.019677 | 0.021633 | 0.023625 | 0.025115 | 0.026516 | 0.033657 | 0.033092 | 0.032718 | 0.033029 | 0.033714 | 0.034353 | 0.035143 | 0.035978 | 0.036962 | 0.037834 | 0.040382 | 0.042246 | 0.043557
F5_Industrial_Primary Metals_New_Space Heating_Natural Gas_Unit Heater_A_Achievable Technical Potential | F5 | Industrial | Primary Metals | New | Space Heating | Natural Gas | Unit Heater | A | Incremental Summer Peak Savings (MW) | Achievable Technical Potential | 0 | 0 | 0 | 0 | 0 | 0 | 0 | 0 | 0 | 0 | 0 | 0 | 0 | 0 | 0 | 0 | 0 | 0 | 0 | 0 | 0 | 0 | 0 | 0 | 0 | 0 | 0 | 0 | 0 | 0 | 0
F6_Industrial_Primary Metals_New_Space Heating_Natural Gas_Unit Heater_A_Achievable Technical Potential | F6 | Industrial | Primary Metals | New | Space Heating | Natural Gas | Unit Heater | A | Incremental Winter Peak Savings (MW) | Achievable Technical Potential | 0 | 0 | 0 | 0 | 0 | 0 | 0 | 0 | 0 | 0 | 0 | 0 | 0 | 0 | 0 | 0 | 0 | 0 | 0 | 0 | 0 | 0 | 0 | 0 | 0 | 0 | 0 | 0 | 0 | 0 | 0
F7_Industrial_Primary Metals_New_Space Heating_Natural Gas_Unit Heater_A_Achievable Technical Potential | F7 | Industrial | Primary Metals | New | Space Heating | Natural Gas | Unit Heater | A | Cumulative Energy Savings (MWh or mTherms) | Achievable Technical Potential | 0 | 0 | 0 | 0 | 0 | 0.0018786 | 0.0055712 | 0.011107 | 0.018445 | 0.027622 | 0.03846 | 0.05267 | 0.069885 | 0.089562 | 0.11119 | 0.13482 | 0.15993 | 0.18457 | 0.21454 | 0.24209 | 0.26747 | 0.29132 | 0.3142 | 0.33434 | 0.35227 | 0.36857 | 0.3839 | 0.39811 | 0 | 0 | 0
F8_Industrial_Primary Metals_New_Space Heating_Natural Gas_Unit Heater_A_Achievable Technical Potential | F8 | Industrial | Primary Metals | New | Space Heating | Natural Gas | Unit Heater | A | Cumulative Summer Peak Savings (MW) | Achievable Technical Potential | 0 | 0 | 0 | 0 | 0 | 0 | 0 | 0 | 0 | 0 | 0 | 0 | 0 | 0 | 0 | 0 | 0 | 0 | 0 | 0 | 0 | 0 | 0 | 0 | 0 | 0 | 0 | 0 | 0 | 0 | 0
F9_Industrial_Primary Metals_New_Space Heating_Natural Gas_Unit Heater_A_Achievable Technical Potential | F9 | Industrial | Primary Metals | New | Space Heating | Natural Gas | Unit Heater | A | Cumulative Winter Peak Savings (MW) | Achievable Technical Potential | 0 | 0 | 0 | 0 | 0 | 0 | 0 | 0 | 0 | 0 | 0 | 0 | 0 | 0 | 0 | 0 | 0 | 0 | 0 | 0 | 0 | 0 | 0 | 0 | 0 | 0 | 0 | 0 | 0 | 0 | 0
F10_Industrial_Primary Metals_New_Space Heating_Natural Gas_Unit Heater_A_Achievable Technical Potential | F10 | Industrial | Primary Metals | New | Space Heating | Natural Gas | Unit Heater | A | Purchases (Incremental) | Achievable Technical Potential | 0 | 0 | 0 | 0 | 0 | 0.00011911 | 0.00023412 | 0.00035099 | 0.00046522 | 0.00058184 | 0.00068714 | 0.00090093 | 0.0010915 | 0.0012475 | 0.0013716 | 0.0014979 | 0.0015923 | 0.0016811 | 0.0021339 | 0.0020981 | 0.0020744 | 0.0020941 | 0.0021375 | 0.002178 | 0.0022281 | 0.0022811 | 0.0023435 | 0.0023988 | 0.0025603 | 0.0026785 | 0.0027616
F11_Industrial_Primary Metals_New_Space Heating_Natural Gas_Unit Heater_A_Achievable Technical Potential | F11 | Industrial | Primary Metals | New | Space Heating | Natural Gas | Unit Heater | A | Purchases (Cumulative) | Achievable Technical Potential | 0 | 0 | 0 | 0 | 0 | 0.00011911 | 0.00035323 | 0.00070421 | 0.0011694 | 0.0017513 | 0.0024384 | 0.0033394 | 0.0044308 | 0.0056784 | 0.00705 | 0.0085478 | 0.01014 | 0.011702 | 0.013602 | 0.015349 | 0.016958 | 0.01847 | 0.019921 | 0.021198 | 0.022335 | 0.023368 | 0.02434 | 0.025241 | 0.026209 | 0.027206 | 0.027834
F1_Industrial_Stone, Clay, and Glass_Existing_Space Heating_Natural Gas_Furnace_A_Achievable Technical Potential | F1 | Industrial | Stone, Clay, and Glass | Existing | Space Heating | Natural Gas | Furnace | A | Integrated Unit Energy Savings (kWh or therms) | Achievable Technical Potential | 0 | 505.0924 | 505.0924 | 505.0924 | 505.0924 | 138.7616 | 138.7616 | 799.267 | 799.267 | 799.267 | 799.267 | 799.267 | 799.267 | 799.267 | 799.267 | 799.267 | 799.267 | 799.267 | 799.267 | 799.267 | 799.267 | 799.267 | 799.267 | 799.267 | 799.267 | 799.267 | 799.267 | 799.267 | 799.267 | 799.267 | 799.267
F2_Industrial_Stone, Clay, and Glass_Existing_Space Heating_Natural Gas_Furnace_A_Achievable Technical Potential | F2 | Industrial | Stone, Clay, and Glass | Existing | Space Heating | Natural Gas | Furnace | A | Integrated Unit Summer Peak Savings (kW) | Achievable Technical Potential | 0 | 0 | 0 | 0 | 0 | 0 | 0 | 0 | 0 | 0 | 0 | 0 | 0 | 0 | 0 | 0 | 0 | 0 | 0 | 0 | 0 | 0 | 0 | 0 | 0 | 0 | 0 | 0 | 0 | 0 | 0
F3_Industrial_Stone, Clay, and Glass_Existing_Space Heating_Natural Gas_Furnace_A_Achievable Technical Potential | F3 | Industrial | Stone, Clay, and Glass | Existing | Space Heating | Natural Gas | Furnace | A | Integrated Unit Winter Peak Savings (kW) | Achievable Technical Potential | 0 | 0 | 0 | 0 | 0 | 0 | 0 | 0 | 0 | 0 | 0 | 0 | 0 | 0 | 0 | 0 | 0 | 0 | 0 | 0 | 0 | 0 | 0 | 0 | 0 | 0 | 0 | 0 | 0 | 0 | 0
F4_Industrial_Stone, Clay, and Glass_Existing_Space Heating_Natural Gas_Furnace_A_Achievable Technical Potential | F4 | Industrial | Stone, Clay, and Glass | Existing | Space Heating | Natural Gas | Furnace | A | Incremental Energy Savings (MWh or mTherms) | Achievable Technical Potential | 0 | 0 | 0 | 0 | 0 | 0.0003339 | 0.00069533 | 0.0043481 | 0.0060869 | 0.0079024 | 0.0092601 | 0.010631 | 0.010855 | 0.010698 | 0.0118 | 0.010199 | 0.0099163 | 0.0094479 | 0.008965 | 0.0096852 | 0.0095172 | 0.0096975 | 0.010378 | 0.01055 | 0.010736 | 0.010934 | 0.011191 | 0.011428 | 0.011646 | 0.01335 | 0.014494
F5_Industrial_Stone, Clay, and Glass_Existing_Space Heating_Natural Gas_Furnace_A_Achievable Technical Potential | F5 | Industrial | Stone, Clay, and Glass | Existing | Space Heating | Natural Gas | Furnace | A | Incremental Summer Peak Savings (MW) | Achievable Technical Potential | 0 | 0 | 0 | 0 | 0 | 0 | 0 | 0 | 0 | 0 | 0 | 0 | 0 | 0 | 0 | 0 | 0 | 0 | 0 | 0 | 0 | 0 | 0 | 0 | 0 | 0 | 0 | 0 | 0 | 0 | 0
F6_Industrial_Stone, Clay, and Glass_Existing_Space Heating_Natural Gas_Furnace_A_Achievable Technical Potential | F6 | Industrial | Stone, Clay, and Glass | Existing | Space Heating | Natural Gas | Furnace | A | Incremental Winter Peak Savings (MW) | Achievable Technical Potential | 0 | 0 | 0 | 0 | 0 | 0 | 0 | 0 | 0 | 0 | 0 | 0 | 0 | 0 | 0 | 0 | 0 | 0 | 0 | 0 | 0 | 0 | 0 | 0 | 0 | 0 | 0 | 0 | 0 | 0 | 0
F7_Industrial_Stone, Clay, and Glass_Existing_Space Heating_Natural Gas_Furnace_A_Achievable Technical Potential | F7 | Industrial | Stone, Clay, and Glass | Existing | Space Heating | Natural Gas | Furnace | A | Cumulative Energy Savings (MWh or mTherms) | Achievable Technical Potential | 0 | 0 | 0 | 0 | 0 | 0.0003339 | 0.0010292 | 0.0017841 | 0.0028409 | 0.0042128 | 0.0058204 | 0.0076662 | 0.0095507 | 0.011408 | 0.013456 | 0.015227 | 0.016949 | 0.018589 | 0.020145 | 0.021827 | 0.023479 | 0.025163 | 0.026964 | 0.028796 | 0.03066 | 0.032558 | 0.034501 | 0.036485 | 0 | 0 | 0
F8_Industrial_Stone, Clay, and Glass_Existing_Space Heating_Natural Gas_Furnace_A_Achievable Technical Potential | F8 | Industrial | Stone, Clay, and Glass | Existing | Space Heating | Natural Gas | Furnace | A | Cumulative Summer Peak Savings (MW) | Achievable Technical Potential | 0 | 0 | 0 | 0 | 0 | 0 | 0 | 0 | 0 | 0 | 0 | 0 | 0 | 0 | 0 | 0 | 0 | 0 | 0 | 0 | 0 | 0 | 0 | 0 | 0 | 0 | 0 | 0 | 0 | 0 | 0
F9_Industrial_Stone, Clay, and Glass_Existing_Space Heating_Natural Gas_Furnace_A_Achievable Technical Potential | F9 | Industrial | Stone, Clay, and Glass | Existing | Space Heating | Natural Gas | Furnace | A | Cumulative Winter Peak Savings (MW) | Achievable Technical Potential | 0 | 0 | 0 | 0 | 0 | 0 | 0 | 0 | 0 | 0 | 0 | 0 | 0 | 0 | 0 | 0 | 0 | 0 | 0 | 0 | 0 | 0 | 0 | 0 | 0 | 0 | 0 | 0 | 0 | 0 | 0
F10_Industrial_Stone, Clay, and Glass_Existing_Space Heating_Natural Gas_Furnace_A_Achievable Technical Potential | F10 | Industrial | Stone, Clay, and Glass | Existing | Space Heating | Natural Gas | Furnace | A | Purchases (Incremental) | Achievable Technical Potential | 0 | 0 | 0 | 0 | 0 | 0.0024063 | 0.005011 | 0.0054401 | 0.0076156 | 0.0098871 | 0.011586 | 0.013301 | 0.013581 | 0.013384 | 0.014763 | 0.012761 | 0.012407 | 0.011821 | 0.011216 | 0.012118 | 0.011907 | 0.012133 | 0.012984 | 0.013199 | 0.013432 | 0.01368 | 0.014002 | 0.014298 | 0.014571 | 0.016703 | 0.018134
F11_Industrial_Stone, Clay, and Glass_Existing_Space Heating_Natural Gas_Furnace_A_Achievable Technical Potential | F11 | Industrial | Stone, Clay, and Glass | Existing | Space Heating | Natural Gas | Furnace | A | Purchases (Cumulative) | Achievable Technical Potential | 0 | 0 | 0 | 0 | 0 | 0.0024063 | 0.0074173 | 0.012857 | 0.020473 | 0.03036 | 0.041946 | 0.055247 | 0.068828 | 0.082212 | 0.096975 | 0.10974 | 0.12214 | 0.13396 | 0.14518 | 0.1573 | 0.16921 | 0.18134 | 0.19432 | 0.20752 | 0.22095 | 0.23463 | 0.24864 | 0.26293 | 0.26948 | 0.26948 | 0.26948
F1_Industrial_Stone, Clay, and Glass_Existing_Space Heating_Natural Gas_Boiler_A_Achievable Technical Potential | F1 | Industrial | Stone, Clay, and Glass | Existing | Space Heating | Natural Gas | Boiler | A | Integrated Unit Energy Savings (kWh or therms) | Achievable Technical Potential | 0 | 8772.191 | 8772.191 | 8772.191 | 8772.191 | 5375.3 | 5375.3 | 5375.3 | 5375.3 | 5375.3 | 5375.3 | 5375.3 | 5375.3 | 5375.3 | 5375.3 | 5375.3 | 5375.3 | 5375.3 | 5375.3 | 5375.3 | 5375.3 | 5375.3 | 5375.3 | 5375.3 | 5375.3 | 5375.3 | 5375.3 | 5375.3 | 5375.3 | 5375.3 | 5375.3
F2_Industrial_Stone, Clay, and Glass_Existing_Space Heating_Natural Gas_Boiler_A_Achievable Technical Potential | F2 | Industrial | Stone, Clay, and Glass | Existing | Space Heating | Natural Gas | Boiler | A | Integrated Unit Summer Peak Savings (kW) | Achievable Technical Potential | 0 | 0 | 0 | 0 | 0 | 0 | 0 | 0 | 0 | 0 | 0 | 0 | 0 | 0 | 0 | 0 | 0 | 0 | 0 | 0 | 0 | 0 | 0 | 0 | 0 | 0 | 0 | 0 | 0 | 0 | 0
F3_Industrial_Stone, Clay, and Glass_Existing_Space Heating_Natural Gas_Boiler_A_Achievable Technical Potential | F3 | Industrial | Stone, Clay, and Glass | Existing | Space Heating | Natural Gas | Boiler | A | Integrated Unit Winter Peak Savings (kW) | Achievable Technical Potential | 0 | 0 | 0 | 0 | 0 | 0 | 0 | 0 | 0 | 0 | 0 | 0 | 0 | 0 | 0 | 0 | 0 | 0 | 0 | 0 | 0 | 0 | 0 | 0 | 0 | 0 | 0 | 0 | 0 | 0 | 0
F4_Industrial_Stone, Clay, and Glass_Existing_Space Heating_Natural Gas_Boiler_A_Achievable Technical Potential | F4 | Industrial | Stone, Clay, and Glass | Existing | Space Heating | Natural Gas | Boiler | A | Incremental Energy Savings (MWh or mTherms) | Achievable Technical Potential | 0 | 0 | 0 | 0 | 0 | 0.021534 | 0.031756 | 0.038474 | 0.043757 | 0.04731 | 0.047124 | 0.047804 | 0.04812 | 0.047589 | 0.053453 | 0.047391 | 0.04769 | 0.047353 | 0.047017 | 0.048836 | 0.046971 | 0.050174 | 0.048832 | 0.047686 | 0.048652 | 0.047675 | 0.046843 | 0.046139 | 0.045606 | 0.045199 | 0.044782
F5_Industrial_Stone, Clay, and Glass_Existing_Space Heating_Natural Gas_Boiler_A_Achievable Technical Potential | F5 | Industrial | Stone, Clay, and Glass | Existing | Space Heating | Natural Gas | Boiler | A | Incremental Summer Peak Savings (MW) | Achievable Technical Potential | 0 | 0 | 0 | 0 | 0 | 0 | 0 | 0 | 0 | 0 | 0 | 0 | 0 | 0 | 0 | 0 | 0 | 0 | 0 | 0 | 0 | 0 | 0 | 0 | 0 | 0 | 0 | 0 | 0 | 0 | 0
F6_Industrial_Stone, Clay, and Glass_Existing_Space Heating_Natural Gas_Boiler_A_Achievable Technical Potential | F6 | Industrial | Stone, Clay, and Glass | Existing | Space Heating | Natural Gas | Boiler | A | Incremental Winter Peak Savings (MW) | Achievable Technical Potential | 0 | 0 | 0 | 0 | 0 | 0 | 0 | 0 | 0 | 0 | 0 | 0 | 0 | 0 | 0 | 0 | 0 | 0 | 0 | 0 | 0 | 0 | 0 | 0 | 0 | 0 | 0 | 0 | 0 | 0 | 0
F7_Industrial_Stone, Clay, and Glass_Existing_Space Heating_Natural Gas_Boiler_A_Achievable Technical Potential | F7 | Industrial | Stone, Clay, and Glass | Existing | Space Heating | Natural Gas | Boiler | A | Cumulative Energy Savings (MWh or mTherms) | Achievable Technical Potential | 0 | 0 | 0 | 0 | 0 | 0.021534 | 0.053291 | 0.091764 | 0.13552 | 0.18283 | 0.22996 | 0.27776 | 0.32588 | 0.37347 | 0.42692 | 0.47431 | 0.522 | 0.56936 | 0.61637 | 0.66521 | 0.71218 | 0.76235 | 0.81119 | 0.81821 | 0.82539 | 0.83241 | 0.83932 | 0.84612 | 0 | 0 | 0
F8_Industrial_Stone, Clay, and Glass_Existing_Space Heating_Natural Gas_Boiler_A_Achievable Technical Potential | F8 | Industrial | Stone, Clay, and Glass | Existing | Space Heating | Natural Gas | Boiler | A | Cumulative Summer Peak Savings (MW) | Achievable Technical Potential | 0 | 0 | 0 | 0 | 0 | 0 | 0 | 0 | 0 | 0 | 0 | 0 | 0 | 0 | 0 | 0 | 0 | 0 | 0 | 0 | 0 | 0 | 0 | 0 | 0 | 0 | 0 | 0 | 0 | 0 | 0
F9_Industrial_Stone, Clay, and Glass_Existing_Space Heating_Natural Gas_Boiler_A_Achievable Technical Potential | F9 | Industrial | Stone, Clay, and Glass | Existing | Space Heating | Natural Gas | Boiler | A | Cumulative Winter Peak Savings (MW) | Achievable Technical Potential | 0 | 0 | 0 | 0 | 0 | 0 | 0 | 0 | 0 | 0 | 0 | 0 | 0 | 0 | 0 | 0 | 0 | 0 | 0 | 0 | 0 | 0 | 0 | 0 | 0 | 0 | 0 | 0 | 0 | 0 | 0
F10_Industrial_Stone, Clay, and Glass_Existing_Space Heating_Natural Gas_Boiler_A_Achievable Technical Potential | F10 | Industrial | Stone, Clay, and Glass | Existing | Space Heating | Natural Gas | Boiler | A | Purchases (Incremental) | Achievable Technical Potential | 0 | 0 | 0 | 0 | 0 | 0.0040062 | 0.0059078 | 0.0071575 | 0.0081404 | 0.0088014 | 0.0087669 | 0.0088933 | 0.0089521 | 0.0088533 | 0.0099441 | 0.0088164 | 0.008872 | 0.0088094 | 0.0087468 | 0.0090853 | 0.0087383 | 0.0093342 | 0.0090845 | 0.0088713 | 0.009051 | 0.0088692 | 0.0087145 | 0.0085834 | 0.0084843 | 0.0084086 | 0.008331
F11_Industrial_Stone, Clay, and Glass_Existing_Space Heating_Natural Gas_Boiler_A_Achievable Technical Potential | F11 | Industrial | Stone, Clay, and Glass | Existing | Space Heating | Natural Gas | Boiler | A | Purchases (Cumulative) | Achievable Technical Potential | 0 | 0 | 0 | 0 | 0 | 0.0040062 | 0.009914 | 0.017071 | 0.025212 | 0.034013 | 0.04278 | 0.051673 | 0.060626 | 0.069479 | 0.079423 | 0.088239 | 0.097111 | 0.10592 | 0.11467 | 0.12375 | 0.13249 | 0.14183 | 0.15091 | 0.15978 | 0.16883 | 0.1777 | 0.18642 | 0.195 | 0.20348 | 0.21189 | 0.21622
F1_Industrial_Stone, Clay, and Glass_Existing_Space Heating_Natural Gas_Unit Heater_A_Achievable Technical Potential | F1 | Industrial | Stone, Clay, and Glass | Existing | Space Heating | Natural Gas | Unit Heater | A | Integrated Unit Energy Savings (kWh or therms) | Achievable Technical Potential | 0 | 28641.12 | 28641.12 | 28641.12 | 28641.12 | 15772.4108 | 15772.4108 | 15772.4108 | 15772.4108 | 15772.4108 | 15772.4108 | 15772.4108 | 15772.4108 | 15772.4108 | 15772.4108 | 15772.4108 | 15772.4108 | 15772.4108 | 15772.4108 | 15772.4108 | 15772.4108 | 15772.4108 | 15772.4108 | 15772.4108 | 15772.4108 | 15772.4108 | 15772.4108 | 15772.4108 | 15772.4108 | 15772.4108 | 15772.4108
F2_Industrial_Stone, Clay, and Glass_Existing_Space Heating_Natural Gas_Unit Heater_A_Achievable Technical Potential | F2 | Industrial | Stone, Clay, and Glass | Existing | Space Heating | Natural Gas | Unit Heater | A | Integrated Unit Summer Peak Savings (kW) | Achievable Technical Potential | 0 | 0 | 0 | 0 | 0 | 0 | 0 | 0 | 0 | 0 | 0 | 0 | 0 | 0 | 0 | 0 | 0 | 0 | 0 | 0 | 0 | 0 | 0 | 0 | 0 | 0 | 0 | 0 | 0 | 0 | 0
F3_Industrial_Stone, Clay, and Glass_Existing_Space Heating_Natural Gas_Unit Heater_A_Achievable Technical Potential | F3 | Industrial | Stone, Clay, and Glass | Existing | Space Heating | Natural Gas | Unit Heater | A | Integrated Unit Winter Peak Savings (kW) | Achievable Technical Potential | 0 | 0 | 0 | 0 | 0 | 0 | 0 | 0 | 0 | 0 | 0 | 0 | 0 | 0 | 0 | 0 | 0 | 0 | 0 | 0 | 0 | 0 | 0 | 0 | 0 | 0 | 0 | 0 | 0 | 0 | 0
F4_Industrial_Stone, Clay, and Glass_Existing_Space Heating_Natural Gas_Unit Heater_A_Achievable Technical Potential | F4 | Industrial | Stone, Clay, and Glass | Existing | Space Heating | Natural Gas | Unit Heater | A | Incremental Energy Savings (MWh or mTherms) | Achievable Technical Potential | 0 | 0 | 0 | 0 | 0 | 0.0051955 | 0.014126 | 0.027299 | 0.046523 | 0.071119 | 0.093612 | 0.11835 | 0.14253 | 0.16378 | 0.20996 | 0.21584 | 0.23805 | 0.22906 | 0.22309 | 0.22715 | 0.22283 | 0.24411 | 0.22364 | 0.22885 | 0.23914 | 0.24848 | 0.25923 | 0.26356 | 0.2663 | 0.26819 | 0.26857
F5_Industrial_Stone, Clay, and Glass_Existing_Space Heating_Natural Gas_Unit Heater_A_Achievable Technical Potential | F5 | Industrial | Stone, Clay, and Glass | Existing | Space Heating | Natural Gas | Unit Heater | A | Incremental Summer Peak Savings (MW) | Achievable Technical Potential | 0 | 0 | 0 | 0 | 0 | 0 | 0 | 0 | 0 | 0 | 0 | 0 | 0 | 0 | 0 | 0 | 0 | 0 | 0 | 0 | 0 | 0 | 0 | 0 | 0 | 0 | 0 | 0 | 0 | 0 | 0
F6_Industrial_Stone, Clay, and Glass_Existing_Space Heating_Natural Gas_Unit Heater_A_Achievable Technical Potential | F6 | Industrial | Stone, Clay, and Glass | Existing | Space Heating | Natural Gas | Unit Heater | A | Incremental Winter Peak Savings (MW) | Achievable Technical Potential | 0 | 0 | 0 | 0 | 0 | 0 | 0 | 0 | 0 | 0 | 0 | 0 | 0 | 0 | 0 | 0 | 0 | 0 | 0 | 0 | 0 | 0 | 0 | 0 | 0 | 0 | 0 | 0 | 0 | 0 | 0
F7_Industrial_Stone, Clay, and Glass_Existing_Space Heating_Natural Gas_Unit Heater_A_Achievable Technical Potential | F7 | Industrial | Stone, Clay, and Glass | Existing | Space Heating | Natural Gas | Unit Heater | A | Cumulative Energy Savings (MWh or mTherms) | Achievable Technical Potential | 0 | 0 | 0 | 0 | 0 | 0.0051955 | 0.019321 | 0.04662 | 0.093143 | 0.16426 | 0.25787 | 0.37623 | 0.51876 | 0.68254 | 0.89251 | 1.1083 | 1.3464 | 1.5703 | 1.7792 | 1.9791 | 2.1554 | 2.3284 | 2.4584 | 2.5689 | 2.6655 | 2.7502 | 2.7995 | 2.8472 | 0 | 0 | 0
F8_Industrial_Stone, Clay, and Glass_Existing_Space Heating_Natural Gas_Unit Heater_A_Achievable Technical Potential | F8 | Industrial | Stone, Clay, and Glass | Existing | Space Heating | Natural Gas | Unit Heater | A | Cumulative Summer Peak Savings (MW) | Achievable Technical Potential | 0 | 0 | 0 | 0 | 0 | 0 | 0 | 0 | 0 | 0 | 0 | 0 | 0 | 0 | 0 | 0 | 0 | 0 | 0 | 0 | 0 | 0 | 0 | 0 | 0 | 0 | 0 | 0 | 0 | 0 | 0
F9_Industrial_Stone, Clay, and Glass_Existing_Space Heating_Natural Gas_Unit Heater_A_Achievable Technical Potential | F9 | Industrial | Stone, Clay, and Glass | Existing | Space Heating | Natural Gas | Unit Heater | A | Cumulative Winter Peak Savings (MW) | Achievable Technical Potential | 0 | 0 | 0 | 0 | 0 | 0 | 0 | 0 | 0 | 0 | 0 | 0 | 0 | 0 | 0 | 0 | 0 | 0 | 0 | 0 | 0 | 0 | 0 | 0 | 0 | 0 | 0 | 0 | 0 | 0 | 0
F10_Industrial_Stone, Clay, and Glass_Existing_Space Heating_Natural Gas_Unit Heater_A_Achievable Technical Potential | F10 | Industrial | Stone, Clay, and Glass | Existing | Space Heating | Natural Gas | Unit Heater | A | Purchases (Incremental) | Achievable Technical Potential | 0 | 0 | 0 | 0 | 0 | 0.00032941 | 0.00089561 | 0.0017308 | 0.0029496 | 0.0045091 | 0.0059352 | 0.0075038 | 0.009037 | 0.010384 | 0.013312 | 0.013685 | 0.015093 | 0.014523 | 0.014144 | 0.014402 | 0.014128 | 0.015477 | 0.014179 | 0.014509 | 0.015162 | 0.015754 | 0.016435 | 0.01671 | 0.016884 | 0.017004 | 0.017028
F11_Industrial_Stone, Clay, and Glass_Existing_Space Heating_Natural Gas_Unit Heater_A_Achievable Technical Potential | F11 | Industrial | Stone, Clay, and Glass | Existing | Space Heating | Natural Gas | Unit Heater | A | Purchases (Cumulative) | Achievable Technical Potential | 0 | 0 | 0 | 0 | 0 | 0.00032941 | 0.001225 | 0.0029558 | 0.0059054 | 0.010414 | 0.01635 | 0.023853 | 0.03289 | 0.043275 | 0.056586 | 0.070271 | 0.085364 | 0.099557 | 0.11281 | 0.12548 | 0.13666 | 0.14762 | 0.15587 | 0.16287 | 0.169 | 0.17437 | 0.17749 | 0.18052 | 0.18231 | 0.18479 | 0.18767
F1_Industrial_Stone, Clay, and Glass_New_Space Heating_Natural Gas_Furnace_A_Achievable Technical Potential | F1 | Industrial | Stone, Clay, and Glass | New | Space Heating | Natural Gas | Furnace | A | Integrated Unit Energy Savings (kWh or therms) | Achievable Technical Potential | 0 | 0 | 0 | 0 | 0 | 0 | 0 | 0 | 0 | 0 | 0 | 0 | 0 | 0 | 0 | 0 | 0 | 0 | 0 | 0 | 0 | 0 | 0 | 0 | 0 | 0 | 0 | 0 | 0 | 0 | 0
F2_Industrial_Stone, Clay, and Glass_New_Space Heating_Natural Gas_Furnace_A_Achievable Technical Potential | F2 | Industrial | Stone, Clay, and Glass | New | Space Heating | Natural Gas | Furnace | A | Integrated Unit Summer Peak Savings (kW) | Achievable Technical Potential | 0 | 0 | 0 | 0 | 0 | 0 | 0 | 0 | 0 | 0 | 0 | 0 | 0 | 0 | 0 | 0 | 0 | 0 | 0 | 0 | 0 | 0 | 0 | 0 | 0 | 0 | 0 | 0 | 0 | 0 | 0
F3_Industrial_Stone, Clay, and Glass_New_Space Heating_Natural Gas_Furnace_A_Achievable Technical Potential | F3 | Industrial | Stone, Clay, and Glass | New | Space Heating | Natural Gas | Furnace | A | Integrated Unit Winter Peak Savings (kW) | Achievable Technical Potential | 0 | 0 | 0 | 0 | 0 | 0 | 0 | 0 | 0 | 0 | 0 | 0 | 0 | 0 | 0 | 0 | 0 | 0 | 0 | 0 | 0 | 0 | 0 | 0 | 0 | 0 | 0 | 0 | 0 | 0 | 0
F4_Industrial_Stone, Clay, and Glass_New_Space Heating_Natural Gas_Furnace_A_Achievable Technical Potential | F4 | Industrial | Stone, Clay, and Glass | New | Space Heating | Natural Gas | Furnace | A | Incremental Energy Savings (MWh or mTherms) | Achievable Technical Potential | 0 | 0 | 0 | 0 | 0 | 0 | 0 | 0 | 0 | 0 | 0 | 0 | 0 | 0 | 0 | 0 | 0 | 0 | 0 | 0 | 0 | 0 | 0 | 0 | 0 | 0 | 0 | 0 | 0 | 0 | 0
F5_Industrial_Stone, Clay, and Glass_New_Space Heating_Natural Gas_Furnace_A_Achievable Technical Potential | F5 | Industrial | Stone, Clay, and Glass | New | Space Heating | Natural Gas | Furnace | A | Incremental Summer Peak Savings (MW) | Achievable Technical Potential | 0 | 0 | 0 | 0 | 0 | 0 | 0 | 0 | 0 | 0 | 0 | 0 | 0 | 0 | 0 | 0 | 0 | 0 | 0 | 0 | 0 | 0 | 0 | 0 | 0 | 0 | 0 | 0 | 0 | 0 | 0
F6_Industrial_Stone, Clay, and Glass_New_Space Heating_Natural Gas_Furnace_A_Achievable Technical Potential | F6 | Industrial | Stone, Clay, and Glass | New | Space Heating | Natural Gas | Furnace | A | Incremental Winter Peak Savings (MW) | Achievable Technical Potential | 0 | 0 | 0 | 0 | 0 | 0 | 0 | 0 | 0 | 0 | 0 | 0 | 0 | 0 | 0 | 0 | 0 | 0 | 0 | 0 | 0 | 0 | 0 | 0 | 0 | 0 | 0 | 0 | 0 | 0 | 0
F7_Industrial_Stone, Clay, and Glass_New_Space Heating_Natural Gas_Furnace_A_Achievable Technical Potential | F7 | Industrial | Stone, Clay, and Glass | New | Space Heating | Natural Gas | Furnace | A | Cumulative Energy Savings (MWh or mTherms) | Achievable Technical Potential | 0 | 0 | 0 | 0 | 0 | 0 | 0 | 0 | 0 | 0 | 0 | 0 | 0 | 0 | 0 | 0 | 0 | 0 | 0 | 0 | 0 | 0 | 0 | 0 | 0 | 0 | 0 | 0 | 0 | 0 | 0
F8_Industrial_Stone, Clay, and Glass_New_Space Heating_Natural Gas_Furnace_A_Achievable Technical Potential | F8 | Industrial | Stone, Clay, and Glass | New | Space Heating | Natural Gas | Furnace | A | Cumulative Summer Peak Savings (MW) | Achievable Technical Potential | 0 | 0 | 0 | 0 | 0 | 0 | 0 | 0 | 0 | 0 | 0 | 0 | 0 | 0 | 0 | 0 | 0 | 0 | 0 | 0 | 0 | 0 | 0 | 0 | 0 | 0 | 0 | 0 | 0 | 0 | 0
F9_Industrial_Stone, Clay, and Glass_New_Space Heating_Natural Gas_Furnace_A_Achievable Technical Potential | F9 | Industrial | Stone, Clay, and Glass | New | Space Heating | Natural Gas | Furnace | A | Cumulative Winter Peak Savings (MW) | Achievable Technical Potential | 0 | 0 | 0 | 0 | 0 | 0 | 0 | 0 | 0 | 0 | 0 | 0 | 0 | 0 | 0 | 0 | 0 | 0 | 0 | 0 | 0 | 0 | 0 | 0 | 0 | 0 | 0 | 0 | 0 | 0 | 0
F10_Industrial_Stone, Clay, and Glass_New_Space Heating_Natural Gas_Furnace_A_Achievable Technical Potential | F10 | Industrial | Stone, Clay, and Glass | New | Space Heating | Natural Gas | Furnace | A | Purchases (Incremental) | Achievable Technical Potential | 0 | 0 | 0 | 0 | 0 | 0 | 0 | 0 | 0 | 0 | 0 | 0 | 0 | 0 | 0 | 0 | 0 | 0 | 0 | 0 | 0 | 0 | 0 | 0 | 0 | 0 | 0 | 0 | 0 | 0 | 0
F11_Industrial_Stone, Clay, and Glass_New_Space Heating_Natural Gas_Furnace_A_Achievable Technical Potential | F11 | Industrial | Stone, Clay, and Glass | New | Space Heating | Natural Gas | Furnace | A | Purchases (Cumulative) | Achievable Technical Potential | 0 | 0 | 0 | 0 | 0 | 0 | 0 | 0 | 0 | 0 | 0 | 0 | 0 | 0 | 0 | 0 | 0 | 0 | 0 | 0 | 0 | 0 | 0 | 0 | 0 | 0 | 0 | 0 | 0 | 0 | 0
F1_Industrial_Stone, Clay, and Glass_New_Space Heating_Natural Gas_Boiler_A_Achievable Technical Potential | F1 | Industrial | Stone, Clay, and Glass | New | Space Heating | Natural Gas | Boiler | A | Integrated Unit Energy Savings (kWh or therms) | Achievable Technical Potential | 0 | 0 | 0 | 0 | 0 | 0 | 0 | 0 | 0 | 0 | 0 | 0 | 0 | 0 | 0 | 0 | 0 | 0 | 0 | 0 | 0 | 0 | 0 | 0 | 0 | 0 | 0 | 0 | 0 | 0 | 0
F2_Industrial_Stone, Clay, and Glass_New_Space Heating_Natural Gas_Boiler_A_Achievable Technical Potential | F2 | Industrial | Stone, Clay, and Glass | New | Space Heating | Natural Gas | Boiler | A | Integrated Unit Summer Peak Savings (kW) | Achievable Technical Potential | 0 | 0 | 0 | 0 | 0 | 0 | 0 | 0 | 0 | 0 | 0 | 0 | 0 | 0 | 0 | 0 | 0 | 0 | 0 | 0 | 0 | 0 | 0 | 0 | 0 | 0 | 0 | 0 | 0 | 0 | 0
F3_Industrial_Stone, Clay, and Glass_New_Space Heating_Natural Gas_Boiler_A_Achievable Technical Potential | F3 | Industrial | Stone, Clay, and Glass | New | Space Heating | Natural Gas | Boiler | A | Integrated Unit Winter Peak Savings (kW) | Achievable Technical Potential | 0 | 0 | 0 | 0 | 0 | 0 | 0 | 0 | 0 | 0 | 0 | 0 | 0 | 0 | 0 | 0 | 0 | 0 | 0 | 0 | 0 | 0 | 0 | 0 | 0 | 0 | 0 | 0 | 0 | 0 | 0
F4_Industrial_Stone, Clay, and Glass_New_Space Heating_Natural Gas_Boiler_A_Achievable Technical Potential | F4 | Industrial | Stone, Clay, and Glass | New | Space Heating | Natural Gas | Boiler | A | Incremental Energy Savings (MWh or mTherms) | Achievable Technical Potential | 0 | 0 | 0 | 0 | 0 | 0 | 0 | 0 | 0 | 0 | 0 | 0 | 0 | 0 | 0 | 0 | 0 | 0 | 0 | 0 | 0 | 0 | 0 | 0 | 0 | 0 | 0 | 0 | 0 | 0 | 0
F5_Industrial_Stone, Clay, and Glass_New_Space Heating_Natural Gas_Boiler_A_Achievable Technical Potential | F5 | Industrial | Stone, Clay, and Glass | New | Space Heating | Natural Gas | Boiler | A | Incremental Summer Peak Savings (MW) | Achievable Technical Potential | 0 | 0 | 0 | 0 | 0 | 0 | 0 | 0 | 0 | 0 | 0 | 0 | 0 | 0 | 0 | 0 | 0 | 0 | 0 | 0 | 0 | 0 | 0 | 0 | 0 | 0 | 0 | 0 | 0 | 0 | 0
F6_Industrial_Stone, Clay, and Glass_New_Space Heating_Natural Gas_Boiler_A_Achievable Technical Potential | F6 | Industrial | Stone, Clay, and Glass | New | Space Heating | Natural Gas | Boiler | A | Incremental Winter Peak Savings (MW) | Achievable Technical Potential | 0 | 0 | 0 | 0 | 0 | 0 | 0 | 0 | 0 | 0 | 0 | 0 | 0 | 0 | 0 | 0 | 0 | 0 | 0 | 0 | 0 | 0 | 0 | 0 | 0 | 0 | 0 | 0 | 0 | 0 | 0
F7_Industrial_Stone, Clay, and Glass_New_Space Heating_Natural Gas_Boiler_A_Achievable Technical Potential | F7 | Industrial | Stone, Clay, and Glass | New | Space Heating | Natural Gas | Boiler | A | Cumulative Energy Savings (MWh or mTherms) | Achievable Technical Potential | 0 | 0 | 0 | 0 | 0 | 0 | 0 | 0 | 0 | 0 | 0 | 0 | 0 | 0 | 0 | 0 | 0 | 0 | 0 | 0 | 0 | 0 | 0 | 0 | 0 | 0 | 0 | 0 | 0 | 0 | 0
F8_Industrial_Stone, Clay, and Glass_New_Space Heating_Natural Gas_Boiler_A_Achievable Technical Potential | F8 | Industrial | Stone, Clay, and Glass | New | Space Heating | Natural Gas | Boiler | A | Cumulative Summer Peak Savings (MW) | Achievable Technical Potential | 0 | 0 | 0 | 0 | 0 | 0 | 0 | 0 | 0 | 0 | 0 | 0 | 0 | 0 | 0 | 0 | 0 | 0 | 0 | 0 | 0 | 0 | 0 | 0 | 0 | 0 | 0 | 0 | 0 | 0 | 0
F9_Industrial_Stone, Clay, and Glass_New_Space Heating_Natural Gas_Boiler_A_Achievable Technical Potential | F9 | Industrial | Stone, Clay, and Glass | New | Space Heating | Natural Gas | Boiler | A | Cumulative Winter Peak Savings (MW) | Achievable Technical Potential | 0 | 0 | 0 | 0 | 0 | 0 | 0 | 0 | 0 | 0 | 0 | 0 | 0 | 0 | 0 | 0 | 0 | 0 | 0 | 0 | 0 | 0 | 0 | 0 | 0 | 0 | 0 | 0 | 0 | 0 | 0
F10_Industrial_Stone, Clay, and Glass_New_Space Heating_Natural Gas_Boiler_A_Achievable Technical Potential | F10 | Industrial | Stone, Clay, and Glass | New | Space Heating | Natural Gas | Boiler | A | Purchases (Incremental) | Achievable Technical Potential | 0 | 0 | 0 | 0 | 0 | 0 | 0 | 0 | 0 | 0 | 0 | 0 | 0 | 0 | 0 | 0 | 0 | 0 | 0 | 0 | 0 | 0 | 0 | 0 | 0 | 0 | 0 | 0 | 0 | 0 | 0
F11_Industrial_Stone, Clay, and Glass_New_Space Heating_Natural Gas_Boiler_A_Achievable Technical Potential | F11 | Industrial | Stone, Clay, and Glass | New | Space Heating | Natural Gas | Boiler | A | Purchases (Cumulative) | Achievable Technical Potential | 0 | 0 | 0 | 0 | 0 | 0 | 0 | 0 | 0 | 0 | 0 | 0 | 0 | 0 | 0 | 0 | 0 | 0 | 0 | 0 | 0 | 0 | 0 | 0 | 0 | 0 | 0 | 0 | 0 | 0 | 0
F1_Industrial_Stone, Clay, and Glass_New_Space Heating_Natural Gas_Unit Heater_A_Achievable Technical Potential | F1 | Industrial | Stone, Clay, and Glass | New | Space Heating | Natural Gas | Unit Heater | A | Integrated Unit Energy Savings (kWh or therms) | Achievable Technical Potential | 0 | 28641.12 | 28641.12 | 28641.12 | 28641.12 | 15772.4108 | 15772.4108 | 15772.4108 | 15772.4108 | 15772.4108 | 15772.4108 | 15772.4108 | 15772.4108 | 15772.4108 | 15772.4108 | 15772.4108 | 15772.4108 | 15772.4108 | 15772.4108 | 15772.4108 | 15772.4108 | 15772.4108 | 15772.4108 | 15772.4108 | 15772.4108 | 15772.4108 | 15772.4108 | 15772.4108 | 15772.4108 | 15772.4108 | 15772.4108
F2_Industrial_Stone, Clay, and Glass_New_Space Heating_Natural Gas_Unit Heater_A_Achievable Technical Potential | F2 | Industrial | Stone, Clay, and Glass | New | Space Heating | Natural Gas | Unit Heater | A | Integrated Unit Summer Peak Savings (kW) | Achievable Technical Potential | 0 | 0 | 0 | 0 | 0 | 0 | 0 | 0 | 0 | 0 | 0 | 0 | 0 | 0 | 0 | 0 | 0 | 0 | 0 | 0 | 0 | 0 | 0 | 0 | 0 | 0 | 0 | 0 | 0 | 0 | 0
F3_Industrial_Stone, Clay, and Glass_New_Space Heating_Natural Gas_Unit Heater_A_Achievable Technical Potential | F3 | Industrial | Stone, Clay, and Glass | New | Space Heating | Natural Gas | Unit Heater | A | Integrated Unit Winter Peak Savings (kW) | Achievable Technical Potential | 0 | 0 | 0 | 0 | 0 | 0 | 0 | 0 | 0 | 0 | 0 | 0 | 0 | 0 | 0 | 0 | 0 | 0 | 0 | 0 | 0 | 0 | 0 | 0 | 0 | 0 | 0 | 0 | 0 | 0 | 0
F4_Industrial_Stone, Clay, and Glass_New_Space Heating_Natural Gas_Unit Heater_A_Achievable Technical Potential | F4 | Industrial | Stone, Clay, and Glass | New | Space Heating | Natural Gas | Unit Heater | A | Incremental Energy Savings (MWh or mTherms) | Achievable Technical Potential | 0 | 0 | 0 | 0 | 0 | 0.0019224 | 0.0037786 | 0.0056648 | 0.0075086 | 0.0093908 | 0.01109 | 0.014541 | 0.017616 | 0.020135 | 0.022137 | 0.024175 | 0.0257 | 0.027133 | 0.034441 | 0.033863 | 0.03348 | 0.033798 | 0.034499 | 0.035153 | 0.035962 | 0.036816 | 0.037823 | 0.038716 | 0.041323 | 0.04323 | 0.044571
F5_Industrial_Stone, Clay, and Glass_New_Space Heating_Natural Gas_Unit Heater_A_Achievable Technical Potential | F5 | Industrial | Stone, Clay, and Glass | New | Space Heating | Natural Gas | Unit Heater | A | Incremental Summer Peak Savings (MW) | Achievable Technical Potential | 0 | 0 | 0 | 0 | 0 | 0 | 0 | 0 | 0 | 0 | 0 | 0 | 0 | 0 | 0 | 0 | 0 | 0 | 0 | 0 | 0 | 0 | 0 | 0 | 0 | 0 | 0 | 0 | 0 | 0 | 0
F6_Industrial_Stone, Clay, and Glass_New_Space Heating_Natural Gas_Unit Heater_A_Achievable Technical Potential | F6 | Industrial | Stone, Clay, and Glass | New | Space Heating | Natural Gas | Unit Heater | A | Incremental Winter Peak Savings (MW) | Achievable Technical Potential | 0 | 0 | 0 | 0 | 0 | 0 | 0 | 0 | 0 | 0 | 0 | 0 | 0 | 0 | 0 | 0 | 0 | 0 | 0 | 0 | 0 | 0 | 0 | 0 | 0 | 0 | 0 | 0 | 0 | 0 | 0
F7_Industrial_Stone, Clay, and Glass_New_Space Heating_Natural Gas_Unit Heater_A_Achievable Technical Potential | F7 | Industrial | Stone, Clay, and Glass | New | Space Heating | Natural Gas | Unit Heater | A | Cumulative Energy Savings (MWh or mTherms) | Achievable Technical Potential | 0 | 0 | 0 | 0 | 0 | 0.0019224 | 0.005701 | 0.011366 | 0.018874 | 0.028265 | 0.039356 | 0.053896 | 0.071513 | 0.091648 | 0.11378 | 0.13796 | 0.16366 | 0.18887 | 0.21953 | 0.24773 | 0.2737 | 0.29811 | 0.32152 | 0.34213 | 0.36048 | 0.37716 | 0.39284 | 0.40738 | 0 | 0 | 0
F8_Industrial_Stone, Clay, and Glass_New_Space Heating_Natural Gas_Unit Heater_A_Achievable Technical Potential | F8 | Industrial | Stone, Clay, and Glass | New | Space Heating | Natural Gas | Unit Heater | A | Cumulative Summer Peak Savings (MW) | Achievable Technical Potential | 0 | 0 | 0 | 0 | 0 | 0 | 0 | 0 | 0 | 0 | 0 | 0 | 0 | 0 | 0 | 0 | 0 | 0 | 0 | 0 | 0 | 0 | 0 | 0 | 0 | 0 | 0 | 0 | 0 | 0 | 0
F9_Industrial_Stone, Clay, and Glass_New_Space Heating_Natural Gas_Unit Heater_A_Achievable Technical Potential | F9 | Industrial | Stone, Clay, and Glass | New | Space Heating | Natural Gas | Unit Heater | A | Cumulative Winter Peak Savings (MW) | Achievable Technical Potential | 0 | 0 | 0 | 0 | 0 | 0 | 0 | 0 | 0 | 0 | 0 | 0 | 0 | 0 | 0 | 0 | 0 | 0 | 0 | 0 | 0 | 0 | 0 | 0 | 0 | 0 | 0 | 0 | 0 | 0 | 0
F10_Industrial_Stone, Clay, and Glass_New_Space Heating_Natural Gas_Unit Heater_A_Achievable Technical Potential | F10 | Industrial | Stone, Clay, and Glass | New | Space Heating | Natural Gas | Unit Heater | A | Purchases (Incremental) | Achievable Technical Potential | 0 | 0 | 0 | 0 | 0 | 0.00012188 | 0.00023957 | 0.00035916 | 0.00047606 | 0.00059539 | 0.00070315 | 0.00092192 | 0.0011169 | 0.0012766 | 0.0014035 | 0.0015327 | 0.0016294 | 0.0017203 | 0.0021836 | 0.002147 | 0.0021227 | 0.0021429 | 0.0021873 | 0.0022288 | 0.00228 | 0.0023342 | 0.002398 | 0.0024546 | 0.0026199 | 0.0027409 | 0.0028259
F11_Industrial_Stone, Clay, and Glass_New_Space Heating_Natural Gas_Unit Heater_A_Achievable Technical Potential | F11 | Industrial | Stone, Clay, and Glass | New | Space Heating | Natural Gas | Unit Heater | A | Purchases (Cumulative) | Achievable Technical Potential | 0 | 0 | 0 | 0 | 0 | 0.00012188 | 0.00036145 | 0.00072062 | 0.0011967 | 0.0017921 | 0.0024952 | 0.0034171 | 0.004534 | 0.0058106 | 0.0072142 | 0.0087469 | 0.010376 | 0.011975 | 0.013919 | 0.015707 | 0.017353 | 0.018901 | 0.020385 | 0.021692 | 0.022855 | 0.023912 | 0.024907 | 0.025829 | 0.026819 | 0.02784 | 0.028482
F1_Industrial_Petroleum_Existing_Space Heating_Natural Gas_Furnace_A_Achievable Technical Potential | F1 | Industrial | Petroleum | Existing | Space Heating | Natural Gas | Furnace | A | Integrated Unit Energy Savings (kWh or therms) | Achievable Technical Potential | 0 | 505.0924 | 505.0924 | 505.0924 | 505.0924 | 138.7616 | 138.7616 | 799.267 | 799.267 | 799.267 | 799.267 | 799.267 | 799.267 | 799.267 | 799.267 | 799.267 | 799.267 | 799.267 | 799.267 | 799.267 | 799.267 | 799.267 | 799.267 | 799.267 | 799.267 | 799.267 | 799.267 | 799.267 | 799.267 | 799.267 | 799.267
F2_Industrial_Petroleum_Existing_Space Heating_Natural Gas_Furnace_A_Achievable Technical Potential | F2 | Industrial | Petroleum | Existing | Space Heating | Natural Gas | Furnace | A | Integrated Unit Summer Peak Savings (kW) | Achievable Technical Potential | 0 | 0 | 0 | 0 | 0 | 0 | 0 | 0 | 0 | 0 | 0 | 0 | 0 | 0 | 0 | 0 | 0 | 0 | 0 | 0 | 0 | 0 | 0 | 0 | 0 | 0 | 0 | 0 | 0 | 0 | 0
F3_Industrial_Petroleum_Existing_Space Heating_Natural Gas_Furnace_A_Achievable Technical Potential | F3 | Industrial | Petroleum | Existing | Space Heating | Natural Gas | Furnace | A | Integrated Unit Winter Peak Savings (kW) | Achievable Technical Potential | 0 | 0 | 0 | 0 | 0 | 0 | 0 | 0 | 0 | 0 | 0 | 0 | 0 | 0 | 0 | 0 | 0 | 0 | 0 | 0 | 0 | 0 | 0 | 0 | 0 | 0 | 0 | 0 | 0 | 0 | 0
F4_Industrial_Petroleum_Existing_Space Heating_Natural Gas_Furnace_A_Achievable Technical Potential | F4 | Industrial | Petroleum | Existing | Space Heating | Natural Gas | Furnace | A | Incremental Energy Savings (MWh or mTherms) | Achievable Technical Potential | 0 | 0 | 0 | 0 | 0 | 3.8112e-05 | 7.9367e-05 | 0.0004963 | 0.00069477 | 0.000902 | 0.001057 | 0.0012135 | 0.001239 | 0.0012211 | 0.0013469 | 0.0011642 | 0.0011319 | 0.0010784 | 0.0010233 | 0.0011055 | 0.0010863 | 0.0011069 | 0.0011845 | 0.0012042 | 0.0012254 | 0.0012481 | 0.0012774 | 0.0013044 | 0.0013293 | 0.0015238 | 0.0016543
F5_Industrial_Petroleum_Existing_Space Heating_Natural Gas_Furnace_A_Achievable Technical Potential | F5 | Industrial | Petroleum | Existing | Space Heating | Natural Gas | Furnace | A | Incremental Summer Peak Savings (MW) | Achievable Technical Potential | 0 | 0 | 0 | 0 | 0 | 0 | 0 | 0 | 0 | 0 | 0 | 0 | 0 | 0 | 0 | 0 | 0 | 0 | 0 | 0 | 0 | 0 | 0 | 0 | 0 | 0 | 0 | 0 | 0 | 0 | 0
F6_Industrial_Petroleum_Existing_Space Heating_Natural Gas_Furnace_A_Achievable Technical Potential | F6 | Industrial | Petroleum | Existing | Space Heating | Natural Gas | Furnace | A | Incremental Winter Peak Savings (MW) | Achievable Technical Potential | 0 | 0 | 0 | 0 | 0 | 0 | 0 | 0 | 0 | 0 | 0 | 0 | 0 | 0 | 0 | 0 | 0 | 0 | 0 | 0 | 0 | 0 | 0 | 0 | 0 | 0 | 0 | 0 | 0 | 0 | 0
F7_Industrial_Petroleum_Existing_Space Heating_Natural Gas_Furnace_A_Achievable Technical Potential | F7 | Industrial | Petroleum | Existing | Space Heating | Natural Gas | Furnace | A | Cumulative Energy Savings (MWh or mTherms) | Achievable Technical Potential | 0 | 0 | 0 | 0 | 0 | 3.8112e-05 | 0.00011748 | 0.00020364 | 0.00032426 | 0.00048086 | 0.00066436 | 0.00087503 | 0.0010901 | 0.0013021 | 0.001536 | 0.0017381 | 0.0019346 | 0.0021218 | 0.0022994 | 0.0024914 | 0.00268 | 0.0028721 | 0.0030778 | 0.0032868 | 0.0034996 | 0.0037163 | 0.003938 | 0.0041645 | 0 | 0 | 0
F8_Industrial_Petroleum_Existing_Space Heating_Natural Gas_Furnace_A_Achievable Technical Potential | F8 | Industrial | Petroleum | Existing | Space Heating | Natural Gas | Furnace | A | Cumulative Summer Peak Savings (MW) | Achievable Technical Potential | 0 | 0 | 0 | 0 | 0 | 0 | 0 | 0 | 0 | 0 | 0 | 0 | 0 | 0 | 0 | 0 | 0 | 0 | 0 | 0 | 0 | 0 | 0 | 0 | 0 | 0 | 0 | 0 | 0 | 0 | 0
F9_Industrial_Petroleum_Existing_Space Heating_Natural Gas_Furnace_A_Achievable Technical Potential | F9 | Industrial | Petroleum | Existing | Space Heating | Natural Gas | Furnace | A | Cumulative Winter Peak Savings (MW) | Achievable Technical Potential | 0 | 0 | 0 | 0 | 0 | 0 | 0 | 0 | 0 | 0 | 0 | 0 | 0 | 0 | 0 | 0 | 0 | 0 | 0 | 0 | 0 | 0 | 0 | 0 | 0 | 0 | 0 | 0 | 0 | 0 | 0
F10_Industrial_Petroleum_Existing_Space Heating_Natural Gas_Furnace_A_Achievable Technical Potential | F10 | Industrial | Petroleum | Existing | Space Heating | Natural Gas | Furnace | A | Purchases (Incremental) | Achievable Technical Potential | 0 | 0 | 0 | 0 | 0 | 0.00027466 | 0.00057196 | 0.00062094 | 0.00086926 | 0.0011285 | 0.0013224 | 0.0015183 | 0.0015501 | 0.0015277 | 0.0016851 | 0.0014565 | 0.0014161 | 0.0013492 | 0.0012803 | 0.0013831 | 0.0013591 | 0.0013849 | 0.001482 | 0.0015066 | 0.0015332 | 0.0015615 | 0.0015982 | 0.001632 | 0.0016631 | 0.0019065 | 0.0020698
F11_Industrial_Petroleum_Existing_Space Heating_Natural Gas_Furnace_A_Achievable Technical Potential | F11 | Industrial | Petroleum | Existing | Space Heating | Natural Gas | Furnace | A | Purchases (Cumulative) | Achievable Technical Potential | 0 | 0 | 0 | 0 | 0 | 0.00027466 | 0.00084662 | 0.0014676 | 0.0023368 | 0.0034654 | 0.0047878 | 0.006306 | 0.0078562 | 0.0093839 | 0.011069 | 0.012526 | 0.013942 | 0.015291 | 0.016571 | 0.017954 | 0.019313 | 0.020698 | 0.02218 | 0.023687 | 0.02522 | 0.026782 | 0.02838 | 0.030012 | 0.030759 | 0.030759 | 0.030759
F1_Industrial_Petroleum_Existing_Space Heating_Natural Gas_Boiler_A_Achievable Technical Potential | F1 | Industrial | Petroleum | Existing | Space Heating | Natural Gas | Boiler | A | Integrated Unit Energy Savings (kWh or therms) | Achievable Technical Potential | 0 | 8772.191 | 8772.191 | 8772.191 | 8772.191 | 5375.3 | 5375.3 | 5375.3 | 5375.3 | 5375.3 | 5375.3 | 5375.3 | 5375.3 | 5375.3 | 5375.3 | 5375.3 | 5375.3 | 5375.3 | 5375.3 | 5375.3 | 5375.3 | 5375.3 | 5375.3 | 5375.3 | 5375.3 | 5375.3 | 5375.3 | 5375.3 | 5375.3 | 5375.3 | 5375.3
F2_Industrial_Petroleum_Existing_Space Heating_Natural Gas_Boiler_A_Achievable Technical Potential | F2 | Industrial | Petroleum | Existing | Space Heating | Natural Gas | Boiler | A | Integrated Unit Summer Peak Savings (kW) | Achievable Technical Potential | 0 | 0 | 0 | 0 | 0 | 0 | 0 | 0 | 0 | 0 | 0 | 0 | 0 | 0 | 0 | 0 | 0 | 0 | 0 | 0 | 0 | 0 | 0 | 0 | 0 | 0 | 0 | 0 | 0 | 0 | 0
F3_Industrial_Petroleum_Existing_Space Heating_Natural Gas_Boiler_A_Achievable Technical Potential | F3 | Industrial | Petroleum | Existing | Space Heating | Natural Gas | Boiler | A | Integrated Unit Winter Peak Savings (kW) | Achievable Technical Potential | 0 | 0 | 0 | 0 | 0 | 0 | 0 | 0 | 0 | 0 | 0 | 0 | 0 | 0 | 0 | 0 | 0 | 0 | 0 | 0 | 0 | 0 | 0 | 0 | 0 | 0 | 0 | 0 | 0 | 0 | 0
F4_Industrial_Petroleum_Existing_Space Heating_Natural Gas_Boiler_A_Achievable Technical Potential | F4 | Industrial | Petroleum | Existing | Space Heating | Natural Gas | Boiler | A | Incremental Energy Savings (MWh or mTherms) | Achievable Technical Potential | 0 | 0 | 0 | 0 | 0 | 0.002458 | 0.0036247 | 0.0043915 | 0.0049945 | 0.0054001 | 0.0053789 | 0.0054565 | 0.0054925 | 0.0054319 | 0.0061012 | 0.0054093 | 0.0054434 | 0.005405 | 0.0053666 | 0.0055742 | 0.0053614 | 0.005727 | 0.0055738 | 0.005443 | 0.0055532 | 0.0054417 | 0.0053467 | 0.0052664 | 0.0052056 | 0.0051591 | 0.0051115
F5_Industrial_Petroleum_Existing_Space Heating_Natural Gas_Boiler_A_Achievable Technical Potential | F5 | Industrial | Petroleum | Existing | Space Heating | Natural Gas | Boiler | A | Incremental Summer Peak Savings (MW) | Achievable Technical Potential | 0 | 0 | 0 | 0 | 0 | 0 | 0 | 0 | 0 | 0 | 0 | 0 | 0 | 0 | 0 | 0 | 0 | 0 | 0 | 0 | 0 | 0 | 0 | 0 | 0 | 0 | 0 | 0 | 0 | 0 | 0
F6_Industrial_Petroleum_Existing_Space Heating_Natural Gas_Boiler_A_Achievable Technical Potential | F6 | Industrial | Petroleum | Existing | Space Heating | Natural Gas | Boiler | A | Incremental Winter Peak Savings (MW) | Achievable Technical Potential | 0 | 0 | 0 | 0 | 0 | 0 | 0 | 0 | 0 | 0 | 0 | 0 | 0 | 0 | 0 | 0 | 0 | 0 | 0 | 0 | 0 | 0 | 0 | 0 | 0 | 0 | 0 | 0 | 0 | 0 | 0
F7_Industrial_Petroleum_Existing_Space Heating_Natural Gas_Boiler_A_Achievable Technical Potential | F7 | Industrial | Petroleum | Existing | Space Heating | Natural Gas | Boiler | A | Cumulative Energy Savings (MWh or mTherms) | Achievable Technical Potential | 0 | 0 | 0 | 0 | 0 | 0.002458 | 0.0060827 | 0.010474 | 0.015469 | 0.020869 | 0.026248 | 0.031704 | 0.037197 | 0.042629 | 0.04873 | 0.054139 | 0.059583 | 0.064987 | 0.070354 | 0.075928 | 0.08129 | 0.087017 | 0.09259 | 0.093393 | 0.094211 | 0.095013 | 0.095801 | 0.096578 | 0 | 0 | 0
F8_Industrial_Petroleum_Existing_Space Heating_Natural Gas_Boiler_A_Achievable Technical Potential | F8 | Industrial | Petroleum | Existing | Space Heating | Natural Gas | Boiler | A | Cumulative Summer Peak Savings (MW) | Achievable Technical Potential | 0 | 0 | 0 | 0 | 0 | 0 | 0 | 0 | 0 | 0 | 0 | 0 | 0 | 0 | 0 | 0 | 0 | 0 | 0 | 0 | 0 | 0 | 0 | 0 | 0 | 0 | 0 | 0 | 0 | 0 | 0
F9_Industrial_Petroleum_Existing_Space Heating_Natural Gas_Boiler_A_Achievable Technical Potential | F9 | Industrial | Petroleum | Existing | Space Heating | Natural Gas | Boiler | A | Cumulative Winter Peak Savings (MW) | Achievable Technical Potential | 0 | 0 | 0 | 0 | 0 | 0 | 0 | 0 | 0 | 0 | 0 | 0 | 0 | 0 | 0 | 0 | 0 | 0 | 0 | 0 | 0 | 0 | 0 | 0 | 0 | 0 | 0 | 0 | 0 | 0 | 0
F10_Industrial_Petroleum_Existing_Space Heating_Natural Gas_Boiler_A_Achievable Technical Potential | F10 | Industrial | Petroleum | Existing | Space Heating | Natural Gas | Boiler | A | Purchases (Incremental) | Achievable Technical Potential | 0 | 0 | 0 | 0 | 0 | 0.00045727 | 0.00067433 | 0.00081697 | 0.00092917 | 0.0010046 | 0.0010007 | 0.0010151 | 0.0010218 | 0.0010105 | 0.001135 | 0.0010063 | 0.0010127 | 0.0010055 | 0.00099838 | 0.001037 | 0.00099741 | 0.0010654 | 0.0010369 | 0.0010126 | 0.0010331 | 0.0010124 | 0.00099469 | 0.00097973 | 0.00096842 | 0.00095977 | 0.00095092
F11_Industrial_Petroleum_Existing_Space Heating_Natural Gas_Boiler_A_Achievable Technical Potential | F11 | Industrial | Petroleum | Existing | Space Heating | Natural Gas | Boiler | A | Purchases (Cumulative) | Achievable Technical Potential | 0 | 0 | 0 | 0 | 0 | 0.00045727 | 0.0011316 | 0.0019486 | 0.0028777 | 0.0038824 | 0.004883 | 0.0058981 | 0.0069199 | 0.0079305 | 0.0090655 | 0.010072 | 0.011085 | 0.01209 | 0.013088 | 0.014125 | 0.015123 | 0.016188 | 0.017225 | 0.018238 | 0.019271 | 0.020283 | 0.021278 | 0.022258 | 0.023226 | 0.024186 | 0.024679
F1_Industrial_Petroleum_Existing_Space Heating_Natural Gas_Unit Heater_A_Achievable Technical Potential | F1 | Industrial | Petroleum | Existing | Space Heating | Natural Gas | Unit Heater | A | Integrated Unit Energy Savings (kWh or therms) | Achievable Technical Potential | 0 | 0 | 0 | 0 | 0 | 0 | 0 | 0 | 0 | 0 | 0 | 0 | 0 | 0 | 0 | 0 | 0 | 0 | 0 | 0 | 0 | 0 | 0 | 0 | 0 | 0 | 0 | 0 | 0 | 0 | 0
F2_Industrial_Petroleum_Existing_Space Heating_Natural Gas_Unit Heater_A_Achievable Technical Potential | F2 | Industrial | Petroleum | Existing | Space Heating | Natural Gas | Unit Heater | A | Integrated Unit Summer Peak Savings (kW) | Achievable Technical Potential | 0 | 0 | 0 | 0 | 0 | 0 | 0 | 0 | 0 | 0 | 0 | 0 | 0 | 0 | 0 | 0 | 0 | 0 | 0 | 0 | 0 | 0 | 0 | 0 | 0 | 0 | 0 | 0 | 0 | 0 | 0
F3_Industrial_Petroleum_Existing_Space Heating_Natural Gas_Unit Heater_A_Achievable Technical Potential | F3 | Industrial | Petroleum | Existing | Space Heating | Natural Gas | Unit Heater | A | Integrated Unit Winter Peak Savings (kW) | Achievable Technical Potential | 0 | 0 | 0 | 0 | 0 | 0 | 0 | 0 | 0 | 0 | 0 | 0 | 0 | 0 | 0 | 0 | 0 | 0 | 0 | 0 | 0 | 0 | 0 | 0 | 0 | 0 | 0 | 0 | 0 | 0 | 0
F4_Industrial_Petroleum_Existing_Space Heating_Natural Gas_Unit Heater_A_Achievable Technical Potential | F4 | Industrial | Petroleum | Existing | Space Heating | Natural Gas | Unit Heater | A | Incremental Energy Savings (MWh or mTherms) | Achievable Technical Potential | 0 | 0 | 0 | 0 | 0 | 0 | 0 | 0 | 0 | 0 | 0 | 0 | 0 | 0 | 0 | 0 | 0 | 0 | 0 | 0 | 0 | 0 | 0 | 0 | 0 | 0 | 0 | 0 | 0 | 0 | 0
F5_Industrial_Petroleum_Existing_Space Heating_Natural Gas_Unit Heater_A_Achievable Technical Potential | F5 | Industrial | Petroleum | Existing | Space Heating | Natural Gas | Unit Heater | A | Incremental Summer Peak Savings (MW) | Achievable Technical Potential | 0 | 0 | 0 | 0 | 0 | 0 | 0 | 0 | 0 | 0 | 0 | 0 | 0 | 0 | 0 | 0 | 0 | 0 | 0 | 0 | 0 | 0 | 0 | 0 | 0 | 0 | 0 | 0 | 0 | 0 | 0
F6_Industrial_Petroleum_Existing_Space Heating_Natural Gas_Unit Heater_A_Achievable Technical Potential | F6 | Industrial | Petroleum | Existing | Space Heating | Natural Gas | Unit Heater | A | Incremental Winter Peak Savings (MW) | Achievable Technical Potential | 0 | 0 | 0 | 0 | 0 | 0 | 0 | 0 | 0 | 0 | 0 | 0 | 0 | 0 | 0 | 0 | 0 | 0 | 0 | 0 | 0 | 0 | 0 | 0 | 0 | 0 | 0 | 0 | 0 | 0 | 0
F7_Industrial_Petroleum_Existing_Space Heating_Natural Gas_Unit Heater_A_Achievable Technical Potential | F7 | Industrial | Petroleum | Existing | Space Heating | Natural Gas | Unit Heater | A | Cumulative Energy Savings (MWh or mTherms) | Achievable Technical Potential | 0 | 0 | 0 | 0 | 0 | 0 | 0 | 0 | 0 | 0 | 0 | 0 | 0 | 0 | 0 | 0 | 0 | 0 | 0 | 0 | 0 | 0 | 0 | 0 | 0 | 0 | 0 | 0 | 0 | 0 | 0
F8_Industrial_Petroleum_Existing_Space Heating_Natural Gas_Unit Heater_A_Achievable Technical Potential | F8 | Industrial | Petroleum | Existing | Space Heating | Natural Gas | Unit Heater | A | Cumulative Summer Peak Savings (MW) | Achievable Technical Potential | 0 | 0 | 0 | 0 | 0 | 0 | 0 | 0 | 0 | 0 | 0 | 0 | 0 | 0 | 0 | 0 | 0 | 0 | 0 | 0 | 0 | 0 | 0 | 0 | 0 | 0 | 0 | 0 | 0 | 0 | 0
F9_Industrial_Petroleum_Existing_Space Heating_Natural Gas_Unit Heater_A_Achievable Technical Potential | F9 | Industrial | Petroleum | Existing | Space Heating | Natural Gas | Unit Heater | A | Cumulative Winter Peak Savings (MW) | Achievable Technical Potential | 0 | 0 | 0 | 0 | 0 | 0 | 0 | 0 | 0 | 0 | 0 | 0 | 0 | 0 | 0 | 0 | 0 | 0 | 0 | 0 | 0 | 0 | 0 | 0 | 0 | 0 | 0 | 0 | 0 | 0 | 0
F10_Industrial_Petroleum_Existing_Space Heating_Natural Gas_Unit Heater_A_Achievable Technical Potential | F10 | Industrial | Petroleum | Existing | Space Heating | Natural Gas | Unit Heater | A | Purchases (Incremental) | Achievable Technical Potential | 0 | 0 | 0 | 0 | 0 | 0 | 0 | 0 | 0 | 0 | 0 | 0 | 0 | 0 | 0 | 0 | 0 | 0 | 0 | 0 | 0 | 0 | 0 | 0 | 0 | 0 | 0 | 0 | 0 | 0 | 0
F11_Industrial_Petroleum_Existing_Space Heating_Natural Gas_Unit Heater_A_Achievable Technical Potential | F11 | Industrial | Petroleum | Existing | Space Heating | Natural Gas | Unit Heater | A | Purchases (Cumulative) | Achievable Technical Potential | 0 | 0 | 0 | 0 | 0 | 0 | 0 | 0 | 0 | 0 | 0 | 0 | 0 | 0 | 0 | 0 | 0 | 0 | 0 | 0 | 0 | 0 | 0 | 0 | 0 | 0 | 0 | 0 | 0 | 0 | 0
F1_Industrial_Petroleum_New_Space Heating_Natural Gas_Furnace_A_Achievable Technical Potential | F1 | Industrial | Petroleum | New | Space Heating | Natural Gas | Furnace | A | Integrated Unit Energy Savings (kWh or therms) | Achievable Technical Potential | 0 | 0 | 0 | 0 | 0 | 0 | 0 | 0 | 0 | 0 | 0 | 0 | 0 | 0 | 0 | 0 | 0 | 0 | 0 | 0 | 0 | 0 | 0 | 0 | 0 | 0 | 0 | 0 | 0 | 0 | 0
F2_Industrial_Petroleum_New_Space Heating_Natural Gas_Furnace_A_Achievable Technical Potential | F2 | Industrial | Petroleum | New | Space Heating | Natural Gas | Furnace | A | Integrated Unit Summer Peak Savings (kW) | Achievable Technical Potential | 0 | 0 | 0 | 0 | 0 | 0 | 0 | 0 | 0 | 0 | 0 | 0 | 0 | 0 | 0 | 0 | 0 | 0 | 0 | 0 | 0 | 0 | 0 | 0 | 0 | 0 | 0 | 0 | 0 | 0 | 0
F3_Industrial_Petroleum_New_Space Heating_Natural Gas_Furnace_A_Achievable Technical Potential | F3 | Industrial | Petroleum | New | Space Heating | Natural Gas | Furnace | A | Integrated Unit Winter Peak Savings (kW) | Achievable Technical Potential | 0 | 0 | 0 | 0 | 0 | 0 | 0 | 0 | 0 | 0 | 0 | 0 | 0 | 0 | 0 | 0 | 0 | 0 | 0 | 0 | 0 | 0 | 0 | 0 | 0 | 0 | 0 | 0 | 0 | 0 | 0
F4_Industrial_Petroleum_New_Space Heating_Natural Gas_Furnace_A_Achievable Technical Potential | F4 | Industrial | Petroleum | New | Space Heating | Natural Gas | Furnace | A | Incremental Energy Savings (MWh or mTherms) | Achievable Technical Potential | 0 | 0 | 0 | 0 | 0 | 0 | 0 | 0 | 0 | 0 | 0 | 0 | 0 | 0 | 0 | 0 | 0 | 0 | 0 | 0 | 0 | 0 | 0 | 0 | 0 | 0 | 0 | 0 | 0 | 0 | 0
F5_Industrial_Petroleum_New_Space Heating_Natural Gas_Furnace_A_Achievable Technical Potential | F5 | Industrial | Petroleum | New | Space Heating | Natural Gas | Furnace | A | Incremental Summer Peak Savings (MW) | Achievable Technical Potential | 0 | 0 | 0 | 0 | 0 | 0 | 0 | 0 | 0 | 0 | 0 | 0 | 0 | 0 | 0 | 0 | 0 | 0 | 0 | 0 | 0 | 0 | 0 | 0 | 0 | 0 | 0 | 0 | 0 | 0 | 0
F6_Industrial_Petroleum_New_Space Heating_Natural Gas_Furnace_A_Achievable Technical Potential | F6 | Industrial | Petroleum | New | Space Heating | Natural Gas | Furnace | A | Incremental Winter Peak Savings (MW) | Achievable Technical Potential | 0 | 0 | 0 | 0 | 0 | 0 | 0 | 0 | 0 | 0 | 0 | 0 | 0 | 0 | 0 | 0 | 0 | 0 | 0 | 0 | 0 | 0 | 0 | 0 | 0 | 0 | 0 | 0 | 0 | 0 | 0
F7_Industrial_Petroleum_New_Space Heating_Natural Gas_Furnace_A_Achievable Technical Potential | F7 | Industrial | Petroleum | New | Space Heating | Natural Gas | Furnace | A | Cumulative Energy Savings (MWh or mTherms) | Achievable Technical Potential | 0 | 0 | 0 | 0 | 0 | 0 | 0 | 0 | 0 | 0 | 0 | 0 | 0 | 0 | 0 | 0 | 0 | 0 | 0 | 0 | 0 | 0 | 0 | 0 | 0 | 0 | 0 | 0 | 0 | 0 | 0
F8_Industrial_Petroleum_New_Space Heating_Natural Gas_Furnace_A_Achievable Technical Potential | F8 | Industrial | Petroleum | New | Space Heating | Natural Gas | Furnace | A | Cumulative Summer Peak Savings (MW) | Achievable Technical Potential | 0 | 0 | 0 | 0 | 0 | 0 | 0 | 0 | 0 | 0 | 0 | 0 | 0 | 0 | 0 | 0 | 0 | 0 | 0 | 0 | 0 | 0 | 0 | 0 | 0 | 0 | 0 | 0 | 0 | 0 | 0
F9_Industrial_Petroleum_New_Space Heating_Natural Gas_Furnace_A_Achievable Technical Potential | F9 | Industrial | Petroleum | New | Space Heating | Natural Gas | Furnace | A | Cumulative Winter Peak Savings (MW) | Achievable Technical Potential | 0 | 0 | 0 | 0 | 0 | 0 | 0 | 0 | 0 | 0 | 0 | 0 | 0 | 0 | 0 | 0 | 0 | 0 | 0 | 0 | 0 | 0 | 0 | 0 | 0 | 0 | 0 | 0 | 0 | 0 | 0
F10_Industrial_Petroleum_New_Space Heating_Natural Gas_Furnace_A_Achievable Technical Potential | F10 | Industrial | Petroleum | New | Space Heating | Natural Gas | Furnace | A | Purchases (Incremental) | Achievable Technical Potential | 0 | 0 | 0 | 0 | 0 | 0 | 0 | 0 | 0 | 0 | 0 | 0 | 0 | 0 | 0 | 0 | 0 | 0 | 0 | 0 | 0 | 0 | 0 | 0 | 0 | 0 | 0 | 0 | 0 | 0 | 0
F11_Industrial_Petroleum_New_Space Heating_Natural Gas_Furnace_A_Achievable Technical Potential | F11 | Industrial | Petroleum | New | Space Heating | Natural Gas | Furnace | A | Purchases (Cumulative) | Achievable Technical Potential | 0 | 0 | 0 | 0 | 0 | 0 | 0 | 0 | 0 | 0 | 0 | 0 | 0 | 0 | 0 | 0 | 0 | 0 | 0 | 0 | 0 | 0 | 0 | 0 | 0 | 0 | 0 | 0 | 0 | 0 | 0
F1_Industrial_Petroleum_New_Space Heating_Natural Gas_Boiler_A_Achievable Technical Potential | F1 | Industrial | Petroleum | New | Space Heating | Natural Gas | Boiler | A | Integrated Unit Energy Savings (kWh or therms) | Achievable Technical Potential | 0 | 0 | 0 | 0 | 0 | 0 | 0 | 0 | 0 | 0 | 0 | 0 | 0 | 0 | 0 | 0 | 0 | 0 | 0 | 0 | 0 | 0 | 0 | 0 | 0 | 0 | 0 | 0 | 0 | 0 | 0
F2_Industrial_Petroleum_New_Space Heating_Natural Gas_Boiler_A_Achievable Technical Potential | F2 | Industrial | Petroleum | New | Space Heating | Natural Gas | Boiler | A | Integrated Unit Summer Peak Savings (kW) | Achievable Technical Potential | 0 | 0 | 0 | 0 | 0 | 0 | 0 | 0 | 0 | 0 | 0 | 0 | 0 | 0 | 0 | 0 | 0 | 0 | 0 | 0 | 0 | 0 | 0 | 0 | 0 | 0 | 0 | 0 | 0 | 0 | 0
F3_Industrial_Petroleum_New_Space Heating_Natural Gas_Boiler_A_Achievable Technical Potential | F3 | Industrial | Petroleum | New | Space Heating | Natural Gas | Boiler | A | Integrated Unit Winter Peak Savings (kW) | Achievable Technical Potential | 0 | 0 | 0 | 0 | 0 | 0 | 0 | 0 | 0 | 0 | 0 | 0 | 0 | 0 | 0 | 0 | 0 | 0 | 0 | 0 | 0 | 0 | 0 | 0 | 0 | 0 | 0 | 0 | 0 | 0 | 0
F4_Industrial_Petroleum_New_Space Heating_Natural Gas_Boiler_A_Achievable Technical Potential | F4 | Industrial | Petroleum | New | Space Heating | Natural Gas | Boiler | A | Incremental Energy Savings (MWh or mTherms) | Achievable Technical Potential | 0 | 0 | 0 | 0 | 0 | 0 | 0 | 0 | 0 | 0 | 0 | 0 | 0 | 0 | 0 | 0 | 0 | 0 | 0 | 0 | 0 | 0 | 0 | 0 | 0 | 0 | 0 | 0 | 0 | 0 | 0
F5_Industrial_Petroleum_New_Space Heating_Natural Gas_Boiler_A_Achievable Technical Potential | F5 | Industrial | Petroleum | New | Space Heating | Natural Gas | Boiler | A | Incremental Summer Peak Savings (MW) | Achievable Technical Potential | 0 | 0 | 0 | 0 | 0 | 0 | 0 | 0 | 0 | 0 | 0 | 0 | 0 | 0 | 0 | 0 | 0 | 0 | 0 | 0 | 0 | 0 | 0 | 0 | 0 | 0 | 0 | 0 | 0 | 0 | 0
F6_Industrial_Petroleum_New_Space Heating_Natural Gas_Boiler_A_Achievable Technical Potential | F6 | Industrial | Petroleum | New | Space Heating | Natural Gas | Boiler | A | Incremental Winter Peak Savings (MW) | Achievable Technical Potential | 0 | 0 | 0 | 0 | 0 | 0 | 0 | 0 | 0 | 0 | 0 | 0 | 0 | 0 | 0 | 0 | 0 | 0 | 0 | 0 | 0 | 0 | 0 | 0 | 0 | 0 | 0 | 0 | 0 | 0 | 0
F7_Industrial_Petroleum_New_Space Heating_Natural Gas_Boiler_A_Achievable Technical Potential | F7 | Industrial | Petroleum | New | Space Heating | Natural Gas | Boiler | A | Cumulative Energy Savings (MWh or mTherms) | Achievable Technical Potential | 0 | 0 | 0 | 0 | 0 | 0 | 0 | 0 | 0 | 0 | 0 | 0 | 0 | 0 | 0 | 0 | 0 | 0 | 0 | 0 | 0 | 0 | 0 | 0 | 0 | 0 | 0 | 0 | 0 | 0 | 0
F8_Industrial_Petroleum_New_Space Heating_Natural Gas_Boiler_A_Achievable Technical Potential | F8 | Industrial | Petroleum | New | Space Heating | Natural Gas | Boiler | A | Cumulative Summer Peak Savings (MW) | Achievable Technical Potential | 0 | 0 | 0 | 0 | 0 | 0 | 0 | 0 | 0 | 0 | 0 | 0 | 0 | 0 | 0 | 0 | 0 | 0 | 0 | 0 | 0 | 0 | 0 | 0 | 0 | 0 | 0 | 0 | 0 | 0 | 0
F9_Industrial_Petroleum_New_Space Heating_Natural Gas_Boiler_A_Achievable Technical Potential | F9 | Industrial | Petroleum | New | Space Heating | Natural Gas | Boiler | A | Cumulative Winter Peak Savings (MW) | Achievable Technical Potential | 0 | 0 | 0 | 0 | 0 | 0 | 0 | 0 | 0 | 0 | 0 | 0 | 0 | 0 | 0 | 0 | 0 | 0 | 0 | 0 | 0 | 0 | 0 | 0 | 0 | 0 | 0 | 0 | 0 | 0 | 0
F10_Industrial_Petroleum_New_Space Heating_Natural Gas_Boiler_A_Achievable Technical Potential | F10 | Industrial | Petroleum | New | Space Heating | Natural Gas | Boiler | A | Purchases (Incremental) | Achievable Technical Potential | 0 | 0 | 0 | 0 | 0 | 0 | 0 | 0 | 0 | 0 | 0 | 0 | 0 | 0 | 0 | 0 | 0 | 0 | 0 | 0 | 0 | 0 | 0 | 0 | 0 | 0 | 0 | 0 | 0 | 0 | 0
F11_Industrial_Petroleum_New_Space Heating_Natural Gas_Boiler_A_Achievable Technical Potential | F11 | Industrial | Petroleum | New | Space Heating | Natural Gas | Boiler | A | Purchases (Cumulative) | Achievable Technical Potential | 0 | 0 | 0 | 0 | 0 | 0 | 0 | 0 | 0 | 0 | 0 | 0 | 0 | 0 | 0 | 0 | 0 | 0 | 0 | 0 | 0 | 0 | 0 | 0 | 0 | 0 | 0 | 0 | 0 | 0 | 0
F1_Industrial_Petroleum_New_Space Heating_Natural Gas_Unit Heater_A_Achievable Technical Potential | F1 | Industrial | Petroleum | New | Space Heating | Natural Gas | Unit Heater | A | Integrated Unit Energy Savings (kWh or therms) | Achievable Technical Potential | 0 | 0 | 0 | 0 | 0 | 0 | 0 | 0 | 0 | 0 | 0 | 0 | 0 | 0 | 0 | 0 | 0 | 0 | 0 | 0 | 0 | 0 | 0 | 0 | 0 | 0 | 0 | 0 | 0 | 0 | 0
F2_Industrial_Petroleum_New_Space Heating_Natural Gas_Unit Heater_A_Achievable Technical Potential | F2 | Industrial | Petroleum | New | Space Heating | Natural Gas | Unit Heater | A | Integrated Unit Summer Peak Savings (kW) | Achievable Technical Potential | 0 | 0 | 0 | 0 | 0 | 0 | 0 | 0 | 0 | 0 | 0 | 0 | 0 | 0 | 0 | 0 | 0 | 0 | 0 | 0 | 0 | 0 | 0 | 0 | 0 | 0 | 0 | 0 | 0 | 0 | 0
F3_Industrial_Petroleum_New_Space Heating_Natural Gas_Unit Heater_A_Achievable Technical Potential | F3 | Industrial | Petroleum | New | Space Heating | Natural Gas | Unit Heater | A | Integrated Unit Winter Peak Savings (kW) | Achievable Technical Potential | 0 | 0 | 0 | 0 | 0 | 0 | 0 | 0 | 0 | 0 | 0 | 0 | 0 | 0 | 0 | 0 | 0 | 0 | 0 | 0 | 0 | 0 | 0 | 0 | 0 | 0 | 0 | 0 | 0 | 0 | 0
F4_Industrial_Petroleum_New_Space Heating_Natural Gas_Unit Heater_A_Achievable Technical Potential | F4 | Industrial | Petroleum | New | Space Heating | Natural Gas | Unit Heater | A | Incremental Energy Savings (MWh or mTherms) | Achievable Technical Potential | 0 | 0 | 0 | 0 | 0 | 0 | 0 | 0 | 0 | 0 | 0 | 0 | 0 | 0 | 0 | 0 | 0 | 0 | 0 | 0 | 0 | 0 | 0 | 0 | 0 | 0 | 0 | 0 | 0 | 0 | 0
F5_Industrial_Petroleum_New_Space Heating_Natural Gas_Unit Heater_A_Achievable Technical Potential | F5 | Industrial | Petroleum | New | Space Heating | Natural Gas | Unit Heater | A | Incremental Summer Peak Savings (MW) | Achievable Technical Potential | 0 | 0 | 0 | 0 | 0 | 0 | 0 | 0 | 0 | 0 | 0 | 0 | 0 | 0 | 0 | 0 | 0 | 0 | 0 | 0 | 0 | 0 | 0 | 0 | 0 | 0 | 0 | 0 | 0 | 0 | 0
F6_Industrial_Petroleum_New_Space Heating_Natural Gas_Unit Heater_A_Achievable Technical Potential | F6 | Industrial | Petroleum | New | Space Heating | Natural Gas | Unit Heater | A | Incremental Winter Peak Savings (MW) | Achievable Technical Potential | 0 | 0 | 0 | 0 | 0 | 0 | 0 | 0 | 0 | 0 | 0 | 0 | 0 | 0 | 0 | 0 | 0 | 0 | 0 | 0 | 0 | 0 | 0 | 0 | 0 | 0 | 0 | 0 | 0 | 0 | 0
F7_Industrial_Petroleum_New_Space Heating_Natural Gas_Unit Heater_A_Achievable Technical Potential | F7 | Industrial | Petroleum | New | Space Heating | Natural Gas | Unit Heater | A | Cumulative Energy Savings (MWh or mTherms) | Achievable Technical Potential | 0 | 0 | 0 | 0 | 0 | 0 | 0 | 0 | 0 | 0 | 0 | 0 | 0 | 0 | 0 | 0 | 0 | 0 | 0 | 0 | 0 | 0 | 0 | 0 | 0 | 0 | 0 | 0 | 0 | 0 | 0
F8_Industrial_Petroleum_New_Space Heating_Natural Gas_Unit Heater_A_Achievable Technical Potential | F8 | Industrial | Petroleum | New | Space Heating | Natural Gas | Unit Heater | A | Cumulative Summer Peak Savings (MW) | Achievable Technical Potential | 0 | 0 | 0 | 0 | 0 | 0 | 0 | 0 | 0 | 0 | 0 | 0 | 0 | 0 | 0 | 0 | 0 | 0 | 0 | 0 | 0 | 0 | 0 | 0 | 0 | 0 | 0 | 0 | 0 | 0 | 0
F9_Industrial_Petroleum_New_Space Heating_Natural Gas_Unit Heater_A_Achievable Technical Potential | F9 | Industrial | Petroleum | New | Space Heating | Natural Gas | Unit Heater | A | Cumulative Winter Peak Savings (MW) | Achievable Technical Potential | 0 | 0 | 0 | 0 | 0 | 0 | 0 | 0 | 0 | 0 | 0 | 0 | 0 | 0 | 0 | 0 | 0 | 0 | 0 | 0 | 0 | 0 | 0 | 0 | 0 | 0 | 0 | 0 | 0 | 0 | 0
F10_Industrial_Petroleum_New_Space Heating_Natural Gas_Unit Heater_A_Achievable Technical Potential | F10 | Industrial | Petroleum | New | Space Heating | Natural Gas | Unit Heater | A | Purchases (Incremental) | Achievable Technical Potential | 0 | 0 | 0 | 0 | 0 | 0 | 0 | 0 | 0 | 0 | 0 | 0 | 0 | 0 | 0 | 0 | 0 | 0 | 0 | 0 | 0 | 0 | 0 | 0 | 0 | 0 | 0 | 0 | 0 | 0 | 0
F11_Industrial_Petroleum_New_Space Heating_Natural Gas_Unit Heater_A_Achievable Technical Potential | F11 | Industrial | Petroleum | New | Space Heating | Natural Gas | Unit Heater | A | Purchases (Cumulative) | Achievable Technical Potential | 0 | 0 | 0 | 0 | 0 | 0 | 0 | 0 | 0 | 0 | 0 | 0 | 0 | 0 | 0 | 0 | 0 | 0 | 0 | 0 | 0 | 0 | 0 | 0 | 0 | 0 | 0 | 0 | 0 | 0 | 0
F1_Industrial_Paper and Printing_Existing_Space Heating_Natural Gas_Furnace_A_Achievable Technical Potential | F1 | Industrial | Paper and Printing | Existing | Space Heating | Natural Gas | Furnace | A | Integrated Unit Energy Savings (kWh or therms) | Achievable Technical Potential | 0 | 505.0924 | 505.0924 | 505.0924 | 505.0924 | 138.7616 | 138.7616 | 799.267 | 799.267 | 799.267 | 799.267 | 799.267 | 799.267 | 799.267 | 799.267 | 799.267 | 799.267 | 799.267 | 799.267 | 799.267 | 799.267 | 799.267 | 799.267 | 799.267 | 799.267 | 799.267 | 799.267 | 799.267 | 799.267 | 799.267 | 799.267
F2_Industrial_Paper and Printing_Existing_Space Heating_Natural Gas_Furnace_A_Achievable Technical Potential | F2 | Industrial | Paper and Printing | Existing | Space Heating | Natural Gas | Furnace | A | Integrated Unit Summer Peak Savings (kW) | Achievable Technical Potential | 0 | 0 | 0 | 0 | 0 | 0 | 0 | 0 | 0 | 0 | 0 | 0 | 0 | 0 | 0 | 0 | 0 | 0 | 0 | 0 | 0 | 0 | 0 | 0 | 0 | 0 | 0 | 0 | 0 | 0 | 0
F3_Industrial_Paper and Printing_Existing_Space Heating_Natural Gas_Furnace_A_Achievable Technical Potential | F3 | Industrial | Paper and Printing | Existing | Space Heating | Natural Gas | Furnace | A | Integrated Unit Winter Peak Savings (kW) | Achievable Technical Potential | 0 | 0 | 0 | 0 | 0 | 0 | 0 | 0 | 0 | 0 | 0 | 0 | 0 | 0 | 0 | 0 | 0 | 0 | 0 | 0 | 0 | 0 | 0 | 0 | 0 | 0 | 0 | 0 | 0 | 0 | 0
F4_Industrial_Paper and Printing_Existing_Space Heating_Natural Gas_Furnace_A_Achievable Technical Potential | F4 | Industrial | Paper and Printing | Existing | Space Heating | Natural Gas | Furnace | A | Incremental Energy Savings (MWh or mTherms) | Achievable Technical Potential | 0 | 0 | 0 | 0 | 0 | 0.00023439 | 0.0004881 | 0.0030522 | 0.0042728 | 0.0055472 | 0.0065002 | 0.0074629 | 0.0076196 | 0.0075094 | 0.0082831 | 0.0071595 | 0.0069609 | 0.0066321 | 0.0062931 | 0.0067987 | 0.0066808 | 0.0068074 | 0.0072847 | 0.0074055 | 0.0075364 | 0.0076754 | 0.0078558 | 0.008022 | 0.0081751 | 0.0093715 | 0.010174
F5_Industrial_Paper and Printing_Existing_Space Heating_Natural Gas_Furnace_A_Achievable Technical Potential | F5 | Industrial | Paper and Printing | Existing | Space Heating | Natural Gas | Furnace | A | Incremental Summer Peak Savings (MW) | Achievable Technical Potential | 0 | 0 | 0 | 0 | 0 | 0 | 0 | 0 | 0 | 0 | 0 | 0 | 0 | 0 | 0 | 0 | 0 | 0 | 0 | 0 | 0 | 0 | 0 | 0 | 0 | 0 | 0 | 0 | 0 | 0 | 0
F6_Industrial_Paper and Printing_Existing_Space Heating_Natural Gas_Furnace_A_Achievable Technical Potential | F6 | Industrial | Paper and Printing | Existing | Space Heating | Natural Gas | Furnace | A | Incremental Winter Peak Savings (MW) | Achievable Technical Potential | 0 | 0 | 0 | 0 | 0 | 0 | 0 | 0 | 0 | 0 | 0 | 0 | 0 | 0 | 0 | 0 | 0 | 0 | 0 | 0 | 0 | 0 | 0 | 0 | 0 | 0 | 0 | 0 | 0 | 0 | 0
F7_Industrial_Paper and Printing_Existing_Space Heating_Natural Gas_Furnace_A_Achievable Technical Potential | F7 | Industrial | Paper and Printing | Existing | Space Heating | Natural Gas | Furnace | A | Cumulative Energy Savings (MWh or mTherms) | Achievable Technical Potential | 0 | 0 | 0 | 0 | 0 | 0.00023439 | 0.00072249 | 0.0012524 | 0.0019942 | 0.0029572 | 0.0040858 | 0.0053814 | 0.0067042 | 0.008008 | 0.009446 | 0.010689 | 0.011897 | 0.013049 | 0.014141 | 0.015322 | 0.016482 | 0.017663 | 0.018928 | 0.020214 | 0.021522 | 0.022855 | 0.024219 | 0.025611 | 0 | 0 | 0
F8_Industrial_Paper and Printing_Existing_Space Heating_Natural Gas_Furnace_A_Achievable Technical Potential | F8 | Industrial | Paper and Printing | Existing | Space Heating | Natural Gas | Furnace | A | Cumulative Summer Peak Savings (MW) | Achievable Technical Potential | 0 | 0 | 0 | 0 | 0 | 0 | 0 | 0 | 0 | 0 | 0 | 0 | 0 | 0 | 0 | 0 | 0 | 0 | 0 | 0 | 0 | 0 | 0 | 0 | 0 | 0 | 0 | 0 | 0 | 0 | 0
F9_Industrial_Paper and Printing_Existing_Space Heating_Natural Gas_Furnace_A_Achievable Technical Potential | F9 | Industrial | Paper and Printing | Existing | Space Heating | Natural Gas | Furnace | A | Cumulative Winter Peak Savings (MW) | Achievable Technical Potential | 0 | 0 | 0 | 0 | 0 | 0 | 0 | 0 | 0 | 0 | 0 | 0 | 0 | 0 | 0 | 0 | 0 | 0 | 0 | 0 | 0 | 0 | 0 | 0 | 0 | 0 | 0 | 0 | 0 | 0 | 0
F10_Industrial_Paper and Printing_Existing_Space Heating_Natural Gas_Furnace_A_Achievable Technical Potential | F10 | Industrial | Paper and Printing | Existing | Space Heating | Natural Gas | Furnace | A | Purchases (Incremental) | Achievable Technical Potential | 0 | 0 | 0 | 0 | 0 | 0.0016891 | 0.0035175 | 0.0038188 | 0.0053459 | 0.0069404 | 0.0081328 | 0.0093372 | 0.0095332 | 0.0093954 | 0.010363 | 0.0089575 | 0.0087091 | 0.0082977 | 0.0078736 | 0.0085062 | 0.0083586 | 0.008517 | 0.0091142 | 0.0092654 | 0.0094291 | 0.0096031 | 0.0098287 | 0.010037 | 0.010228 | 0.011725 | 0.012729
F11_Industrial_Paper and Printing_Existing_Space Heating_Natural Gas_Furnace_A_Achievable Technical Potential | F11 | Industrial | Paper and Printing | Existing | Space Heating | Natural Gas | Furnace | A | Purchases (Cumulative) | Achievable Technical Potential | 0 | 0 | 0 | 0 | 0 | 0.0016891 | 0.0052067 | 0.0090254 | 0.014371 | 0.021312 | 0.029444 | 0.038782 | 0.048315 | 0.05771 | 0.068073 | 0.077031 | 0.08574 | 0.094038 | 0.10191 | 0.11042 | 0.11878 | 0.12729 | 0.13641 | 0.14567 | 0.1551 | 0.16471 | 0.17453 | 0.18457 | 0.18917 | 0.18917 | 0.18917
F1_Industrial_Paper and Printing_Existing_Space Heating_Natural Gas_Boiler_A_Achievable Technical Potential | F1 | Industrial | Paper and Printing | Existing | Space Heating | Natural Gas | Boiler | A | Integrated Unit Energy Savings (kWh or therms) | Achievable Technical Potential | 0 | 8772.191 | 8772.191 | 8772.191 | 8772.191 | 5375.3 | 5375.3 | 5375.3 | 5375.3 | 5375.3 | 5375.3 | 5375.3 | 5375.3 | 5375.3 | 5375.3 | 5375.3 | 5375.3 | 5375.3 | 5375.3 | 5375.3 | 5375.3 | 5375.3 | 5375.3 | 5375.3 | 5375.3 | 5375.3 | 5375.3 | 5375.3 | 5375.3 | 5375.3 | 5375.3
F2_Industrial_Paper and Printing_Existing_Space Heating_Natural Gas_Boiler_A_Achievable Technical Potential | F2 | Industrial | Paper and Printing | Existing | Space Heating | Natural Gas | Boiler | A | Integrated Unit Summer Peak Savings (kW) | Achievable Technical Potential | 0 | 0 | 0 | 0 | 0 | 0 | 0 | 0 | 0 | 0 | 0 | 0 | 0 | 0 | 0 | 0 | 0 | 0 | 0 | 0 | 0 | 0 | 0 | 0 | 0 | 0 | 0 | 0 | 0 | 0 | 0
F3_Industrial_Paper and Printing_Existing_Space Heating_Natural Gas_Boiler_A_Achievable Technical Potential | F3 | Industrial | Paper and Printing | Existing | Space Heating | Natural Gas | Boiler | A | Integrated Unit Winter Peak Savings (kW) | Achievable Technical Potential | 0 | 0 | 0 | 0 | 0 | 0 | 0 | 0 | 0 | 0 | 0 | 0 | 0 | 0 | 0 | 0 | 0 | 0 | 0 | 0 | 0 | 0 | 0 | 0 | 0 | 0 | 0 | 0 | 0 | 0 | 0
F4_Industrial_Paper and Printing_Existing_Space Heating_Natural Gas_Boiler_A_Achievable Technical Potential | F4 | Industrial | Paper and Printing | Existing | Space Heating | Natural Gas | Boiler | A | Incremental Energy Savings (MWh or mTherms) | Achievable Technical Potential | 0 | 0 | 0 | 0 | 0 | 0.015116 | 0.022292 | 0.027007 | 0.030716 | 0.03321 | 0.03308 | 0.033557 | 0.033779 | 0.033406 | 0.037522 | 0.033267 | 0.033477 | 0.03324 | 0.033004 | 0.034281 | 0.032972 | 0.03522 | 0.034278 | 0.033474 | 0.034152 | 0.033466 | 0.032882 | 0.032388 | 0.032014 | 0.031728 | 0.031435
F5_Industrial_Paper and Printing_Existing_Space Heating_Natural Gas_Boiler_A_Achievable Technical Potential | F5 | Industrial | Paper and Printing | Existing | Space Heating | Natural Gas | Boiler | A | Incremental Summer Peak Savings (MW) | Achievable Technical Potential | 0 | 0 | 0 | 0 | 0 | 0 | 0 | 0 | 0 | 0 | 0 | 0 | 0 | 0 | 0 | 0 | 0 | 0 | 0 | 0 | 0 | 0 | 0 | 0 | 0 | 0 | 0 | 0 | 0 | 0 | 0
F6_Industrial_Paper and Printing_Existing_Space Heating_Natural Gas_Boiler_A_Achievable Technical Potential | F6 | Industrial | Paper and Printing | Existing | Space Heating | Natural Gas | Boiler | A | Incremental Winter Peak Savings (MW) | Achievable Technical Potential | 0 | 0 | 0 | 0 | 0 | 0 | 0 | 0 | 0 | 0 | 0 | 0 | 0 | 0 | 0 | 0 | 0 | 0 | 0 | 0 | 0 | 0 | 0 | 0 | 0 | 0 | 0 | 0 | 0 | 0 | 0
F7_Industrial_Paper and Printing_Existing_Space Heating_Natural Gas_Boiler_A_Achievable Technical Potential | F7 | Industrial | Paper and Printing | Existing | Space Heating | Natural Gas | Boiler | A | Cumulative Energy Savings (MWh or mTherms) | Achievable Technical Potential | 0 | 0 | 0 | 0 | 0 | 0.015116 | 0.037408 | 0.064415 | 0.095132 | 0.12834 | 0.16142 | 0.19498 | 0.22876 | 0.26216 | 0.29969 | 0.33295 | 0.36643 | 0.39967 | 0.43267 | 0.46695 | 0.49993 | 0.53515 | 0.56943 | 0.57436 | 0.57939 | 0.58433 | 0.58917 | 0.59395 | 0 | 0 | 0
F8_Industrial_Paper and Printing_Existing_Space Heating_Natural Gas_Boiler_A_Achievable Technical Potential | F8 | Industrial | Paper and Printing | Existing | Space Heating | Natural Gas | Boiler | A | Cumulative Summer Peak Savings (MW) | Achievable Technical Potential | 0 | 0 | 0 | 0 | 0 | 0 | 0 | 0 | 0 | 0 | 0 | 0 | 0 | 0 | 0 | 0 | 0 | 0 | 0 | 0 | 0 | 0 | 0 | 0 | 0 | 0 | 0 | 0 | 0 | 0 | 0
F9_Industrial_Paper and Printing_Existing_Space Heating_Natural Gas_Boiler_A_Achievable Technical Potential | F9 | Industrial | Paper and Printing | Existing | Space Heating | Natural Gas | Boiler | A | Cumulative Winter Peak Savings (MW) | Achievable Technical Potential | 0 | 0 | 0 | 0 | 0 | 0 | 0 | 0 | 0 | 0 | 0 | 0 | 0 | 0 | 0 | 0 | 0 | 0 | 0 | 0 | 0 | 0 | 0 | 0 | 0 | 0 | 0 | 0 | 0 | 0 | 0
F10_Industrial_Paper and Printing_Existing_Space Heating_Natural Gas_Boiler_A_Achievable Technical Potential | F10 | Industrial | Paper and Printing | Existing | Space Heating | Natural Gas | Boiler | A | Purchases (Incremental) | Achievable Technical Potential | 0 | 0 | 0 | 0 | 0 | 0.0028122 | 0.0041471 | 0.0050243 | 0.0057143 | 0.0061783 | 0.006154 | 0.0062428 | 0.006284 | 0.0062147 | 0.0069805 | 0.0061888 | 0.0062279 | 0.0061839 | 0.00614 | 0.0063776 | 0.006134 | 0.0065523 | 0.006377 | 0.0062274 | 0.0063535 | 0.0062259 | 0.0061173 | 0.0060253 | 0.0059557 | 0.0059025 | 0.0058481
F11_Industrial_Paper and Printing_Existing_Space Heating_Natural Gas_Boiler_A_Achievable Technical Potential | F11 | Industrial | Paper and Printing | Existing | Space Heating | Natural Gas | Boiler | A | Purchases (Cumulative) | Achievable Technical Potential | 0 | 0 | 0 | 0 | 0 | 0.0028122 | 0.0069593 | 0.011984 | 0.017698 | 0.023876 | 0.03003 | 0.036273 | 0.042557 | 0.048772 | 0.055752 | 0.061941 | 0.068169 | 0.074353 | 0.080493 | 0.08687 | 0.093004 | 0.099557 | 0.10593 | 0.11216 | 0.11851 | 0.12474 | 0.13086 | 0.13688 | 0.14284 | 0.14874 | 0.15178
F1_Industrial_Paper and Printing_Existing_Space Heating_Natural Gas_Unit Heater_A_Achievable Technical Potential | F1 | Industrial | Paper and Printing | Existing | Space Heating | Natural Gas | Unit Heater | A | Integrated Unit Energy Savings (kWh or therms) | Achievable Technical Potential | 0 | 28641.12 | 28641.12 | 28641.12 | 28641.12 | 15772.4108 | 15772.4108 | 15772.4108 | 15772.4108 | 15772.4108 | 15772.4108 | 15772.4108 | 15772.4108 | 15772.4108 | 15772.4108 | 15772.4108 | 15772.4108 | 15772.4108 | 15772.4108 | 15772.4108 | 15772.4108 | 15772.4108 | 15772.4108 | 15772.4108 | 15772.4108 | 15772.4108 | 15772.4108 | 15772.4108 | 15772.4108 | 15772.4108 | 15772.4108
F2_Industrial_Paper and Printing_Existing_Space Heating_Natural Gas_Unit Heater_A_Achievable Technical Potential | F2 | Industrial | Paper and Printing | Existing | Space Heating | Natural Gas | Unit Heater | A | Integrated Unit Summer Peak Savings (kW) | Achievable Technical Potential | 0 | 0 | 0 | 0 | 0 | 0 | 0 | 0 | 0 | 0 | 0 | 0 | 0 | 0 | 0 | 0 | 0 | 0 | 0 | 0 | 0 | 0 | 0 | 0 | 0 | 0 | 0 | 0 | 0 | 0 | 0
F3_Industrial_Paper and Printing_Existing_Space Heating_Natural Gas_Unit Heater_A_Achievable Technical Potential | F3 | Industrial | Paper and Printing | Existing | Space Heating | Natural Gas | Unit Heater | A | Integrated Unit Winter Peak Savings (kW) | Achievable Technical Potential | 0 | 0 | 0 | 0 | 0 | 0 | 0 | 0 | 0 | 0 | 0 | 0 | 0 | 0 | 0 | 0 | 0 | 0 | 0 | 0 | 0 | 0 | 0 | 0 | 0 | 0 | 0 | 0 | 0 | 0 | 0
F4_Industrial_Paper and Printing_Existing_Space Heating_Natural Gas_Unit Heater_A_Achievable Technical Potential | F4 | Industrial | Paper and Printing | Existing | Space Heating | Natural Gas | Unit Heater | A | Incremental Energy Savings (MWh or mTherms) | Achievable Technical Potential | 0 | 0 | 0 | 0 | 0 | 0.0036471 | 0.0099159 | 0.019163 | 0.032658 | 0.049923 | 0.065712 | 0.08308 | 0.10005 | 0.11497 | 0.14739 | 0.15151 | 0.1671 | 0.16079 | 0.1566 | 0.15946 | 0.15642 | 0.17136 | 0.15699 | 0.16064 | 0.16787 | 0.17442 | 0.18197 | 0.18501 | 0.18693 | 0.18826 | 0.18853
F5_Industrial_Paper and Printing_Existing_Space Heating_Natural Gas_Unit Heater_A_Achievable Technical Potential | F5 | Industrial | Paper and Printing | Existing | Space Heating | Natural Gas | Unit Heater | A | Incremental Summer Peak Savings (MW) | Achievable Technical Potential | 0 | 0 | 0 | 0 | 0 | 0 | 0 | 0 | 0 | 0 | 0 | 0 | 0 | 0 | 0 | 0 | 0 | 0 | 0 | 0 | 0 | 0 | 0 | 0 | 0 | 0 | 0 | 0 | 0 | 0 | 0
F6_Industrial_Paper and Printing_Existing_Space Heating_Natural Gas_Unit Heater_A_Achievable Technical Potential | F6 | Industrial | Paper and Printing | Existing | Space Heating | Natural Gas | Unit Heater | A | Incremental Winter Peak Savings (MW) | Achievable Technical Potential | 0 | 0 | 0 | 0 | 0 | 0 | 0 | 0 | 0 | 0 | 0 | 0 | 0 | 0 | 0 | 0 | 0 | 0 | 0 | 0 | 0 | 0 | 0 | 0 | 0 | 0 | 0 | 0 | 0 | 0 | 0
F7_Industrial_Paper and Printing_Existing_Space Heating_Natural Gas_Unit Heater_A_Achievable Technical Potential | F7 | Industrial | Paper and Printing | Existing | Space Heating | Natural Gas | Unit Heater | A | Cumulative Energy Savings (MWh or mTherms) | Achievable Technical Potential | 0 | 0 | 0 | 0 | 0 | 0.0036471 | 0.013563 | 0.032726 | 0.065383 | 0.11531 | 0.18102 | 0.2641 | 0.36415 | 0.47912 | 0.62651 | 0.77802 | 0.94512 | 1.1023 | 1.249 | 1.3892 | 1.513 | 1.6344 | 1.7257 | 1.8033 | 1.8711 | 1.9306 | 1.9651 | 1.9986 | 0 | 0 | 0
F8_Industrial_Paper and Printing_Existing_Space Heating_Natural Gas_Unit Heater_A_Achievable Technical Potential | F8 | Industrial | Paper and Printing | Existing | Space Heating | Natural Gas | Unit Heater | A | Cumulative Summer Peak Savings (MW) | Achievable Technical Potential | 0 | 0 | 0 | 0 | 0 | 0 | 0 | 0 | 0 | 0 | 0 | 0 | 0 | 0 | 0 | 0 | 0 | 0 | 0 | 0 | 0 | 0 | 0 | 0 | 0 | 0 | 0 | 0 | 0 | 0 | 0
F9_Industrial_Paper and Printing_Existing_Space Heating_Natural Gas_Unit Heater_A_Achievable Technical Potential | F9 | Industrial | Paper and Printing | Existing | Space Heating | Natural Gas | Unit Heater | A | Cumulative Winter Peak Savings (MW) | Achievable Technical Potential | 0 | 0 | 0 | 0 | 0 | 0 | 0 | 0 | 0 | 0 | 0 | 0 | 0 | 0 | 0 | 0 | 0 | 0 | 0 | 0 | 0 | 0 | 0 | 0 | 0 | 0 | 0 | 0 | 0 | 0 | 0
F10_Industrial_Paper and Printing_Existing_Space Heating_Natural Gas_Unit Heater_A_Achievable Technical Potential | F10 | Industrial | Paper and Printing | Existing | Space Heating | Natural Gas | Unit Heater | A | Purchases (Incremental) | Achievable Technical Potential | 0 | 0 | 0 | 0 | 0 | 0.00023123 | 0.00062869 | 0.001215 | 0.0020705 | 0.0031652 | 0.0041663 | 0.0052674 | 0.0063437 | 0.0072893 | 0.0093445 | 0.0096062 | 0.010594 | 0.010194 | 0.0099289 | 0.01011 | 0.0099174 | 0.010864 | 0.0099535 | 0.010185 | 0.010643 | 0.011059 | 0.011537 | 0.01173 | 0.011852 | 0.011936 | 0.011953
F11_Industrial_Paper and Printing_Existing_Space Heating_Natural Gas_Unit Heater_A_Achievable Technical Potential | F11 | Industrial | Paper and Printing | Existing | Space Heating | Natural Gas | Unit Heater | A | Purchases (Cumulative) | Achievable Technical Potential | 0 | 0 | 0 | 0 | 0 | 0.00023123 | 0.00085992 | 0.0020749 | 0.0041454 | 0.0073106 | 0.011477 | 0.016744 | 0.023088 | 0.030377 | 0.039722 | 0.049328 | 0.059922 | 0.069886 | 0.079186 | 0.088081 | 0.095928 | 0.10363 | 0.10941 | 0.11433 | 0.11863 | 0.1224 | 0.12459 | 0.12672 | 0.12797 | 0.12972 | 0.13174
F1_Industrial_Paper and Printing_New_Space Heating_Natural Gas_Furnace_A_Achievable Technical Potential | F1 | Industrial | Paper and Printing | New | Space Heating | Natural Gas | Furnace | A | Integrated Unit Energy Savings (kWh or therms) | Achievable Technical Potential | 0 | 0 | 0 | 0 | 0 | 0 | 0 | 0 | 0 | 0 | 0 | 0 | 0 | 0 | 0 | 0 | 0 | 0 | 0 | 0 | 0 | 0 | 0 | 0 | 0 | 0 | 0 | 0 | 0 | 0 | 0
F2_Industrial_Paper and Printing_New_Space Heating_Natural Gas_Furnace_A_Achievable Technical Potential | F2 | Industrial | Paper and Printing | New | Space Heating | Natural Gas | Furnace | A | Integrated Unit Summer Peak Savings (kW) | Achievable Technical Potential | 0 | 0 | 0 | 0 | 0 | 0 | 0 | 0 | 0 | 0 | 0 | 0 | 0 | 0 | 0 | 0 | 0 | 0 | 0 | 0 | 0 | 0 | 0 | 0 | 0 | 0 | 0 | 0 | 0 | 0 | 0
F3_Industrial_Paper and Printing_New_Space Heating_Natural Gas_Furnace_A_Achievable Technical Potential | F3 | Industrial | Paper and Printing | New | Space Heating | Natural Gas | Furnace | A | Integrated Unit Winter Peak Savings (kW) | Achievable Technical Potential | 0 | 0 | 0 | 0 | 0 | 0 | 0 | 0 | 0 | 0 | 0 | 0 | 0 | 0 | 0 | 0 | 0 | 0 | 0 | 0 | 0 | 0 | 0 | 0 | 0 | 0 | 0 | 0 | 0 | 0 | 0
F4_Industrial_Paper and Printing_New_Space Heating_Natural Gas_Furnace_A_Achievable Technical Potential | F4 | Industrial | Paper and Printing | New | Space Heating | Natural Gas | Furnace | A | Incremental Energy Savings (MWh or mTherms) | Achievable Technical Potential | 0 | 0 | 0 | 0 | 0 | 0 | 0 | 0 | 0 | 0 | 0 | 0 | 0 | 0 | 0 | 0 | 0 | 0 | 0 | 0 | 0 | 0 | 0 | 0 | 0 | 0 | 0 | 0 | 0 | 0 | 0
F5_Industrial_Paper and Printing_New_Space Heating_Natural Gas_Furnace_A_Achievable Technical Potential | F5 | Industrial | Paper and Printing | New | Space Heating | Natural Gas | Furnace | A | Incremental Summer Peak Savings (MW) | Achievable Technical Potential | 0 | 0 | 0 | 0 | 0 | 0 | 0 | 0 | 0 | 0 | 0 | 0 | 0 | 0 | 0 | 0 | 0 | 0 | 0 | 0 | 0 | 0 | 0 | 0 | 0 | 0 | 0 | 0 | 0 | 0 | 0
F6_Industrial_Paper and Printing_New_Space Heating_Natural Gas_Furnace_A_Achievable Technical Potential | F6 | Industrial | Paper and Printing | New | Space Heating | Natural Gas | Furnace | A | Incremental Winter Peak Savings (MW) | Achievable Technical Potential | 0 | 0 | 0 | 0 | 0 | 0 | 0 | 0 | 0 | 0 | 0 | 0 | 0 | 0 | 0 | 0 | 0 | 0 | 0 | 0 | 0 | 0 | 0 | 0 | 0 | 0 | 0 | 0 | 0 | 0 | 0
F7_Industrial_Paper and Printing_New_Space Heating_Natural Gas_Furnace_A_Achievable Technical Potential | F7 | Industrial | Paper and Printing | New | Space Heating | Natural Gas | Furnace | A | Cumulative Energy Savings (MWh or mTherms) | Achievable Technical Potential | 0 | 0 | 0 | 0 | 0 | 0 | 0 | 0 | 0 | 0 | 0 | 0 | 0 | 0 | 0 | 0 | 0 | 0 | 0 | 0 | 0 | 0 | 0 | 0 | 0 | 0 | 0 | 0 | 0 | 0 | 0
F8_Industrial_Paper and Printing_New_Space Heating_Natural Gas_Furnace_A_Achievable Technical Potential | F8 | Industrial | Paper and Printing | New | Space Heating | Natural Gas | Furnace | A | Cumulative Summer Peak Savings (MW) | Achievable Technical Potential | 0 | 0 | 0 | 0 | 0 | 0 | 0 | 0 | 0 | 0 | 0 | 0 | 0 | 0 | 0 | 0 | 0 | 0 | 0 | 0 | 0 | 0 | 0 | 0 | 0 | 0 | 0 | 0 | 0 | 0 | 0
F9_Industrial_Paper and Printing_New_Space Heating_Natural Gas_Furnace_A_Achievable Technical Potential | F9 | Industrial | Paper and Printing | New | Space Heating | Natural Gas | Furnace | A | Cumulative Winter Peak Savings (MW) | Achievable Technical Potential | 0 | 0 | 0 | 0 | 0 | 0 | 0 | 0 | 0 | 0 | 0 | 0 | 0 | 0 | 0 | 0 | 0 | 0 | 0 | 0 | 0 | 0 | 0 | 0 | 0 | 0 | 0 | 0 | 0 | 0 | 0
F10_Industrial_Paper and Printing_New_Space Heating_Natural Gas_Furnace_A_Achievable Technical Potential | F10 | Industrial | Paper and Printing | New | Space Heating | Natural Gas | Furnace | A | Purchases (Incremental) | Achievable Technical Potential | 0 | 0 | 0 | 0 | 0 | 0 | 0 | 0 | 0 | 0 | 0 | 0 | 0 | 0 | 0 | 0 | 0 | 0 | 0 | 0 | 0 | 0 | 0 | 0 | 0 | 0 | 0 | 0 | 0 | 0 | 0
F11_Industrial_Paper and Printing_New_Space Heating_Natural Gas_Furnace_A_Achievable Technical Potential | F11 | Industrial | Paper and Printing | New | Space Heating | Natural Gas | Furnace | A | Purchases (Cumulative) | Achievable Technical Potential | 0 | 0 | 0 | 0 | 0 | 0 | 0 | 0 | 0 | 0 | 0 | 0 | 0 | 0 | 0 | 0 | 0 | 0 | 0 | 0 | 0 | 0 | 0 | 0 | 0 | 0 | 0 | 0 | 0 | 0 | 0
F1_Industrial_Paper and Printing_New_Space Heating_Natural Gas_Boiler_A_Achievable Technical Potential | F1 | Industrial | Paper and Printing | New | Space Heating | Natural Gas | Boiler | A | Integrated Unit Energy Savings (kWh or therms) | Achievable Technical Potential | 0 | 0 | 0 | 0 | 0 | 0 | 0 | 0 | 0 | 0 | 0 | 0 | 0 | 0 | 0 | 0 | 0 | 0 | 0 | 0 | 0 | 0 | 0 | 0 | 0 | 0 | 0 | 0 | 0 | 0 | 0
F2_Industrial_Paper and Printing_New_Space Heating_Natural Gas_Boiler_A_Achievable Technical Potential | F2 | Industrial | Paper and Printing | New | Space Heating | Natural Gas | Boiler | A | Integrated Unit Summer Peak Savings (kW) | Achievable Technical Potential | 0 | 0 | 0 | 0 | 0 | 0 | 0 | 0 | 0 | 0 | 0 | 0 | 0 | 0 | 0 | 0 | 0 | 0 | 0 | 0 | 0 | 0 | 0 | 0 | 0 | 0 | 0 | 0 | 0 | 0 | 0
F3_Industrial_Paper and Printing_New_Space Heating_Natural Gas_Boiler_A_Achievable Technical Potential | F3 | Industrial | Paper and Printing | New | Space Heating | Natural Gas | Boiler | A | Integrated Unit Winter Peak Savings (kW) | Achievable Technical Potential | 0 | 0 | 0 | 0 | 0 | 0 | 0 | 0 | 0 | 0 | 0 | 0 | 0 | 0 | 0 | 0 | 0 | 0 | 0 | 0 | 0 | 0 | 0 | 0 | 0 | 0 | 0 | 0 | 0 | 0 | 0
F4_Industrial_Paper and Printing_New_Space Heating_Natural Gas_Boiler_A_Achievable Technical Potential | F4 | Industrial | Paper and Printing | New | Space Heating | Natural Gas | Boiler | A | Incremental Energy Savings (MWh or mTherms) | Achievable Technical Potential | 0 | 0 | 0 | 0 | 0 | 0 | 0 | 0 | 0 | 0 | 0 | 0 | 0 | 0 | 0 | 0 | 0 | 0 | 0 | 0 | 0 | 0 | 0 | 0 | 0 | 0 | 0 | 0 | 0 | 0 | 0
F5_Industrial_Paper and Printing_New_Space Heating_Natural Gas_Boiler_A_Achievable Technical Potential | F5 | Industrial | Paper and Printing | New | Space Heating | Natural Gas | Boiler | A | Incremental Summer Peak Savings (MW) | Achievable Technical Potential | 0 | 0 | 0 | 0 | 0 | 0 | 0 | 0 | 0 | 0 | 0 | 0 | 0 | 0 | 0 | 0 | 0 | 0 | 0 | 0 | 0 | 0 | 0 | 0 | 0 | 0 | 0 | 0 | 0 | 0 | 0
F6_Industrial_Paper and Printing_New_Space Heating_Natural Gas_Boiler_A_Achievable Technical Potential | F6 | Industrial | Paper and Printing | New | Space Heating | Natural Gas | Boiler | A | Incremental Winter Peak Savings (MW) | Achievable Technical Potential | 0 | 0 | 0 | 0 | 0 | 0 | 0 | 0 | 0 | 0 | 0 | 0 | 0 | 0 | 0 | 0 | 0 | 0 | 0 | 0 | 0 | 0 | 0 | 0 | 0 | 0 | 0 | 0 | 0 | 0 | 0
F7_Industrial_Paper and Printing_New_Space Heating_Natural Gas_Boiler_A_Achievable Technical Potential | F7 | Industrial | Paper and Printing | New | Space Heating | Natural Gas | Boiler | A | Cumulative Energy Savings (MWh or mTherms) | Achievable Technical Potential | 0 | 0 | 0 | 0 | 0 | 0 | 0 | 0 | 0 | 0 | 0 | 0 | 0 | 0 | 0 | 0 | 0 | 0 | 0 | 0 | 0 | 0 | 0 | 0 | 0 | 0 | 0 | 0 | 0 | 0 | 0
F8_Industrial_Paper and Printing_New_Space Heating_Natural Gas_Boiler_A_Achievable Technical Potential | F8 | Industrial | Paper and Printing | New | Space Heating | Natural Gas | Boiler | A | Cumulative Summer Peak Savings (MW) | Achievable Technical Potential | 0 | 0 | 0 | 0 | 0 | 0 | 0 | 0 | 0 | 0 | 0 | 0 | 0 | 0 | 0 | 0 | 0 | 0 | 0 | 0 | 0 | 0 | 0 | 0 | 0 | 0 | 0 | 0 | 0 | 0 | 0
F9_Industrial_Paper and Printing_New_Space Heating_Natural Gas_Boiler_A_Achievable Technical Potential | F9 | Industrial | Paper and Printing | New | Space Heating | Natural Gas | Boiler | A | Cumulative Winter Peak Savings (MW) | Achievable Technical Potential | 0 | 0 | 0 | 0 | 0 | 0 | 0 | 0 | 0 | 0 | 0 | 0 | 0 | 0 | 0 | 0 | 0 | 0 | 0 | 0 | 0 | 0 | 0 | 0 | 0 | 0 | 0 | 0 | 0 | 0 | 0
F10_Industrial_Paper and Printing_New_Space Heating_Natural Gas_Boiler_A_Achievable Technical Potential | F10 | Industrial | Paper and Printing | New | Space Heating | Natural Gas | Boiler | A | Purchases (Incremental) | Achievable Technical Potential | 0 | 0 | 0 | 0 | 0 | 0 | 0 | 0 | 0 | 0 | 0 | 0 | 0 | 0 | 0 | 0 | 0 | 0 | 0 | 0 | 0 | 0 | 0 | 0 | 0 | 0 | 0 | 0 | 0 | 0 | 0
F11_Industrial_Paper and Printing_New_Space Heating_Natural Gas_Boiler_A_Achievable Technical Potential | F11 | Industrial | Paper and Printing | New | Space Heating | Natural Gas | Boiler | A | Purchases (Cumulative) | Achievable Technical Potential | 0 | 0 | 0 | 0 | 0 | 0 | 0 | 0 | 0 | 0 | 0 | 0 | 0 | 0 | 0 | 0 | 0 | 0 | 0 | 0 | 0 | 0 | 0 | 0 | 0 | 0 | 0 | 0 | 0 | 0 | 0
F1_Industrial_Paper and Printing_New_Space Heating_Natural Gas_Unit Heater_A_Achievable Technical Potential | F1 | Industrial | Paper and Printing | New | Space Heating | Natural Gas | Unit Heater | A | Integrated Unit Energy Savings (kWh or therms) | Achievable Technical Potential | 0 | 28641.12 | 28641.12 | 28641.12 | 28641.12 | 15772.4108 | 15772.4108 | 15772.4108 | 15772.4108 | 15772.4108 | 15772.4108 | 15772.4108 | 15772.4108 | 15772.4108 | 15772.4108 | 15772.4108 | 15772.4108 | 15772.4108 | 15772.4108 | 15772.4108 | 15772.4108 | 15772.4108 | 15772.4108 | 15772.4108 | 15772.4108 | 15772.4108 | 15772.4108 | 15772.4108 | 15772.4108 | 15772.4108 | 15772.4108
F2_Industrial_Paper and Printing_New_Space Heating_Natural Gas_Unit Heater_A_Achievable Technical Potential | F2 | Industrial | Paper and Printing | New | Space Heating | Natural Gas | Unit Heater | A | Integrated Unit Summer Peak Savings (kW) | Achievable Technical Potential | 0 | 0 | 0 | 0 | 0 | 0 | 0 | 0 | 0 | 0 | 0 | 0 | 0 | 0 | 0 | 0 | 0 | 0 | 0 | 0 | 0 | 0 | 0 | 0 | 0 | 0 | 0 | 0 | 0 | 0 | 0
F3_Industrial_Paper and Printing_New_Space Heating_Natural Gas_Unit Heater_A_Achievable Technical Potential | F3 | Industrial | Paper and Printing | New | Space Heating | Natural Gas | Unit Heater | A | Integrated Unit Winter Peak Savings (kW) | Achievable Technical Potential | 0 | 0 | 0 | 0 | 0 | 0 | 0 | 0 | 0 | 0 | 0 | 0 | 0 | 0 | 0 | 0 | 0 | 0 | 0 | 0 | 0 | 0 | 0 | 0 | 0 | 0 | 0 | 0 | 0 | 0 | 0
F4_Industrial_Paper and Printing_New_Space Heating_Natural Gas_Unit Heater_A_Achievable Technical Potential | F4 | Industrial | Paper and Printing | New | Space Heating | Natural Gas | Unit Heater | A | Incremental Energy Savings (MWh or mTherms) | Achievable Technical Potential | 0 | 0 | 0 | 0 | 0 | 0.0013494 | 0.0026525 | 0.0039765 | 0.0052708 | 0.006592 | 0.007785 | 0.010207 | 0.012366 | 0.014134 | 0.015539 | 0.01697 | 0.01804 | 0.019047 | 0.024176 | 0.023771 | 0.023502 | 0.023725 | 0.024217 | 0.024676 | 0.025244 | 0.025844 | 0.02655 | 0.027177 | 0.029007 | 0.030346 | 0.031287
F5_Industrial_Paper and Printing_New_Space Heating_Natural Gas_Unit Heater_A_Achievable Technical Potential | F5 | Industrial | Paper and Printing | New | Space Heating | Natural Gas | Unit Heater | A | Incremental Summer Peak Savings (MW) | Achievable Technical Potential | 0 | 0 | 0 | 0 | 0 | 0 | 0 | 0 | 0 | 0 | 0 | 0 | 0 | 0 | 0 | 0 | 0 | 0 | 0 | 0 | 0 | 0 | 0 | 0 | 0 | 0 | 0 | 0 | 0 | 0 | 0
F6_Industrial_Paper and Printing_New_Space Heating_Natural Gas_Unit Heater_A_Achievable Technical Potential | F6 | Industrial | Paper and Printing | New | Space Heating | Natural Gas | Unit Heater | A | Incremental Winter Peak Savings (MW) | Achievable Technical Potential | 0 | 0 | 0 | 0 | 0 | 0 | 0 | 0 | 0 | 0 | 0 | 0 | 0 | 0 | 0 | 0 | 0 | 0 | 0 | 0 | 0 | 0 | 0 | 0 | 0 | 0 | 0 | 0 | 0 | 0 | 0
F7_Industrial_Paper and Printing_New_Space Heating_Natural Gas_Unit Heater_A_Achievable Technical Potential | F7 | Industrial | Paper and Printing | New | Space Heating | Natural Gas | Unit Heater | A | Cumulative Energy Savings (MWh or mTherms) | Achievable Technical Potential | 0 | 0 | 0 | 0 | 0 | 0.0013494 | 0.0040019 | 0.0079784 | 0.013249 | 0.019841 | 0.027626 | 0.037833 | 0.0502 | 0.064334 | 0.079873 | 0.096843 | 0.11488 | 0.13258 | 0.1541 | 0.1739 | 0.19213 | 0.20926 | 0.22569 | 0.24016 | 0.25304 | 0.26475 | 0.27576 | 0.28597 | 0 | 0 | 0
F8_Industrial_Paper and Printing_New_Space Heating_Natural Gas_Unit Heater_A_Achievable Technical Potential | F8 | Industrial | Paper and Printing | New | Space Heating | Natural Gas | Unit Heater | A | Cumulative Summer Peak Savings (MW) | Achievable Technical Potential | 0 | 0 | 0 | 0 | 0 | 0 | 0 | 0 | 0 | 0 | 0 | 0 | 0 | 0 | 0 | 0 | 0 | 0 | 0 | 0 | 0 | 0 | 0 | 0 | 0 | 0 | 0 | 0 | 0 | 0 | 0
F9_Industrial_Paper and Printing_New_Space Heating_Natural Gas_Unit Heater_A_Achievable Technical Potential | F9 | Industrial | Paper and Printing | New | Space Heating | Natural Gas | Unit Heater | A | Cumulative Winter Peak Savings (MW) | Achievable Technical Potential | 0 | 0 | 0 | 0 | 0 | 0 | 0 | 0 | 0 | 0 | 0 | 0 | 0 | 0 | 0 | 0 | 0 | 0 | 0 | 0 | 0 | 0 | 0 | 0 | 0 | 0 | 0 | 0 | 0 | 0 | 0
F10_Industrial_Paper and Printing_New_Space Heating_Natural Gas_Unit Heater_A_Achievable Technical Potential | F10 | Industrial | Paper and Printing | New | Space Heating | Natural Gas | Unit Heater | A | Purchases (Incremental) | Achievable Technical Potential | 0 | 0 | 0 | 0 | 0 | 8.5556e-05 | 0.00016817 | 0.00025212 | 0.00033418 | 0.00041795 | 0.00049359 | 0.00064716 | 0.00078404 | 0.00089613 | 0.00098523 | 0.0010759 | 0.0011438 | 0.0012076 | 0.0015328 | 0.0015071 | 0.00149 | 0.0015042 | 0.0015354 | 0.0015645 | 0.0016005 | 0.0016385 | 0.0016833 | 0.0017231 | 0.0018391 | 0.001924 | 0.0019837
F11_Industrial_Paper and Printing_New_Space Heating_Natural Gas_Unit Heater_A_Achievable Technical Potential | F11 | Industrial | Paper and Printing | New | Space Heating | Natural Gas | Unit Heater | A | Purchases (Cumulative) | Achievable Technical Potential | 0 | 0 | 0 | 0 | 0 | 8.5556e-05 | 0.00025373 | 0.00050585 | 0.00084002 | 0.001258 | 0.0017516 | 0.0023987 | 0.0031828 | 0.0040789 | 0.0050641 | 0.00614 | 0.0072838 | 0.0084059 | 0.0097705 | 0.011025 | 0.012181 | 0.013268 | 0.014309 | 0.015227 | 0.016043 | 0.016786 | 0.017484 | 0.018131 | 0.018826 | 0.019543 | 0.019994
F1_Industrial_Instruments_Existing_Space Heating_Natural Gas_Furnace_A_Achievable Technical Potential | F1 | Industrial | Instruments | Existing | Space Heating | Natural Gas | Furnace | A | Integrated Unit Energy Savings (kWh or therms) | Achievable Technical Potential | 0 | 505.0924 | 505.0924 | 505.0924 | 505.0924 | 138.7616 | 138.7616 | 799.267 | 799.267 | 799.267 | 799.267 | 799.267 | 799.267 | 799.267 | 799.267 | 799.267 | 799.267 | 799.267 | 799.267 | 799.267 | 799.267 | 799.267 | 799.267 | 799.267 | 799.267 | 799.267 | 799.267 | 799.267 | 799.267 | 799.267 | 799.267
F2_Industrial_Instruments_Existing_Space Heating_Natural Gas_Furnace_A_Achievable Technical Potential | F2 | Industrial | Instruments | Existing | Space Heating | Natural Gas | Furnace | A | Integrated Unit Summer Peak Savings (kW) | Achievable Technical Potential | 0 | 0 | 0 | 0 | 0 | 0 | 0 | 0 | 0 | 0 | 0 | 0 | 0 | 0 | 0 | 0 | 0 | 0 | 0 | 0 | 0 | 0 | 0 | 0 | 0 | 0 | 0 | 0 | 0 | 0 | 0
F3_Industrial_Instruments_Existing_Space Heating_Natural Gas_Furnace_A_Achievable Technical Potential | F3 | Industrial | Instruments | Existing | Space Heating | Natural Gas | Furnace | A | Integrated Unit Winter Peak Savings (kW) | Achievable Technical Potential | 0 | 0 | 0 | 0 | 0 | 0 | 0 | 0 | 0 | 0 | 0 | 0 | 0 | 0 | 0 | 0 | 0 | 0 | 0 | 0 | 0 | 0 | 0 | 0 | 0 | 0 | 0 | 0 | 0 | 0 | 0
F4_Industrial_Instruments_Existing_Space Heating_Natural Gas_Furnace_A_Achievable Technical Potential | F4 | Industrial | Instruments | Existing | Space Heating | Natural Gas | Furnace | A | Incremental Energy Savings (MWh or mTherms) | Achievable Technical Potential | 0 | 0 | 0 | 0 | 0 | 0.0015001 | 0.0031238 | 0.019534 | 0.027346 | 0.035502 | 0.041601 | 0.047763 | 0.048765 | 0.04806 | 0.053011 | 0.04582 | 0.04455 | 0.042445 | 0.040276 | 0.043512 | 0.042757 | 0.043567 | 0.046622 | 0.047395 | 0.048233 | 0.049123 | 0.050277 | 0.05134 | 0.052321 | 0.059978 | 0.065114
F5_Industrial_Instruments_Existing_Space Heating_Natural Gas_Furnace_A_Achievable Technical Potential | F5 | Industrial | Instruments | Existing | Space Heating | Natural Gas | Furnace | A | Incremental Summer Peak Savings (MW) | Achievable Technical Potential | 0 | 0 | 0 | 0 | 0 | 0 | 0 | 0 | 0 | 0 | 0 | 0 | 0 | 0 | 0 | 0 | 0 | 0 | 0 | 0 | 0 | 0 | 0 | 0 | 0 | 0 | 0 | 0 | 0 | 0 | 0
F6_Industrial_Instruments_Existing_Space Heating_Natural Gas_Furnace_A_Achievable Technical Potential | F6 | Industrial | Instruments | Existing | Space Heating | Natural Gas | Furnace | A | Incremental Winter Peak Savings (MW) | Achievable Technical Potential | 0 | 0 | 0 | 0 | 0 | 0 | 0 | 0 | 0 | 0 | 0 | 0 | 0 | 0 | 0 | 0 | 0 | 0 | 0 | 0 | 0 | 0 | 0 | 0 | 0 | 0 | 0 | 0 | 0 | 0 | 0
F7_Industrial_Instruments_Existing_Space Heating_Natural Gas_Furnace_A_Achievable Technical Potential | F7 | Industrial | Instruments | Existing | Space Heating | Natural Gas | Furnace | A | Cumulative Energy Savings (MWh or mTherms) | Achievable Technical Potential | 0 | 0 | 0 | 0 | 0 | 0.0015001 | 0.0046239 | 0.0080152 | 0.012763 | 0.018926 | 0.026149 | 0.034441 | 0.042907 | 0.051251 | 0.060454 | 0.068409 | 0.076143 | 0.083512 | 0.090505 | 0.098059 | 0.10548 | 0.11305 | 0.12114 | 0.12937 | 0.13774 | 0.14627 | 0.155 | 0.16391 | 0 | 0 | 0
F8_Industrial_Instruments_Existing_Space Heating_Natural Gas_Furnace_A_Achievable Technical Potential | F8 | Industrial | Instruments | Existing | Space Heating | Natural Gas | Furnace | A | Cumulative Summer Peak Savings (MW) | Achievable Technical Potential | 0 | 0 | 0 | 0 | 0 | 0 | 0 | 0 | 0 | 0 | 0 | 0 | 0 | 0 | 0 | 0 | 0 | 0 | 0 | 0 | 0 | 0 | 0 | 0 | 0 | 0 | 0 | 0 | 0 | 0 | 0
F9_Industrial_Instruments_Existing_Space Heating_Natural Gas_Furnace_A_Achievable Technical Potential | F9 | Industrial | Instruments | Existing | Space Heating | Natural Gas | Furnace | A | Cumulative Winter Peak Savings (MW) | Achievable Technical Potential | 0 | 0 | 0 | 0 | 0 | 0 | 0 | 0 | 0 | 0 | 0 | 0 | 0 | 0 | 0 | 0 | 0 | 0 | 0 | 0 | 0 | 0 | 0 | 0 | 0 | 0 | 0 | 0 | 0 | 0 | 0
F10_Industrial_Instruments_Existing_Space Heating_Natural Gas_Furnace_A_Achievable Technical Potential | F10 | Industrial | Instruments | Existing | Space Heating | Natural Gas | Furnace | A | Purchases (Incremental) | Achievable Technical Potential | 0 | 0 | 0 | 0 | 0 | 0.01081 | 0.022512 | 0.02444 | 0.034213 | 0.044418 | 0.05205 | 0.059758 | 0.061012 | 0.06013 | 0.066325 | 0.057328 | 0.055738 | 0.053105 | 0.050391 | 0.054439 | 0.053495 | 0.054509 | 0.058331 | 0.059298 | 0.060346 | 0.06146 | 0.062904 | 0.064234 | 0.065461 | 0.075041 | 0.081467
F11_Industrial_Instruments_Existing_Space Heating_Natural Gas_Furnace_A_Achievable Technical Potential | F11 | Industrial | Instruments | Existing | Space Heating | Natural Gas | Furnace | A | Purchases (Cumulative) | Achievable Technical Potential | 0 | 0 | 0 | 0 | 0 | 0.01081 | 0.033323 | 0.057763 | 0.091976 | 0.13639 | 0.18844 | 0.2482 | 0.30921 | 0.36934 | 0.43567 | 0.493 | 0.54874 | 0.60184 | 0.65223 | 0.70667 | 0.76017 | 0.81467 | 0.87301 | 0.9323 | 0.99265 | 1.0541 | 1.117 | 1.1812 | 1.2107 | 1.2107 | 1.2107
F1_Industrial_Instruments_Existing_Space Heating_Natural Gas_Boiler_A_Achievable Technical Potential | F1 | Industrial | Instruments | Existing | Space Heating | Natural Gas | Boiler | A | Integrated Unit Energy Savings (kWh or therms) | Achievable Technical Potential | 0 | 8772.191 | 8772.191 | 8772.191 | 8772.191 | 5375.3 | 5375.3 | 5375.3 | 5375.3 | 5375.3 | 5375.3 | 5375.3 | 5375.3 | 5375.3 | 5375.3 | 5375.3 | 5375.3 | 5375.3 | 5375.3 | 5375.3 | 5375.3 | 5375.3 | 5375.3 | 5375.3 | 5375.3 | 5375.3 | 5375.3 | 5375.3 | 5375.3 | 5375.3 | 5375.3
F2_Industrial_Instruments_Existing_Space Heating_Natural Gas_Boiler_A_Achievable Technical Potential | F2 | Industrial | Instruments | Existing | Space Heating | Natural Gas | Boiler | A | Integrated Unit Summer Peak Savings (kW) | Achievable Technical Potential | 0 | 0 | 0 | 0 | 0 | 0 | 0 | 0 | 0 | 0 | 0 | 0 | 0 | 0 | 0 | 0 | 0 | 0 | 0 | 0 | 0 | 0 | 0 | 0 | 0 | 0 | 0 | 0 | 0 | 0 | 0
F3_Industrial_Instruments_Existing_Space Heating_Natural Gas_Boiler_A_Achievable Technical Potential | F3 | Industrial | Instruments | Existing | Space Heating | Natural Gas | Boiler | A | Integrated Unit Winter Peak Savings (kW) | Achievable Technical Potential | 0 | 0 | 0 | 0 | 0 | 0 | 0 | 0 | 0 | 0 | 0 | 0 | 0 | 0 | 0 | 0 | 0 | 0 | 0 | 0 | 0 | 0 | 0 | 0 | 0 | 0 | 0 | 0 | 0 | 0 | 0
F4_Industrial_Instruments_Existing_Space Heating_Natural Gas_Boiler_A_Achievable Technical Potential | F4 | Industrial | Instruments | Existing | Space Heating | Natural Gas | Boiler | A | Incremental Energy Savings (MWh or mTherms) | Achievable Technical Potential | 0 | 0 | 0 | 0 | 0 | 0.096745 | 0.14267 | 0.17285 | 0.19658 | 0.21254 | 0.21171 | 0.21476 | 0.21618 | 0.2138 | 0.24014 | 0.21291 | 0.21425 | 0.21274 | 0.21123 | 0.2194 | 0.21102 | 0.22541 | 0.21938 | 0.21423 | 0.21857 | 0.21418 | 0.21044 | 0.20728 | 0.20489 | 0.20306 | 0.20118
F5_Industrial_Instruments_Existing_Space Heating_Natural Gas_Boiler_A_Achievable Technical Potential | F5 | Industrial | Instruments | Existing | Space Heating | Natural Gas | Boiler | A | Incremental Summer Peak Savings (MW) | Achievable Technical Potential | 0 | 0 | 0 | 0 | 0 | 0 | 0 | 0 | 0 | 0 | 0 | 0 | 0 | 0 | 0 | 0 | 0 | 0 | 0 | 0 | 0 | 0 | 0 | 0 | 0 | 0 | 0 | 0 | 0 | 0 | 0
F6_Industrial_Instruments_Existing_Space Heating_Natural Gas_Boiler_A_Achievable Technical Potential | F6 | Industrial | Instruments | Existing | Space Heating | Natural Gas | Boiler | A | Incremental Winter Peak Savings (MW) | Achievable Technical Potential | 0 | 0 | 0 | 0 | 0 | 0 | 0 | 0 | 0 | 0 | 0 | 0 | 0 | 0 | 0 | 0 | 0 | 0 | 0 | 0 | 0 | 0 | 0 | 0 | 0 | 0 | 0 | 0 | 0 | 0 | 0
F7_Industrial_Instruments_Existing_Space Heating_Natural Gas_Boiler_A_Achievable Technical Potential | F7 | Industrial | Instruments | Existing | Space Heating | Natural Gas | Boiler | A | Cumulative Energy Savings (MWh or mTherms) | Achievable Technical Potential | 0 | 0 | 0 | 0 | 0 | 0.096745 | 0.23941 | 0.41226 | 0.60884 | 0.82139 | 1.0331 | 1.2479 | 1.464 | 1.6778 | 1.918 | 2.1309 | 2.3451 | 2.5579 | 2.7691 | 2.9885 | 3.1995 | 3.4249 | 3.6443 | 3.6759 | 3.7081 | 3.7397 | 3.7707 | 3.8012 | 0 | 0 | 0
F8_Industrial_Instruments_Existing_Space Heating_Natural Gas_Boiler_A_Achievable Technical Potential | F8 | Industrial | Instruments | Existing | Space Heating | Natural Gas | Boiler | A | Cumulative Summer Peak Savings (MW) | Achievable Technical Potential | 0 | 0 | 0 | 0 | 0 | 0 | 0 | 0 | 0 | 0 | 0 | 0 | 0 | 0 | 0 | 0 | 0 | 0 | 0 | 0 | 0 | 0 | 0 | 0 | 0 | 0 | 0 | 0 | 0 | 0 | 0
F9_Industrial_Instruments_Existing_Space Heating_Natural Gas_Boiler_A_Achievable Technical Potential | F9 | Industrial | Instruments | Existing | Space Heating | Natural Gas | Boiler | A | Cumulative Winter Peak Savings (MW) | Achievable Technical Potential | 0 | 0 | 0 | 0 | 0 | 0 | 0 | 0 | 0 | 0 | 0 | 0 | 0 | 0 | 0 | 0 | 0 | 0 | 0 | 0 | 0 | 0 | 0 | 0 | 0 | 0 | 0 | 0 | 0 | 0 | 0
F10_Industrial_Instruments_Existing_Space Heating_Natural Gas_Boiler_A_Achievable Technical Potential | F10 | Industrial | Instruments | Existing | Space Heating | Natural Gas | Boiler | A | Purchases (Incremental) | Achievable Technical Potential | 0 | 0 | 0 | 0 | 0 | 0.017998 | 0.026541 | 0.032156 | 0.036571 | 0.039541 | 0.039386 | 0.039954 | 0.040218 | 0.039774 | 0.044675 | 0.039608 | 0.039858 | 0.039577 | 0.039296 | 0.040816 | 0.039258 | 0.041934 | 0.040813 | 0.039855 | 0.040662 | 0.039846 | 0.03915 | 0.038562 | 0.038117 | 0.037776 | 0.037428
F11_Industrial_Instruments_Existing_Space Heating_Natural Gas_Boiler_A_Achievable Technical Potential | F11 | Industrial | Instruments | Existing | Space Heating | Natural Gas | Boiler | A | Purchases (Cumulative) | Achievable Technical Potential | 0 | 0 | 0 | 0 | 0 | 0.017998 | 0.044539 | 0.076695 | 0.11327 | 0.15281 | 0.19219 | 0.23215 | 0.27236 | 0.31214 | 0.35681 | 0.39642 | 0.43628 | 0.47586 | 0.51515 | 0.55597 | 0.59523 | 0.63716 | 0.67797 | 0.71783 | 0.75849 | 0.79834 | 0.83749 | 0.87605 | 0.91417 | 0.95194 | 0.97137
F1_Industrial_Instruments_Existing_Space Heating_Natural Gas_Unit Heater_A_Achievable Technical Potential | F1 | Industrial | Instruments | Existing | Space Heating | Natural Gas | Unit Heater | A | Integrated Unit Energy Savings (kWh or therms) | Achievable Technical Potential | 0 | 28641.12 | 28641.12 | 28641.12 | 28641.12 | 15772.4108 | 15772.4108 | 15772.4108 | 15772.4108 | 15772.4108 | 15772.4108 | 15772.4108 | 15772.4108 | 15772.4108 | 15772.4108 | 15772.4108 | 15772.4108 | 15772.4108 | 15772.4108 | 15772.4108 | 15772.4108 | 15772.4108 | 15772.4108 | 15772.4108 | 15772.4108 | 15772.4108 | 15772.4108 | 15772.4108 | 15772.4108 | 15772.4108 | 15772.4108
F2_Industrial_Instruments_Existing_Space Heating_Natural Gas_Unit Heater_A_Achievable Technical Potential | F2 | Industrial | Instruments | Existing | Space Heating | Natural Gas | Unit Heater | A | Integrated Unit Summer Peak Savings (kW) | Achievable Technical Potential | 0 | 0 | 0 | 0 | 0 | 0 | 0 | 0 | 0 | 0 | 0 | 0 | 0 | 0 | 0 | 0 | 0 | 0 | 0 | 0 | 0 | 0 | 0 | 0 | 0 | 0 | 0 | 0 | 0 | 0 | 0
F3_Industrial_Instruments_Existing_Space Heating_Natural Gas_Unit Heater_A_Achievable Technical Potential | F3 | Industrial | Instruments | Existing | Space Heating | Natural Gas | Unit Heater | A | Integrated Unit Winter Peak Savings (kW) | Achievable Technical Potential | 0 | 0 | 0 | 0 | 0 | 0 | 0 | 0 | 0 | 0 | 0 | 0 | 0 | 0 | 0 | 0 | 0 | 0 | 0 | 0 | 0 | 0 | 0 | 0 | 0 | 0 | 0 | 0 | 0 | 0 | 0
F4_Industrial_Instruments_Existing_Space Heating_Natural Gas_Unit Heater_A_Achievable Technical Potential | F4 | Industrial | Instruments | Existing | Space Heating | Natural Gas | Unit Heater | A | Incremental Energy Savings (MWh or mTherms) | Achievable Technical Potential | 0 | 0 | 0 | 0 | 0 | 0.023341 | 0.063461 | 0.12264 | 0.20901 | 0.31951 | 0.42056 | 0.53171 | 0.64035 | 0.73581 | 0.94326 | 0.96968 | 1.0694 | 1.0291 | 1.0023 | 1.0205 | 1.0011 | 1.0967 | 1.0047 | 1.0281 | 1.0744 | 1.1163 | 1.1646 | 1.184 | 1.1964 | 1.2049 | 1.2066
F5_Industrial_Instruments_Existing_Space Heating_Natural Gas_Unit Heater_A_Achievable Technical Potential | F5 | Industrial | Instruments | Existing | Space Heating | Natural Gas | Unit Heater | A | Incremental Summer Peak Savings (MW) | Achievable Technical Potential | 0 | 0 | 0 | 0 | 0 | 0 | 0 | 0 | 0 | 0 | 0 | 0 | 0 | 0 | 0 | 0 | 0 | 0 | 0 | 0 | 0 | 0 | 0 | 0 | 0 | 0 | 0 | 0 | 0 | 0 | 0
F6_Industrial_Instruments_Existing_Space Heating_Natural Gas_Unit Heater_A_Achievable Technical Potential | F6 | Industrial | Instruments | Existing | Space Heating | Natural Gas | Unit Heater | A | Incremental Winter Peak Savings (MW) | Achievable Technical Potential | 0 | 0 | 0 | 0 | 0 | 0 | 0 | 0 | 0 | 0 | 0 | 0 | 0 | 0 | 0 | 0 | 0 | 0 | 0 | 0 | 0 | 0 | 0 | 0 | 0 | 0 | 0 | 0 | 0 | 0 | 0
F7_Industrial_Instruments_Existing_Space Heating_Natural Gas_Unit Heater_A_Achievable Technical Potential | F7 | Industrial | Instruments | Existing | Space Heating | Natural Gas | Unit Heater | A | Cumulative Energy Savings (MWh or mTherms) | Achievable Technical Potential | 0 | 0 | 0 | 0 | 0 | 0.023341 | 0.086803 | 0.20944 | 0.41845 | 0.73796 | 1.1585 | 1.6902 | 2.3306 | 3.0664 | 4.0096 | 4.9793 | 6.0488 | 7.0545 | 7.9933 | 8.8912 | 9.6832 | 10.4604 | 11.0446 | 11.541 | 11.975 | 12.3555 | 12.5768 | 12.7912 | 0 | 0 | 0
F8_Industrial_Instruments_Existing_Space Heating_Natural Gas_Unit Heater_A_Achievable Technical Potential | F8 | Industrial | Instruments | Existing | Space Heating | Natural Gas | Unit Heater | A | Cumulative Summer Peak Savings (MW) | Achievable Technical Potential | 0 | 0 | 0 | 0 | 0 | 0 | 0 | 0 | 0 | 0 | 0 | 0 | 0 | 0 | 0 | 0 | 0 | 0 | 0 | 0 | 0 | 0 | 0 | 0 | 0 | 0 | 0 | 0 | 0 | 0 | 0
F9_Industrial_Instruments_Existing_Space Heating_Natural Gas_Unit Heater_A_Achievable Technical Potential | F9 | Industrial | Instruments | Existing | Space Heating | Natural Gas | Unit Heater | A | Cumulative Winter Peak Savings (MW) | Achievable Technical Potential | 0 | 0 | 0 | 0 | 0 | 0 | 0 | 0 | 0 | 0 | 0 | 0 | 0 | 0 | 0 | 0 | 0 | 0 | 0 | 0 | 0 | 0 | 0 | 0 | 0 | 0 | 0 | 0 | 0 | 0 | 0
F10_Industrial_Instruments_Existing_Space Heating_Natural Gas_Unit Heater_A_Achievable Technical Potential | F10 | Industrial | Instruments | Existing | Space Heating | Natural Gas | Unit Heater | A | Purchases (Incremental) | Achievable Technical Potential | 0 | 0 | 0 | 0 | 0 | 0.0014799 | 0.0040236 | 0.0077757 | 0.013251 | 0.020257 | 0.026664 | 0.033711 | 0.040599 | 0.046652 | 0.059805 | 0.06148 | 0.067804 | 0.065244 | 0.063545 | 0.064702 | 0.063471 | 0.069532 | 0.063702 | 0.065185 | 0.068116 | 0.070775 | 0.073837 | 0.075071 | 0.075851 | 0.076391 | 0.076499
F11_Industrial_Instruments_Existing_Space Heating_Natural Gas_Unit Heater_A_Achievable Technical Potential | F11 | Industrial | Instruments | Existing | Space Heating | Natural Gas | Unit Heater | A | Purchases (Cumulative) | Achievable Technical Potential | 0 | 0 | 0 | 0 | 0 | 0.0014799 | 0.0055035 | 0.013279 | 0.026531 | 0.046788 | 0.073452 | 0.10716 | 0.14776 | 0.19441 | 0.25422 | 0.3157 | 0.3835 | 0.44727 | 0.50679 | 0.56372 | 0.61394 | 0.66321 | 0.70025 | 0.73172 | 0.75924 | 0.78336 | 0.79739 | 0.81099 | 0.81903 | 0.83018 | 0.84313
F1_Industrial_Instruments_New_Space Heating_Natural Gas_Furnace_A_Achievable Technical Potential | F1 | Industrial | Instruments | New | Space Heating | Natural Gas | Furnace | A | Integrated Unit Energy Savings (kWh or therms) | Achievable Technical Potential | 0 | 0 | 0 | 0 | 0 | 0 | 0 | 0 | 0 | 0 | 0 | 0 | 0 | 0 | 0 | 0 | 0 | 0 | 0 | 0 | 0 | 0 | 0 | 0 | 0 | 0 | 0 | 0 | 0 | 0 | 0
F2_Industrial_Instruments_New_Space Heating_Natural Gas_Furnace_A_Achievable Technical Potential | F2 | Industrial | Instruments | New | Space Heating | Natural Gas | Furnace | A | Integrated Unit Summer Peak Savings (kW) | Achievable Technical Potential | 0 | 0 | 0 | 0 | 0 | 0 | 0 | 0 | 0 | 0 | 0 | 0 | 0 | 0 | 0 | 0 | 0 | 0 | 0 | 0 | 0 | 0 | 0 | 0 | 0 | 0 | 0 | 0 | 0 | 0 | 0
F3_Industrial_Instruments_New_Space Heating_Natural Gas_Furnace_A_Achievable Technical Potential | F3 | Industrial | Instruments | New | Space Heating | Natural Gas | Furnace | A | Integrated Unit Winter Peak Savings (kW) | Achievable Technical Potential | 0 | 0 | 0 | 0 | 0 | 0 | 0 | 0 | 0 | 0 | 0 | 0 | 0 | 0 | 0 | 0 | 0 | 0 | 0 | 0 | 0 | 0 | 0 | 0 | 0 | 0 | 0 | 0 | 0 | 0 | 0
F4_Industrial_Instruments_New_Space Heating_Natural Gas_Furnace_A_Achievable Technical Potential | F4 | Industrial | Instruments | New | Space Heating | Natural Gas | Furnace | A | Incremental Energy Savings (MWh or mTherms) | Achievable Technical Potential | 0 | 0 | 0 | 0 | 0 | 0 | 0 | 0 | 0 | 0 | 0 | 0 | 0 | 0 | 0 | 0 | 0 | 0 | 0 | 0 | 0 | 0 | 0 | 0 | 0 | 0 | 0 | 0 | 0 | 0 | 0
F5_Industrial_Instruments_New_Space Heating_Natural Gas_Furnace_A_Achievable Technical Potential | F5 | Industrial | Instruments | New | Space Heating | Natural Gas | Furnace | A | Incremental Summer Peak Savings (MW) | Achievable Technical Potential | 0 | 0 | 0 | 0 | 0 | 0 | 0 | 0 | 0 | 0 | 0 | 0 | 0 | 0 | 0 | 0 | 0 | 0 | 0 | 0 | 0 | 0 | 0 | 0 | 0 | 0 | 0 | 0 | 0 | 0 | 0
F6_Industrial_Instruments_New_Space Heating_Natural Gas_Furnace_A_Achievable Technical Potential | F6 | Industrial | Instruments | New | Space Heating | Natural Gas | Furnace | A | Incremental Winter Peak Savings (MW) | Achievable Technical Potential | 0 | 0 | 0 | 0 | 0 | 0 | 0 | 0 | 0 | 0 | 0 | 0 | 0 | 0 | 0 | 0 | 0 | 0 | 0 | 0 | 0 | 0 | 0 | 0 | 0 | 0 | 0 | 0 | 0 | 0 | 0
F7_Industrial_Instruments_New_Space Heating_Natural Gas_Furnace_A_Achievable Technical Potential | F7 | Industrial | Instruments | New | Space Heating | Natural Gas | Furnace | A | Cumulative Energy Savings (MWh or mTherms) | Achievable Technical Potential | 0 | 0 | 0 | 0 | 0 | 0 | 0 | 0 | 0 | 0 | 0 | 0 | 0 | 0 | 0 | 0 | 0 | 0 | 0 | 0 | 0 | 0 | 0 | 0 | 0 | 0 | 0 | 0 | 0 | 0 | 0
F8_Industrial_Instruments_New_Space Heating_Natural Gas_Furnace_A_Achievable Technical Potential | F8 | Industrial | Instruments | New | Space Heating | Natural Gas | Furnace | A | Cumulative Summer Peak Savings (MW) | Achievable Technical Potential | 0 | 0 | 0 | 0 | 0 | 0 | 0 | 0 | 0 | 0 | 0 | 0 | 0 | 0 | 0 | 0 | 0 | 0 | 0 | 0 | 0 | 0 | 0 | 0 | 0 | 0 | 0 | 0 | 0 | 0 | 0
F9_Industrial_Instruments_New_Space Heating_Natural Gas_Furnace_A_Achievable Technical Potential | F9 | Industrial | Instruments | New | Space Heating | Natural Gas | Furnace | A | Cumulative Winter Peak Savings (MW) | Achievable Technical Potential | 0 | 0 | 0 | 0 | 0 | 0 | 0 | 0 | 0 | 0 | 0 | 0 | 0 | 0 | 0 | 0 | 0 | 0 | 0 | 0 | 0 | 0 | 0 | 0 | 0 | 0 | 0 | 0 | 0 | 0 | 0
F10_Industrial_Instruments_New_Space Heating_Natural Gas_Furnace_A_Achievable Technical Potential | F10 | Industrial | Instruments | New | Space Heating | Natural Gas | Furnace | A | Purchases (Incremental) | Achievable Technical Potential | 0 | 0 | 0 | 0 | 0 | 0 | 0 | 0 | 0 | 0 | 0 | 0 | 0 | 0 | 0 | 0 | 0 | 0 | 0 | 0 | 0 | 0 | 0 | 0 | 0 | 0 | 0 | 0 | 0 | 0 | 0
F11_Industrial_Instruments_New_Space Heating_Natural Gas_Furnace_A_Achievable Technical Potential | F11 | Industrial | Instruments | New | Space Heating | Natural Gas | Furnace | A | Purchases (Cumulative) | Achievable Technical Potential | 0 | 0 | 0 | 0 | 0 | 0 | 0 | 0 | 0 | 0 | 0 | 0 | 0 | 0 | 0 | 0 | 0 | 0 | 0 | 0 | 0 | 0 | 0 | 0 | 0 | 0 | 0 | 0 | 0 | 0 | 0
F1_Industrial_Instruments_New_Space Heating_Natural Gas_Boiler_A_Achievable Technical Potential | F1 | Industrial | Instruments | New | Space Heating | Natural Gas | Boiler | A | Integrated Unit Energy Savings (kWh or therms) | Achievable Technical Potential | 0 | 0 | 0 | 0 | 0 | 0 | 0 | 0 | 0 | 0 | 0 | 0 | 0 | 0 | 0 | 0 | 0 | 0 | 0 | 0 | 0 | 0 | 0 | 0 | 0 | 0 | 0 | 0 | 0 | 0 | 0
F2_Industrial_Instruments_New_Space Heating_Natural Gas_Boiler_A_Achievable Technical Potential | F2 | Industrial | Instruments | New | Space Heating | Natural Gas | Boiler | A | Integrated Unit Summer Peak Savings (kW) | Achievable Technical Potential | 0 | 0 | 0 | 0 | 0 | 0 | 0 | 0 | 0 | 0 | 0 | 0 | 0 | 0 | 0 | 0 | 0 | 0 | 0 | 0 | 0 | 0 | 0 | 0 | 0 | 0 | 0 | 0 | 0 | 0 | 0
F3_Industrial_Instruments_New_Space Heating_Natural Gas_Boiler_A_Achievable Technical Potential | F3 | Industrial | Instruments | New | Space Heating | Natural Gas | Boiler | A | Integrated Unit Winter Peak Savings (kW) | Achievable Technical Potential | 0 | 0 | 0 | 0 | 0 | 0 | 0 | 0 | 0 | 0 | 0 | 0 | 0 | 0 | 0 | 0 | 0 | 0 | 0 | 0 | 0 | 0 | 0 | 0 | 0 | 0 | 0 | 0 | 0 | 0 | 0
F4_Industrial_Instruments_New_Space Heating_Natural Gas_Boiler_A_Achievable Technical Potential | F4 | Industrial | Instruments | New | Space Heating | Natural Gas | Boiler | A | Incremental Energy Savings (MWh or mTherms) | Achievable Technical Potential | 0 | 0 | 0 | 0 | 0 | 0 | 0 | 0 | 0 | 0 | 0 | 0 | 0 | 0 | 0 | 0 | 0 | 0 | 0 | 0 | 0 | 0 | 0 | 0 | 0 | 0 | 0 | 0 | 0 | 0 | 0
F5_Industrial_Instruments_New_Space Heating_Natural Gas_Boiler_A_Achievable Technical Potential | F5 | Industrial | Instruments | New | Space Heating | Natural Gas | Boiler | A | Incremental Summer Peak Savings (MW) | Achievable Technical Potential | 0 | 0 | 0 | 0 | 0 | 0 | 0 | 0 | 0 | 0 | 0 | 0 | 0 | 0 | 0 | 0 | 0 | 0 | 0 | 0 | 0 | 0 | 0 | 0 | 0 | 0 | 0 | 0 | 0 | 0 | 0
F6_Industrial_Instruments_New_Space Heating_Natural Gas_Boiler_A_Achievable Technical Potential | F6 | Industrial | Instruments | New | Space Heating | Natural Gas | Boiler | A | Incremental Winter Peak Savings (MW) | Achievable Technical Potential | 0 | 0 | 0 | 0 | 0 | 0 | 0 | 0 | 0 | 0 | 0 | 0 | 0 | 0 | 0 | 0 | 0 | 0 | 0 | 0 | 0 | 0 | 0 | 0 | 0 | 0 | 0 | 0 | 0 | 0 | 0
F7_Industrial_Instruments_New_Space Heating_Natural Gas_Boiler_A_Achievable Technical Potential | F7 | Industrial | Instruments | New | Space Heating | Natural Gas | Boiler | A | Cumulative Energy Savings (MWh or mTherms) | Achievable Technical Potential | 0 | 0 | 0 | 0 | 0 | 0 | 0 | 0 | 0 | 0 | 0 | 0 | 0 | 0 | 0 | 0 | 0 | 0 | 0 | 0 | 0 | 0 | 0 | 0 | 0 | 0 | 0 | 0 | 0 | 0 | 0
F8_Industrial_Instruments_New_Space Heating_Natural Gas_Boiler_A_Achievable Technical Potential | F8 | Industrial | Instruments | New | Space Heating | Natural Gas | Boiler | A | Cumulative Summer Peak Savings (MW) | Achievable Technical Potential | 0 | 0 | 0 | 0 | 0 | 0 | 0 | 0 | 0 | 0 | 0 | 0 | 0 | 0 | 0 | 0 | 0 | 0 | 0 | 0 | 0 | 0 | 0 | 0 | 0 | 0 | 0 | 0 | 0 | 0 | 0
F9_Industrial_Instruments_New_Space Heating_Natural Gas_Boiler_A_Achievable Technical Potential | F9 | Industrial | Instruments | New | Space Heating | Natural Gas | Boiler | A | Cumulative Winter Peak Savings (MW) | Achievable Technical Potential | 0 | 0 | 0 | 0 | 0 | 0 | 0 | 0 | 0 | 0 | 0 | 0 | 0 | 0 | 0 | 0 | 0 | 0 | 0 | 0 | 0 | 0 | 0 | 0 | 0 | 0 | 0 | 0 | 0 | 0 | 0
F10_Industrial_Instruments_New_Space Heating_Natural Gas_Boiler_A_Achievable Technical Potential | F10 | Industrial | Instruments | New | Space Heating | Natural Gas | Boiler | A | Purchases (Incremental) | Achievable Technical Potential | 0 | 0 | 0 | 0 | 0 | 0 | 0 | 0 | 0 | 0 | 0 | 0 | 0 | 0 | 0 | 0 | 0 | 0 | 0 | 0 | 0 | 0 | 0 | 0 | 0 | 0 | 0 | 0 | 0 | 0 | 0
F11_Industrial_Instruments_New_Space Heating_Natural Gas_Boiler_A_Achievable Technical Potential | F11 | Industrial | Instruments | New | Space Heating | Natural Gas | Boiler | A | Purchases (Cumulative) | Achievable Technical Potential | 0 | 0 | 0 | 0 | 0 | 0 | 0 | 0 | 0 | 0 | 0 | 0 | 0 | 0 | 0 | 0 | 0 | 0 | 0 | 0 | 0 | 0 | 0 | 0 | 0 | 0 | 0 | 0 | 0 | 0 | 0
F1_Industrial_Instruments_New_Space Heating_Natural Gas_Unit Heater_A_Achievable Technical Potential | F1 | Industrial | Instruments | New | Space Heating | Natural Gas | Unit Heater | A | Integrated Unit Energy Savings (kWh or therms) | Achievable Technical Potential | 0 | 28641.12 | 28641.12 | 28641.12 | 28641.12 | 15772.4108 | 15772.4108 | 15772.4108 | 15772.4108 | 15772.4108 | 15772.4108 | 15772.4108 | 15772.4108 | 15772.4108 | 15772.4108 | 15772.4108 | 15772.4108 | 15772.4108 | 15772.4108 | 15772.4108 | 15772.4108 | 15772.4108 | 15772.4108 | 15772.4108 | 15772.4108 | 15772.4108 | 15772.4108 | 15772.4108 | 15772.4108 | 15772.4108 | 15772.4108
F2_Industrial_Instruments_New_Space Heating_Natural Gas_Unit Heater_A_Achievable Technical Potential | F2 | Industrial | Instruments | New | Space Heating | Natural Gas | Unit Heater | A | Integrated Unit Summer Peak Savings (kW) | Achievable Technical Potential | 0 | 0 | 0 | 0 | 0 | 0 | 0 | 0 | 0 | 0 | 0 | 0 | 0 | 0 | 0 | 0 | 0 | 0 | 0 | 0 | 0 | 0 | 0 | 0 | 0 | 0 | 0 | 0 | 0 | 0 | 0
F3_Industrial_Instruments_New_Space Heating_Natural Gas_Unit Heater_A_Achievable Technical Potential | F3 | Industrial | Instruments | New | Space Heating | Natural Gas | Unit Heater | A | Integrated Unit Winter Peak Savings (kW) | Achievable Technical Potential | 0 | 0 | 0 | 0 | 0 | 0 | 0 | 0 | 0 | 0 | 0 | 0 | 0 | 0 | 0 | 0 | 0 | 0 | 0 | 0 | 0 | 0 | 0 | 0 | 0 | 0 | 0 | 0 | 0 | 0 | 0
F4_Industrial_Instruments_New_Space Heating_Natural Gas_Unit Heater_A_Achievable Technical Potential | F4 | Industrial | Instruments | New | Space Heating | Natural Gas | Unit Heater | A | Incremental Energy Savings (MWh or mTherms) | Achievable Technical Potential | 0 | 0 | 0 | 0 | 0 | 0.0086363 | 0.016976 | 0.02545 | 0.033733 | 0.042189 | 0.049824 | 0.065326 | 0.079143 | 0.090458 | 0.099452 | 0.10861 | 0.11546 | 0.1219 | 0.15473 | 0.15213 | 0.15041 | 0.15184 | 0.15499 | 0.15793 | 0.16156 | 0.1654 | 0.16992 | 0.17393 | 0.18564 | 0.19422 | 0.20024
F5_Industrial_Instruments_New_Space Heating_Natural Gas_Unit Heater_A_Achievable Technical Potential | F5 | Industrial | Instruments | New | Space Heating | Natural Gas | Unit Heater | A | Incremental Summer Peak Savings (MW) | Achievable Technical Potential | 0 | 0 | 0 | 0 | 0 | 0 | 0 | 0 | 0 | 0 | 0 | 0 | 0 | 0 | 0 | 0 | 0 | 0 | 0 | 0 | 0 | 0 | 0 | 0 | 0 | 0 | 0 | 0 | 0 | 0 | 0
F6_Industrial_Instruments_New_Space Heating_Natural Gas_Unit Heater_A_Achievable Technical Potential | F6 | Industrial | Instruments | New | Space Heating | Natural Gas | Unit Heater | A | Incremental Winter Peak Savings (MW) | Achievable Technical Potential | 0 | 0 | 0 | 0 | 0 | 0 | 0 | 0 | 0 | 0 | 0 | 0 | 0 | 0 | 0 | 0 | 0 | 0 | 0 | 0 | 0 | 0 | 0 | 0 | 0 | 0 | 0 | 0 | 0 | 0 | 0
F7_Industrial_Instruments_New_Space Heating_Natural Gas_Unit Heater_A_Achievable Technical Potential | F7 | Industrial | Instruments | New | Space Heating | Natural Gas | Unit Heater | A | Cumulative Energy Savings (MWh or mTherms) | Achievable Technical Potential | 0 | 0 | 0 | 0 | 0 | 0.0086363 | 0.025612 | 0.051062 | 0.084795 | 0.12698 | 0.17681 | 0.24213 | 0.32128 | 0.41173 | 0.51119 | 0.61979 | 0.73525 | 0.84851 | 0.98627 | 1.1129 | 1.2296 | 1.3393 | 1.4444 | 1.537 | 1.6195 | 1.6944 | 1.7649 | 1.8302 | 0 | 0 | 0
F8_Industrial_Instruments_New_Space Heating_Natural Gas_Unit Heater_A_Achievable Technical Potential | F8 | Industrial | Instruments | New | Space Heating | Natural Gas | Unit Heater | A | Cumulative Summer Peak Savings (MW) | Achievable Technical Potential | 0 | 0 | 0 | 0 | 0 | 0 | 0 | 0 | 0 | 0 | 0 | 0 | 0 | 0 | 0 | 0 | 0 | 0 | 0 | 0 | 0 | 0 | 0 | 0 | 0 | 0 | 0 | 0 | 0 | 0 | 0
F9_Industrial_Instruments_New_Space Heating_Natural Gas_Unit Heater_A_Achievable Technical Potential | F9 | Industrial | Instruments | New | Space Heating | Natural Gas | Unit Heater | A | Cumulative Winter Peak Savings (MW) | Achievable Technical Potential | 0 | 0 | 0 | 0 | 0 | 0 | 0 | 0 | 0 | 0 | 0 | 0 | 0 | 0 | 0 | 0 | 0 | 0 | 0 | 0 | 0 | 0 | 0 | 0 | 0 | 0 | 0 | 0 | 0 | 0 | 0
F10_Industrial_Instruments_New_Space Heating_Natural Gas_Unit Heater_A_Achievable Technical Potential | F10 | Industrial | Instruments | New | Space Heating | Natural Gas | Unit Heater | A | Purchases (Incremental) | Achievable Technical Potential | 0 | 0 | 0 | 0 | 0 | 0.00054756 | 0.0010763 | 0.0016136 | 0.0021387 | 0.0026749 | 0.0031589 | 0.0041418 | 0.0050178 | 0.0057352 | 0.0063054 | 0.0068859 | 0.0073203 | 0.0077285 | 0.0098101 | 0.0096454 | 0.0095362 | 0.0096271 | 0.0098266 | 0.010013 | 0.010243 | 0.010487 | 0.010773 | 0.011028 | 0.01177 | 0.012314 | 0.012696
F11_Industrial_Instruments_New_Space Heating_Natural Gas_Unit Heater_A_Achievable Technical Potential | F11 | Industrial | Instruments | New | Space Heating | Natural Gas | Unit Heater | A | Purchases (Cumulative) | Achievable Technical Potential | 0 | 0 | 0 | 0 | 0 | 0.00054756 | 0.0016239 | 0.0032374 | 0.0053761 | 0.008051 | 0.01121 | 0.015352 | 0.02037 | 0.026105 | 0.03241 | 0.039296 | 0.046616 | 0.053797 | 0.062531 | 0.070563 | 0.077961 | 0.084913 | 0.09158 | 0.097451 | 0.10268 | 0.10743 | 0.1119 | 0.11604 | 0.12049 | 0.12507 | 0.12796
F1_Industrial_Wood and Lumber Products_Existing_Space Heating_Natural Gas_Furnace_A_Achievable Technical Potential | F1 | Industrial | Wood and Lumber Products | Existing | Space Heating | Natural Gas | Furnace | A | Integrated Unit Energy Savings (kWh or therms) | Achievable Technical Potential | 0 | 505.0924 | 505.0924 | 505.0924 | 505.0924 | 138.7616 | 138.7616 | 799.267 | 799.267 | 799.267 | 799.267 | 799.267 | 799.267 | 799.267 | 799.267 | 799.267 | 799.267 | 799.267 | 799.267 | 799.267 | 799.267 | 799.267 | 799.267 | 799.267 | 799.267 | 799.267 | 799.267 | 799.267 | 799.267 | 799.267 | 799.267
F2_Industrial_Wood and Lumber Products_Existing_Space Heating_Natural Gas_Furnace_A_Achievable Technical Potential | F2 | Industrial | Wood and Lumber Products | Existing | Space Heating | Natural Gas | Furnace | A | Integrated Unit Summer Peak Savings (kW) | Achievable Technical Potential | 0 | 0 | 0 | 0 | 0 | 0 | 0 | 0 | 0 | 0 | 0 | 0 | 0 | 0 | 0 | 0 | 0 | 0 | 0 | 0 | 0 | 0 | 0 | 0 | 0 | 0 | 0 | 0 | 0 | 0 | 0
F3_Industrial_Wood and Lumber Products_Existing_Space Heating_Natural Gas_Furnace_A_Achievable Technical Potential | F3 | Industrial | Wood and Lumber Products | Existing | Space Heating | Natural Gas | Furnace | A | Integrated Unit Winter Peak Savings (kW) | Achievable Technical Potential | 0 | 0 | 0 | 0 | 0 | 0 | 0 | 0 | 0 | 0 | 0 | 0 | 0 | 0 | 0 | 0 | 0 | 0 | 0 | 0 | 0 | 0 | 0 | 0 | 0 | 0 | 0 | 0 | 0 | 0 | 0
F4_Industrial_Wood and Lumber Products_Existing_Space Heating_Natural Gas_Furnace_A_Achievable Technical Potential | F4 | Industrial | Wood and Lumber Products | Existing | Space Heating | Natural Gas | Furnace | A | Incremental Energy Savings (MWh or mTherms) | Achievable Technical Potential | 0 | 0 | 0 | 0 | 0 | 0.00031904 | 0.00066438 | 0.0041545 | 0.0058159 | 0.0075506 | 0.0088479 | 0.010158 | 0.010371 | 0.010221 | 0.011275 | 0.0097452 | 0.0094749 | 0.0090273 | 0.0085659 | 0.0092541 | 0.0090936 | 0.0092659 | 0.0099156 | 0.01008 | 0.010258 | 0.010447 | 0.010693 | 0.010919 | 0.011128 | 0.012756 | 0.013848
F5_Industrial_Wood and Lumber Products_Existing_Space Heating_Natural Gas_Furnace_A_Achievable Technical Potential | F5 | Industrial | Wood and Lumber Products | Existing | Space Heating | Natural Gas | Furnace | A | Incremental Summer Peak Savings (MW) | Achievable Technical Potential | 0 | 0 | 0 | 0 | 0 | 0 | 0 | 0 | 0 | 0 | 0 | 0 | 0 | 0 | 0 | 0 | 0 | 0 | 0 | 0 | 0 | 0 | 0 | 0 | 0 | 0 | 0 | 0 | 0 | 0 | 0
F6_Industrial_Wood and Lumber Products_Existing_Space Heating_Natural Gas_Furnace_A_Achievable Technical Potential | F6 | Industrial | Wood and Lumber Products | Existing | Space Heating | Natural Gas | Furnace | A | Incremental Winter Peak Savings (MW) | Achievable Technical Potential | 0 | 0 | 0 | 0 | 0 | 0 | 0 | 0 | 0 | 0 | 0 | 0 | 0 | 0 | 0 | 0 | 0 | 0 | 0 | 0 | 0 | 0 | 0 | 0 | 0 | 0 | 0 | 0 | 0 | 0 | 0
F7_Industrial_Wood and Lumber Products_Existing_Space Heating_Natural Gas_Furnace_A_Achievable Technical Potential | F7 | Industrial | Wood and Lumber Products | Existing | Space Heating | Natural Gas | Furnace | A | Cumulative Energy Savings (MWh or mTherms) | Achievable Technical Potential | 0 | 0 | 0 | 0 | 0 | 0.00031904 | 0.00098342 | 0.0017047 | 0.0027144 | 0.0040253 | 0.0055614 | 0.0073249 | 0.0091255 | 0.0109 | 0.012857 | 0.014549 | 0.016194 | 0.017762 | 0.019249 | 0.020855 | 0.022434 | 0.024043 | 0.025764 | 0.027514 | 0.029295 | 0.031109 | 0.032965 | 0.034861 | 0 | 0 | 0
F8_Industrial_Wood and Lumber Products_Existing_Space Heating_Natural Gas_Furnace_A_Achievable Technical Potential | F8 | Industrial | Wood and Lumber Products | Existing | Space Heating | Natural Gas | Furnace | A | Cumulative Summer Peak Savings (MW) | Achievable Technical Potential | 0 | 0 | 0 | 0 | 0 | 0 | 0 | 0 | 0 | 0 | 0 | 0 | 0 | 0 | 0 | 0 | 0 | 0 | 0 | 0 | 0 | 0 | 0 | 0 | 0 | 0 | 0 | 0 | 0 | 0 | 0
F9_Industrial_Wood and Lumber Products_Existing_Space Heating_Natural Gas_Furnace_A_Achievable Technical Potential | F9 | Industrial | Wood and Lumber Products | Existing | Space Heating | Natural Gas | Furnace | A | Cumulative Winter Peak Savings (MW) | Achievable Technical Potential | 0 | 0 | 0 | 0 | 0 | 0 | 0 | 0 | 0 | 0 | 0 | 0 | 0 | 0 | 0 | 0 | 0 | 0 | 0 | 0 | 0 | 0 | 0 | 0 | 0 | 0 | 0 | 0 | 0 | 0 | 0
F10_Industrial_Wood and Lumber Products_Existing_Space Heating_Natural Gas_Furnace_A_Achievable Technical Potential | F10 | Industrial | Wood and Lumber Products | Existing | Space Heating | Natural Gas | Furnace | A | Purchases (Incremental) | Achievable Technical Potential | 0 | 0 | 0 | 0 | 0 | 0.0022992 | 0.0047879 | 0.0051979 | 0.0072766 | 0.009447 | 0.01107 | 0.012709 | 0.012976 | 0.012789 | 0.014106 | 0.012193 | 0.011855 | 0.011295 | 0.010717 | 0.011578 | 0.011377 | 0.011593 | 0.012406 | 0.012612 | 0.012835 | 0.013071 | 0.013378 | 0.013661 | 0.013922 | 0.01596 | 0.017326
F11_Industrial_Wood and Lumber Products_Existing_Space Heating_Natural Gas_Furnace_A_Achievable Technical Potential | F11 | Industrial | Wood and Lumber Products | Existing | Space Heating | Natural Gas | Furnace | A | Purchases (Cumulative) | Achievable Technical Potential | 0 | 0 | 0 | 0 | 0 | 0.0022992 | 0.0070871 | 0.012285 | 0.019562 | 0.029009 | 0.040079 | 0.052788 | 0.065764 | 0.078553 | 0.092659 | 0.10485 | 0.11671 | 0.128 | 0.13872 | 0.1503 | 0.16167 | 0.17327 | 0.18567 | 0.19828 | 0.21112 | 0.22419 | 0.23757 | 0.25123 | 0.25749 | 0.25749 | 0.25749
F1_Industrial_Wood and Lumber Products_Existing_Space Heating_Natural Gas_Boiler_A_Achievable Technical Potential | F1 | Industrial | Wood and Lumber Products | Existing | Space Heating | Natural Gas | Boiler | A | Integrated Unit Energy Savings (kWh or therms) | Achievable Technical Potential | 0 | 8772.191 | 8772.191 | 8772.191 | 8772.191 | 5375.3 | 5375.3 | 5375.3 | 5375.3 | 5375.3 | 5375.3 | 5375.3 | 5375.3 | 5375.3 | 5375.3 | 5375.3 | 5375.3 | 5375.3 | 5375.3 | 5375.3 | 5375.3 | 5375.3 | 5375.3 | 5375.3 | 5375.3 | 5375.3 | 5375.3 | 5375.3 | 5375.3 | 5375.3 | 5375.3
F2_Industrial_Wood and Lumber Products_Existing_Space Heating_Natural Gas_Boiler_A_Achievable Technical Potential | F2 | Industrial | Wood and Lumber Products | Existing | Space Heating | Natural Gas | Boiler | A | Integrated Unit Summer Peak Savings (kW) | Achievable Technical Potential | 0 | 0 | 0 | 0 | 0 | 0 | 0 | 0 | 0 | 0 | 0 | 0 | 0 | 0 | 0 | 0 | 0 | 0 | 0 | 0 | 0 | 0 | 0 | 0 | 0 | 0 | 0 | 0 | 0 | 0 | 0
F3_Industrial_Wood and Lumber Products_Existing_Space Heating_Natural Gas_Boiler_A_Achievable Technical Potential | F3 | Industrial | Wood and Lumber Products | Existing | Space Heating | Natural Gas | Boiler | A | Integrated Unit Winter Peak Savings (kW) | Achievable Technical Potential | 0 | 0 | 0 | 0 | 0 | 0 | 0 | 0 | 0 | 0 | 0 | 0 | 0 | 0 | 0 | 0 | 0 | 0 | 0 | 0 | 0 | 0 | 0 | 0 | 0 | 0 | 0 | 0 | 0 | 0 | 0
F4_Industrial_Wood and Lumber Products_Existing_Space Heating_Natural Gas_Boiler_A_Achievable Technical Potential | F4 | Industrial | Wood and Lumber Products | Existing | Space Heating | Natural Gas | Boiler | A | Incremental Energy Savings (MWh or mTherms) | Achievable Technical Potential | 0 | 0 | 0 | 0 | 0 | 0.020576 | 0.030343 | 0.036761 | 0.04181 | 0.045204 | 0.045027 | 0.045676 | 0.045978 | 0.045471 | 0.051073 | 0.045281 | 0.045567 | 0.045245 | 0.044924 | 0.046662 | 0.04488 | 0.047941 | 0.046658 | 0.045564 | 0.046486 | 0.045553 | 0.044758 | 0.044085 | 0.043576 | 0.043187 | 0.042788
F5_Industrial_Wood and Lumber Products_Existing_Space Heating_Natural Gas_Boiler_A_Achievable Technical Potential | F5 | Industrial | Wood and Lumber Products | Existing | Space Heating | Natural Gas | Boiler | A | Incremental Summer Peak Savings (MW) | Achievable Technical Potential | 0 | 0 | 0 | 0 | 0 | 0 | 0 | 0 | 0 | 0 | 0 | 0 | 0 | 0 | 0 | 0 | 0 | 0 | 0 | 0 | 0 | 0 | 0 | 0 | 0 | 0 | 0 | 0 | 0 | 0 | 0
F6_Industrial_Wood and Lumber Products_Existing_Space Heating_Natural Gas_Boiler_A_Achievable Technical Potential | F6 | Industrial | Wood and Lumber Products | Existing | Space Heating | Natural Gas | Boiler | A | Incremental Winter Peak Savings (MW) | Achievable Technical Potential | 0 | 0 | 0 | 0 | 0 | 0 | 0 | 0 | 0 | 0 | 0 | 0 | 0 | 0 | 0 | 0 | 0 | 0 | 0 | 0 | 0 | 0 | 0 | 0 | 0 | 0 | 0 | 0 | 0 | 0 | 0
F7_Industrial_Wood and Lumber Products_Existing_Space Heating_Natural Gas_Boiler_A_Achievable Technical Potential | F7 | Industrial | Wood and Lumber Products | Existing | Space Heating | Natural Gas | Boiler | A | Cumulative Energy Savings (MWh or mTherms) | Achievable Technical Potential | 0 | 0 | 0 | 0 | 0 | 0.020576 | 0.050919 | 0.08768 | 0.12949 | 0.17469 | 0.21972 | 0.2654 | 0.31137 | 0.35685 | 0.40792 | 0.4532 | 0.49877 | 0.54401 | 0.58894 | 0.6356 | 0.68048 | 0.72842 | 0.77508 | 0.78179 | 0.78865 | 0.79536 | 0.80196 | 0.80845 | 0 | 0 | 0
F8_Industrial_Wood and Lumber Products_Existing_Space Heating_Natural Gas_Boiler_A_Achievable Technical Potential | F8 | Industrial | Wood and Lumber Products | Existing | Space Heating | Natural Gas | Boiler | A | Cumulative Summer Peak Savings (MW) | Achievable Technical Potential | 0 | 0 | 0 | 0 | 0 | 0 | 0 | 0 | 0 | 0 | 0 | 0 | 0 | 0 | 0 | 0 | 0 | 0 | 0 | 0 | 0 | 0 | 0 | 0 | 0 | 0 | 0 | 0 | 0 | 0 | 0
F9_Industrial_Wood and Lumber Products_Existing_Space Heating_Natural Gas_Boiler_A_Achievable Technical Potential | F9 | Industrial | Wood and Lumber Products | Existing | Space Heating | Natural Gas | Boiler | A | Cumulative Winter Peak Savings (MW) | Achievable Technical Potential | 0 | 0 | 0 | 0 | 0 | 0 | 0 | 0 | 0 | 0 | 0 | 0 | 0 | 0 | 0 | 0 | 0 | 0 | 0 | 0 | 0 | 0 | 0 | 0 | 0 | 0 | 0 | 0 | 0 | 0 | 0
F10_Industrial_Wood and Lumber Products_Existing_Space Heating_Natural Gas_Boiler_A_Achievable Technical Potential | F10 | Industrial | Wood and Lumber Products | Existing | Space Heating | Natural Gas | Boiler | A | Purchases (Incremental) | Achievable Technical Potential | 0 | 0 | 0 | 0 | 0 | 0.0038278 | 0.0056449 | 0.0068389 | 0.0077781 | 0.0084096 | 0.0083766 | 0.0084975 | 0.0085536 | 0.0084592 | 0.0095015 | 0.008424 | 0.0084771 | 0.0084172 | 0.0083575 | 0.0086809 | 0.0083494 | 0.0089187 | 0.0086801 | 0.0084765 | 0.0086481 | 0.0084744 | 0.0083266 | 0.0082014 | 0.0081067 | 0.0080343 | 0.0079602
F11_Industrial_Wood and Lumber Products_Existing_Space Heating_Natural Gas_Boiler_A_Achievable Technical Potential | F11 | Industrial | Wood and Lumber Products | Existing | Space Heating | Natural Gas | Boiler | A | Purchases (Cumulative) | Achievable Technical Potential | 0 | 0 | 0 | 0 | 0 | 0.0038278 | 0.0094727 | 0.016312 | 0.02409 | 0.032499 | 0.040876 | 0.049373 | 0.057927 | 0.066386 | 0.075888 | 0.084312 | 0.092789 | 0.10121 | 0.10956 | 0.11824 | 0.12659 | 0.13551 | 0.14419 | 0.15267 | 0.16132 | 0.16979 | 0.17812 | 0.18632 | 0.19443 | 0.20246 | 0.20659
F1_Industrial_Wood and Lumber Products_Existing_Space Heating_Natural Gas_Unit Heater_A_Achievable Technical Potential | F1 | Industrial | Wood and Lumber Products | Existing | Space Heating | Natural Gas | Unit Heater | A | Integrated Unit Energy Savings (kWh or therms) | Achievable Technical Potential | 0 | 28641.12 | 28641.12 | 28641.12 | 28641.12 | 15772.4108 | 15772.4108 | 15772.4108 | 15772.4108 | 15772.4108 | 15772.4108 | 15772.4108 | 15772.4108 | 15772.4108 | 15772.4108 | 15772.4108 | 15772.4108 | 15772.4108 | 15772.4108 | 15772.4108 | 15772.4108 | 15772.4108 | 15772.4108 | 15772.4108 | 15772.4108 | 15772.4108 | 15772.4108 | 15772.4108 | 15772.4108 | 15772.4108 | 15772.4108
F2_Industrial_Wood and Lumber Products_Existing_Space Heating_Natural Gas_Unit Heater_A_Achievable Technical Potential | F2 | Industrial | Wood and Lumber Products | Existing | Space Heating | Natural Gas | Unit Heater | A | Integrated Unit Summer Peak Savings (kW) | Achievable Technical Potential | 0 | 0 | 0 | 0 | 0 | 0 | 0 | 0 | 0 | 0 | 0 | 0 | 0 | 0 | 0 | 0 | 0 | 0 | 0 | 0 | 0 | 0 | 0 | 0 | 0 | 0 | 0 | 0 | 0 | 0 | 0
F3_Industrial_Wood and Lumber Products_Existing_Space Heating_Natural Gas_Unit Heater_A_Achievable Technical Potential | F3 | Industrial | Wood and Lumber Products | Existing | Space Heating | Natural Gas | Unit Heater | A | Integrated Unit Winter Peak Savings (kW) | Achievable Technical Potential | 0 | 0 | 0 | 0 | 0 | 0 | 0 | 0 | 0 | 0 | 0 | 0 | 0 | 0 | 0 | 0 | 0 | 0 | 0 | 0 | 0 | 0 | 0 | 0 | 0 | 0 | 0 | 0 | 0 | 0 | 0
F4_Industrial_Wood and Lumber Products_Existing_Space Heating_Natural Gas_Unit Heater_A_Achievable Technical Potential | F4 | Industrial | Wood and Lumber Products | Existing | Space Heating | Natural Gas | Unit Heater | A | Incremental Energy Savings (MWh or mTherms) | Achievable Technical Potential | 0 | 0 | 0 | 0 | 0 | 0.0049643 | 0.013497 | 0.026084 | 0.044452 | 0.067953 | 0.089445 | 0.11309 | 0.13619 | 0.15649 | 0.20061 | 0.20623 | 0.22745 | 0.21886 | 0.21316 | 0.21704 | 0.21292 | 0.23325 | 0.21369 | 0.21866 | 0.22849 | 0.23742 | 0.24769 | 0.25182 | 0.25444 | 0.25625 | 0.25662
F5_Industrial_Wood and Lumber Products_Existing_Space Heating_Natural Gas_Unit Heater_A_Achievable Technical Potential | F5 | Industrial | Wood and Lumber Products | Existing | Space Heating | Natural Gas | Unit Heater | A | Incremental Summer Peak Savings (MW) | Achievable Technical Potential | 0 | 0 | 0 | 0 | 0 | 0 | 0 | 0 | 0 | 0 | 0 | 0 | 0 | 0 | 0 | 0 | 0 | 0 | 0 | 0 | 0 | 0 | 0 | 0 | 0 | 0 | 0 | 0 | 0 | 0 | 0
F6_Industrial_Wood and Lumber Products_Existing_Space Heating_Natural Gas_Unit Heater_A_Achievable Technical Potential | F6 | Industrial | Wood and Lumber Products | Existing | Space Heating | Natural Gas | Unit Heater | A | Incremental Winter Peak Savings (MW) | Achievable Technical Potential | 0 | 0 | 0 | 0 | 0 | 0 | 0 | 0 | 0 | 0 | 0 | 0 | 0 | 0 | 0 | 0 | 0 | 0 | 0 | 0 | 0 | 0 | 0 | 0 | 0 | 0 | 0 | 0 | 0 | 0 | 0
F7_Industrial_Wood and Lumber Products_Existing_Space Heating_Natural Gas_Unit Heater_A_Achievable Technical Potential | F7 | Industrial | Wood and Lumber Products | Existing | Space Heating | Natural Gas | Unit Heater | A | Cumulative Energy Savings (MWh or mTherms) | Achievable Technical Potential | 0 | 0 | 0 | 0 | 0 | 0.0049643 | 0.018461 | 0.044545 | 0.088997 | 0.15695 | 0.2464 | 0.35948 | 0.49567 | 0.65216 | 0.85278 | 1.059 | 1.2865 | 1.5004 | 1.7 | 1.891 | 2.0594 | 2.2247 | 2.349 | 2.4546 | 2.5469 | 2.6278 | 2.6749 | 2.7205 | 0 | 0 | 0
F8_Industrial_Wood and Lumber Products_Existing_Space Heating_Natural Gas_Unit Heater_A_Achievable Technical Potential | F8 | Industrial | Wood and Lumber Products | Existing | Space Heating | Natural Gas | Unit Heater | A | Cumulative Summer Peak Savings (MW) | Achievable Technical Potential | 0 | 0 | 0 | 0 | 0 | 0 | 0 | 0 | 0 | 0 | 0 | 0 | 0 | 0 | 0 | 0 | 0 | 0 | 0 | 0 | 0 | 0 | 0 | 0 | 0 | 0 | 0 | 0 | 0 | 0 | 0
F9_Industrial_Wood and Lumber Products_Existing_Space Heating_Natural Gas_Unit Heater_A_Achievable Technical Potential | F9 | Industrial | Wood and Lumber Products | Existing | Space Heating | Natural Gas | Unit Heater | A | Cumulative Winter Peak Savings (MW) | Achievable Technical Potential | 0 | 0 | 0 | 0 | 0 | 0 | 0 | 0 | 0 | 0 | 0 | 0 | 0 | 0 | 0 | 0 | 0 | 0 | 0 | 0 | 0 | 0 | 0 | 0 | 0 | 0 | 0 | 0 | 0 | 0 | 0
F10_Industrial_Wood and Lumber Products_Existing_Space Heating_Natural Gas_Unit Heater_A_Achievable Technical Potential | F10 | Industrial | Wood and Lumber Products | Existing | Space Heating | Natural Gas | Unit Heater | A | Purchases (Incremental) | Achievable Technical Potential | 0 | 0 | 0 | 0 | 0 | 0.00031474 | 0.00085574 | 0.0016537 | 0.0028183 | 0.0043084 | 0.005671 | 0.0071698 | 0.0086347 | 0.0099219 | 0.012719 | 0.013076 | 0.014421 | 0.013876 | 0.013515 | 0.013761 | 0.013499 | 0.014788 | 0.013548 | 0.013864 | 0.014487 | 0.015053 | 0.015704 | 0.015966 | 0.016132 | 0.016247 | 0.01627
F11_Industrial_Wood and Lumber Products_Existing_Space Heating_Natural Gas_Unit Heater_A_Achievable Technical Potential | F11 | Industrial | Wood and Lumber Products | Existing | Space Heating | Natural Gas | Unit Heater | A | Purchases (Cumulative) | Achievable Technical Potential | 0 | 0 | 0 | 0 | 0 | 0.00031474 | 0.0011705 | 0.0028242 | 0.0056426 | 0.0099509 | 0.015622 | 0.022792 | 0.031426 | 0.041348 | 0.054068 | 0.067143 | 0.081564 | 0.095126 | 0.10778 | 0.11989 | 0.13057 | 0.14105 | 0.14893 | 0.15562 | 0.16148 | 0.16661 | 0.16959 | 0.17248 | 0.17419 | 0.17656 | 0.17932
F1_Industrial_Wood and Lumber Products_New_Space Heating_Natural Gas_Furnace_A_Achievable Technical Potential | F1 | Industrial | Wood and Lumber Products | New | Space Heating | Natural Gas | Furnace | A | Integrated Unit Energy Savings (kWh or therms) | Achievable Technical Potential | 0 | 0 | 0 | 0 | 0 | 0 | 0 | 0 | 0 | 0 | 0 | 0 | 0 | 0 | 0 | 0 | 0 | 0 | 0 | 0 | 0 | 0 | 0 | 0 | 0 | 0 | 0 | 0 | 0 | 0 | 0
F2_Industrial_Wood and Lumber Products_New_Space Heating_Natural Gas_Furnace_A_Achievable Technical Potential | F2 | Industrial | Wood and Lumber Products | New | Space Heating | Natural Gas | Furnace | A | Integrated Unit Summer Peak Savings (kW) | Achievable Technical Potential | 0 | 0 | 0 | 0 | 0 | 0 | 0 | 0 | 0 | 0 | 0 | 0 | 0 | 0 | 0 | 0 | 0 | 0 | 0 | 0 | 0 | 0 | 0 | 0 | 0 | 0 | 0 | 0 | 0 | 0 | 0
F3_Industrial_Wood and Lumber Products_New_Space Heating_Natural Gas_Furnace_A_Achievable Technical Potential | F3 | Industrial | Wood and Lumber Products | New | Space Heating | Natural Gas | Furnace | A | Integrated Unit Winter Peak Savings (kW) | Achievable Technical Potential | 0 | 0 | 0 | 0 | 0 | 0 | 0 | 0 | 0 | 0 | 0 | 0 | 0 | 0 | 0 | 0 | 0 | 0 | 0 | 0 | 0 | 0 | 0 | 0 | 0 | 0 | 0 | 0 | 0 | 0 | 0
F4_Industrial_Wood and Lumber Products_New_Space Heating_Natural Gas_Furnace_A_Achievable Technical Potential | F4 | Industrial | Wood and Lumber Products | New | Space Heating | Natural Gas | Furnace | A | Incremental Energy Savings (MWh or mTherms) | Achievable Technical Potential | 0 | 0 | 0 | 0 | 0 | 0 | 0 | 0 | 0 | 0 | 0 | 0 | 0 | 0 | 0 | 0 | 0 | 0 | 0 | 0 | 0 | 0 | 0 | 0 | 0 | 0 | 0 | 0 | 0 | 0 | 0
F5_Industrial_Wood and Lumber Products_New_Space Heating_Natural Gas_Furnace_A_Achievable Technical Potential | F5 | Industrial | Wood and Lumber Products | New | Space Heating | Natural Gas | Furnace | A | Incremental Summer Peak Savings (MW) | Achievable Technical Potential | 0 | 0 | 0 | 0 | 0 | 0 | 0 | 0 | 0 | 0 | 0 | 0 | 0 | 0 | 0 | 0 | 0 | 0 | 0 | 0 | 0 | 0 | 0 | 0 | 0 | 0 | 0 | 0 | 0 | 0 | 0
F6_Industrial_Wood and Lumber Products_New_Space Heating_Natural Gas_Furnace_A_Achievable Technical Potential | F6 | Industrial | Wood and Lumber Products | New | Space Heating | Natural Gas | Furnace | A | Incremental Winter Peak Savings (MW) | Achievable Technical Potential | 0 | 0 | 0 | 0 | 0 | 0 | 0 | 0 | 0 | 0 | 0 | 0 | 0 | 0 | 0 | 0 | 0 | 0 | 0 | 0 | 0 | 0 | 0 | 0 | 0 | 0 | 0 | 0 | 0 | 0 | 0
F7_Industrial_Wood and Lumber Products_New_Space Heating_Natural Gas_Furnace_A_Achievable Technical Potential | F7 | Industrial | Wood and Lumber Products | New | Space Heating | Natural Gas | Furnace | A | Cumulative Energy Savings (MWh or mTherms) | Achievable Technical Potential | 0 | 0 | 0 | 0 | 0 | 0 | 0 | 0 | 0 | 0 | 0 | 0 | 0 | 0 | 0 | 0 | 0 | 0 | 0 | 0 | 0 | 0 | 0 | 0 | 0 | 0 | 0 | 0 | 0 | 0 | 0
F8_Industrial_Wood and Lumber Products_New_Space Heating_Natural Gas_Furnace_A_Achievable Technical Potential | F8 | Industrial | Wood and Lumber Products | New | Space Heating | Natural Gas | Furnace | A | Cumulative Summer Peak Savings (MW) | Achievable Technical Potential | 0 | 0 | 0 | 0 | 0 | 0 | 0 | 0 | 0 | 0 | 0 | 0 | 0 | 0 | 0 | 0 | 0 | 0 | 0 | 0 | 0 | 0 | 0 | 0 | 0 | 0 | 0 | 0 | 0 | 0 | 0
F9_Industrial_Wood and Lumber Products_New_Space Heating_Natural Gas_Furnace_A_Achievable Technical Potential | F9 | Industrial | Wood and Lumber Products | New | Space Heating | Natural Gas | Furnace | A | Cumulative Winter Peak Savings (MW) | Achievable Technical Potential | 0 | 0 | 0 | 0 | 0 | 0 | 0 | 0 | 0 | 0 | 0 | 0 | 0 | 0 | 0 | 0 | 0 | 0 | 0 | 0 | 0 | 0 | 0 | 0 | 0 | 0 | 0 | 0 | 0 | 0 | 0
F10_Industrial_Wood and Lumber Products_New_Space Heating_Natural Gas_Furnace_A_Achievable Technical Potential | F10 | Industrial | Wood and Lumber Products | New | Space Heating | Natural Gas | Furnace | A | Purchases (Incremental) | Achievable Technical Potential | 0 | 0 | 0 | 0 | 0 | 0 | 0 | 0 | 0 | 0 | 0 | 0 | 0 | 0 | 0 | 0 | 0 | 0 | 0 | 0 | 0 | 0 | 0 | 0 | 0 | 0 | 0 | 0 | 0 | 0 | 0
F11_Industrial_Wood and Lumber Products_New_Space Heating_Natural Gas_Furnace_A_Achievable Technical Potential | F11 | Industrial | Wood and Lumber Products | New | Space Heating | Natural Gas | Furnace | A | Purchases (Cumulative) | Achievable Technical Potential | 0 | 0 | 0 | 0 | 0 | 0 | 0 | 0 | 0 | 0 | 0 | 0 | 0 | 0 | 0 | 0 | 0 | 0 | 0 | 0 | 0 | 0 | 0 | 0 | 0 | 0 | 0 | 0 | 0 | 0 | 0
F1_Industrial_Wood and Lumber Products_New_Space Heating_Natural Gas_Boiler_A_Achievable Technical Potential | F1 | Industrial | Wood and Lumber Products | New | Space Heating | Natural Gas | Boiler | A | Integrated Unit Energy Savings (kWh or therms) | Achievable Technical Potential | 0 | 0 | 0 | 0 | 0 | 0 | 0 | 0 | 0 | 0 | 0 | 0 | 0 | 0 | 0 | 0 | 0 | 0 | 0 | 0 | 0 | 0 | 0 | 0 | 0 | 0 | 0 | 0 | 0 | 0 | 0
F2_Industrial_Wood and Lumber Products_New_Space Heating_Natural Gas_Boiler_A_Achievable Technical Potential | F2 | Industrial | Wood and Lumber Products | New | Space Heating | Natural Gas | Boiler | A | Integrated Unit Summer Peak Savings (kW) | Achievable Technical Potential | 0 | 0 | 0 | 0 | 0 | 0 | 0 | 0 | 0 | 0 | 0 | 0 | 0 | 0 | 0 | 0 | 0 | 0 | 0 | 0 | 0 | 0 | 0 | 0 | 0 | 0 | 0 | 0 | 0 | 0 | 0
F3_Industrial_Wood and Lumber Products_New_Space Heating_Natural Gas_Boiler_A_Achievable Technical Potential | F3 | Industrial | Wood and Lumber Products | New | Space Heating | Natural Gas | Boiler | A | Integrated Unit Winter Peak Savings (kW) | Achievable Technical Potential | 0 | 0 | 0 | 0 | 0 | 0 | 0 | 0 | 0 | 0 | 0 | 0 | 0 | 0 | 0 | 0 | 0 | 0 | 0 | 0 | 0 | 0 | 0 | 0 | 0 | 0 | 0 | 0 | 0 | 0 | 0
F4_Industrial_Wood and Lumber Products_New_Space Heating_Natural Gas_Boiler_A_Achievable Technical Potential | F4 | Industrial | Wood and Lumber Products | New | Space Heating | Natural Gas | Boiler | A | Incremental Energy Savings (MWh or mTherms) | Achievable Technical Potential | 0 | 0 | 0 | 0 | 0 | 0 | 0 | 0 | 0 | 0 | 0 | 0 | 0 | 0 | 0 | 0 | 0 | 0 | 0 | 0 | 0 | 0 | 0 | 0 | 0 | 0 | 0 | 0 | 0 | 0 | 0
F5_Industrial_Wood and Lumber Products_New_Space Heating_Natural Gas_Boiler_A_Achievable Technical Potential | F5 | Industrial | Wood and Lumber Products | New | Space Heating | Natural Gas | Boiler | A | Incremental Summer Peak Savings (MW) | Achievable Technical Potential | 0 | 0 | 0 | 0 | 0 | 0 | 0 | 0 | 0 | 0 | 0 | 0 | 0 | 0 | 0 | 0 | 0 | 0 | 0 | 0 | 0 | 0 | 0 | 0 | 0 | 0 | 0 | 0 | 0 | 0 | 0
F6_Industrial_Wood and Lumber Products_New_Space Heating_Natural Gas_Boiler_A_Achievable Technical Potential | F6 | Industrial | Wood and Lumber Products | New | Space Heating | Natural Gas | Boiler | A | Incremental Winter Peak Savings (MW) | Achievable Technical Potential | 0 | 0 | 0 | 0 | 0 | 0 | 0 | 0 | 0 | 0 | 0 | 0 | 0 | 0 | 0 | 0 | 0 | 0 | 0 | 0 | 0 | 0 | 0 | 0 | 0 | 0 | 0 | 0 | 0 | 0 | 0
F7_Industrial_Wood and Lumber Products_New_Space Heating_Natural Gas_Boiler_A_Achievable Technical Potential | F7 | Industrial | Wood and Lumber Products | New | Space Heating | Natural Gas | Boiler | A | Cumulative Energy Savings (MWh or mTherms) | Achievable Technical Potential | 0 | 0 | 0 | 0 | 0 | 0 | 0 | 0 | 0 | 0 | 0 | 0 | 0 | 0 | 0 | 0 | 0 | 0 | 0 | 0 | 0 | 0 | 0 | 0 | 0 | 0 | 0 | 0 | 0 | 0 | 0
F8_Industrial_Wood and Lumber Products_New_Space Heating_Natural Gas_Boiler_A_Achievable Technical Potential | F8 | Industrial | Wood and Lumber Products | New | Space Heating | Natural Gas | Boiler | A | Cumulative Summer Peak Savings (MW) | Achievable Technical Potential | 0 | 0 | 0 | 0 | 0 | 0 | 0 | 0 | 0 | 0 | 0 | 0 | 0 | 0 | 0 | 0 | 0 | 0 | 0 | 0 | 0 | 0 | 0 | 0 | 0 | 0 | 0 | 0 | 0 | 0 | 0
F9_Industrial_Wood and Lumber Products_New_Space Heating_Natural Gas_Boiler_A_Achievable Technical Potential | F9 | Industrial | Wood and Lumber Products | New | Space Heating | Natural Gas | Boiler | A | Cumulative Winter Peak Savings (MW) | Achievable Technical Potential | 0 | 0 | 0 | 0 | 0 | 0 | 0 | 0 | 0 | 0 | 0 | 0 | 0 | 0 | 0 | 0 | 0 | 0 | 0 | 0 | 0 | 0 | 0 | 0 | 0 | 0 | 0 | 0 | 0 | 0 | 0
F10_Industrial_Wood and Lumber Products_New_Space Heating_Natural Gas_Boiler_A_Achievable Technical Potential | F10 | Industrial | Wood and Lumber Products | New | Space Heating | Natural Gas | Boiler | A | Purchases (Incremental) | Achievable Technical Potential | 0 | 0 | 0 | 0 | 0 | 0 | 0 | 0 | 0 | 0 | 0 | 0 | 0 | 0 | 0 | 0 | 0 | 0 | 0 | 0 | 0 | 0 | 0 | 0 | 0 | 0 | 0 | 0 | 0 | 0 | 0
F11_Industrial_Wood and Lumber Products_New_Space Heating_Natural Gas_Boiler_A_Achievable Technical Potential | F11 | Industrial | Wood and Lumber Products | New | Space Heating | Natural Gas | Boiler | A | Purchases (Cumulative) | Achievable Technical Potential | 0 | 0 | 0 | 0 | 0 | 0 | 0 | 0 | 0 | 0 | 0 | 0 | 0 | 0 | 0 | 0 | 0 | 0 | 0 | 0 | 0 | 0 | 0 | 0 | 0 | 0 | 0 | 0 | 0 | 0 | 0
F1_Industrial_Wood and Lumber Products_New_Space Heating_Natural Gas_Unit Heater_A_Achievable Technical Potential | F1 | Industrial | Wood and Lumber Products | New | Space Heating | Natural Gas | Unit Heater | A | Integrated Unit Energy Savings (kWh or therms) | Achievable Technical Potential | 0 | 28641.12 | 28641.12 | 28641.12 | 28641.12 | 15772.4108 | 15772.4108 | 15772.4108 | 15772.4108 | 15772.4108 | 15772.4108 | 15772.4108 | 15772.4108 | 15772.4108 | 15772.4108 | 15772.4108 | 15772.4108 | 15772.4108 | 15772.4108 | 15772.4108 | 15772.4108 | 15772.4108 | 15772.4108 | 15772.4108 | 15772.4108 | 15772.4108 | 15772.4108 | 15772.4108 | 15772.4108 | 15772.4108 | 15772.4108
F2_Industrial_Wood and Lumber Products_New_Space Heating_Natural Gas_Unit Heater_A_Achievable Technical Potential | F2 | Industrial | Wood and Lumber Products | New | Space Heating | Natural Gas | Unit Heater | A | Integrated Unit Summer Peak Savings (kW) | Achievable Technical Potential | 0 | 0 | 0 | 0 | 0 | 0 | 0 | 0 | 0 | 0 | 0 | 0 | 0 | 0 | 0 | 0 | 0 | 0 | 0 | 0 | 0 | 0 | 0 | 0 | 0 | 0 | 0 | 0 | 0 | 0 | 0
F3_Industrial_Wood and Lumber Products_New_Space Heating_Natural Gas_Unit Heater_A_Achievable Technical Potential | F3 | Industrial | Wood and Lumber Products | New | Space Heating | Natural Gas | Unit Heater | A | Integrated Unit Winter Peak Savings (kW) | Achievable Technical Potential | 0 | 0 | 0 | 0 | 0 | 0 | 0 | 0 | 0 | 0 | 0 | 0 | 0 | 0 | 0 | 0 | 0 | 0 | 0 | 0 | 0 | 0 | 0 | 0 | 0 | 0 | 0 | 0 | 0 | 0 | 0
F4_Industrial_Wood and Lumber Products_New_Space Heating_Natural Gas_Unit Heater_A_Achievable Technical Potential | F4 | Industrial | Wood and Lumber Products | New | Space Heating | Natural Gas | Unit Heater | A | Incremental Energy Savings (MWh or mTherms) | Achievable Technical Potential | 0 | 0 | 0 | 0 | 0 | 0.0018368 | 0.0036104 | 0.0054127 | 0.0071744 | 0.0089728 | 0.010597 | 0.013894 | 0.016832 | 0.019239 | 0.021152 | 0.023099 | 0.024556 | 0.025925 | 0.032908 | 0.032356 | 0.031989 | 0.032294 | 0.032963 | 0.033588 | 0.034361 | 0.035177 | 0.036139 | 0.036992 | 0.039483 | 0.041306 | 0.042587
F5_Industrial_Wood and Lumber Products_New_Space Heating_Natural Gas_Unit Heater_A_Achievable Technical Potential | F5 | Industrial | Wood and Lumber Products | New | Space Heating | Natural Gas | Unit Heater | A | Incremental Summer Peak Savings (MW) | Achievable Technical Potential | 0 | 0 | 0 | 0 | 0 | 0 | 0 | 0 | 0 | 0 | 0 | 0 | 0 | 0 | 0 | 0 | 0 | 0 | 0 | 0 | 0 | 0 | 0 | 0 | 0 | 0 | 0 | 0 | 0 | 0 | 0
F6_Industrial_Wood and Lumber Products_New_Space Heating_Natural Gas_Unit Heater_A_Achievable Technical Potential | F6 | Industrial | Wood and Lumber Products | New | Space Heating | Natural Gas | Unit Heater | A | Incremental Winter Peak Savings (MW) | Achievable Technical Potential | 0 | 0 | 0 | 0 | 0 | 0 | 0 | 0 | 0 | 0 | 0 | 0 | 0 | 0 | 0 | 0 | 0 | 0 | 0 | 0 | 0 | 0 | 0 | 0 | 0 | 0 | 0 | 0 | 0 | 0 | 0
F7_Industrial_Wood and Lumber Products_New_Space Heating_Natural Gas_Unit Heater_A_Achievable Technical Potential | F7 | Industrial | Wood and Lumber Products | New | Space Heating | Natural Gas | Unit Heater | A | Cumulative Energy Savings (MWh or mTherms) | Achievable Technical Potential | 0 | 0 | 0 | 0 | 0 | 0.0018368 | 0.0054472 | 0.01086 | 0.018034 | 0.027007 | 0.037604 | 0.051497 | 0.06833 | 0.087568 | 0.10872 | 0.13182 | 0.15637 | 0.18046 | 0.20976 | 0.2367 | 0.26152 | 0.28484 | 0.30721 | 0.3269 | 0.34443 | 0.36037 | 0.37536 | 0.38925 | 0 | 0 | 0
F8_Industrial_Wood and Lumber Products_New_Space Heating_Natural Gas_Unit Heater_A_Achievable Technical Potential | F8 | Industrial | Wood and Lumber Products | New | Space Heating | Natural Gas | Unit Heater | A | Cumulative Summer Peak Savings (MW) | Achievable Technical Potential | 0 | 0 | 0 | 0 | 0 | 0 | 0 | 0 | 0 | 0 | 0 | 0 | 0 | 0 | 0 | 0 | 0 | 0 | 0 | 0 | 0 | 0 | 0 | 0 | 0 | 0 | 0 | 0 | 0 | 0 | 0
F9_Industrial_Wood and Lumber Products_New_Space Heating_Natural Gas_Unit Heater_A_Achievable Technical Potential | F9 | Industrial | Wood and Lumber Products | New | Space Heating | Natural Gas | Unit Heater | A | Cumulative Winter Peak Savings (MW) | Achievable Technical Potential | 0 | 0 | 0 | 0 | 0 | 0 | 0 | 0 | 0 | 0 | 0 | 0 | 0 | 0 | 0 | 0 | 0 | 0 | 0 | 0 | 0 | 0 | 0 | 0 | 0 | 0 | 0 | 0 | 0 | 0 | 0
F10_Industrial_Wood and Lumber Products_New_Space Heating_Natural Gas_Unit Heater_A_Achievable Technical Potential | F10 | Industrial | Wood and Lumber Products | New | Space Heating | Natural Gas | Unit Heater | A | Purchases (Incremental) | Achievable Technical Potential | 0 | 0 | 0 | 0 | 0 | 0.00011646 | 0.00022891 | 0.00034317 | 0.00045487 | 0.00056889 | 0.00067185 | 0.00088088 | 0.0010672 | 0.0012198 | 0.001341 | 0.0014645 | 0.0015569 | 0.0016437 | 0.0020864 | 0.0020514 | 0.0020282 | 0.0020475 | 0.0020899 | 0.0021296 | 0.0021786 | 0.0022303 | 0.0022913 | 0.0023454 | 0.0025033 | 0.0026189 | 0.0027001
F11_Industrial_Wood and Lumber Products_New_Space Heating_Natural Gas_Unit Heater_A_Achievable Technical Potential | F11 | Industrial | Wood and Lumber Products | New | Space Heating | Natural Gas | Unit Heater | A | Purchases (Cumulative) | Achievable Technical Potential | 0 | 0 | 0 | 0 | 0 | 0.00011646 | 0.00034536 | 0.00068854 | 0.0011434 | 0.0017123 | 0.0023841 | 0.003265 | 0.0043322 | 0.005552 | 0.006893 | 0.0083576 | 0.0099144 | 0.011442 | 0.013299 | 0.015007 | 0.016581 | 0.018059 | 0.019477 | 0.020726 | 0.021837 | 0.022848 | 0.023798 | 0.024679 | 0.025626 | 0.026601 | 0.027214
F1_Industrial_Other Industrial_Existing_Space Heating_Natural Gas_Furnace_A_Achievable Technical Potential | F1 | Industrial | Other Industrial | Existing | Space Heating | Natural Gas | Furnace | A | Integrated Unit Energy Savings (kWh or therms) | Achievable Technical Potential | 0 | 505.0924 | 505.0924 | 505.0924 | 505.0924 | 138.7616 | 138.7616 | 799.267 | 799.267 | 799.267 | 799.267 | 799.267 | 799.267 | 799.267 | 799.267 | 799.267 | 799.267 | 799.267 | 799.267 | 799.267 | 799.267 | 799.267 | 799.267 | 799.267 | 799.267 | 799.267 | 799.267 | 799.267 | 799.267 | 799.267 | 799.267
F2_Industrial_Other Industrial_Existing_Space Heating_Natural Gas_Furnace_A_Achievable Technical Potential | F2 | Industrial | Other Industrial | Existing | Space Heating | Natural Gas | Furnace | A | Integrated Unit Summer Peak Savings (kW) | Achievable Technical Potential | 0 | 0 | 0 | 0 | 0 | 0 | 0 | 0 | 0 | 0 | 0 | 0 | 0 | 0 | 0 | 0 | 0 | 0 | 0 | 0 | 0 | 0 | 0 | 0 | 0 | 0 | 0 | 0 | 0 | 0 | 0
F3_Industrial_Other Industrial_Existing_Space Heating_Natural Gas_Furnace_A_Achievable Technical Potential | F3 | Industrial | Other Industrial | Existing | Space Heating | Natural Gas | Furnace | A | Integrated Unit Winter Peak Savings (kW) | Achievable Technical Potential | 0 | 0 | 0 | 0 | 0 | 0 | 0 | 0 | 0 | 0 | 0 | 0 | 0 | 0 | 0 | 0 | 0 | 0 | 0 | 0 | 0 | 0 | 0 | 0 | 0 | 0 | 0 | 0 | 0 | 0 | 0
F4_Industrial_Other Industrial_Existing_Space Heating_Natural Gas_Furnace_A_Achievable Technical Potential | F4 | Industrial | Other Industrial | Existing | Space Heating | Natural Gas | Furnace | A | Incremental Energy Savings (MWh or mTherms) | Achievable Technical Potential | 0 | 0 | 0 | 0 | 0 | 0.0031719 | 0.0066053 | 0.041305 | 0.057822 | 0.075069 | 0.087966 | 0.10099 | 0.10311 | 0.10162 | 0.11209 | 0.096887 | 0.0942 | 0.08975 | 0.085163 | 0.092005 | 0.090409 | 0.092122 | 0.098581 | 0.10022 | 0.10199 | 0.10387 | 0.10631 | 0.10856 | 0.11063 | 0.12682 | 0.13768
F5_Industrial_Other Industrial_Existing_Space Heating_Natural Gas_Furnace_A_Achievable Technical Potential | F5 | Industrial | Other Industrial | Existing | Space Heating | Natural Gas | Furnace | A | Incremental Summer Peak Savings (MW) | Achievable Technical Potential | 0 | 0 | 0 | 0 | 0 | 0 | 0 | 0 | 0 | 0 | 0 | 0 | 0 | 0 | 0 | 0 | 0 | 0 | 0 | 0 | 0 | 0 | 0 | 0 | 0 | 0 | 0 | 0 | 0 | 0 | 0
F6_Industrial_Other Industrial_Existing_Space Heating_Natural Gas_Furnace_A_Achievable Technical Potential | F6 | Industrial | Other Industrial | Existing | Space Heating | Natural Gas | Furnace | A | Incremental Winter Peak Savings (MW) | Achievable Technical Potential | 0 | 0 | 0 | 0 | 0 | 0 | 0 | 0 | 0 | 0 | 0 | 0 | 0 | 0 | 0 | 0 | 0 | 0 | 0 | 0 | 0 | 0 | 0 | 0 | 0 | 0 | 0 | 0 | 0 | 0 | 0
F7_Industrial_Other Industrial_Existing_Space Heating_Natural Gas_Furnace_A_Achievable Technical Potential | F7 | Industrial | Other Industrial | Existing | Space Heating | Natural Gas | Furnace | A | Cumulative Energy Savings (MWh or mTherms) | Achievable Technical Potential | 0 | 0 | 0 | 0 | 0 | 0.0031719 | 0.0097772 | 0.016948 | 0.026987 | 0.040019 | 0.055291 | 0.072825 | 0.090726 | 0.10837 | 0.12783 | 0.14465 | 0.161 | 0.17659 | 0.19137 | 0.20734 | 0.22304 | 0.23903 | 0.25615 | 0.27355 | 0.29125 | 0.30929 | 0.32774 | 0.34659 | 0 | 0 | 0
F8_Industrial_Other Industrial_Existing_Space Heating_Natural Gas_Furnace_A_Achievable Technical Potential | F8 | Industrial | Other Industrial | Existing | Space Heating | Natural Gas | Furnace | A | Cumulative Summer Peak Savings (MW) | Achievable Technical Potential | 0 | 0 | 0 | 0 | 0 | 0 | 0 | 0 | 0 | 0 | 0 | 0 | 0 | 0 | 0 | 0 | 0 | 0 | 0 | 0 | 0 | 0 | 0 | 0 | 0 | 0 | 0 | 0 | 0 | 0 | 0
F9_Industrial_Other Industrial_Existing_Space Heating_Natural Gas_Furnace_A_Achievable Technical Potential | F9 | Industrial | Other Industrial | Existing | Space Heating | Natural Gas | Furnace | A | Cumulative Winter Peak Savings (MW) | Achievable Technical Potential | 0 | 0 | 0 | 0 | 0 | 0 | 0 | 0 | 0 | 0 | 0 | 0 | 0 | 0 | 0 | 0 | 0 | 0 | 0 | 0 | 0 | 0 | 0 | 0 | 0 | 0 | 0 | 0 | 0 | 0 | 0
F10_Industrial_Other Industrial_Existing_Space Heating_Natural Gas_Furnace_A_Achievable Technical Potential | F10 | Industrial | Other Industrial | Existing | Space Heating | Natural Gas | Furnace | A | Purchases (Incremental) | Achievable Technical Potential | 0 | 0 | 0 | 0 | 0 | 0.022858 | 0.047602 | 0.051678 | 0.072344 | 0.093922 | 0.11006 | 0.12636 | 0.12901 | 0.12714 | 0.14024 | 0.12122 | 0.11786 | 0.11229 | 0.10655 | 0.11511 | 0.11311 | 0.11526 | 0.12334 | 0.12539 | 0.1276 | 0.12996 | 0.13301 | 0.13582 | 0.13842 | 0.15867 | 0.17226
F11_Industrial_Other Industrial_Existing_Space Heating_Natural Gas_Furnace_A_Achievable Technical Potential | F11 | Industrial | Other Industrial | Existing | Space Heating | Natural Gas | Furnace | A | Purchases (Cumulative) | Achievable Technical Potential | 0 | 0 | 0 | 0 | 0 | 0.022858 | 0.07046 | 0.12214 | 0.19448 | 0.2884 | 0.39846 | 0.52482 | 0.65383 | 0.78097 | 0.92122 | 1.0424 | 1.1603 | 1.2726 | 1.3791 | 1.4942 | 1.6074 | 1.7226 | 1.846 | 1.9713 | 2.0989 | 2.2289 | 2.3619 | 2.4977 | 2.56 | 2.56 | 2.56
F1_Industrial_Other Industrial_Existing_Space Heating_Natural Gas_Boiler_A_Achievable Technical Potential | F1 | Industrial | Other Industrial | Existing | Space Heating | Natural Gas | Boiler | A | Integrated Unit Energy Savings (kWh or therms) | Achievable Technical Potential | 0 | 8772.191 | 8772.191 | 8772.191 | 8772.191 | 5375.3 | 5375.3 | 5375.3 | 5375.3 | 5375.3 | 5375.3 | 5375.3 | 5375.3 | 5375.3 | 5375.3 | 5375.3 | 5375.3 | 5375.3 | 5375.3 | 5375.3 | 5375.3 | 5375.3 | 5375.3 | 5375.3 | 5375.3 | 5375.3 | 5375.3 | 5375.3 | 5375.3 | 5375.3 | 5375.3
F2_Industrial_Other Industrial_Existing_Space Heating_Natural Gas_Boiler_A_Achievable Technical Potential | F2 | Industrial | Other Industrial | Existing | Space Heating | Natural Gas | Boiler | A | Integrated Unit Summer Peak Savings (kW) | Achievable Technical Potential | 0 | 0 | 0 | 0 | 0 | 0 | 0 | 0 | 0 | 0 | 0 | 0 | 0 | 0 | 0 | 0 | 0 | 0 | 0 | 0 | 0 | 0 | 0 | 0 | 0 | 0 | 0 | 0 | 0 | 0 | 0
F3_Industrial_Other Industrial_Existing_Space Heating_Natural Gas_Boiler_A_Achievable Technical Potential | F3 | Industrial | Other Industrial | Existing | Space Heating | Natural Gas | Boiler | A | Integrated Unit Winter Peak Savings (kW) | Achievable Technical Potential | 0 | 0 | 0 | 0 | 0 | 0 | 0 | 0 | 0 | 0 | 0 | 0 | 0 | 0 | 0 | 0 | 0 | 0 | 0 | 0 | 0 | 0 | 0 | 0 | 0 | 0 | 0 | 0 | 0 | 0 | 0
F4_Industrial_Other Industrial_Existing_Space Heating_Natural Gas_Boiler_A_Achievable Technical Potential | F4 | Industrial | Other Industrial | Existing | Space Heating | Natural Gas | Boiler | A | Incremental Energy Savings (MWh or mTherms) | Achievable Technical Potential | 0 | 0 | 0 | 0 | 0 | 0.20457 | 0.30167 | 0.36548 | 0.41567 | 0.44942 | 0.44766 | 0.45412 | 0.45712 | 0.45207 | 0.50777 | 0.45019 | 0.45303 | 0.44983 | 0.44663 | 0.46392 | 0.4462 | 0.47663 | 0.46388 | 0.45299 | 0.46217 | 0.45289 | 0.44498 | 0.43829 | 0.43323 | 0.42936 | 0.4254
F5_Industrial_Other Industrial_Existing_Space Heating_Natural Gas_Boiler_A_Achievable Technical Potential | F5 | Industrial | Other Industrial | Existing | Space Heating | Natural Gas | Boiler | A | Incremental Summer Peak Savings (MW) | Achievable Technical Potential | 0 | 0 | 0 | 0 | 0 | 0 | 0 | 0 | 0 | 0 | 0 | 0 | 0 | 0 | 0 | 0 | 0 | 0 | 0 | 0 | 0 | 0 | 0 | 0 | 0 | 0 | 0 | 0 | 0 | 0 | 0
F6_Industrial_Other Industrial_Existing_Space Heating_Natural Gas_Boiler_A_Achievable Technical Potential | F6 | Industrial | Other Industrial | Existing | Space Heating | Natural Gas | Boiler | A | Incremental Winter Peak Savings (MW) | Achievable Technical Potential | 0 | 0 | 0 | 0 | 0 | 0 | 0 | 0 | 0 | 0 | 0 | 0 | 0 | 0 | 0 | 0 | 0 | 0 | 0 | 0 | 0 | 0 | 0 | 0 | 0 | 0 | 0 | 0 | 0 | 0 | 0
F7_Industrial_Other Industrial_Existing_Space Heating_Natural Gas_Boiler_A_Achievable Technical Potential | F7 | Industrial | Other Industrial | Existing | Space Heating | Natural Gas | Boiler | A | Cumulative Energy Savings (MWh or mTherms) | Achievable Technical Potential | 0 | 0 | 0 | 0 | 0 | 0.20457 | 0.50623 | 0.87171 | 1.2874 | 1.7368 | 2.1845 | 2.6386 | 3.0957 | 3.5478 | 4.0555 | 4.5057 | 4.9588 | 5.4086 | 5.8552 | 6.3191 | 6.7653 | 7.242 | 7.7059 | 7.7726 | 7.8407 | 7.9075 | 7.9731 | 8.0377 | 0 | 0 | 0
F8_Industrial_Other Industrial_Existing_Space Heating_Natural Gas_Boiler_A_Achievable Technical Potential | F8 | Industrial | Other Industrial | Existing | Space Heating | Natural Gas | Boiler | A | Cumulative Summer Peak Savings (MW) | Achievable Technical Potential | 0 | 0 | 0 | 0 | 0 | 0 | 0 | 0 | 0 | 0 | 0 | 0 | 0 | 0 | 0 | 0 | 0 | 0 | 0 | 0 | 0 | 0 | 0 | 0 | 0 | 0 | 0 | 0 | 0 | 0 | 0
F9_Industrial_Other Industrial_Existing_Space Heating_Natural Gas_Boiler_A_Achievable Technical Potential | F9 | Industrial | Other Industrial | Existing | Space Heating | Natural Gas | Boiler | A | Cumulative Winter Peak Savings (MW) | Achievable Technical Potential | 0 | 0 | 0 | 0 | 0 | 0 | 0 | 0 | 0 | 0 | 0 | 0 | 0 | 0 | 0 | 0 | 0 | 0 | 0 | 0 | 0 | 0 | 0 | 0 | 0 | 0 | 0 | 0 | 0 | 0 | 0
F10_Industrial_Other Industrial_Existing_Space Heating_Natural Gas_Boiler_A_Achievable Technical Potential | F10 | Industrial | Other Industrial | Existing | Space Heating | Natural Gas | Boiler | A | Purchases (Incremental) | Achievable Technical Potential | 0 | 0 | 0 | 0 | 0 | 0.038057 | 0.056121 | 0.067993 | 0.07733 | 0.083609 | 0.083281 | 0.084482 | 0.08504 | 0.084102 | 0.094464 | 0.083751 | 0.08428 | 0.083684 | 0.08309 | 0.086305 | 0.08301 | 0.08867 | 0.086298 | 0.084273 | 0.08598 | 0.084253 | 0.082783 | 0.081538 | 0.080597 | 0.079877 | 0.07914
F11_Industrial_Other Industrial_Existing_Space Heating_Natural Gas_Boiler_A_Achievable Technical Potential | F11 | Industrial | Other Industrial | Existing | Space Heating | Natural Gas | Boiler | A | Purchases (Cumulative) | Achievable Technical Potential | 0 | 0 | 0 | 0 | 0 | 0.038057 | 0.094178 | 0.16217 | 0.2395 | 0.32311 | 0.40639 | 0.49087 | 0.57591 | 0.66001 | 0.75448 | 0.83823 | 0.92251 | 1.0062 | 1.0893 | 1.1756 | 1.2586 | 1.3473 | 1.4336 | 1.5178 | 1.6038 | 1.6881 | 1.7709 | 1.8524 | 1.933 | 2.0129 | 2.054
F1_Industrial_Other Industrial_Existing_Space Heating_Natural Gas_Unit Heater_A_Achievable Technical Potential | F1 | Industrial | Other Industrial | Existing | Space Heating | Natural Gas | Unit Heater | A | Integrated Unit Energy Savings (kWh or therms) | Achievable Technical Potential | 0 | 28641.12 | 28641.12 | 28641.12 | 28641.12 | 15772.4108 | 15772.4108 | 15772.4108 | 15772.4108 | 15772.4108 | 15772.4108 | 15772.4108 | 15772.4108 | 15772.4108 | 15772.4108 | 15772.4108 | 15772.4108 | 15772.4108 | 15772.4108 | 15772.4108 | 15772.4108 | 15772.4108 | 15772.4108 | 15772.4108 | 15772.4108 | 15772.4108 | 15772.4108 | 15772.4108 | 15772.4108 | 15772.4108 | 15772.4108
F2_Industrial_Other Industrial_Existing_Space Heating_Natural Gas_Unit Heater_A_Achievable Technical Potential | F2 | Industrial | Other Industrial | Existing | Space Heating | Natural Gas | Unit Heater | A | Integrated Unit Summer Peak Savings (kW) | Achievable Technical Potential | 0 | 0 | 0 | 0 | 0 | 0 | 0 | 0 | 0 | 0 | 0 | 0 | 0 | 0 | 0 | 0 | 0 | 0 | 0 | 0 | 0 | 0 | 0 | 0 | 0 | 0 | 0 | 0 | 0 | 0 | 0
F3_Industrial_Other Industrial_Existing_Space Heating_Natural Gas_Unit Heater_A_Achievable Technical Potential | F3 | Industrial | Other Industrial | Existing | Space Heating | Natural Gas | Unit Heater | A | Integrated Unit Winter Peak Savings (kW) | Achievable Technical Potential | 0 | 0 | 0 | 0 | 0 | 0 | 0 | 0 | 0 | 0 | 0 | 0 | 0 | 0 | 0 | 0 | 0 | 0 | 0 | 0 | 0 | 0 | 0 | 0 | 0 | 0 | 0 | 0 | 0 | 0 | 0
F4_Industrial_Other Industrial_Existing_Space Heating_Natural Gas_Unit Heater_A_Achievable Technical Potential | F4 | Industrial | Other Industrial | Existing | Space Heating | Natural Gas | Unit Heater | A | Incremental Energy Savings (MWh or mTherms) | Achievable Technical Potential | 0 | 0 | 0 | 0 | 0 | 0.049355 | 0.13419 | 0.25932 | 0.44194 | 0.67559 | 0.88926 | 1.1243 | 1.354 | 1.5559 | 1.9945 | 2.0504 | 2.2613 | 2.1759 | 2.1193 | 2.1579 | 2.1168 | 2.3189 | 2.1245 | 2.174 | 2.2717 | 2.3604 | 2.4625 | 2.5036 | 2.5297 | 2.5477 | 2.5513
F5_Industrial_Other Industrial_Existing_Space Heating_Natural Gas_Unit Heater_A_Achievable Technical Potential | F5 | Industrial | Other Industrial | Existing | Space Heating | Natural Gas | Unit Heater | A | Incremental Summer Peak Savings (MW) | Achievable Technical Potential | 0 | 0 | 0 | 0 | 0 | 0 | 0 | 0 | 0 | 0 | 0 | 0 | 0 | 0 | 0 | 0 | 0 | 0 | 0 | 0 | 0 | 0 | 0 | 0 | 0 | 0 | 0 | 0 | 0 | 0 | 0
F6_Industrial_Other Industrial_Existing_Space Heating_Natural Gas_Unit Heater_A_Achievable Technical Potential | F6 | Industrial | Other Industrial | Existing | Space Heating | Natural Gas | Unit Heater | A | Incremental Winter Peak Savings (MW) | Achievable Technical Potential | 0 | 0 | 0 | 0 | 0 | 0 | 0 | 0 | 0 | 0 | 0 | 0 | 0 | 0 | 0 | 0 | 0 | 0 | 0 | 0 | 0 | 0 | 0 | 0 | 0 | 0 | 0 | 0 | 0 | 0 | 0
F7_Industrial_Other Industrial_Existing_Space Heating_Natural Gas_Unit Heater_A_Achievable Technical Potential | F7 | Industrial | Other Industrial | Existing | Space Heating | Natural Gas | Unit Heater | A | Cumulative Energy Savings (MWh or mTherms) | Achievable Technical Potential | 0 | 0 | 0 | 0 | 0 | 0.049355 | 0.18354 | 0.44287 | 0.88481 | 1.5604 | 2.4497 | 3.574 | 4.928 | 6.4838 | 8.4784 | 10.5287 | 12.79 | 14.9166 | 16.9017 | 18.8002 | 20.4751 | 22.1184 | 23.3537 | 24.4033 | 25.321 | 26.1256 | 26.5936 | 27.0468 | 0 | 0 | 0
F8_Industrial_Other Industrial_Existing_Space Heating_Natural Gas_Unit Heater_A_Achievable Technical Potential | F8 | Industrial | Other Industrial | Existing | Space Heating | Natural Gas | Unit Heater | A | Cumulative Summer Peak Savings (MW) | Achievable Technical Potential | 0 | 0 | 0 | 0 | 0 | 0 | 0 | 0 | 0 | 0 | 0 | 0 | 0 | 0 | 0 | 0 | 0 | 0 | 0 | 0 | 0 | 0 | 0 | 0 | 0 | 0 | 0 | 0 | 0 | 0 | 0
F9_Industrial_Other Industrial_Existing_Space Heating_Natural Gas_Unit Heater_A_Achievable Technical Potential | F9 | Industrial | Other Industrial | Existing | Space Heating | Natural Gas | Unit Heater | A | Cumulative Winter Peak Savings (MW) | Achievable Technical Potential | 0 | 0 | 0 | 0 | 0 | 0 | 0 | 0 | 0 | 0 | 0 | 0 | 0 | 0 | 0 | 0 | 0 | 0 | 0 | 0 | 0 | 0 | 0 | 0 | 0 | 0 | 0 | 0 | 0 | 0 | 0
F10_Industrial_Other Industrial_Existing_Space Heating_Natural Gas_Unit Heater_A_Achievable Technical Potential | F10 | Industrial | Other Industrial | Existing | Space Heating | Natural Gas | Unit Heater | A | Purchases (Incremental) | Achievable Technical Potential | 0 | 0 | 0 | 0 | 0 | 0.0031292 | 0.0085078 | 0.016442 | 0.02802 | 0.042834 | 0.056381 | 0.071283 | 0.085847 | 0.098644 | 0.12646 | 0.13 | 0.14337 | 0.13796 | 0.13437 | 0.13681 | 0.13421 | 0.14702 | 0.1347 | 0.13783 | 0.14403 | 0.14965 | 0.15613 | 0.15874 | 0.16039 | 0.16153 | 0.16176
F11_Industrial_Other Industrial_Existing_Space Heating_Natural Gas_Unit Heater_A_Achievable Technical Potential | F11 | Industrial | Other Industrial | Existing | Space Heating | Natural Gas | Unit Heater | A | Purchases (Cumulative) | Achievable Technical Potential | 0 | 0 | 0 | 0 | 0 | 0.0031292 | 0.011637 | 0.028079 | 0.056099 | 0.098932 | 0.15531 | 0.2266 | 0.31244 | 0.41109 | 0.53754 | 0.66754 | 0.81091 | 0.94574 | 1.0716 | 1.192 | 1.2982 | 1.4024 | 1.4807 | 1.5472 | 1.6054 | 1.6564 | 1.6861 | 1.7148 | 1.7318 | 1.7554 | 1.7828
F1_Industrial_Other Industrial_New_Space Heating_Natural Gas_Furnace_A_Achievable Technical Potential | F1 | Industrial | Other Industrial | New | Space Heating | Natural Gas | Furnace | A | Integrated Unit Energy Savings (kWh or therms) | Achievable Technical Potential | 0 | 0 | 0 | 0 | 0 | 0 | 0 | 0 | 0 | 0 | 0 | 0 | 0 | 0 | 0 | 0 | 0 | 0 | 0 | 0 | 0 | 0 | 0 | 0 | 0 | 0 | 0 | 0 | 0 | 0 | 0
F2_Industrial_Other Industrial_New_Space Heating_Natural Gas_Furnace_A_Achievable Technical Potential | F2 | Industrial | Other Industrial | New | Space Heating | Natural Gas | Furnace | A | Integrated Unit Summer Peak Savings (kW) | Achievable Technical Potential | 0 | 0 | 0 | 0 | 0 | 0 | 0 | 0 | 0 | 0 | 0 | 0 | 0 | 0 | 0 | 0 | 0 | 0 | 0 | 0 | 0 | 0 | 0 | 0 | 0 | 0 | 0 | 0 | 0 | 0 | 0
F3_Industrial_Other Industrial_New_Space Heating_Natural Gas_Furnace_A_Achievable Technical Potential | F3 | Industrial | Other Industrial | New | Space Heating | Natural Gas | Furnace | A | Integrated Unit Winter Peak Savings (kW) | Achievable Technical Potential | 0 | 0 | 0 | 0 | 0 | 0 | 0 | 0 | 0 | 0 | 0 | 0 | 0 | 0 | 0 | 0 | 0 | 0 | 0 | 0 | 0 | 0 | 0 | 0 | 0 | 0 | 0 | 0 | 0 | 0 | 0
F4_Industrial_Other Industrial_New_Space Heating_Natural Gas_Furnace_A_Achievable Technical Potential | F4 | Industrial | Other Industrial | New | Space Heating | Natural Gas | Furnace | A | Incremental Energy Savings (MWh or mTherms) | Achievable Technical Potential | 0 | 0 | 0 | 0 | 0 | 0 | 0 | 0 | 0 | 0 | 0 | 0 | 0 | 0 | 0 | 0 | 0 | 0 | 0 | 0 | 0 | 0 | 0 | 0 | 0 | 0 | 0 | 0 | 0 | 0 | 0
F5_Industrial_Other Industrial_New_Space Heating_Natural Gas_Furnace_A_Achievable Technical Potential | F5 | Industrial | Other Industrial | New | Space Heating | Natural Gas | Furnace | A | Incremental Summer Peak Savings (MW) | Achievable Technical Potential | 0 | 0 | 0 | 0 | 0 | 0 | 0 | 0 | 0 | 0 | 0 | 0 | 0 | 0 | 0 | 0 | 0 | 0 | 0 | 0 | 0 | 0 | 0 | 0 | 0 | 0 | 0 | 0 | 0 | 0 | 0
F6_Industrial_Other Industrial_New_Space Heating_Natural Gas_Furnace_A_Achievable Technical Potential | F6 | Industrial | Other Industrial | New | Space Heating | Natural Gas | Furnace | A | Incremental Winter Peak Savings (MW) | Achievable Technical Potential | 0 | 0 | 0 | 0 | 0 | 0 | 0 | 0 | 0 | 0 | 0 | 0 | 0 | 0 | 0 | 0 | 0 | 0 | 0 | 0 | 0 | 0 | 0 | 0 | 0 | 0 | 0 | 0 | 0 | 0 | 0
F7_Industrial_Other Industrial_New_Space Heating_Natural Gas_Furnace_A_Achievable Technical Potential | F7 | Industrial | Other Industrial | New | Space Heating | Natural Gas | Furnace | A | Cumulative Energy Savings (MWh or mTherms) | Achievable Technical Potential | 0 | 0 | 0 | 0 | 0 | 0 | 0 | 0 | 0 | 0 | 0 | 0 | 0 | 0 | 0 | 0 | 0 | 0 | 0 | 0 | 0 | 0 | 0 | 0 | 0 | 0 | 0 | 0 | 0 | 0 | 0
F8_Industrial_Other Industrial_New_Space Heating_Natural Gas_Furnace_A_Achievable Technical Potential | F8 | Industrial | Other Industrial | New | Space Heating | Natural Gas | Furnace | A | Cumulative Summer Peak Savings (MW) | Achievable Technical Potential | 0 | 0 | 0 | 0 | 0 | 0 | 0 | 0 | 0 | 0 | 0 | 0 | 0 | 0 | 0 | 0 | 0 | 0 | 0 | 0 | 0 | 0 | 0 | 0 | 0 | 0 | 0 | 0 | 0 | 0 | 0
F9_Industrial_Other Industrial_New_Space Heating_Natural Gas_Furnace_A_Achievable Technical Potential | F9 | Industrial | Other Industrial | New | Space Heating | Natural Gas | Furnace | A | Cumulative Winter Peak Savings (MW) | Achievable Technical Potential | 0 | 0 | 0 | 0 | 0 | 0 | 0 | 0 | 0 | 0 | 0 | 0 | 0 | 0 | 0 | 0 | 0 | 0 | 0 | 0 | 0 | 0 | 0 | 0 | 0 | 0 | 0 | 0 | 0 | 0 | 0
F10_Industrial_Other Industrial_New_Space Heating_Natural Gas_Furnace_A_Achievable Technical Potential | F10 | Industrial | Other Industrial | New | Space Heating | Natural Gas | Furnace | A | Purchases (Incremental) | Achievable Technical Potential | 0 | 0 | 0 | 0 | 0 | 0 | 0 | 0 | 0 | 0 | 0 | 0 | 0 | 0 | 0 | 0 | 0 | 0 | 0 | 0 | 0 | 0 | 0 | 0 | 0 | 0 | 0 | 0 | 0 | 0 | 0
F11_Industrial_Other Industrial_New_Space Heating_Natural Gas_Furnace_A_Achievable Technical Potential | F11 | Industrial | Other Industrial | New | Space Heating | Natural Gas | Furnace | A | Purchases (Cumulative) | Achievable Technical Potential | 0 | 0 | 0 | 0 | 0 | 0 | 0 | 0 | 0 | 0 | 0 | 0 | 0 | 0 | 0 | 0 | 0 | 0 | 0 | 0 | 0 | 0 | 0 | 0 | 0 | 0 | 0 | 0 | 0 | 0 | 0
F1_Industrial_Other Industrial_New_Space Heating_Natural Gas_Boiler_A_Achievable Technical Potential | F1 | Industrial | Other Industrial | New | Space Heating | Natural Gas | Boiler | A | Integrated Unit Energy Savings (kWh or therms) | Achievable Technical Potential | 0 | 0 | 0 | 0 | 0 | 0 | 0 | 0 | 0 | 0 | 0 | 0 | 0 | 0 | 0 | 0 | 0 | 0 | 0 | 0 | 0 | 0 | 0 | 0 | 0 | 0 | 0 | 0 | 0 | 0 | 0
F2_Industrial_Other Industrial_New_Space Heating_Natural Gas_Boiler_A_Achievable Technical Potential | F2 | Industrial | Other Industrial | New | Space Heating | Natural Gas | Boiler | A | Integrated Unit Summer Peak Savings (kW) | Achievable Technical Potential | 0 | 0 | 0 | 0 | 0 | 0 | 0 | 0 | 0 | 0 | 0 | 0 | 0 | 0 | 0 | 0 | 0 | 0 | 0 | 0 | 0 | 0 | 0 | 0 | 0 | 0 | 0 | 0 | 0 | 0 | 0
F3_Industrial_Other Industrial_New_Space Heating_Natural Gas_Boiler_A_Achievable Technical Potential | F3 | Industrial | Other Industrial | New | Space Heating | Natural Gas | Boiler | A | Integrated Unit Winter Peak Savings (kW) | Achievable Technical Potential | 0 | 0 | 0 | 0 | 0 | 0 | 0 | 0 | 0 | 0 | 0 | 0 | 0 | 0 | 0 | 0 | 0 | 0 | 0 | 0 | 0 | 0 | 0 | 0 | 0 | 0 | 0 | 0 | 0 | 0 | 0
F4_Industrial_Other Industrial_New_Space Heating_Natural Gas_Boiler_A_Achievable Technical Potential | F4 | Industrial | Other Industrial | New | Space Heating | Natural Gas | Boiler | A | Incremental Energy Savings (MWh or mTherms) | Achievable Technical Potential | 0 | 0 | 0 | 0 | 0 | 0 | 0 | 0 | 0 | 0 | 0 | 0 | 0 | 0 | 0 | 0 | 0 | 0 | 0 | 0 | 0 | 0 | 0 | 0 | 0 | 0 | 0 | 0 | 0 | 0 | 0
F5_Industrial_Other Industrial_New_Space Heating_Natural Gas_Boiler_A_Achievable Technical Potential | F5 | Industrial | Other Industrial | New | Space Heating | Natural Gas | Boiler | A | Incremental Summer Peak Savings (MW) | Achievable Technical Potential | 0 | 0 | 0 | 0 | 0 | 0 | 0 | 0 | 0 | 0 | 0 | 0 | 0 | 0 | 0 | 0 | 0 | 0 | 0 | 0 | 0 | 0 | 0 | 0 | 0 | 0 | 0 | 0 | 0 | 0 | 0
F6_Industrial_Other Industrial_New_Space Heating_Natural Gas_Boiler_A_Achievable Technical Potential | F6 | Industrial | Other Industrial | New | Space Heating | Natural Gas | Boiler | A | Incremental Winter Peak Savings (MW) | Achievable Technical Potential | 0 | 0 | 0 | 0 | 0 | 0 | 0 | 0 | 0 | 0 | 0 | 0 | 0 | 0 | 0 | 0 | 0 | 0 | 0 | 0 | 0 | 0 | 0 | 0 | 0 | 0 | 0 | 0 | 0 | 0 | 0
F7_Industrial_Other Industrial_New_Space Heating_Natural Gas_Boiler_A_Achievable Technical Potential | F7 | Industrial | Other Industrial | New | Space Heating | Natural Gas | Boiler | A | Cumulative Energy Savings (MWh or mTherms) | Achievable Technical Potential | 0 | 0 | 0 | 0 | 0 | 0 | 0 | 0 | 0 | 0 | 0 | 0 | 0 | 0 | 0 | 0 | 0 | 0 | 0 | 0 | 0 | 0 | 0 | 0 | 0 | 0 | 0 | 0 | 0 | 0 | 0
F8_Industrial_Other Industrial_New_Space Heating_Natural Gas_Boiler_A_Achievable Technical Potential | F8 | Industrial | Other Industrial | New | Space Heating | Natural Gas | Boiler | A | Cumulative Summer Peak Savings (MW) | Achievable Technical Potential | 0 | 0 | 0 | 0 | 0 | 0 | 0 | 0 | 0 | 0 | 0 | 0 | 0 | 0 | 0 | 0 | 0 | 0 | 0 | 0 | 0 | 0 | 0 | 0 | 0 | 0 | 0 | 0 | 0 | 0 | 0
F9_Industrial_Other Industrial_New_Space Heating_Natural Gas_Boiler_A_Achievable Technical Potential | F9 | Industrial | Other Industrial | New | Space Heating | Natural Gas | Boiler | A | Cumulative Winter Peak Savings (MW) | Achievable Technical Potential | 0 | 0 | 0 | 0 | 0 | 0 | 0 | 0 | 0 | 0 | 0 | 0 | 0 | 0 | 0 | 0 | 0 | 0 | 0 | 0 | 0 | 0 | 0 | 0 | 0 | 0 | 0 | 0 | 0 | 0 | 0
F10_Industrial_Other Industrial_New_Space Heating_Natural Gas_Boiler_A_Achievable Technical Potential | F10 | Industrial | Other Industrial | New | Space Heating | Natural Gas | Boiler | A | Purchases (Incremental) | Achievable Technical Potential | 0 | 0 | 0 | 0 | 0 | 0 | 0 | 0 | 0 | 0 | 0 | 0 | 0 | 0 | 0 | 0 | 0 | 0 | 0 | 0 | 0 | 0 | 0 | 0 | 0 | 0 | 0 | 0 | 0 | 0 | 0
F11_Industrial_Other Industrial_New_Space Heating_Natural Gas_Boiler_A_Achievable Technical Potential | F11 | Industrial | Other Industrial | New | Space Heating | Natural Gas | Boiler | A | Purchases (Cumulative) | Achievable Technical Potential | 0 | 0 | 0 | 0 | 0 | 0 | 0 | 0 | 0 | 0 | 0 | 0 | 0 | 0 | 0 | 0 | 0 | 0 | 0 | 0 | 0 | 0 | 0 | 0 | 0 | 0 | 0 | 0 | 0 | 0 | 0
F1_Industrial_Other Industrial_New_Space Heating_Natural Gas_Unit Heater_A_Achievable Technical Potential | F1 | Industrial | Other Industrial | New | Space Heating | Natural Gas | Unit Heater | A | Integrated Unit Energy Savings (kWh or therms) | Achievable Technical Potential | 0 | 28641.12 | 28641.12 | 28641.12 | 28641.12 | 15772.4108 | 15772.4108 | 15772.4108 | 15772.4108 | 15772.4108 | 15772.4108 | 15772.4108 | 15772.4108 | 15772.4108 | 15772.4108 | 15772.4108 | 15772.4108 | 15772.4108 | 15772.4108 | 15772.4108 | 15772.4108 | 15772.4108 | 15772.4108 | 15772.4108 | 15772.4108 | 15772.4108 | 15772.4108 | 15772.4108 | 15772.4108 | 15772.4108 | 15772.4108
F2_Industrial_Other Industrial_New_Space Heating_Natural Gas_Unit Heater_A_Achievable Technical Potential | F2 | Industrial | Other Industrial | New | Space Heating | Natural Gas | Unit Heater | A | Integrated Unit Summer Peak Savings (kW) | Achievable Technical Potential | 0 | 0 | 0 | 0 | 0 | 0 | 0 | 0 | 0 | 0 | 0 | 0 | 0 | 0 | 0 | 0 | 0 | 0 | 0 | 0 | 0 | 0 | 0 | 0 | 0 | 0 | 0 | 0 | 0 | 0 | 0
F3_Industrial_Other Industrial_New_Space Heating_Natural Gas_Unit Heater_A_Achievable Technical Potential | F3 | Industrial | Other Industrial | New | Space Heating | Natural Gas | Unit Heater | A | Integrated Unit Winter Peak Savings (kW) | Achievable Technical Potential | 0 | 0 | 0 | 0 | 0 | 0 | 0 | 0 | 0 | 0 | 0 | 0 | 0 | 0 | 0 | 0 | 0 | 0 | 0 | 0 | 0 | 0 | 0 | 0 | 0 | 0 | 0 | 0 | 0 | 0 | 0
F4_Industrial_Other Industrial_New_Space Heating_Natural Gas_Unit Heater_A_Achievable Technical Potential | F4 | Industrial | Other Industrial | New | Space Heating | Natural Gas | Unit Heater | A | Incremental Energy Savings (MWh or mTherms) | Achievable Technical Potential | 0 | 0 | 0 | 0 | 0 | 0.018261 | 0.035895 | 0.053813 | 0.071328 | 0.089208 | 0.10535 | 0.13813 | 0.16735 | 0.19127 | 0.21029 | 0.22965 | 0.24413 | 0.25775 | 0.32717 | 0.32168 | 0.31804 | 0.32107 | 0.32772 | 0.33394 | 0.34162 | 0.34973 | 0.3593 | 0.36778 | 0.39254 | 0.41067 | 0.4234
F5_Industrial_Other Industrial_New_Space Heating_Natural Gas_Unit Heater_A_Achievable Technical Potential | F5 | Industrial | Other Industrial | New | Space Heating | Natural Gas | Unit Heater | A | Incremental Summer Peak Savings (MW) | Achievable Technical Potential | 0 | 0 | 0 | 0 | 0 | 0 | 0 | 0 | 0 | 0 | 0 | 0 | 0 | 0 | 0 | 0 | 0 | 0 | 0 | 0 | 0 | 0 | 0 | 0 | 0 | 0 | 0 | 0 | 0 | 0 | 0
F6_Industrial_Other Industrial_New_Space Heating_Natural Gas_Unit Heater_A_Achievable Technical Potential | F6 | Industrial | Other Industrial | New | Space Heating | Natural Gas | Unit Heater | A | Incremental Winter Peak Savings (MW) | Achievable Technical Potential | 0 | 0 | 0 | 0 | 0 | 0 | 0 | 0 | 0 | 0 | 0 | 0 | 0 | 0 | 0 | 0 | 0 | 0 | 0 | 0 | 0 | 0 | 0 | 0 | 0 | 0 | 0 | 0 | 0 | 0 | 0
F7_Industrial_Other Industrial_New_Space Heating_Natural Gas_Unit Heater_A_Achievable Technical Potential | F7 | Industrial | Other Industrial | New | Space Heating | Natural Gas | Unit Heater | A | Cumulative Energy Savings (MWh or mTherms) | Achievable Technical Potential | 0 | 0 | 0 | 0 | 0 | 0.018261 | 0.054157 | 0.10797 | 0.1793 | 0.26851 | 0.37386 | 0.51199 | 0.67934 | 0.87061 | 1.0809 | 1.3105 | 1.5547 | 1.7942 | 2.0854 | 2.3533 | 2.6 | 2.8319 | 3.0543 | 3.2501 | 3.4243 | 3.5828 | 3.7318 | 3.8699 | 0 | 0 | 0
F8_Industrial_Other Industrial_New_Space Heating_Natural Gas_Unit Heater_A_Achievable Technical Potential | F8 | Industrial | Other Industrial | New | Space Heating | Natural Gas | Unit Heater | A | Cumulative Summer Peak Savings (MW) | Achievable Technical Potential | 0 | 0 | 0 | 0 | 0 | 0 | 0 | 0 | 0 | 0 | 0 | 0 | 0 | 0 | 0 | 0 | 0 | 0 | 0 | 0 | 0 | 0 | 0 | 0 | 0 | 0 | 0 | 0 | 0 | 0 | 0
F9_Industrial_Other Industrial_New_Space Heating_Natural Gas_Unit Heater_A_Achievable Technical Potential | F9 | Industrial | Other Industrial | New | Space Heating | Natural Gas | Unit Heater | A | Cumulative Winter Peak Savings (MW) | Achievable Technical Potential | 0 | 0 | 0 | 0 | 0 | 0 | 0 | 0 | 0 | 0 | 0 | 0 | 0 | 0 | 0 | 0 | 0 | 0 | 0 | 0 | 0 | 0 | 0 | 0 | 0 | 0 | 0 | 0 | 0 | 0 | 0
F10_Industrial_Other Industrial_New_Space Heating_Natural Gas_Unit Heater_A_Achievable Technical Potential | F10 | Industrial | Other Industrial | New | Space Heating | Natural Gas | Unit Heater | A | Purchases (Incremental) | Achievable Technical Potential | 0 | 0 | 0 | 0 | 0 | 0.0011578 | 0.0022758 | 0.0034119 | 0.0045223 | 0.0056559 | 0.0066795 | 0.0087578 | 0.01061 | 0.012127 | 0.013333 | 0.01456 | 0.015479 | 0.016342 | 0.020743 | 0.020395 | 0.020164 | 0.020356 | 0.020778 | 0.021172 | 0.021659 | 0.022174 | 0.02278 | 0.023318 | 0.024888 | 0.026037 | 0.026845
F11_Industrial_Other Industrial_New_Space Heating_Natural Gas_Unit Heater_A_Achievable Technical Potential | F11 | Industrial | Other Industrial | New | Space Heating | Natural Gas | Unit Heater | A | Purchases (Cumulative) | Achievable Technical Potential | 0 | 0 | 0 | 0 | 0 | 0.0011578 | 0.0034336 | 0.0068455 | 0.011368 | 0.017024 | 0.023703 | 0.032461 | 0.043071 | 0.055198 | 0.068531 | 0.083091 | 0.09857 | 0.11375 | 0.13222 | 0.1492 | 0.16485 | 0.17955 | 0.19365 | 0.20606 | 0.21711 | 0.22716 | 0.2366 | 0.24536 | 0.25477 | 0.26447 | 0.27057
F1_Industrial_Food Products_Existing_Space Heating_Natural Gas_Insulation - Roof/Ceiling_A_Achievable Technical Potential | F1 | Industrial | Food Products | Existing | Space Heating | Natural Gas | Insulation - Roof/Ceiling | A | Integrated Unit Energy Savings (kWh or therms) | Achievable Technical Potential | 0 | 0 | 0 | 0 | 0 | 0.099386 | 0.098658 | 0.097767 | 0.096787 | 0.095705 | 0.094519 | 0.093242 | 0.091883 | 0.090397 | 0.088812 | 0.087189 | 0.085583 | 0.084024 | 0.082532 | 0.081207 | 0.079972 | 0.078807 | 0.077825 | 0.077004 | 0.076262 | 0.075738 | 0.075288 | 0.074869 | 0 | 0 | 0
F2_Industrial_Food Products_Existing_Space Heating_Natural Gas_Insulation - Roof/Ceiling_A_Achievable Technical Potential | F2 | Industrial | Food Products | Existing | Space Heating | Natural Gas | Insulation - Roof/Ceiling | A | Integrated Unit Summer Peak Savings (kW) | Achievable Technical Potential | 0 | 0 | 0 | 0 | 0 | 0 | 0 | 0 | 0 | 0 | 0 | 0 | 0 | 0 | 0 | 0 | 0 | 0 | 0 | 0 | 0 | 0 | 0 | 0 | 0 | 0 | 0 | 0 | 0 | 0 | 0
F3_Industrial_Food Products_Existing_Space Heating_Natural Gas_Insulation - Roof/Ceiling_A_Achievable Technical Potential | F3 | Industrial | Food Products | Existing | Space Heating | Natural Gas | Insulation - Roof/Ceiling | A | Integrated Unit Winter Peak Savings (kW) | Achievable Technical Potential | 0 | 0 | 0 | 0 | 0 | 0 | 0 | 0 | 0 | 0 | 0 | 0 | 0 | 0 | 0 | 0 | 0 | 0 | 0 | 0 | 0 | 0 | 0 | 0 | 0 | 0 | 0 | 0 | 0 | 0 | 0
F4_Industrial_Food Products_Existing_Space Heating_Natural Gas_Insulation - Roof/Ceiling_A_Achievable Technical Potential | F4 | Industrial | Food Products | Existing | Space Heating | Natural Gas | Insulation - Roof/Ceiling | A | Incremental Energy Savings (MWh or mTherms) | Achievable Technical Potential | 0 | 0 | 0 | 0 | 0 | 1.2668 | 2.1995 | 3.3706 | 4.674 | 5.8871 | 6.697 | 7.0953 | 6.9777 | 6.3054 | 5.4412 | 4.3571 | 3.3269 | 2.3946 | 1.6318 | 1.0717 | 0.66882 | 0.39962 | 0.26623 | 0 | 0 | 0 | 0 | 0 | 0 | 0 | 0
F5_Industrial_Food Products_Existing_Space Heating_Natural Gas_Insulation - Roof/Ceiling_A_Achievable Technical Potential | F5 | Industrial | Food Products | Existing | Space Heating | Natural Gas | Insulation - Roof/Ceiling | A | Incremental Summer Peak Savings (MW) | Achievable Technical Potential | 0 | 0 | 0 | 0 | 0 | 0 | 0 | 0 | 0 | 0 | 0 | 0 | 0 | 0 | 0 | 0 | 0 | 0 | 0 | 0 | 0 | 0 | 0 | 0 | 0 | 0 | 0 | 0 | 0 | 0 | 0
F6_Industrial_Food Products_Existing_Space Heating_Natural Gas_Insulation - Roof/Ceiling_A_Achievable Technical Potential | F6 | Industrial | Food Products | Existing | Space Heating | Natural Gas | Insulation - Roof/Ceiling | A | Incremental Winter Peak Savings (MW) | Achievable Technical Potential | 0 | 0 | 0 | 0 | 0 | 0 | 0 | 0 | 0 | 0 | 0 | 0 | 0 | 0 | 0 | 0 | 0 | 0 | 0 | 0 | 0 | 0 | 0 | 0 | 0 | 0 | 0 | 0 | 0 | 0 | 0
F7_Industrial_Food Products_Existing_Space Heating_Natural Gas_Insulation - Roof/Ceiling_A_Achievable Technical Potential | F7 | Industrial | Food Products | Existing | Space Heating | Natural Gas | Insulation - Roof/Ceiling | A | Cumulative Energy Savings (MWh or mTherms) | Achievable Technical Potential | 0 | 0 | 0 | 0 | 0 | 1.2668 | 3.457 | 6.7964 | 11.4022 | 17.1619 | 23.6461 | 30.4221 | 36.9564 | 42.6638 | 47.3574 | 50.8487 | 53.2391 | 54.664 | 55.3253 | 55.5087 | 55.3331 | 54.9268 | 54.5084 | 53.9337 | 53.4136 | 53.0468 | 52.7317 | 52.4379 | 0 | 0 | 0
F8_Industrial_Food Products_Existing_Space Heating_Natural Gas_Insulation - Roof/Ceiling_A_Achievable Technical Potential | F8 | Industrial | Food Products | Existing | Space Heating | Natural Gas | Insulation - Roof/Ceiling | A | Cumulative Summer Peak Savings (MW) | Achievable Technical Potential | 0 | 0 | 0 | 0 | 0 | 0 | 0 | 0 | 0 | 0 | 0 | 0 | 0 | 0 | 0 | 0 | 0 | 0 | 0 | 0 | 0 | 0 | 0 | 0 | 0 | 0 | 0 | 0 | 0 | 0 | 0
F9_Industrial_Food Products_Existing_Space Heating_Natural Gas_Insulation - Roof/Ceiling_A_Achievable Technical Potential | F9 | Industrial | Food Products | Existing | Space Heating | Natural Gas | Insulation - Roof/Ceiling | A | Cumulative Winter Peak Savings (MW) | Achievable Technical Potential | 0 | 0 | 0 | 0 | 0 | 0 | 0 | 0 | 0 | 0 | 0 | 0 | 0 | 0 | 0 | 0 | 0 | 0 | 0 | 0 | 0 | 0 | 0 | 0 | 0 | 0 | 0 | 0 | 0 | 0 | 0
F10_Industrial_Food Products_Existing_Space Heating_Natural Gas_Insulation - Roof/Ceiling_A_Achievable Technical Potential | F10 | Industrial | Food Products | Existing | Space Heating | Natural Gas | Insulation - Roof/Ceiling | A | Purchases (Incremental) | Achievable Technical Potential | 0 | 0 | 0 | 0 | 0 | 12746.5316 | 22294.1877 | 34475.328 | 48291.5535 | 61512.7989 | 70853.5912 | 76095.3542 | 75940.8478 | 69752.6044 | 61266.557 | 49973.6592 | 38873.4458 | 28499.4272 | 19771.6498 | 13196.7136 | 8363.1813 | 5070.8329 | 3420.8683 | 0 | 0 | 0 | 0 | 0 | 0 | 0 | 0
F11_Industrial_Food Products_Existing_Space Heating_Natural Gas_Insulation - Roof/Ceiling_A_Achievable Technical Potential | F11 | Industrial | Food Products | Existing | Space Heating | Natural Gas | Insulation - Roof/Ceiling | A | Purchases (Cumulative) | Achievable Technical Potential | 0 | 0 | 0 | 0 | 0 | 12746.5316 | 35040.7193 | 69516.0473 | 117807.6008 | 179320.3998 | 250173.991 | 326269.3452 | 402210.193 | 471962.7974 | 533229.3544 | 583203.0137 | 622076.4595 | 650575.8866 | 670347.5364 | 683544.25 | 691907.4313 | 696978.2643 | 700399.1326 | 700399.1326 | 700399.1326 | 700399.1326 | 700399.1326 | 700399.1326 | 700399.1326 | 700399.1326 | 700399.1326
F1_Industrial_Food Products_Existing_Space Heating_Natural Gas_Insulation - Wall Cavity_A_Achievable Technical Potential | F1 | Industrial | Food Products | Existing | Space Heating | Natural Gas | Insulation - Wall Cavity | A | Integrated Unit Energy Savings (kWh or therms) | Achievable Technical Potential | 0 | 0 | 0 | 0 | 0 | 0.017829 | 0.017578 | 0.017235 | 0.016807 | 0.0163 | 0.015718 | 0.015111 | 0.014502 | 0.013881 | 0.013342 | 0.012827 | 0.012403 | 0.012026 | 0.011691 | 0.011446 | 0.01122 | 0.011021 | 0.010856 | 0.010731 | 0.010617 | 0.010535 | 0.010464 | 0.010398 | 0 | 0 | 0
F2_Industrial_Food Products_Existing_Space Heating_Natural Gas_Insulation - Wall Cavity_A_Achievable Technical Potential | F2 | Industrial | Food Products | Existing | Space Heating | Natural Gas | Insulation - Wall Cavity | A | Integrated Unit Summer Peak Savings (kW) | Achievable Technical Potential | 0 | 0 | 0 | 0 | 0 | 0 | 0 | 0 | 0 | 0 | 0 | 0 | 0 | 0 | 0 | 0 | 0 | 0 | 0 | 0 | 0 | 0 | 0 | 0 | 0 | 0 | 0 | 0 | 0 | 0 | 0
F3_Industrial_Food Products_Existing_Space Heating_Natural Gas_Insulation - Wall Cavity_A_Achievable Technical Potential | F3 | Industrial | Food Products | Existing | Space Heating | Natural Gas | Insulation - Wall Cavity | A | Integrated Unit Winter Peak Savings (kW) | Achievable Technical Potential | 0 | 0 | 0 | 0 | 0 | 0 | 0 | 0 | 0 | 0 | 0 | 0 | 0 | 0 | 0 | 0 | 0 | 0 | 0 | 0 | 0 | 0 | 0 | 0 | 0 | 0 | 0 | 0 | 0 | 0 | 0
F4_Industrial_Food Products_Existing_Space Heating_Natural Gas_Insulation - Wall Cavity_A_Achievable Technical Potential | F4 | Industrial | Food Products | Existing | Space Heating | Natural Gas | Insulation - Wall Cavity | A | Incremental Energy Savings (MWh or mTherms) | Achievable Technical Potential | 0 | 0 | 0 | 0 | 0 | 0.22726 | 0.39189 | 0.59417 | 0.81166 | 1.0027 | 1.1137 | 1.1499 | 1.1013 | 0.96822 | 0.81742 | 0.64101 | 0.48215 | 0.34273 | 0.23115 | 0.15104 | 0.093832 | 0.055883 | 0.037137 | 0 | 0 | 0 | 0 | 0 | 0 | 0 | 0
F5_Industrial_Food Products_Existing_Space Heating_Natural Gas_Insulation - Wall Cavity_A_Achievable Technical Potential | F5 | Industrial | Food Products | Existing | Space Heating | Natural Gas | Insulation - Wall Cavity | A | Incremental Summer Peak Savings (MW) | Achievable Technical Potential | 0 | 0 | 0 | 0 | 0 | 0 | 0 | 0 | 0 | 0 | 0 | 0 | 0 | 0 | 0 | 0 | 0 | 0 | 0 | 0 | 0 | 0 | 0 | 0 | 0 | 0 | 0 | 0 | 0 | 0 | 0
F6_Industrial_Food Products_Existing_Space Heating_Natural Gas_Insulation - Wall Cavity_A_Achievable Technical Potential | F6 | Industrial | Food Products | Existing | Space Heating | Natural Gas | Insulation - Wall Cavity | A | Incremental Winter Peak Savings (MW) | Achievable Technical Potential | 0 | 0 | 0 | 0 | 0 | 0 | 0 | 0 | 0 | 0 | 0 | 0 | 0 | 0 | 0 | 0 | 0 | 0 | 0 | 0 | 0 | 0 | 0 | 0 | 0 | 0 | 0 | 0 | 0 | 0 | 0
F7_Industrial_Food Products_Existing_Space Heating_Natural Gas_Insulation - Wall Cavity_A_Achievable Technical Potential | F7 | Industrial | Food Products | Existing | Space Heating | Natural Gas | Insulation - Wall Cavity | A | Cumulative Energy Savings (MWh or mTherms) | Achievable Technical Potential | 0 | 0 | 0 | 0 | 0 | 0.22726 | 0.61596 | 1.1981 | 1.98 | 2.923 | 3.9322 | 4.9302 | 5.8328 | 6.5512 | 7.1144 | 7.4807 | 7.7156 | 7.8238 | 7.8372 | 7.8235 | 7.7629 | 7.6811 | 7.6035 | 7.5156 | 7.436 | 7.3787 | 7.3291 | 7.2831 | 0 | 0 | 0
F8_Industrial_Food Products_Existing_Space Heating_Natural Gas_Insulation - Wall Cavity_A_Achievable Technical Potential | F8 | Industrial | Food Products | Existing | Space Heating | Natural Gas | Insulation - Wall Cavity | A | Cumulative Summer Peak Savings (MW) | Achievable Technical Potential | 0 | 0 | 0 | 0 | 0 | 0 | 0 | 0 | 0 | 0 | 0 | 0 | 0 | 0 | 0 | 0 | 0 | 0 | 0 | 0 | 0 | 0 | 0 | 0 | 0 | 0 | 0 | 0 | 0 | 0 | 0
F9_Industrial_Food Products_Existing_Space Heating_Natural Gas_Insulation - Wall Cavity_A_Achievable Technical Potential | F9 | Industrial | Food Products | Existing | Space Heating | Natural Gas | Insulation - Wall Cavity | A | Cumulative Winter Peak Savings (MW) | Achievable Technical Potential | 0 | 0 | 0 | 0 | 0 | 0 | 0 | 0 | 0 | 0 | 0 | 0 | 0 | 0 | 0 | 0 | 0 | 0 | 0 | 0 | 0 | 0 | 0 | 0 | 0 | 0 | 0 | 0 | 0 | 0 | 0
F10_Industrial_Food Products_Existing_Space Heating_Natural Gas_Insulation - Wall Cavity_A_Achievable Technical Potential | F10 | Industrial | Food Products | Existing | Space Heating | Natural Gas | Insulation - Wall Cavity | A | Purchases (Incremental) | Achievable Technical Potential | 0 | 0 | 0 | 0 | 0 | 12746.5316 | 22294.1877 | 34475.328 | 48291.5535 | 61512.7989 | 70853.5912 | 76095.3542 | 75940.8478 | 69752.6044 | 61266.557 | 49973.6592 | 38873.4458 | 28499.4272 | 19771.6498 | 13196.7136 | 8363.1813 | 5070.8329 | 3420.8683 | 0 | 0 | 0 | 0 | 0 | 0 | 0 | 0
F11_Industrial_Food Products_Existing_Space Heating_Natural Gas_Insulation - Wall Cavity_A_Achievable Technical Potential | F11 | Industrial | Food Products | Existing | Space Heating | Natural Gas | Insulation - Wall Cavity | A | Purchases (Cumulative) | Achievable Technical Potential | 0 | 0 | 0 | 0 | 0 | 12746.5316 | 35040.7193 | 69516.0473 | 117807.6008 | 179320.3998 | 250173.991 | 326269.3452 | 402210.193 | 471962.7974 | 533229.3544 | 583203.0137 | 622076.4595 | 650575.8866 | 670347.5364 | 683544.25 | 691907.4313 | 696978.2643 | 700399.1326 | 700399.1326 | 700399.1326 | 700399.1326 | 700399.1326 | 700399.1326 | 700399.1326 | 700399.1326 | 700399.1326
F1_Industrial_Food Products_Existing_Space Heating_Natural Gas_Insulation - Ducting_A_Achievable Technical Potential | F1 | Industrial | Food Products | Existing | Space Heating | Natural Gas | Insulation - Ducting | A | Integrated Unit Energy Savings (kWh or therms) | Achievable Technical Potential | 0 | 0 | 0 | 0 | 0 | 0.0016193 | 0.0015871 | 0.0015436 | 0.0014921 | 0.0014334 | 0.0013682 | 0.0013018 | 0.0012369 | 0.0011723 | 0.0011172 | 0.0010657 | 0.0010238 | 0.00098652 | 0.00095352 | 0.00092889 | 0.00090615 | 0.00088632 | 0.00086895 | 0.00085522 | 0.00084267 | 0.00083342 | 0.0008252 | 0.00081753 | 0.00131 | 0.0013019 | 0.0012943
F2_Industrial_Food Products_Existing_Space Heating_Natural Gas_Insulation - Ducting_A_Achievable Technical Potential | F2 | Industrial | Food Products | Existing | Space Heating | Natural Gas | Insulation - Ducting | A | Integrated Unit Summer Peak Savings (kW) | Achievable Technical Potential | 0 | 0 | 0 | 0 | 0 | 0 | 0 | 0 | 0 | 0 | 0 | 0 | 0 | 0 | 0 | 0 | 0 | 0 | 0 | 0 | 0 | 0 | 0 | 0 | 0 | 0 | 0 | 0 | 0 | 0 | 0
F3_Industrial_Food Products_Existing_Space Heating_Natural Gas_Insulation - Ducting_A_Achievable Technical Potential | F3 | Industrial | Food Products | Existing | Space Heating | Natural Gas | Insulation - Ducting | A | Integrated Unit Winter Peak Savings (kW) | Achievable Technical Potential | 0 | 0 | 0 | 0 | 0 | 0 | 0 | 0 | 0 | 0 | 0 | 0 | 0 | 0 | 0 | 0 | 0 | 0 | 0 | 0 | 0 | 0 | 0 | 0 | 0 | 0 | 0 | 0 | 0 | 0 | 0
F4_Industrial_Food Products_Existing_Space Heating_Natural Gas_Insulation - Ducting_A_Achievable Technical Potential | F4 | Industrial | Food Products | Existing | Space Heating | Natural Gas | Insulation - Ducting | A | Incremental Energy Savings (MWh or mTherms) | Achievable Technical Potential | 0 | 0 | 0 | 0 | 0 | 0.0026061 | 0.0031346 | 0.0037086 | 0.0041638 | 0.0045662 | 0.0050309 | 0.0052368 | 0.0050726 | 0.0044589 | 0.0036667 | 0.0026806 | 0.0017046 | 0.00094894 | 0.00043767 | 0.0001806 | 6.38e-05 | 1.9416e-05 | 4.1338e-06 | 6.6647e-07 | 7.8577e-08 | 0 | 0 | 0 | 0 | 0 | 0
F5_Industrial_Food Products_Existing_Space Heating_Natural Gas_Insulation - Ducting_A_Achievable Technical Potential | F5 | Industrial | Food Products | Existing | Space Heating | Natural Gas | Insulation - Ducting | A | Incremental Summer Peak Savings (MW) | Achievable Technical Potential | 0 | 0 | 0 | 0 | 0 | 0 | 0 | 0 | 0 | 0 | 0 | 0 | 0 | 0 | 0 | 0 | 0 | 0 | 0 | 0 | 0 | 0 | 0 | 0 | 0 | 0 | 0 | 0 | 0 | 0 | 0
F6_Industrial_Food Products_Existing_Space Heating_Natural Gas_Insulation - Ducting_A_Achievable Technical Potential | F6 | Industrial | Food Products | Existing | Space Heating | Natural Gas | Insulation - Ducting | A | Incremental Winter Peak Savings (MW) | Achievable Technical Potential | 0 | 0 | 0 | 0 | 0 | 0 | 0 | 0 | 0 | 0 | 0 | 0 | 0 | 0 | 0 | 0 | 0 | 0 | 0 | 0 | 0 | 0 | 0 | 0 | 0 | 0 | 0 | 0 | 0 | 0 | 0
F7_Industrial_Food Products_Existing_Space Heating_Natural Gas_Insulation - Ducting_A_Achievable Technical Potential | F7 | Industrial | Food Products | Existing | Space Heating | Natural Gas | Insulation - Ducting | A | Cumulative Energy Savings (MWh or mTherms) | Achievable Technical Potential | 0 | 0 | 0 | 0 | 0 | 0.0026061 | 0.0056889 | 0.0092415 | 0.013097 | 0.017148 | 0.021399 | 0.025597 | 0.029393 | 0.032318 | 0.034466 | 0.035556 | 0.035862 | 0.035507 | 0.034757 | 0.034039 | 0.03327 | 0.032561 | 0.031927 | 0.031423 | 0.030962 | 0.030622 | 0.03032 | 0.030038 | 0 | 0 | 0
F8_Industrial_Food Products_Existing_Space Heating_Natural Gas_Insulation - Ducting_A_Achievable Technical Potential | F8 | Industrial | Food Products | Existing | Space Heating | Natural Gas | Insulation - Ducting | A | Cumulative Summer Peak Savings (MW) | Achievable Technical Potential | 0 | 0 | 0 | 0 | 0 | 0 | 0 | 0 | 0 | 0 | 0 | 0 | 0 | 0 | 0 | 0 | 0 | 0 | 0 | 0 | 0 | 0 | 0 | 0 | 0 | 0 | 0 | 0 | 0 | 0 | 0
F9_Industrial_Food Products_Existing_Space Heating_Natural Gas_Insulation - Ducting_A_Achievable Technical Potential | F9 | Industrial | Food Products | Existing | Space Heating | Natural Gas | Insulation - Ducting | A | Cumulative Winter Peak Savings (MW) | Achievable Technical Potential | 0 | 0 | 0 | 0 | 0 | 0 | 0 | 0 | 0 | 0 | 0 | 0 | 0 | 0 | 0 | 0 | 0 | 0 | 0 | 0 | 0 | 0 | 0 | 0 | 0 | 0 | 0 | 0 | 0 | 0 | 0
F10_Industrial_Food Products_Existing_Space Heating_Natural Gas_Insulation - Ducting_A_Achievable Technical Potential | F10 | Industrial | Food Products | Existing | Space Heating | Natural Gas | Insulation - Ducting | A | Purchases (Incremental) | Achievable Technical Potential | 0 | 0 | 0 | 0 | 0 | 1609.4023 | 1975.0049 | 2402.5751 | 2790.519 | 3185.5721 | 3677.0218 | 4022.7271 | 4101.1558 | 3803.4747 | 3281.8914 | 2515.4471 | 1664.9923 | 961.9039 | 459.0078 | 194.4256 | 70.4079 | 21.9067 | 4.7573 | 0.77931 | 0.093248 | 0 | 0 | 0 | 0 | 0 | 0
F11_Industrial_Food Products_Existing_Space Heating_Natural Gas_Insulation - Ducting_A_Achievable Technical Potential | F11 | Industrial | Food Products | Existing | Space Heating | Natural Gas | Insulation - Ducting | A | Purchases (Cumulative) | Achievable Technical Potential | 0 | 0 | 0 | 0 | 0 | 1609.4023 | 3584.4072 | 5986.9823 | 8777.5012 | 11963.0734 | 15640.0951 | 19662.8222 | 23763.978 | 27567.4527 | 30849.3441 | 33364.7912 | 35029.7835 | 35991.6875 | 36450.6952 | 36645.1208 | 36715.5287 | 36737.4354 | 36742.1927 | 36742.972 | 36743.0652 | 36743.0652 | 36743.0652 | 36743.0652 | 36743.0652 | 36743.0652 | 36743.0652
F1_Industrial_Food Products_Existing_Space Heating_Natural Gas_HVAC - Duct Repair and Sealing_A_Achievable Technical Potential | F1 | Industrial | Food Products | Existing | Space Heating | Natural Gas | HVAC - Duct Repair and Sealing | A | Integrated Unit Energy Savings (kWh or therms) | Achievable Technical Potential | 0 | 0 | 0 | 0 | 0 | 0.0038168 | 0.0037476 | 0.0036541 | 0.0035442 | 0.0034191 | 0.0032804 | 0.0031385 | 0.0029993 | 0.0028604 | 0.0027405 | 0.0026281 | 0.002536 | 0.0024539 | 0.0023809 | 0.0023255 | 0.0022741 | 0.0022287 | 0.0021884 | 0.0021562 | 0.0021267 | 0.0021038 | 0.0020834 | 0.0020644 | 0.0030839 | 0.0030649 | 0.0030471
F2_Industrial_Food Products_Existing_Space Heating_Natural Gas_HVAC - Duct Repair and Sealing_A_Achievable Technical Potential | F2 | Industrial | Food Products | Existing | Space Heating | Natural Gas | HVAC - Duct Repair and Sealing | A | Integrated Unit Summer Peak Savings (kW) | Achievable Technical Potential | 0 | 0 | 0 | 0 | 0 | 0 | 0 | 0 | 0 | 0 | 0 | 0 | 0 | 0 | 0 | 0 | 0 | 0 | 0 | 0 | 0 | 0 | 0 | 0 | 0 | 0 | 0 | 0 | 0 | 0 | 0
F3_Industrial_Food Products_Existing_Space Heating_Natural Gas_HVAC - Duct Repair and Sealing_A_Achievable Technical Potential | F3 | Industrial | Food Products | Existing | Space Heating | Natural Gas | HVAC - Duct Repair and Sealing | A | Integrated Unit Winter Peak Savings (kW) | Achievable Technical Potential | 0 | 0 | 0 | 0 | 0 | 0 | 0 | 0 | 0 | 0 | 0 | 0 | 0 | 0 | 0 | 0 | 0 | 0 | 0 | 0 | 0 | 0 | 0 | 0 | 0 | 0 | 0 | 0 | 0 | 0 | 0
F4_Industrial_Food Products_Existing_Space Heating_Natural Gas_HVAC - Duct Repair and Sealing_A_Achievable Technical Potential | F4 | Industrial | Food Products | Existing | Space Heating | Natural Gas | HVAC - Duct Repair and Sealing | A | Incremental Energy Savings (MWh or mTherms) | Achievable Technical Potential | 0 | 0 | 0 | 0 | 0 | 0.0125 | 0.012267 | 0.01189 | 0.011539 | 0.01114 | 0.010553 | 0.010069 | 0.0096026 | 0.0090124 | 0.0086675 | 0.008233 | 0.0079455 | 0.0076496 | 0.0073556 | 0.007193 | 0.0070049 | 0.0068383 | 0.0066904 | 0.0065696 | 0.0064591 | 0 | 0 | 0 | 0 | 0 | 0
F5_Industrial_Food Products_Existing_Space Heating_Natural Gas_HVAC - Duct Repair and Sealing_A_Achievable Technical Potential | F5 | Industrial | Food Products | Existing | Space Heating | Natural Gas | HVAC - Duct Repair and Sealing | A | Incremental Summer Peak Savings (MW) | Achievable Technical Potential | 0 | 0 | 0 | 0 | 0 | 0 | 0 | 0 | 0 | 0 | 0 | 0 | 0 | 0 | 0 | 0 | 0 | 0 | 0 | 0 | 0 | 0 | 0 | 0 | 0 | 0 | 0 | 0 | 0 | 0 | 0
F6_Industrial_Food Products_Existing_Space Heating_Natural Gas_HVAC - Duct Repair and Sealing_A_Achievable Technical Potential | F6 | Industrial | Food Products | Existing | Space Heating | Natural Gas | HVAC - Duct Repair and Sealing | A | Incremental Winter Peak Savings (MW) | Achievable Technical Potential | 0 | 0 | 0 | 0 | 0 | 0 | 0 | 0 | 0 | 0 | 0 | 0 | 0 | 0 | 0 | 0 | 0 | 0 | 0 | 0 | 0 | 0 | 0 | 0 | 0 | 0 | 0 | 0 | 0 | 0 | 0
F7_Industrial_Food Products_Existing_Space Heating_Natural Gas_HVAC - Duct Repair and Sealing_A_Achievable Technical Potential | F7 | Industrial | Food Products | Existing | Space Heating | Natural Gas | HVAC - Duct Repair and Sealing | A | Cumulative Energy Savings (MWh or mTherms) | Achievable Technical Potential | 0 | 0 | 0 | 0 | 0 | 0.0125 | 0.02454 | 0.035817 | 0.046279 | 0.055785 | 0.064075 | 0.071373 | 0.077809 | 0.083217 | 0.088397 | 0.093006 | 0.097693 | 0.10218 | 0.10649 | 0.11121 | 0.11575 | 0.12028 | 0.1248 | 0.12954 | 0.13422 | 0.13277 | 0.13149 | 0.13029 | 0 | 0 | 0
F8_Industrial_Food Products_Existing_Space Heating_Natural Gas_HVAC - Duct Repair and Sealing_A_Achievable Technical Potential | F8 | Industrial | Food Products | Existing | Space Heating | Natural Gas | HVAC - Duct Repair and Sealing | A | Cumulative Summer Peak Savings (MW) | Achievable Technical Potential | 0 | 0 | 0 | 0 | 0 | 0 | 0 | 0 | 0 | 0 | 0 | 0 | 0 | 0 | 0 | 0 | 0 | 0 | 0 | 0 | 0 | 0 | 0 | 0 | 0 | 0 | 0 | 0 | 0 | 0 | 0
F9_Industrial_Food Products_Existing_Space Heating_Natural Gas_HVAC - Duct Repair and Sealing_A_Achievable Technical Potential | F9 | Industrial | Food Products | Existing | Space Heating | Natural Gas | HVAC - Duct Repair and Sealing | A | Cumulative Winter Peak Savings (MW) | Achievable Technical Potential | 0 | 0 | 0 | 0 | 0 | 0 | 0 | 0 | 0 | 0 | 0 | 0 | 0 | 0 | 0 | 0 | 0 | 0 | 0 | 0 | 0 | 0 | 0 | 0 | 0 | 0 | 0 | 0 | 0 | 0 | 0
F10_Industrial_Food Products_Existing_Space Heating_Natural Gas_HVAC - Duct Repair and Sealing_A_Achievable Technical Potential | F10 | Industrial | Food Products | Existing | Space Heating | Natural Gas | HVAC - Duct Repair and Sealing | A | Purchases (Incremental) | Achievable Technical Potential | 0 | 0 | 0 | 0 | 0 | 3274.9466 | 3273.1492 | 3253.8463 | 3255.6054 | 3258.2974 | 3216.9204 | 3208.1296 | 3201.6157 | 3150.7752 | 3162.805 | 3132.6435 | 3133.05 | 3117.2813 | 3089.4753 | 3093.1349 | 3080.3441 | 3068.3636 | 3057.1836 | 3046.7943 | 3037.1864 | 0 | 0 | 0 | 0 | 0 | 0
F11_Industrial_Food Products_Existing_Space Heating_Natural Gas_HVAC - Duct Repair and Sealing_A_Achievable Technical Potential | F11 | Industrial | Food Products | Existing | Space Heating | Natural Gas | HVAC - Duct Repair and Sealing | A | Purchases (Cumulative) | Achievable Technical Potential | 0 | 0 | 0 | 0 | 0 | 3274.9466 | 6548.0959 | 9801.9421 | 13057.5476 | 16315.845 | 19532.7654 | 22740.8951 | 25942.5108 | 29093.286 | 32256.091 | 35388.7345 | 38521.7845 | 41639.0658 | 44728.541 | 47821.676 | 50902.0201 | 53970.3837 | 57027.5673 | 60074.3616 | 63111.5479 | 63111.5479 | 63111.5479 | 63111.5479 | 63111.5479 | 63111.5479 | 63111.5479
F1_Industrial_Food Products_Existing_Space Heating_Natural Gas_Windows - High Efficiency_A_Achievable Technical Potential | F1 | Industrial | Food Products | Existing | Space Heating | Natural Gas | Windows - High Efficiency | A | Integrated Unit Energy Savings (kWh or therms) | Achievable Technical Potential | 0 | 0 | 0 | 0 | 0 | 0.0056533 | 0.0055662 | 0.0054461 | 0.0052962 | 0.0051183 | 0.0049145 | 0.0047036 | 0.0044939 | 0.0042818 | 0.0041009 | 0.0039292 | 0.0037901 | 0.0036674 | 0.0035592 | 0.0034812 | 0.0034095 | 0.0033468 | 0.003295 | 0.0032558 | 0.0032203 | 0.003195 | 0.0031732 | 0.0031529 | 0 | 0 | 0
F2_Industrial_Food Products_Existing_Space Heating_Natural Gas_Windows - High Efficiency_A_Achievable Technical Potential | F2 | Industrial | Food Products | Existing | Space Heating | Natural Gas | Windows - High Efficiency | A | Integrated Unit Summer Peak Savings (kW) | Achievable Technical Potential | 0 | 0 | 0 | 0 | 0 | 0 | 0 | 0 | 0 | 0 | 0 | 0 | 0 | 0 | 0 | 0 | 0 | 0 | 0 | 0 | 0 | 0 | 0 | 0 | 0 | 0 | 0 | 0 | 0 | 0 | 0
F3_Industrial_Food Products_Existing_Space Heating_Natural Gas_Windows - High Efficiency_A_Achievable Technical Potential | F3 | Industrial | Food Products | Existing | Space Heating | Natural Gas | Windows - High Efficiency | A | Integrated Unit Winter Peak Savings (kW) | Achievable Technical Potential | 0 | 0 | 0 | 0 | 0 | 0 | 0 | 0 | 0 | 0 | 0 | 0 | 0 | 0 | 0 | 0 | 0 | 0 | 0 | 0 | 0 | 0 | 0 | 0 | 0 | 0 | 0 | 0 | 0 | 0 | 0
F4_Industrial_Food Products_Existing_Space Heating_Natural Gas_Windows - High Efficiency_A_Achievable Technical Potential | F4 | Industrial | Food Products | Existing | Space Heating | Natural Gas | Windows - High Efficiency | A | Incremental Energy Savings (MWh or mTherms) | Achievable Technical Potential | 0 | 0 | 0 | 0 | 0 | 0.01461 | 0.028738 | 0.04963 | 0.078551 | 0.11532 | 0.15657 | 0.20329 | 0.25127 | 0.29141 | 0.33038 | 0.35176 | 0.361 | 0.349 | 0.31644 | 0.27245 | 0.21976 | 0.16432 | 0.11159 | 0.070207 | 0.045145 | 0 | 0 | 0 | 0 | 0 | 0
F5_Industrial_Food Products_Existing_Space Heating_Natural Gas_Windows - High Efficiency_A_Achievable Technical Potential | F5 | Industrial | Food Products | Existing | Space Heating | Natural Gas | Windows - High Efficiency | A | Incremental Summer Peak Savings (MW) | Achievable Technical Potential | 0 | 0 | 0 | 0 | 0 | 0 | 0 | 0 | 0 | 0 | 0 | 0 | 0 | 0 | 0 | 0 | 0 | 0 | 0 | 0 | 0 | 0 | 0 | 0 | 0 | 0 | 0 | 0 | 0 | 0 | 0
F6_Industrial_Food Products_Existing_Space Heating_Natural Gas_Windows - High Efficiency_A_Achievable Technical Potential | F6 | Industrial | Food Products | Existing | Space Heating | Natural Gas | Windows - High Efficiency | A | Incremental Winter Peak Savings (MW) | Achievable Technical Potential | 0 | 0 | 0 | 0 | 0 | 0 | 0 | 0 | 0 | 0 | 0 | 0 | 0 | 0 | 0 | 0 | 0 | 0 | 0 | 0 | 0 | 0 | 0 | 0 | 0 | 0 | 0 | 0 | 0 | 0 | 0
F7_Industrial_Food Products_Existing_Space Heating_Natural Gas_Windows - High Efficiency_A_Achievable Technical Potential | F7 | Industrial | Food Products | Existing | Space Heating | Natural Gas | Windows - High Efficiency | A | Cumulative Energy Savings (MWh or mTherms) | Achievable Technical Potential | 0 | 0 | 0 | 0 | 0 | 0.01461 | 0.043122 | 0.091822 | 0.16785 | 0.27753 | 0.42305 | 0.60818 | 0.83232 | 1.0845 | 1.369 | 1.6635 | 1.9656 | 2.2509 | 2.5009 | 2.7186 | 2.8824 | 2.9937 | 3.059 | 3.0928 | 3.1042 | 3.0798 | 3.0588 | 3.0392 | 0 | 0 | 0
F8_Industrial_Food Products_Existing_Space Heating_Natural Gas_Windows - High Efficiency_A_Achievable Technical Potential | F8 | Industrial | Food Products | Existing | Space Heating | Natural Gas | Windows - High Efficiency | A | Cumulative Summer Peak Savings (MW) | Achievable Technical Potential | 0 | 0 | 0 | 0 | 0 | 0 | 0 | 0 | 0 | 0 | 0 | 0 | 0 | 0 | 0 | 0 | 0 | 0 | 0 | 0 | 0 | 0 | 0 | 0 | 0 | 0 | 0 | 0 | 0 | 0 | 0
F9_Industrial_Food Products_Existing_Space Heating_Natural Gas_Windows - High Efficiency_A_Achievable Technical Potential | F9 | Industrial | Food Products | Existing | Space Heating | Natural Gas | Windows - High Efficiency | A | Cumulative Winter Peak Savings (MW) | Achievable Technical Potential | 0 | 0 | 0 | 0 | 0 | 0 | 0 | 0 | 0 | 0 | 0 | 0 | 0 | 0 | 0 | 0 | 0 | 0 | 0 | 0 | 0 | 0 | 0 | 0 | 0 | 0 | 0 | 0 | 0 | 0 | 0
F10_Industrial_Food Products_Existing_Space Heating_Natural Gas_Windows - High Efficiency_A_Achievable Technical Potential | F10 | Industrial | Food Products | Existing | Space Heating | Natural Gas | Windows - High Efficiency | A | Purchases (Incremental) | Achievable Technical Potential | 0 | 0 | 0 | 0 | 0 | 2584.2649 | 5162.9409 | 9112.974 | 14831.5155 | 22530.7839 | 31859.115 | 43218.7195 | 55913.3109 | 68056.9695 | 80561.7516 | 89523.1106 | 95248.0936 | 95164.3526 | 88908.2575 | 78262.8401 | 64454.861 | 49097.3101 | 33866.5962 | 21563.4626 | 14018.7804 | 0 | 0 | 0 | 0 | 0 | 0
F11_Industrial_Food Products_Existing_Space Heating_Natural Gas_Windows - High Efficiency_A_Achievable Technical Potential | F11 | Industrial | Food Products | Existing | Space Heating | Natural Gas | Windows - High Efficiency | A | Purchases (Cumulative) | Achievable Technical Potential | 0 | 0 | 0 | 0 | 0 | 2584.2649 | 7747.2058 | 16860.1799 | 31691.6954 | 54222.4793 | 86081.5943 | 129300.3139 | 185213.6248 | 253270.5943 | 333832.3459 | 423355.4564 | 518603.5501 | 613767.9027 | 702676.1602 | 780939.0003 | 845393.8613 | 894491.1714 | 928357.7675 | 949921.2302 | 963940.0106 | 963940.0106 | 963940.0106 | 963940.0106 | 963940.0106 | 963940.0106 | 963940.0106
F1_Industrial_Food Products_Existing_Space Heating_Natural Gas_Gas Boiler - Maintenance_A_Achievable Technical Potential | F1 | Industrial | Food Products | Existing | Space Heating | Natural Gas | Gas Boiler - Maintenance | A | Integrated Unit Energy Savings (kWh or therms) | Achievable Technical Potential | 0 | 0 | 0 | 0 | 0 | 0.94027 | 0.93335 | 0.92622 | 0.91877 | 0.91101 | 0.90309 | 0.89494 | 0.88657 | 0.87782 | 0.86832 | 0.8591 | 0.84983 | 0.8407 | 0.83171 | 0.82309 | 0.8148 | 0.80628 | 0.79853 | 0.7917 | 0.78503 | 0.77897 | 0.77377 | 0.76899 | 0.81246 | 0.80912 | 0.80607
F2_Industrial_Food Products_Existing_Space Heating_Natural Gas_Gas Boiler - Maintenance_A_Achievable Technical Potential | F2 | Industrial | Food Products | Existing | Space Heating | Natural Gas | Gas Boiler - Maintenance | A | Integrated Unit Summer Peak Savings (kW) | Achievable Technical Potential | 0 | 0 | 0 | 0 | 0 | 0 | 0 | 0 | 0 | 0 | 0 | 0 | 0 | 0 | 0 | 0 | 0 | 0 | 0 | 0 | 0 | 0 | 0 | 0 | 0 | 0 | 0 | 0 | 0 | 0 | 0
F3_Industrial_Food Products_Existing_Space Heating_Natural Gas_Gas Boiler - Maintenance_A_Achievable Technical Potential | F3 | Industrial | Food Products | Existing | Space Heating | Natural Gas | Gas Boiler - Maintenance | A | Integrated Unit Winter Peak Savings (kW) | Achievable Technical Potential | 0 | 0 | 0 | 0 | 0 | 0 | 0 | 0 | 0 | 0 | 0 | 0 | 0 | 0 | 0 | 0 | 0 | 0 | 0 | 0 | 0 | 0 | 0 | 0 | 0 | 0 | 0 | 0 | 0 | 0 | 0
F4_Industrial_Food Products_Existing_Space Heating_Natural Gas_Gas Boiler - Maintenance_A_Achievable Technical Potential | F4 | Industrial | Food Products | Existing | Space Heating | Natural Gas | Gas Boiler - Maintenance | A | Incremental Energy Savings (MWh or mTherms) | Achievable Technical Potential | 0 | 0 | 0 | 0 | 0 | 0.013927 | 0.0096848 | 0.0066141 | 0.0051124 | 0.0044451 | 0.0037646 | 0.0031872 | 0.0026771 | 0.0022009 | 0.0018329 | 0.0014987 | 0.0011548 | 0.0008852 | 0.00067594 | 0.00052158 | 0.00047214 | 0.00036421 | 0.00030948 | 0.00025647 | 0.00020476 | 0 | 0 | 0 | 0 | 0 | 0
F5_Industrial_Food Products_Existing_Space Heating_Natural Gas_Gas Boiler - Maintenance_A_Achievable Technical Potential | F5 | Industrial | Food Products | Existing | Space Heating | Natural Gas | Gas Boiler - Maintenance | A | Incremental Summer Peak Savings (MW) | Achievable Technical Potential | 0 | 0 | 0 | 0 | 0 | 0 | 0 | 0 | 0 | 0 | 0 | 0 | 0 | 0 | 0 | 0 | 0 | 0 | 0 | 0 | 0 | 0 | 0 | 0 | 0 | 0 | 0 | 0 | 0 | 0 | 0
F6_Industrial_Food Products_Existing_Space Heating_Natural Gas_Gas Boiler - Maintenance_A_Achievable Technical Potential | F6 | Industrial | Food Products | Existing | Space Heating | Natural Gas | Gas Boiler - Maintenance | A | Incremental Winter Peak Savings (MW) | Achievable Technical Potential | 0 | 0 | 0 | 0 | 0 | 0 | 0 | 0 | 0 | 0 | 0 | 0 | 0 | 0 | 0 | 0 | 0 | 0 | 0 | 0 | 0 | 0 | 0 | 0 | 0 | 0 | 0 | 0 | 0 | 0 | 0
F7_Industrial_Food Products_Existing_Space Heating_Natural Gas_Gas Boiler - Maintenance_A_Achievable Technical Potential | F7 | Industrial | Food Products | Existing | Space Heating | Natural Gas | Gas Boiler - Maintenance | A | Cumulative Energy Savings (MWh or mTherms) | Achievable Technical Potential | 0 | 0 | 0 | 0 | 0 | 0.013927 | 0.02351 | 0.029944 | 0.034816 | 0.038967 | 0.042392 | 0.045198 | 0.047452 | 0.049184 | 0.050485 | 0.051447 | 0.052047 | 0.052373 | 0.052489 | 0.052466 | 0.05241 | 0.052227 | 0.052034 | 0.051845 | 0.051613 | 0.051215 | 0.050873 | 0.050559 | 0 | 0 | 0
F8_Industrial_Food Products_Existing_Space Heating_Natural Gas_Gas Boiler - Maintenance_A_Achievable Technical Potential | F8 | Industrial | Food Products | Existing | Space Heating | Natural Gas | Gas Boiler - Maintenance | A | Cumulative Summer Peak Savings (MW) | Achievable Technical Potential | 0 | 0 | 0 | 0 | 0 | 0 | 0 | 0 | 0 | 0 | 0 | 0 | 0 | 0 | 0 | 0 | 0 | 0 | 0 | 0 | 0 | 0 | 0 | 0 | 0 | 0 | 0 | 0 | 0 | 0 | 0
F9_Industrial_Food Products_Existing_Space Heating_Natural Gas_Gas Boiler - Maintenance_A_Achievable Technical Potential | F9 | Industrial | Food Products | Existing | Space Heating | Natural Gas | Gas Boiler - Maintenance | A | Cumulative Winter Peak Savings (MW) | Achievable Technical Potential | 0 | 0 | 0 | 0 | 0 | 0 | 0 | 0 | 0 | 0 | 0 | 0 | 0 | 0 | 0 | 0 | 0 | 0 | 0 | 0 | 0 | 0 | 0 | 0 | 0 | 0 | 0 | 0 | 0 | 0 | 0
F10_Industrial_Food Products_Existing_Space Heating_Natural Gas_Gas Boiler - Maintenance_A_Achievable Technical Potential | F10 | Industrial | Food Products | Existing | Space Heating | Natural Gas | Gas Boiler - Maintenance | A | Purchases (Incremental) | Achievable Technical Potential | 0 | 0 | 0 | 0 | 0 | 14.8122 | 10.3765 | 7.1409 | 5.5644 | 4.8793 | 4.1686 | 3.5614 | 3.0196 | 2.5072 | 2.1108 | 1.7445 | 1.3588 | 1.0529 | 0.81271 | 0.63369 | 0.57945 | 0.45172 | 0.38757 | 0.32395 | 0.26083 | 0 | 0 | 0 | 0 | 0 | 0
F11_Industrial_Food Products_Existing_Space Heating_Natural Gas_Gas Boiler - Maintenance_A_Achievable Technical Potential | F11 | Industrial | Food Products | Existing | Space Heating | Natural Gas | Gas Boiler - Maintenance | A | Purchases (Cumulative) | Achievable Technical Potential | 0 | 0 | 0 | 0 | 0 | 14.8122 | 25.1887 | 32.3296 | 37.894 | 42.7732 | 46.9418 | 50.5032 | 53.5228 | 56.03 | 58.1408 | 59.8853 | 61.2441 | 62.2971 | 63.1098 | 63.7435 | 64.3229 | 64.7746 | 65.1622 | 65.4862 | 65.747 | 65.747 | 65.747 | 65.747 | 65.747 | 65.747 | 65.747
F1_Industrial_Food Products_Existing_Process_Natural Gas_Gas Boiler - Maintenance_A_Achievable Technical Potential | F1 | Industrial | Food Products | Existing | Process | Natural Gas | Gas Boiler - Maintenance | A | Integrated Unit Energy Savings (kWh or therms) | Achievable Technical Potential | 0 | 0 | 0 | 0 | 0 | 34.75 | 34.75 | 34.75 | 34.75 | 34.75 | 34.75 | 34.75 | 34.75 | 34.75 | 34.75 | 34.75 | 34.75 | 34.75 | 34.75 | 34.75 | 34.75 | 34.75 | 34.75 | 34.75 | 34.75 | 34.75 | 34.75 | 34.75 | 34.75 | 34.75 | 34.75
F2_Industrial_Food Products_Existing_Process_Natural Gas_Gas Boiler - Maintenance_A_Achievable Technical Potential | F2 | Industrial | Food Products | Existing | Process | Natural Gas | Gas Boiler - Maintenance | A | Integrated Unit Summer Peak Savings (kW) | Achievable Technical Potential | 0 | 0 | 0 | 0 | 0 | 0 | 0 | 0 | 0 | 0 | 0 | 0 | 0 | 0 | 0 | 0 | 0 | 0 | 0 | 0 | 0 | 0 | 0 | 0 | 0 | 0 | 0 | 0 | 0 | 0 | 0
F3_Industrial_Food Products_Existing_Process_Natural Gas_Gas Boiler - Maintenance_A_Achievable Technical Potential | F3 | Industrial | Food Products | Existing | Process | Natural Gas | Gas Boiler - Maintenance | A | Integrated Unit Winter Peak Savings (kW) | Achievable Technical Potential | 0 | 0 | 0 | 0 | 0 | 0 | 0 | 0 | 0 | 0 | 0 | 0 | 0 | 0 | 0 | 0 | 0 | 0 | 0 | 0 | 0 | 0 | 0 | 0 | 0 | 0 | 0 | 0 | 0 | 0 | 0
F4_Industrial_Food Products_Existing_Process_Natural Gas_Gas Boiler - Maintenance_A_Achievable Technical Potential | F4 | Industrial | Food Products | Existing | Process | Natural Gas | Gas Boiler - Maintenance | A | Incremental Energy Savings (MWh or mTherms) | Achievable Technical Potential | 0 | 0 | 0 | 0 | 0 | 1.2273 | 0.85979 | 0.59169 | 0.46106 | 0.40429 | 0.34541 | 0.29509 | 0.2502 | 0.20774 | 0.1749 | 0.14455 | 0.11259 | 0.087245 | 0.06734 | 0.052507 | 0.048013 | 0.037429 | 0.032113 | 0.026842 | 0.021612 | 0 | 0 | 0 | 0 | 0 | 0
F5_Industrial_Food Products_Existing_Process_Natural Gas_Gas Boiler - Maintenance_A_Achievable Technical Potential | F5 | Industrial | Food Products | Existing | Process | Natural Gas | Gas Boiler - Maintenance | A | Incremental Summer Peak Savings (MW) | Achievable Technical Potential | 0 | 0 | 0 | 0 | 0 | 0 | 0 | 0 | 0 | 0 | 0 | 0 | 0 | 0 | 0 | 0 | 0 | 0 | 0 | 0 | 0 | 0 | 0 | 0 | 0 | 0 | 0 | 0 | 0 | 0 | 0
F6_Industrial_Food Products_Existing_Process_Natural Gas_Gas Boiler - Maintenance_A_Achievable Technical Potential | F6 | Industrial | Food Products | Existing | Process | Natural Gas | Gas Boiler - Maintenance | A | Incremental Winter Peak Savings (MW) | Achievable Technical Potential | 0 | 0 | 0 | 0 | 0 | 0 | 0 | 0 | 0 | 0 | 0 | 0 | 0 | 0 | 0 | 0 | 0 | 0 | 0 | 0 | 0 | 0 | 0 | 0 | 0 | 0 | 0 | 0 | 0 | 0 | 0
F7_Industrial_Food Products_Existing_Process_Natural Gas_Gas Boiler - Maintenance_A_Achievable Technical Potential | F7 | Industrial | Food Products | Existing | Process | Natural Gas | Gas Boiler - Maintenance | A | Cumulative Energy Savings (MWh or mTherms) | Achievable Technical Potential | 0 | 0 | 0 | 0 | 0 | 1.2273 | 2.0871 | 2.6788 | 3.1399 | 3.5442 | 3.8896 | 4.1847 | 4.4349 | 4.6426 | 4.8175 | 4.9621 | 5.0747 | 5.1619 | 5.2292 | 5.2817 | 5.3298 | 5.3672 | 5.3993 | 5.4261 | 5.4478 | 5.4478 | 5.4478 | 5.4478 | 0 | 0 | 0
F8_Industrial_Food Products_Existing_Process_Natural Gas_Gas Boiler - Maintenance_A_Achievable Technical Potential | F8 | Industrial | Food Products | Existing | Process | Natural Gas | Gas Boiler - Maintenance | A | Cumulative Summer Peak Savings (MW) | Achievable Technical Potential | 0 | 0 | 0 | 0 | 0 | 0 | 0 | 0 | 0 | 0 | 0 | 0 | 0 | 0 | 0 | 0 | 0 | 0 | 0 | 0 | 0 | 0 | 0 | 0 | 0 | 0 | 0 | 0 | 0 | 0 | 0
F9_Industrial_Food Products_Existing_Process_Natural Gas_Gas Boiler - Maintenance_A_Achievable Technical Potential | F9 | Industrial | Food Products | Existing | Process | Natural Gas | Gas Boiler - Maintenance | A | Cumulative Winter Peak Savings (MW) | Achievable Technical Potential | 0 | 0 | 0 | 0 | 0 | 0 | 0 | 0 | 0 | 0 | 0 | 0 | 0 | 0 | 0 | 0 | 0 | 0 | 0 | 0 | 0 | 0 | 0 | 0 | 0 | 0 | 0 | 0 | 0 | 0 | 0
F10_Industrial_Food Products_Existing_Process_Natural Gas_Gas Boiler - Maintenance_A_Achievable Technical Potential | F10 | Industrial | Food Products | Existing | Process | Natural Gas | Gas Boiler - Maintenance | A | Purchases (Incremental) | Achievable Technical Potential | 0 | 0 | 0 | 0 | 0 | 35.3189 | 24.7421 | 17.0272 | 13.2679 | 11.6343 | 9.9397 | 8.4919 | 7.2001 | 5.9783 | 5.0332 | 4.1598 | 3.24 | 2.5107 | 1.9379 | 1.511 | 1.3817 | 1.0771 | 0.92413 | 0.77244 | 0.62193 | 0 | 0 | 0 | 0 | 0 | 0
F11_Industrial_Food Products_Existing_Process_Natural Gas_Gas Boiler - Maintenance_A_Achievable Technical Potential | F11 | Industrial | Food Products | Existing | Process | Natural Gas | Gas Boiler - Maintenance | A | Purchases (Cumulative) | Achievable Technical Potential | 0 | 0 | 0 | 0 | 0 | 35.3189 | 60.061 | 77.0882 | 90.3561 | 101.9904 | 111.9302 | 120.4221 | 127.6222 | 133.6004 | 138.6336 | 142.7934 | 146.0334 | 148.5441 | 150.4819 | 151.9929 | 153.3746 | 154.4517 | 155.3758 | 156.1482 | 156.7702 | 156.7702 | 156.7702 | 156.7702 | 156.7702 | 156.7702 | 156.7702
F1_Industrial_Food Products_Existing_Space Heating_Natural Gas_Gas Furnace - Maintenance_A_Achievable Technical Potential | F1 | Industrial | Food Products | Existing | Space Heating | Natural Gas | Gas Furnace - Maintenance | A | Integrated Unit Energy Savings (kWh or therms) | Achievable Technical Potential | 0 | 0 | 0 | 0 | 0 | 0.0091883 | 0.0090976 | 0.008982 | 0.0088621 | 0.0087385 | 0.0086139 | 0.0084878 | 0.0083649 | 0.0082434 | 0.0081176 | 0.0080009 | 0.0078882 | 0.0077806 | 0.007678 | 0.007579 | 0.0074837 | 0.0073893 | 0.0072988 | 0.0072183 | 0.0071422 | 0.0070729 | 0.0070113 | 0.0069535 | 0.0073847 | 0.0073392 | 0.0072965
F2_Industrial_Food Products_Existing_Space Heating_Natural Gas_Gas Furnace - Maintenance_A_Achievable Technical Potential | F2 | Industrial | Food Products | Existing | Space Heating | Natural Gas | Gas Furnace - Maintenance | A | Integrated Unit Summer Peak Savings (kW) | Achievable Technical Potential | 0 | 0 | 0 | 0 | 0 | 0 | 0 | 0 | 0 | 0 | 0 | 0 | 0 | 0 | 0 | 0 | 0 | 0 | 0 | 0 | 0 | 0 | 0 | 0 | 0 | 0 | 0 | 0 | 0 | 0 | 0
F3_Industrial_Food Products_Existing_Space Heating_Natural Gas_Gas Furnace - Maintenance_A_Achievable Technical Potential | F3 | Industrial | Food Products | Existing | Space Heating | Natural Gas | Gas Furnace - Maintenance | A | Integrated Unit Winter Peak Savings (kW) | Achievable Technical Potential | 0 | 0 | 0 | 0 | 0 | 0 | 0 | 0 | 0 | 0 | 0 | 0 | 0 | 0 | 0 | 0 | 0 | 0 | 0 | 0 | 0 | 0 | 0 | 0 | 0 | 0 | 0 | 0 | 0 | 0 | 0
F4_Industrial_Food Products_Existing_Space Heating_Natural Gas_Gas Furnace - Maintenance_A_Achievable Technical Potential | F4 | Industrial | Food Products | Existing | Space Heating | Natural Gas | Gas Furnace - Maintenance | A | Incremental Energy Savings (MWh or mTherms) | Achievable Technical Potential | 0 | 0 | 0 | 0 | 0 | 0.00010859 | 7.5318e-05 | 5.1174e-05 | 3.9344e-05 | 3.4018e-05 | 2.8649e-05 | 2.4118e-05 | 2.0153e-05 | 1.649e-05 | 1.3671e-05 | 1.1136e-05 | 8.5519e-06 | 6.5364e-06 | 4.9786e-06 | 3.8318e-06 | 3.4598e-06 | 2.6632e-06 | 2.2569e-06 | 1.8657e-06 | 1.4863e-06 | 0 | 0 | 0 | 0 | 0 | 0
F5_Industrial_Food Products_Existing_Space Heating_Natural Gas_Gas Furnace - Maintenance_A_Achievable Technical Potential | F5 | Industrial | Food Products | Existing | Space Heating | Natural Gas | Gas Furnace - Maintenance | A | Incremental Summer Peak Savings (MW) | Achievable Technical Potential | 0 | 0 | 0 | 0 | 0 | 0 | 0 | 0 | 0 | 0 | 0 | 0 | 0 | 0 | 0 | 0 | 0 | 0 | 0 | 0 | 0 | 0 | 0 | 0 | 0 | 0 | 0 | 0 | 0 | 0 | 0
F6_Industrial_Food Products_Existing_Space Heating_Natural Gas_Gas Furnace - Maintenance_A_Achievable Technical Potential | F6 | Industrial | Food Products | Existing | Space Heating | Natural Gas | Gas Furnace - Maintenance | A | Incremental Winter Peak Savings (MW) | Achievable Technical Potential | 0 | 0 | 0 | 0 | 0 | 0 | 0 | 0 | 0 | 0 | 0 | 0 | 0 | 0 | 0 | 0 | 0 | 0 | 0 | 0 | 0 | 0 | 0 | 0 | 0 | 0 | 0 | 0 | 0 | 0 | 0
F7_Industrial_Food Products_Existing_Space Heating_Natural Gas_Gas Furnace - Maintenance_A_Achievable Technical Potential | F7 | Industrial | Food Products | Existing | Space Heating | Natural Gas | Gas Furnace - Maintenance | A | Cumulative Energy Savings (MWh or mTherms) | Achievable Technical Potential | 0 | 0 | 0 | 0 | 0 | 0.00010859 | 0.00018283 | 0.00023168 | 0.00026793 | 0.00029822 | 0.00032261 | 0.00034201 | 0.00035721 | 0.00036851 | 0.00037656 | 0.00038228 | 0.00038545 | 0.00038673 | 0.0003866 | 0.00038545 | 0.00038406 | 0.00038188 | 0.00037946 | 0.00037715 | 0.00037465 | 0.00037102 | 0.00036779 | 0.00036476 | 0 | 0 | 0
F8_Industrial_Food Products_Existing_Space Heating_Natural Gas_Gas Furnace - Maintenance_A_Achievable Technical Potential | F8 | Industrial | Food Products | Existing | Space Heating | Natural Gas | Gas Furnace - Maintenance | A | Cumulative Summer Peak Savings (MW) | Achievable Technical Potential | 0 | 0 | 0 | 0 | 0 | 0 | 0 | 0 | 0 | 0 | 0 | 0 | 0 | 0 | 0 | 0 | 0 | 0 | 0 | 0 | 0 | 0 | 0 | 0 | 0 | 0 | 0 | 0 | 0 | 0 | 0
F9_Industrial_Food Products_Existing_Space Heating_Natural Gas_Gas Furnace - Maintenance_A_Achievable Technical Potential | F9 | Industrial | Food Products | Existing | Space Heating | Natural Gas | Gas Furnace - Maintenance | A | Cumulative Winter Peak Savings (MW) | Achievable Technical Potential | 0 | 0 | 0 | 0 | 0 | 0 | 0 | 0 | 0 | 0 | 0 | 0 | 0 | 0 | 0 | 0 | 0 | 0 | 0 | 0 | 0 | 0 | 0 | 0 | 0 | 0 | 0 | 0 | 0 | 0 | 0
F10_Industrial_Food Products_Existing_Space Heating_Natural Gas_Gas Furnace - Maintenance_A_Achievable Technical Potential | F10 | Industrial | Food Products | Existing | Space Heating | Natural Gas | Gas Furnace - Maintenance | A | Purchases (Incremental) | Achievable Technical Potential | 0 | 0 | 0 | 0 | 0 | 11.8179 | 8.2789 | 5.6974 | 4.4395 | 3.8929 | 3.3259 | 2.8415 | 2.4092 | 2.0004 | 1.6841 | 1.3919 | 1.0841 | 0.84008 | 0.64842 | 0.50559 | 0.46232 | 0.36041 | 0.30922 | 0.25846 | 0.2081 | 0 | 0 | 0 | 0 | 0 | 0
F11_Industrial_Food Products_Existing_Space Heating_Natural Gas_Gas Furnace - Maintenance_A_Achievable Technical Potential | F11 | Industrial | Food Products | Existing | Space Heating | Natural Gas | Gas Furnace - Maintenance | A | Purchases (Cumulative) | Achievable Technical Potential | 0 | 0 | 0 | 0 | 0 | 11.8179 | 20.0968 | 25.7942 | 30.2338 | 34.1267 | 37.4526 | 40.2941 | 42.7033 | 44.7036 | 46.3878 | 47.7796 | 48.8638 | 49.7039 | 50.3523 | 50.8579 | 51.3202 | 51.6806 | 51.9898 | 52.2483 | 52.4564 | 52.4564 | 52.4564 | 52.4564 | 52.4564 | 52.4564 | 52.4564
F1_Industrial_Food Products_Existing_Space Heating_Natural Gas_Gas Boiler - Hot Water Reset_A_Achievable Technical Potential | F1 | Industrial | Food Products | Existing | Space Heating | Natural Gas | Gas Boiler - Hot Water Reset | A | Integrated Unit Energy Savings (kWh or therms) | Achievable Technical Potential | 0 | 0 | 0 | 0 | 0 | 3.4154 | 3.3866 | 3.357 | 3.3263 | 3.2945 | 3.2618 | 3.2286 | 3.1945 | 3.1586 | 3.1205 | 3.083 | 3.0458 | 3.0089 | 2.9725 | 2.938 | 2.9047 | 2.8709 | 2.8399 | 2.8125 | 2.7857 | 2.7641 | 2.7455 | 2.7283 | 2.9544 | 2.9423 | 2.9312
F2_Industrial_Food Products_Existing_Space Heating_Natural Gas_Gas Boiler - Hot Water Reset_A_Achievable Technical Potential | F2 | Industrial | Food Products | Existing | Space Heating | Natural Gas | Gas Boiler - Hot Water Reset | A | Integrated Unit Summer Peak Savings (kW) | Achievable Technical Potential | 0 | 0 | 0 | 0 | 0 | 0 | 0 | 0 | 0 | 0 | 0 | 0 | 0 | 0 | 0 | 0 | 0 | 0 | 0 | 0 | 0 | 0 | 0 | 0 | 0 | 0 | 0 | 0 | 0 | 0 | 0
F3_Industrial_Food Products_Existing_Space Heating_Natural Gas_Gas Boiler - Hot Water Reset_A_Achievable Technical Potential | F3 | Industrial | Food Products | Existing | Space Heating | Natural Gas | Gas Boiler - Hot Water Reset | A | Integrated Unit Winter Peak Savings (kW) | Achievable Technical Potential | 0 | 0 | 0 | 0 | 0 | 0 | 0 | 0 | 0 | 0 | 0 | 0 | 0 | 0 | 0 | 0 | 0 | 0 | 0 | 0 | 0 | 0 | 0 | 0 | 0 | 0 | 0 | 0 | 0 | 0 | 0
F4_Industrial_Food Products_Existing_Space Heating_Natural Gas_Gas Boiler - Hot Water Reset_A_Achievable Technical Potential | F4 | Industrial | Food Products | Existing | Space Heating | Natural Gas | Gas Boiler - Hot Water Reset | A | Incremental Energy Savings (MWh or mTherms) | Achievable Technical Potential | 0 | 0 | 0 | 0 | 0 | 0.024586 | 0.029916 | 0.036075 | 0.041517 | 0.046942 | 0.053646 | 0.058091 | 0.058598 | 0.053734 | 0.045807 | 0.034687 | 0.022682 | 0.012945 | 0.0061026 | 0.002555 | 0.00091475 | 0.0002813 | 6.0429e-05 | 9.8034e-06 | 1.1619e-06 | 0 | 0 | 0 | 0 | 0 | 0
F5_Industrial_Food Products_Existing_Space Heating_Natural Gas_Gas Boiler - Hot Water Reset_A_Achievable Technical Potential | F5 | Industrial | Food Products | Existing | Space Heating | Natural Gas | Gas Boiler - Hot Water Reset | A | Incremental Summer Peak Savings (MW) | Achievable Technical Potential | 0 | 0 | 0 | 0 | 0 | 0 | 0 | 0 | 0 | 0 | 0 | 0 | 0 | 0 | 0 | 0 | 0 | 0 | 0 | 0 | 0 | 0 | 0 | 0 | 0 | 0 | 0 | 0 | 0 | 0 | 0
F6_Industrial_Food Products_Existing_Space Heating_Natural Gas_Gas Boiler - Hot Water Reset_A_Achievable Technical Potential | F6 | Industrial | Food Products | Existing | Space Heating | Natural Gas | Gas Boiler - Hot Water Reset | A | Incremental Winter Peak Savings (MW) | Achievable Technical Potential | 0 | 0 | 0 | 0 | 0 | 0 | 0 | 0 | 0 | 0 | 0 | 0 | 0 | 0 | 0 | 0 | 0 | 0 | 0 | 0 | 0 | 0 | 0 | 0 | 0 | 0 | 0 | 0 | 0 | 0 | 0
F7_Industrial_Food Products_Existing_Space Heating_Natural Gas_Gas Boiler - Hot Water Reset_A_Achievable Technical Potential | F7 | Industrial | Food Products | Existing | Space Heating | Natural Gas | Gas Boiler - Hot Water Reset | A | Cumulative Energy Savings (MWh or mTherms) | Achievable Technical Potential | 0 | 0 | 0 | 0 | 0 | 0.024586 | 0.054295 | 0.089896 | 0.13059 | 0.17628 | 0.22818 | 0.28395 | 0.33954 | 0.38946 | 0.43058 | 0.46009 | 0.47721 | 0.48438 | 0.48462 | 0.48156 | 0.47701 | 0.47174 | 0.46672 | 0.46222 | 0.45782 | 0.45426 | 0.4512 | 0.44839 | 0 | 0 | 0
F8_Industrial_Food Products_Existing_Space Heating_Natural Gas_Gas Boiler - Hot Water Reset_A_Achievable Technical Potential | F8 | Industrial | Food Products | Existing | Space Heating | Natural Gas | Gas Boiler - Hot Water Reset | A | Cumulative Summer Peak Savings (MW) | Achievable Technical Potential | 0 | 0 | 0 | 0 | 0 | 0 | 0 | 0 | 0 | 0 | 0 | 0 | 0 | 0 | 0 | 0 | 0 | 0 | 0 | 0 | 0 | 0 | 0 | 0 | 0 | 0 | 0 | 0 | 0 | 0 | 0
F9_Industrial_Food Products_Existing_Space Heating_Natural Gas_Gas Boiler - Hot Water Reset_A_Achievable Technical Potential | F9 | Industrial | Food Products | Existing | Space Heating | Natural Gas | Gas Boiler - Hot Water Reset | A | Cumulative Winter Peak Savings (MW) | Achievable Technical Potential | 0 | 0 | 0 | 0 | 0 | 0 | 0 | 0 | 0 | 0 | 0 | 0 | 0 | 0 | 0 | 0 | 0 | 0 | 0 | 0 | 0 | 0 | 0 | 0 | 0 | 0 | 0 | 0 | 0 | 0 | 0
F10_Industrial_Food Products_Existing_Space Heating_Natural Gas_Gas Boiler - Hot Water Reset_A_Achievable Technical Potential | F10 | Industrial | Food Products | Existing | Space Heating | Natural Gas | Gas Boiler - Hot Water Reset | A | Purchases (Incremental) | Achievable Technical Potential | 0 | 0 | 0 | 0 | 0 | 7.1985 | 8.8338 | 10.7462 | 12.4814 | 14.2484 | 16.4466 | 17.9929 | 18.3436 | 17.0122 | 14.6792 | 11.2511 | 7.4472 | 4.3024 | 2.053 | 0.86963 | 0.31492 | 0.097984 | 0.021278 | 0.0034857 | 0.00041708 | 0 | 0 | 0 | 0 | 0 | 0
F11_Industrial_Food Products_Existing_Space Heating_Natural Gas_Gas Boiler - Hot Water Reset_A_Achievable Technical Potential | F11 | Industrial | Food Products | Existing | Space Heating | Natural Gas | Gas Boiler - Hot Water Reset | A | Purchases (Cumulative) | Achievable Technical Potential | 0 | 0 | 0 | 0 | 0 | 7.1985 | 16.0323 | 26.7786 | 39.26 | 53.5084 | 69.955 | 87.9479 | 106.2915 | 123.3037 | 137.9829 | 149.234 | 156.6812 | 160.9836 | 163.0367 | 163.9063 | 164.2212 | 164.3192 | 164.3405 | 164.344 | 164.3444 | 164.3444 | 164.3444 | 164.3444 | 164.3444 | 164.3444 | 164.3444
F1_Industrial_Food Products_Existing_Process_Natural Gas_Gas Boiler - Hot Water Reset_A_Achievable Technical Potential | F1 | Industrial | Food Products | Existing | Process | Natural Gas | Gas Boiler - Hot Water Reset | A | Integrated Unit Energy Savings (kWh or therms) | Achievable Technical Potential | 0 | 0 | 0 | 0 | 0 | 63.0719 | 62.9665 | 62.863 | 62.7624 | 62.6625 | 62.5599 | 62.4694 | 62.3849 | 62.2934 | 62.2217 | 62.1404 | 62.0708 | 61.9976 | 61.9213 | 61.8587 | 61.7905 | 61.7266 | 61.6634 | 61.6007 | 61.5386 | 61.5338 | 61.5294 | 61.5255 | 63.1817 | 63.1817 | 63.1817
F2_Industrial_Food Products_Existing_Process_Natural Gas_Gas Boiler - Hot Water Reset_A_Achievable Technical Potential | F2 | Industrial | Food Products | Existing | Process | Natural Gas | Gas Boiler - Hot Water Reset | A | Integrated Unit Summer Peak Savings (kW) | Achievable Technical Potential | 0 | 0 | 0 | 0 | 0 | 0 | 0 | 0 | 0 | 0 | 0 | 0 | 0 | 0 | 0 | 0 | 0 | 0 | 0 | 0 | 0 | 0 | 0 | 0 | 0 | 0 | 0 | 0 | 0 | 0 | 0
F3_Industrial_Food Products_Existing_Process_Natural Gas_Gas Boiler - Hot Water Reset_A_Achievable Technical Potential | F3 | Industrial | Food Products | Existing | Process | Natural Gas | Gas Boiler - Hot Water Reset | A | Integrated Unit Winter Peak Savings (kW) | Achievable Technical Potential | 0 | 0 | 0 | 0 | 0 | 0 | 0 | 0 | 0 | 0 | 0 | 0 | 0 | 0 | 0 | 0 | 0 | 0 | 0 | 0 | 0 | 0 | 0 | 0 | 0 | 0 | 0 | 0 | 0 | 0 | 0
F4_Industrial_Food Products_Existing_Process_Natural Gas_Gas Boiler - Hot Water Reset_A_Achievable Technical Potential | F4 | Industrial | Food Products | Existing | Process | Natural Gas | Gas Boiler - Hot Water Reset | A | Incremental Energy Savings (MWh or mTherms) | Achievable Technical Potential | 0 | 0 | 0 | 0 | 0 | 1.0826 | 1.3263 | 1.6108 | 1.8679 | 2.1289 | 2.4534 | 2.6801 | 2.7287 | 2.5269 | 2.1779 | 1.6671 | 1.1022 | 0.63602 | 0.30313 | 0.12827 | 0.046399 | 0.014422 | 0.0031286 | 0.00051199 | 6.12e-05 | 0 | 0 | 0 | 0 | 0 | 0
F5_Industrial_Food Products_Existing_Process_Natural Gas_Gas Boiler - Hot Water Reset_A_Achievable Technical Potential | F5 | Industrial | Food Products | Existing | Process | Natural Gas | Gas Boiler - Hot Water Reset | A | Incremental Summer Peak Savings (MW) | Achievable Technical Potential | 0 | 0 | 0 | 0 | 0 | 0 | 0 | 0 | 0 | 0 | 0 | 0 | 0 | 0 | 0 | 0 | 0 | 0 | 0 | 0 | 0 | 0 | 0 | 0 | 0 | 0 | 0 | 0 | 0 | 0 | 0
F6_Industrial_Food Products_Existing_Process_Natural Gas_Gas Boiler - Hot Water Reset_A_Achievable Technical Potential | F6 | Industrial | Food Products | Existing | Process | Natural Gas | Gas Boiler - Hot Water Reset | A | Incremental Winter Peak Savings (MW) | Achievable Technical Potential | 0 | 0 | 0 | 0 | 0 | 0 | 0 | 0 | 0 | 0 | 0 | 0 | 0 | 0 | 0 | 0 | 0 | 0 | 0 | 0 | 0 | 0 | 0 | 0 | 0 | 0 | 0 | 0 | 0 | 0 | 0
F7_Industrial_Food Products_Existing_Process_Natural Gas_Gas Boiler - Hot Water Reset_A_Achievable Technical Potential | F7 | Industrial | Food Products | Existing | Process | Natural Gas | Gas Boiler - Hot Water Reset | A | Cumulative Energy Savings (MWh or mTherms) | Achievable Technical Potential | 0 | 0 | 0 | 0 | 0 | 1.0826 | 2.4071 | 4.0139 | 5.8754 | 7.995 | 10.4352 | 13.1003 | 15.8112 | 18.315 | 20.4718 | 22.1121 | 23.1895 | 23.7982 | 24.072 | 24.176 | 24.1957 | 24.1851 | 24.1635 | 24.1394 | 24.1151 | 24.1133 | 24.1116 | 24.11 | 0 | 0 | 0
F8_Industrial_Food Products_Existing_Process_Natural Gas_Gas Boiler - Hot Water Reset_A_Achievable Technical Potential | F8 | Industrial | Food Products | Existing | Process | Natural Gas | Gas Boiler - Hot Water Reset | A | Cumulative Summer Peak Savings (MW) | Achievable Technical Potential | 0 | 0 | 0 | 0 | 0 | 0 | 0 | 0 | 0 | 0 | 0 | 0 | 0 | 0 | 0 | 0 | 0 | 0 | 0 | 0 | 0 | 0 | 0 | 0 | 0 | 0 | 0 | 0 | 0 | 0 | 0
F9_Industrial_Food Products_Existing_Process_Natural Gas_Gas Boiler - Hot Water Reset_A_Achievable Technical Potential | F9 | Industrial | Food Products | Existing | Process | Natural Gas | Gas Boiler - Hot Water Reset | A | Cumulative Winter Peak Savings (MW) | Achievable Technical Potential | 0 | 0 | 0 | 0 | 0 | 0 | 0 | 0 | 0 | 0 | 0 | 0 | 0 | 0 | 0 | 0 | 0 | 0 | 0 | 0 | 0 | 0 | 0 | 0 | 0 | 0 | 0 | 0 | 0 | 0 | 0
F10_Industrial_Food Products_Existing_Process_Natural Gas_Gas Boiler - Hot Water Reset_A_Achievable Technical Potential | F10 | Industrial | Food Products | Existing | Process | Natural Gas | Gas Boiler - Hot Water Reset | A | Purchases (Incremental) | Achievable Technical Potential | 0 | 0 | 0 | 0 | 0 | 17.1645 | 21.0637 | 25.6238 | 29.7613 | 33.9746 | 39.216 | 42.903 | 43.7395 | 40.5646 | 35.0019 | 26.8276 | 17.7574 | 10.2589 | 4.8954 | 2.0736 | 0.75091 | 0.23364 | 0.050737 | 0.0083114 | 0.00099451 | 0 | 0 | 0 | 0 | 0 | 0
F11_Industrial_Food Products_Existing_Process_Natural Gas_Gas Boiler - Hot Water Reset_A_Achievable Technical Potential | F11 | Industrial | Food Products | Existing | Process | Natural Gas | Gas Boiler - Hot Water Reset | A | Purchases (Cumulative) | Achievable Technical Potential | 0 | 0 | 0 | 0 | 0 | 17.1645 | 38.2282 | 63.8521 | 93.6134 | 127.588 | 166.804 | 209.707 | 253.4464 | 294.0111 | 329.013 | 355.8406 | 373.598 | 383.8568 | 388.7522 | 390.8258 | 391.5767 | 391.8103 | 391.8611 | 391.8694 | 391.8704 | 391.8704 | 391.8704 | 391.8704 | 391.8704 | 391.8704 | 391.8704
F1_Industrial_Food Products_Existing_Space Heating_Natural Gas_Steam Trap Maintenance_A_Achievable Technical Potential | F1 | Industrial | Food Products | Existing | Space Heating | Natural Gas | Steam Trap Maintenance | A | Integrated Unit Energy Savings (kWh or therms) | Achievable Technical Potential | 0 | 0 | 0 | 0 | 0 | 1.2076 | 1.1984 | 1.189 | 1.1791 | 1.1688 | 1.1582 | 1.1474 | 1.1362 | 1.1245 | 1.1119 | 1.0996 | 1.0872 | 1.075 | 1.063 | 1.0515 | 1.0406 | 1.0294 | 1.0192 | 1.0103 | 1.0016 | 0.99381 | 0.98717 | 0.98106 | 1.0437 | 1.0394 | 1.0355
F2_Industrial_Food Products_Existing_Space Heating_Natural Gas_Steam Trap Maintenance_A_Achievable Technical Potential | F2 | Industrial | Food Products | Existing | Space Heating | Natural Gas | Steam Trap Maintenance | A | Integrated Unit Summer Peak Savings (kW) | Achievable Technical Potential | 0 | 0 | 0 | 0 | 0 | 0 | 0 | 0 | 0 | 0 | 0 | 0 | 0 | 0 | 0 | 0 | 0 | 0 | 0 | 0 | 0 | 0 | 0 | 0 | 0 | 0 | 0 | 0 | 0 | 0 | 0
F3_Industrial_Food Products_Existing_Space Heating_Natural Gas_Steam Trap Maintenance_A_Achievable Technical Potential | F3 | Industrial | Food Products | Existing | Space Heating | Natural Gas | Steam Trap Maintenance | A | Integrated Unit Winter Peak Savings (kW) | Achievable Technical Potential | 0 | 0 | 0 | 0 | 0 | 0 | 0 | 0 | 0 | 0 | 0 | 0 | 0 | 0 | 0 | 0 | 0 | 0 | 0 | 0 | 0 | 0 | 0 | 0 | 0 | 0 | 0 | 0 | 0 | 0 | 0
F4_Industrial_Food Products_Existing_Space Heating_Natural Gas_Steam Trap Maintenance_A_Achievable Technical Potential | F4 | Industrial | Food Products | Existing | Space Heating | Natural Gas | Steam Trap Maintenance | A | Incremental Energy Savings (MWh or mTherms) | Achievable Technical Potential | 0 | 0 | 0 | 0 | 0 | 0.0048519 | 0.0048123 | 0.0047462 | 0.0047093 | 0.004672 | 0.0045711 | 0.0045159 | 0.004463 | 0.0043469 | 0.0043144 | 0.0042258 | 0.0041788 | 0.0041112 | 0.004029 | 0.0039903 | 0.0039323 | 0.0038749 | 0.0038226 | 0.0037762 | 0.0037319 | 0 | 0 | 0 | 0 | 0 | 0
F5_Industrial_Food Products_Existing_Space Heating_Natural Gas_Steam Trap Maintenance_A_Achievable Technical Potential | F5 | Industrial | Food Products | Existing | Space Heating | Natural Gas | Steam Trap Maintenance | A | Incremental Summer Peak Savings (MW) | Achievable Technical Potential | 0 | 0 | 0 | 0 | 0 | 0 | 0 | 0 | 0 | 0 | 0 | 0 | 0 | 0 | 0 | 0 | 0 | 0 | 0 | 0 | 0 | 0 | 0 | 0 | 0 | 0 | 0 | 0 | 0 | 0 | 0
F6_Industrial_Food Products_Existing_Space Heating_Natural Gas_Steam Trap Maintenance_A_Achievable Technical Potential | F6 | Industrial | Food Products | Existing | Space Heating | Natural Gas | Steam Trap Maintenance | A | Incremental Winter Peak Savings (MW) | Achievable Technical Potential | 0 | 0 | 0 | 0 | 0 | 0 | 0 | 0 | 0 | 0 | 0 | 0 | 0 | 0 | 0 | 0 | 0 | 0 | 0 | 0 | 0 | 0 | 0 | 0 | 0 | 0 | 0 | 0 | 0 | 0 | 0
F7_Industrial_Food Products_Existing_Space Heating_Natural Gas_Steam Trap Maintenance_A_Achievable Technical Potential | F7 | Industrial | Food Products | Existing | Space Heating | Natural Gas | Steam Trap Maintenance | A | Cumulative Energy Savings (MWh or mTherms) | Achievable Technical Potential | 0 | 0 | 0 | 0 | 0 | 0.0048519 | 0.0096273 | 0.014298 | 0.018888 | 0.023395 | 0.027755 | 0.032011 | 0.036163 | 0.040138 | 0.044001 | 0.047738 | 0.05138 | 0.054915 | 0.05833 | 0.061693 | 0.064981 | 0.068157 | 0.071306 | 0.074457 | 0.077548 | 0.076948 | 0.076434 | 0.07596 | 0 | 0 | 0
F8_Industrial_Food Products_Existing_Space Heating_Natural Gas_Steam Trap Maintenance_A_Achievable Technical Potential | F8 | Industrial | Food Products | Existing | Space Heating | Natural Gas | Steam Trap Maintenance | A | Cumulative Summer Peak Savings (MW) | Achievable Technical Potential | 0 | 0 | 0 | 0 | 0 | 0 | 0 | 0 | 0 | 0 | 0 | 0 | 0 | 0 | 0 | 0 | 0 | 0 | 0 | 0 | 0 | 0 | 0 | 0 | 0 | 0 | 0 | 0 | 0 | 0 | 0
F9_Industrial_Food Products_Existing_Space Heating_Natural Gas_Steam Trap Maintenance_A_Achievable Technical Potential | F9 | Industrial | Food Products | Existing | Space Heating | Natural Gas | Steam Trap Maintenance | A | Cumulative Winter Peak Savings (MW) | Achievable Technical Potential | 0 | 0 | 0 | 0 | 0 | 0 | 0 | 0 | 0 | 0 | 0 | 0 | 0 | 0 | 0 | 0 | 0 | 0 | 0 | 0 | 0 | 0 | 0 | 0 | 0 | 0 | 0 | 0 | 0 | 0 | 0
F10_Industrial_Food Products_Existing_Space Heating_Natural Gas_Steam Trap Maintenance_A_Achievable Technical Potential | F10 | Industrial | Food Products | Existing | Space Heating | Natural Gas | Steam Trap Maintenance | A | Purchases (Incremental) | Achievable Technical Potential | 0 | 0 | 0 | 0 | 0 | 4.0178 | 4.0156 | 3.9919 | 3.9941 | 3.9974 | 3.9466 | 3.9358 | 3.9278 | 3.8654 | 3.8802 | 3.8432 | 3.8437 | 3.8244 | 3.7902 | 3.7947 | 3.779 | 3.7643 | 3.7506 | 3.7379 | 3.7261 | 0 | 0 | 0 | 0 | 0 | 0
F11_Industrial_Food Products_Existing_Space Heating_Natural Gas_Steam Trap Maintenance_A_Achievable Technical Potential | F11 | Industrial | Food Products | Existing | Space Heating | Natural Gas | Steam Trap Maintenance | A | Purchases (Cumulative) | Achievable Technical Potential | 0 | 0 | 0 | 0 | 0 | 4.0178 | 8.0334 | 12.0253 | 16.0193 | 20.0167 | 23.9633 | 27.8991 | 31.8269 | 35.6924 | 39.5726 | 43.4158 | 47.2595 | 51.0838 | 54.8741 | 58.6688 | 62.4479 | 66.2122 | 69.9628 | 73.7007 | 77.4268 | 77.4268 | 77.4268 | 77.4268 | 77.4268 | 77.4268 | 77.4268
F1_Industrial_Food Products_Existing_Process_Natural Gas_Steam Trap Maintenance_A_Achievable Technical Potential | F1 | Industrial | Food Products | Existing | Process | Natural Gas | Steam Trap Maintenance | A | Integrated Unit Energy Savings (kWh or therms) | Achievable Technical Potential | 0 | 0 | 0 | 0 | 0 | 44.6043 | 44.57 | 44.5375 | 44.5065 | 44.4758 | 44.4459 | 44.4226 | 44.4034 | 44.3839 | 44.3718 | 44.3581 | 44.3488 | 44.3394 | 44.3301 | 44.3251 | 44.3194 | 44.3167 | 44.3145 | 44.3127 | 44.3111 | 44.3102 | 44.3093 | 44.3085 | 44.6416 | 44.6416 | 44.6416
F2_Industrial_Food Products_Existing_Process_Natural Gas_Steam Trap Maintenance_A_Achievable Technical Potential | F2 | Industrial | Food Products | Existing | Process | Natural Gas | Steam Trap Maintenance | A | Integrated Unit Summer Peak Savings (kW) | Achievable Technical Potential | 0 | 0 | 0 | 0 | 0 | 0 | 0 | 0 | 0 | 0 | 0 | 0 | 0 | 0 | 0 | 0 | 0 | 0 | 0 | 0 | 0 | 0 | 0 | 0 | 0 | 0 | 0 | 0 | 0 | 0 | 0
F3_Industrial_Food Products_Existing_Process_Natural Gas_Steam Trap Maintenance_A_Achievable Technical Potential | F3 | Industrial | Food Products | Existing | Process | Natural Gas | Steam Trap Maintenance | A | Integrated Unit Winter Peak Savings (kW) | Achievable Technical Potential | 0 | 0 | 0 | 0 | 0 | 0 | 0 | 0 | 0 | 0 | 0 | 0 | 0 | 0 | 0 | 0 | 0 | 0 | 0 | 0 | 0 | 0 | 0 | 0 | 0 | 0 | 0 | 0 | 0 | 0 | 0
F4_Industrial_Food Products_Existing_Process_Natural Gas_Steam Trap Maintenance_A_Achievable Technical Potential | F4 | Industrial | Food Products | Existing | Process | Natural Gas | Steam Trap Maintenance | A | Incremental Energy Savings (MWh or mTherms) | Achievable Technical Potential | 0 | 0 | 0 | 0 | 0 | 0.42732 | 0.42676 | 0.42393 | 0.42386 | 0.42392 | 0.41826 | 0.41689 | 0.41587 | 0.40908 | 0.41053 | 0.40649 | 0.40646 | 0.40433 | 0.40064 | 0.40107 | 0.39936 | 0.39778 | 0.39631 | 0.39495 | 0.39369 | 0 | 0 | 0 | 0 | 0 | 0
F5_Industrial_Food Products_Existing_Process_Natural Gas_Steam Trap Maintenance_A_Achievable Technical Potential | F5 | Industrial | Food Products | Existing | Process | Natural Gas | Steam Trap Maintenance | A | Incremental Summer Peak Savings (MW) | Achievable Technical Potential | 0 | 0 | 0 | 0 | 0 | 0 | 0 | 0 | 0 | 0 | 0 | 0 | 0 | 0 | 0 | 0 | 0 | 0 | 0 | 0 | 0 | 0 | 0 | 0 | 0 | 0 | 0 | 0 | 0 | 0 | 0
F6_Industrial_Food Products_Existing_Process_Natural Gas_Steam Trap Maintenance_A_Achievable Technical Potential | F6 | Industrial | Food Products | Existing | Process | Natural Gas | Steam Trap Maintenance | A | Incremental Winter Peak Savings (MW) | Achievable Technical Potential | 0 | 0 | 0 | 0 | 0 | 0 | 0 | 0 | 0 | 0 | 0 | 0 | 0 | 0 | 0 | 0 | 0 | 0 | 0 | 0 | 0 | 0 | 0 | 0 | 0 | 0 | 0 | 0 | 0 | 0 | 0
F7_Industrial_Food Products_Existing_Process_Natural Gas_Steam Trap Maintenance_A_Achievable Technical Potential | F7 | Industrial | Food Products | Existing | Process | Natural Gas | Steam Trap Maintenance | A | Cumulative Energy Savings (MWh or mTherms) | Achievable Technical Potential | 0 | 0 | 0 | 0 | 0 | 0.42732 | 0.85374 | 1.2771 | 1.7 | 2.1228 | 2.5396 | 2.9552 | 3.3698 | 3.7774 | 4.1869 | 4.5921 | 4.9976 | 5.4008 | 5.8003 | 6.2008 | 6.5993 | 6.9967 | 7.3927 | 7.7873 | 8.1807 | 8.1805 | 8.1804 | 8.1802 | 0 | 0 | 0
F8_Industrial_Food Products_Existing_Process_Natural Gas_Steam Trap Maintenance_A_Achievable Technical Potential | F8 | Industrial | Food Products | Existing | Process | Natural Gas | Steam Trap Maintenance | A | Cumulative Summer Peak Savings (MW) | Achievable Technical Potential | 0 | 0 | 0 | 0 | 0 | 0 | 0 | 0 | 0 | 0 | 0 | 0 | 0 | 0 | 0 | 0 | 0 | 0 | 0 | 0 | 0 | 0 | 0 | 0 | 0 | 0 | 0 | 0 | 0 | 0 | 0
F9_Industrial_Food Products_Existing_Process_Natural Gas_Steam Trap Maintenance_A_Achievable Technical Potential | F9 | Industrial | Food Products | Existing | Process | Natural Gas | Steam Trap Maintenance | A | Cumulative Winter Peak Savings (MW) | Achievable Technical Potential | 0 | 0 | 0 | 0 | 0 | 0 | 0 | 0 | 0 | 0 | 0 | 0 | 0 | 0 | 0 | 0 | 0 | 0 | 0 | 0 | 0 | 0 | 0 | 0 | 0 | 0 | 0 | 0 | 0 | 0 | 0
F10_Industrial_Food Products_Existing_Process_Natural Gas_Steam Trap Maintenance_A_Achievable Technical Potential | F10 | Industrial | Food Products | Existing | Process | Natural Gas | Steam Trap Maintenance | A | Purchases (Incremental) | Achievable Technical Potential | 0 | 0 | 0 | 0 | 0 | 9.5802 | 9.5749 | 9.5185 | 9.5236 | 9.5315 | 9.4105 | 9.3847 | 9.3657 | 9.217 | 9.2521 | 9.1639 | 9.1651 | 9.119 | 9.0376 | 9.0483 | 9.0109 | 8.9759 | 8.9432 | 8.9128 | 8.8847 | 0 | 0 | 0 | 0 | 0 | 0
F11_Industrial_Food Products_Existing_Process_Natural Gas_Steam Trap Maintenance_A_Achievable Technical Potential | F11 | Industrial | Food Products | Existing | Process | Natural Gas | Steam Trap Maintenance | A | Purchases (Cumulative) | Achievable Technical Potential | 0 | 0 | 0 | 0 | 0 | 9.5802 | 19.1551 | 28.6736 | 38.1972 | 47.7287 | 57.1392 | 66.5239 | 75.8896 | 85.1066 | 94.3587 | 103.5226 | 112.6877 | 121.8067 | 130.8444 | 139.8927 | 148.9036 | 157.8795 | 166.8227 | 175.7355 | 184.6201 | 184.6201 | 184.6201 | 184.6201 | 184.6201 | 184.6201 | 184.6201
F1_Industrial_Food Products_Existing_Space Heating_Natural Gas_Gas Boiler - High Turndown_A_Achievable Technical Potential | F1 | Industrial | Food Products | Existing | Space Heating | Natural Gas | Gas Boiler - High Turndown | A | Integrated Unit Energy Savings (kWh or therms) | Achievable Technical Potential | 0 | 0 | 0 | 0 | 0 | 1.2751 | 1.2549 | 1.2296 | 1.1988 | 1.1626 | 1.1215 | 1.0788 | 1.036 | 0.99231 | 0.95465 | 0.91861 | 0.88902 | 0.86238 | 0.83845 | 0.82072 | 0.80431 | 0.78973 | 0.77733 | 0.76764 | 0.75859 | 0.75191 | 0.74615 | 0.74086 | 1.1079 | 1.1033 | 1.0992
F2_Industrial_Food Products_Existing_Space Heating_Natural Gas_Gas Boiler - High Turndown_A_Achievable Technical Potential | F2 | Industrial | Food Products | Existing | Space Heating | Natural Gas | Gas Boiler - High Turndown | A | Integrated Unit Summer Peak Savings (kW) | Achievable Technical Potential | 0 | 0 | 0 | 0 | 0 | 0 | 0 | 0 | 0 | 0 | 0 | 0 | 0 | 0 | 0 | 0 | 0 | 0 | 0 | 0 | 0 | 0 | 0 | 0 | 0 | 0 | 0 | 0 | 0 | 0 | 0
F3_Industrial_Food Products_Existing_Space Heating_Natural Gas_Gas Boiler - High Turndown_A_Achievable Technical Potential | F3 | Industrial | Food Products | Existing | Space Heating | Natural Gas | Gas Boiler - High Turndown | A | Integrated Unit Winter Peak Savings (kW) | Achievable Technical Potential | 0 | 0 | 0 | 0 | 0 | 0 | 0 | 0 | 0 | 0 | 0 | 0 | 0 | 0 | 0 | 0 | 0 | 0 | 0 | 0 | 0 | 0 | 0 | 0 | 0 | 0 | 0 | 0 | 0 | 0 | 0
F4_Industrial_Food Products_Existing_Space Heating_Natural Gas_Gas Boiler - High Turndown_A_Achievable Technical Potential | F4 | Industrial | Food Products | Existing | Space Heating | Natural Gas | Gas Boiler - High Turndown | A | Incremental Energy Savings (MWh or mTherms) | Achievable Technical Potential | 0 | 0 | 0 | 0 | 0 | 0.014008 | 0.013779 | 0.013422 | 0.013092 | 0.012708 | 0.010892 | 0.0083592 | 0.0064089 | 0.004833 | 0.0037339 | 0.0028469 | 0.0022045 | 0.0017021 | 0.0013121 | 0.0010287 | 0.00080317 | 5.358e-06 | 1.8766e-06 | 6.2965e-07 | 2.0226e-07 | 1.6991e-07 | 1.6816e-07 | 1.6656e-07 | 2.4854e-07 | 2.4704e-07 | 2.4569e-07
F5_Industrial_Food Products_Existing_Space Heating_Natural Gas_Gas Boiler - High Turndown_A_Achievable Technical Potential | F5 | Industrial | Food Products | Existing | Space Heating | Natural Gas | Gas Boiler - High Turndown | A | Incremental Summer Peak Savings (MW) | Achievable Technical Potential | 0 | 0 | 0 | 0 | 0 | 0 | 0 | 0 | 0 | 0 | 0 | 0 | 0 | 0 | 0 | 0 | 0 | 0 | 0 | 0 | 0 | 0 | 0 | 0 | 0 | 0 | 0 | 0 | 0 | 0 | 0
F6_Industrial_Food Products_Existing_Space Heating_Natural Gas_Gas Boiler - High Turndown_A_Achievable Technical Potential | F6 | Industrial | Food Products | Existing | Space Heating | Natural Gas | Gas Boiler - High Turndown | A | Incremental Winter Peak Savings (MW) | Achievable Technical Potential | 0 | 0 | 0 | 0 | 0 | 0 | 0 | 0 | 0 | 0 | 0 | 0 | 0 | 0 | 0 | 0 | 0 | 0 | 0 | 0 | 0 | 0 | 0 | 0 | 0 | 0 | 0 | 0 | 0 | 0 | 0
F7_Industrial_Food Products_Existing_Space Heating_Natural Gas_Gas Boiler - High Turndown_A_Achievable Technical Potential | F7 | Industrial | Food Products | Existing | Space Heating | Natural Gas | Gas Boiler - High Turndown | A | Cumulative Energy Savings (MWh or mTherms) | Achievable Technical Potential | 0 | 0 | 0 | 0 | 0 | 0.014008 | 0.027565 | 0.040431 | 0.052509 | 0.063634 | 0.072273 | 0.077883 | 0.0812 | 0.08261 | 0.083209 | 0.082915 | 0.082449 | 0.08168 | 0.080725 | 0.080047 | 0.07925 | 0.077818 | 0.076598 | 0.075645 | 0.074752 | 0.074095 | 0.073527 | 0.073006 | 0 | 0 | 0
F8_Industrial_Food Products_Existing_Space Heating_Natural Gas_Gas Boiler - High Turndown_A_Achievable Technical Potential | F8 | Industrial | Food Products | Existing | Space Heating | Natural Gas | Gas Boiler - High Turndown | A | Cumulative Summer Peak Savings (MW) | Achievable Technical Potential | 0 | 0 | 0 | 0 | 0 | 0 | 0 | 0 | 0 | 0 | 0 | 0 | 0 | 0 | 0 | 0 | 0 | 0 | 0 | 0 | 0 | 0 | 0 | 0 | 0 | 0 | 0 | 0 | 0 | 0 | 0
F9_Industrial_Food Products_Existing_Space Heating_Natural Gas_Gas Boiler - High Turndown_A_Achievable Technical Potential | F9 | Industrial | Food Products | Existing | Space Heating | Natural Gas | Gas Boiler - High Turndown | A | Cumulative Winter Peak Savings (MW) | Achievable Technical Potential | 0 | 0 | 0 | 0 | 0 | 0 | 0 | 0 | 0 | 0 | 0 | 0 | 0 | 0 | 0 | 0 | 0 | 0 | 0 | 0 | 0 | 0 | 0 | 0 | 0 | 0 | 0 | 0 | 0 | 0 | 0
F10_Industrial_Food Products_Existing_Space Heating_Natural Gas_Gas Boiler - High Turndown_A_Achievable Technical Potential | F10 | Industrial | Food Products | Existing | Space Heating | Natural Gas | Gas Boiler - High Turndown | A | Purchases (Incremental) | Achievable Technical Potential | 0 | 0 | 0 | 0 | 0 | 10.9861 | 10.9801 | 10.9153 | 10.9212 | 10.9302 | 9.7123 | 7.7486 | 6.1863 | 4.8704 | 3.9112 | 3.0991 | 2.4796 | 1.9737 | 1.5649 | 1.2534 | 0.99858 | 0.0067846 | 0.0024142 | 0.00082024 | 0.00026662 | 0.00022597 | 0.00022537 | 0.00022482 | 0.00022433 | 0.0002239 | 0.00022352
F11_Industrial_Food Products_Existing_Space Heating_Natural Gas_Gas Boiler - High Turndown_A_Achievable Technical Potential | F11 | Industrial | Food Products | Existing | Space Heating | Natural Gas | Gas Boiler - High Turndown | A | Purchases (Cumulative) | Achievable Technical Potential | 0 | 0 | 0 | 0 | 0 | 10.9861 | 21.9662 | 32.8815 | 43.8027 | 54.7329 | 64.4452 | 72.1938 | 78.3801 | 83.2506 | 87.1618 | 90.261 | 92.7406 | 94.7143 | 96.2792 | 97.5326 | 98.5312 | 98.538 | 98.5404 | 98.5412 | 98.5415 | 98.5417 | 98.5419 | 98.5422 | 98.5424 | 98.5426 | 98.5428
F1_Industrial_Food Products_Existing_Process_Natural Gas_Gas Boiler - High Turndown_A_Achievable Technical Potential | F1 | Industrial | Food Products | Existing | Process | Natural Gas | Gas Boiler - High Turndown | A | Integrated Unit Energy Savings (kWh or therms) | Achievable Technical Potential | 0 | 0 | 0 | 0 | 0 | 47.2288 | 47.0727 | 46.9148 | 46.7582 | 46.6003 | 46.4343 | 46.2831 | 46.1393 | 45.9853 | 45.8646 | 45.7327 | 45.6238 | 45.513 | 45.3997 | 45.3089 | 45.2098 | 45.1162 | 45.0235 | 44.9315 | 44.8401 | 44.8328 | 44.8261 | 44.82 | 47.3863 | 47.3863 | 47.3863
F2_Industrial_Food Products_Existing_Process_Natural Gas_Gas Boiler - High Turndown_A_Achievable Technical Potential | F2 | Industrial | Food Products | Existing | Process | Natural Gas | Gas Boiler - High Turndown | A | Integrated Unit Summer Peak Savings (kW) | Achievable Technical Potential | 0 | 0 | 0 | 0 | 0 | 0 | 0 | 0 | 0 | 0 | 0 | 0 | 0 | 0 | 0 | 0 | 0 | 0 | 0 | 0 | 0 | 0 | 0 | 0 | 0 | 0 | 0 | 0 | 0 | 0 | 0
F3_Industrial_Food Products_Existing_Process_Natural Gas_Gas Boiler - High Turndown_A_Achievable Technical Potential | F3 | Industrial | Food Products | Existing | Process | Natural Gas | Gas Boiler - High Turndown | A | Integrated Unit Winter Peak Savings (kW) | Achievable Technical Potential | 0 | 0 | 0 | 0 | 0 | 0 | 0 | 0 | 0 | 0 | 0 | 0 | 0 | 0 | 0 | 0 | 0 | 0 | 0 | 0 | 0 | 0 | 0 | 0 | 0 | 0 | 0 | 0 | 0 | 0 | 0
F4_Industrial_Food Products_Existing_Process_Natural Gas_Gas Boiler - High Turndown_A_Achievable Technical Potential | F4 | Industrial | Food Products | Existing | Process | Natural Gas | Gas Boiler - High Turndown | A | Incremental Energy Savings (MWh or mTherms) | Achievable Technical Potential | 0 | 0 | 0 | 0 | 0 | 1.2372 | 1.2324 | 1.2211 | 1.2176 | 1.2145 | 1.0753 | 0.85513 | 0.6806 | 0.53404 | 0.42774 | 0.33795 | 0.26975 | 0.2142 | 0.16941 | 0.13541 | 0.10765 | 0.00072986 | 0.00025918 | 8.7877e-05 | 2.8507e-05 | 2.4157e-05 | 2.4089e-05 | 2.4027e-05 | 2.5347e-05 | 2.5298e-05 | 2.5255e-05
F5_Industrial_Food Products_Existing_Process_Natural Gas_Gas Boiler - High Turndown_A_Achievable Technical Potential | F5 | Industrial | Food Products | Existing | Process | Natural Gas | Gas Boiler - High Turndown | A | Incremental Summer Peak Savings (MW) | Achievable Technical Potential | 0 | 0 | 0 | 0 | 0 | 0 | 0 | 0 | 0 | 0 | 0 | 0 | 0 | 0 | 0 | 0 | 0 | 0 | 0 | 0 | 0 | 0 | 0 | 0 | 0 | 0 | 0 | 0 | 0 | 0 | 0
F6_Industrial_Food Products_Existing_Process_Natural Gas_Gas Boiler - High Turndown_A_Achievable Technical Potential | F6 | Industrial | Food Products | Existing | Process | Natural Gas | Gas Boiler - High Turndown | A | Incremental Winter Peak Savings (MW) | Achievable Technical Potential | 0 | 0 | 0 | 0 | 0 | 0 | 0 | 0 | 0 | 0 | 0 | 0 | 0 | 0 | 0 | 0 | 0 | 0 | 0 | 0 | 0 | 0 | 0 | 0 | 0 | 0 | 0 | 0 | 0 | 0 | 0
F7_Industrial_Food Products_Existing_Process_Natural Gas_Gas Boiler - High Turndown_A_Achievable Technical Potential | F7 | Industrial | Food Products | Existing | Process | Natural Gas | Gas Boiler - High Turndown | A | Cumulative Energy Savings (MWh or mTherms) | Achievable Technical Potential | 0 | 0 | 0 | 0 | 0 | 1.2372 | 2.4655 | 3.6783 | 4.8837 | 6.0817 | 7.1354 | 7.9673 | 8.6231 | 9.1284 | 9.5322 | 9.8427 | 10.089 | 10.2787 | 10.4225 | 10.5371 | 10.6217 | 10.6004 | 10.5789 | 10.5574 | 10.5359 | 10.5342 | 10.5327 | 10.5313 | 0 | 0 | 0
F8_Industrial_Food Products_Existing_Process_Natural Gas_Gas Boiler - High Turndown_A_Achievable Technical Potential | F8 | Industrial | Food Products | Existing | Process | Natural Gas | Gas Boiler - High Turndown | A | Cumulative Summer Peak Savings (MW) | Achievable Technical Potential | 0 | 0 | 0 | 0 | 0 | 0 | 0 | 0 | 0 | 0 | 0 | 0 | 0 | 0 | 0 | 0 | 0 | 0 | 0 | 0 | 0 | 0 | 0 | 0 | 0 | 0 | 0 | 0 | 0 | 0 | 0
F9_Industrial_Food Products_Existing_Process_Natural Gas_Gas Boiler - High Turndown_A_Achievable Technical Potential | F9 | Industrial | Food Products | Existing | Process | Natural Gas | Gas Boiler - High Turndown | A | Cumulative Winter Peak Savings (MW) | Achievable Technical Potential | 0 | 0 | 0 | 0 | 0 | 0 | 0 | 0 | 0 | 0 | 0 | 0 | 0 | 0 | 0 | 0 | 0 | 0 | 0 | 0 | 0 | 0 | 0 | 0 | 0 | 0 | 0 | 0 | 0 | 0 | 0
F10_Industrial_Food Products_Existing_Process_Natural Gas_Gas Boiler - High Turndown_A_Achievable Technical Potential | F10 | Industrial | Food Products | Existing | Process | Natural Gas | Gas Boiler - High Turndown | A | Purchases (Incremental) | Achievable Technical Potential | 0 | 0 | 0 | 0 | 0 | 26.1958 | 26.1814 | 26.027 | 26.041 | 26.0626 | 23.1585 | 18.4761 | 14.7509 | 11.6133 | 9.3261 | 7.3898 | 5.9126 | 4.7063 | 3.7314 | 2.9887 | 2.381 | 0.016177 | 0.0057566 | 0.0019558 | 0.00063575 | 0.00053882 | 0.00053738 | 0.00053608 | 0.00053491 | 0.00053387 | 0.00053296
F11_Industrial_Food Products_Existing_Process_Natural Gas_Gas Boiler - High Turndown_A_Achievable Technical Potential | F11 | Industrial | Food Products | Existing | Process | Natural Gas | Gas Boiler - High Turndown | A | Purchases (Cumulative) | Achievable Technical Potential | 0 | 0 | 0 | 0 | 0 | 26.1958 | 52.3771 | 78.4041 | 104.4452 | 130.5077 | 153.6662 | 172.1423 | 186.8932 | 198.5066 | 207.8327 | 215.2224 | 221.135 | 225.8413 | 229.5727 | 232.5614 | 234.9424 | 234.9586 | 234.9643 | 234.9663 | 234.9669 | 234.9675 | 234.968 | 234.9685 | 234.9691 | 234.9696 | 234.9701
F1_Industrial_Food Products_Existing_Space Heating_Natural Gas_Gas Boiler - Burner Control Optimization_A_Achievable Technical Potential | F1 | Industrial | Food Products | Existing | Space Heating | Natural Gas | Gas Boiler - Burner Control Optimization | A | Integrated Unit Energy Savings (kWh or therms) | Achievable Technical Potential | 0 | 0 | 0 | 0 | 0 | 0.36976 | 0.36389 | 0.35654 | 0.34759 | 0.33709 | 0.32514 | 0.31276 | 0.30034 | 0.28767 | 0.27675 | 0.2663 | 0.25772 | 0.25 | 0.24305 | 0.23791 | 0.23316 | 0.22893 | 0.22533 | 0.22253 | 0.2199 | 0.21797 | 0.2163 | 0.21476 | 0.32129 | 0.31997 | 0.31877
F2_Industrial_Food Products_Existing_Space Heating_Natural Gas_Gas Boiler - Burner Control Optimization_A_Achievable Technical Potential | F2 | Industrial | Food Products | Existing | Space Heating | Natural Gas | Gas Boiler - Burner Control Optimization | A | Integrated Unit Summer Peak Savings (kW) | Achievable Technical Potential | 0 | 0 | 0 | 0 | 0 | 0 | 0 | 0 | 0 | 0 | 0 | 0 | 0 | 0 | 0 | 0 | 0 | 0 | 0 | 0 | 0 | 0 | 0 | 0 | 0 | 0 | 0 | 0 | 0 | 0 | 0
F3_Industrial_Food Products_Existing_Space Heating_Natural Gas_Gas Boiler - Burner Control Optimization_A_Achievable Technical Potential | F3 | Industrial | Food Products | Existing | Space Heating | Natural Gas | Gas Boiler - Burner Control Optimization | A | Integrated Unit Winter Peak Savings (kW) | Achievable Technical Potential | 0 | 0 | 0 | 0 | 0 | 0 | 0 | 0 | 0 | 0 | 0 | 0 | 0 | 0 | 0 | 0 | 0 | 0 | 0 | 0 | 0 | 0 | 0 | 0 | 0 | 0 | 0 | 0 | 0 | 0 | 0
F4_Industrial_Food Products_Existing_Space Heating_Natural Gas_Gas Boiler - Burner Control Optimization_A_Achievable Technical Potential | F4 | Industrial | Food Products | Existing | Space Heating | Natural Gas | Gas Boiler - Burner Control Optimization | A | Incremental Energy Savings (MWh or mTherms) | Achievable Technical Potential | 0 | 0 | 0 | 0 | 0 | 0.0010958 | 0.0016942 | 0.0033004 | 0.0056337 | 0.008506 | 0.01134 | 0.013846 | 0.01548 | 0.015715 | 0.015176 | 0.013499 | 0.011433 | 0.0090869 | 0.00681 | 0.0049176 | 0.0033596 | 0.0021905 | 0.0013671 | 0.00081898 | 0.00054625 | 0 | 0 | 0 | 0 | 0 | 0
F5_Industrial_Food Products_Existing_Space Heating_Natural Gas_Gas Boiler - Burner Control Optimization_A_Achievable Technical Potential | F5 | Industrial | Food Products | Existing | Space Heating | Natural Gas | Gas Boiler - Burner Control Optimization | A | Incremental Summer Peak Savings (MW) | Achievable Technical Potential | 0 | 0 | 0 | 0 | 0 | 0 | 0 | 0 | 0 | 0 | 0 | 0 | 0 | 0 | 0 | 0 | 0 | 0 | 0 | 0 | 0 | 0 | 0 | 0 | 0 | 0 | 0 | 0 | 0 | 0 | 0
F6_Industrial_Food Products_Existing_Space Heating_Natural Gas_Gas Boiler - Burner Control Optimization_A_Achievable Technical Potential | F6 | Industrial | Food Products | Existing | Space Heating | Natural Gas | Gas Boiler - Burner Control Optimization | A | Incremental Winter Peak Savings (MW) | Achievable Technical Potential | 0 | 0 | 0 | 0 | 0 | 0 | 0 | 0 | 0 | 0 | 0 | 0 | 0 | 0 | 0 | 0 | 0 | 0 | 0 | 0 | 0 | 0 | 0 | 0 | 0 | 0 | 0 | 0 | 0 | 0 | 0
F7_Industrial_Food Products_Existing_Space Heating_Natural Gas_Gas Boiler - Burner Control Optimization_A_Achievable Technical Potential | F7 | Industrial | Food Products | Existing | Space Heating | Natural Gas | Gas Boiler - Burner Control Optimization | A | Cumulative Energy Savings (MWh or mTherms) | Achievable Technical Potential | 0 | 0 | 0 | 0 | 0 | 0.0010958 | 0.0027726 | 0.0060171 | 0.0115 | 0.019658 | 0.030302 | 0.042994 | 0.056767 | 0.070087 | 0.082602 | 0.092982 | 0.10142 | 0.10747 | 0.11129 | 0.11386 | 0.11494 | 0.11504 | 0.1146 | 0.114 | 0.1132 | 0.1122 | 0.11134 | 0.11055 | 0 | 0 | 0
F8_Industrial_Food Products_Existing_Space Heating_Natural Gas_Gas Boiler - Burner Control Optimization_A_Achievable Technical Potential | F8 | Industrial | Food Products | Existing | Space Heating | Natural Gas | Gas Boiler - Burner Control Optimization | A | Cumulative Summer Peak Savings (MW) | Achievable Technical Potential | 0 | 0 | 0 | 0 | 0 | 0 | 0 | 0 | 0 | 0 | 0 | 0 | 0 | 0 | 0 | 0 | 0 | 0 | 0 | 0 | 0 | 0 | 0 | 0 | 0 | 0 | 0 | 0 | 0 | 0 | 0
F9_Industrial_Food Products_Existing_Space Heating_Natural Gas_Gas Boiler - Burner Control Optimization_A_Achievable Technical Potential | F9 | Industrial | Food Products | Existing | Space Heating | Natural Gas | Gas Boiler - Burner Control Optimization | A | Cumulative Winter Peak Savings (MW) | Achievable Technical Potential | 0 | 0 | 0 | 0 | 0 | 0 | 0 | 0 | 0 | 0 | 0 | 0 | 0 | 0 | 0 | 0 | 0 | 0 | 0 | 0 | 0 | 0 | 0 | 0 | 0 | 0 | 0 | 0 | 0 | 0 | 0
F10_Industrial_Food Products_Existing_Space Heating_Natural Gas_Gas Boiler - Burner Control Optimization_A_Achievable Technical Potential | F10 | Industrial | Food Products | Existing | Space Heating | Natural Gas | Gas Boiler - Burner Control Optimization | A | Purchases (Incremental) | Achievable Technical Potential | 0 | 0 | 0 | 0 | 0 | 2.9635 | 4.6559 | 9.2568 | 16.2082 | 25.2336 | 34.8784 | 44.2694 | 51.5427 | 54.6261 | 54.8347 | 50.691 | 44.3603 | 36.3482 | 28.0186 | 20.6698 | 14.409 | 9.5686 | 6.0669 | 3.6804 | 2.4841 | 0 | 0 | 0 | 0 | 0 | 0
F11_Industrial_Food Products_Existing_Space Heating_Natural Gas_Gas Boiler - Burner Control Optimization_A_Achievable Technical Potential | F11 | Industrial | Food Products | Existing | Space Heating | Natural Gas | Gas Boiler - Burner Control Optimization | A | Purchases (Cumulative) | Achievable Technical Potential | 0 | 0 | 0 | 0 | 0 | 2.9635 | 7.6194 | 16.8762 | 33.0844 | 58.318 | 93.1963 | 137.4657 | 189.0084 | 243.6345 | 298.4692 | 349.1601 | 393.5205 | 429.8687 | 457.8873 | 478.5571 | 492.9661 | 502.5347 | 508.6017 | 512.282 | 514.7661 | 514.7661 | 514.7661 | 514.7661 | 514.7661 | 514.7661 | 514.7661
F1_Industrial_Food Products_Existing_Process_Natural Gas_Gas Boiler - Burner Control Optimization_A_Achievable Technical Potential | F1 | Industrial | Food Products | Existing | Process | Natural Gas | Gas Boiler - Burner Control Optimization | A | Integrated Unit Energy Savings (kWh or therms) | Achievable Technical Potential | 0 | 0 | 0 | 0 | 0 | 13.6931 | 13.6447 | 13.5957 | 13.5471 | 13.4982 | 13.447 | 13.4009 | 13.3574 | 13.311 | 13.275 | 13.2357 | 13.2035 | 13.1707 | 13.1372 | 13.1105 | 13.0814 | 13.0542 | 13.0273 | 13.0006 | 12.974 | 12.9719 | 12.9698 | 12.968 | 13.742 | 13.742 | 13.742
F2_Industrial_Food Products_Existing_Process_Natural Gas_Gas Boiler - Burner Control Optimization_A_Achievable Technical Potential | F2 | Industrial | Food Products | Existing | Process | Natural Gas | Gas Boiler - Burner Control Optimization | A | Integrated Unit Summer Peak Savings (kW) | Achievable Technical Potential | 0 | 0 | 0 | 0 | 0 | 0 | 0 | 0 | 0 | 0 | 0 | 0 | 0 | 0 | 0 | 0 | 0 | 0 | 0 | 0 | 0 | 0 | 0 | 0 | 0 | 0 | 0 | 0 | 0 | 0 | 0
F3_Industrial_Food Products_Existing_Process_Natural Gas_Gas Boiler - Burner Control Optimization_A_Achievable Technical Potential | F3 | Industrial | Food Products | Existing | Process | Natural Gas | Gas Boiler - Burner Control Optimization | A | Integrated Unit Winter Peak Savings (kW) | Achievable Technical Potential | 0 | 0 | 0 | 0 | 0 | 0 | 0 | 0 | 0 | 0 | 0 | 0 | 0 | 0 | 0 | 0 | 0 | 0 | 0 | 0 | 0 | 0 | 0 | 0 | 0 | 0 | 0 | 0 | 0 | 0 | 0
F4_Industrial_Food Products_Existing_Process_Natural Gas_Gas Boiler - Burner Control Optimization_A_Achievable Technical Potential | F4 | Industrial | Food Products | Existing | Process | Natural Gas | Gas Boiler - Burner Control Optimization | A | Incremental Energy Savings (MWh or mTherms) | Achievable Technical Potential | 0 | 0 | 0 | 0 | 0 | 0.096761 | 0.15148 | 0.30009 | 0.52356 | 0.81216 | 1.1183 | 1.4146 | 1.6416 | 1.7338 | 1.7357 | 1.5998 | 1.3966 | 1.1415 | 0.87768 | 0.64617 | 0.44945 | 0.29784 | 0.18846 | 0.11409 | 0.076847 | 0 | 0 | 0 | 0 | 0 | 0
F5_Industrial_Food Products_Existing_Process_Natural Gas_Gas Boiler - Burner Control Optimization_A_Achievable Technical Potential | F5 | Industrial | Food Products | Existing | Process | Natural Gas | Gas Boiler - Burner Control Optimization | A | Incremental Summer Peak Savings (MW) | Achievable Technical Potential | 0 | 0 | 0 | 0 | 0 | 0 | 0 | 0 | 0 | 0 | 0 | 0 | 0 | 0 | 0 | 0 | 0 | 0 | 0 | 0 | 0 | 0 | 0 | 0 | 0 | 0 | 0 | 0 | 0 | 0 | 0
F6_Industrial_Food Products_Existing_Process_Natural Gas_Gas Boiler - Burner Control Optimization_A_Achievable Technical Potential | F6 | Industrial | Food Products | Existing | Process | Natural Gas | Gas Boiler - Burner Control Optimization | A | Incremental Winter Peak Savings (MW) | Achievable Technical Potential | 0 | 0 | 0 | 0 | 0 | 0 | 0 | 0 | 0 | 0 | 0 | 0 | 0 | 0 | 0 | 0 | 0 | 0 | 0 | 0 | 0 | 0 | 0 | 0 | 0 | 0 | 0 | 0 | 0 | 0 | 0
F7_Industrial_Food Products_Existing_Process_Natural Gas_Gas Boiler - Burner Control Optimization_A_Achievable Technical Potential | F7 | Industrial | Food Products | Existing | Process | Natural Gas | Gas Boiler - Burner Control Optimization | A | Cumulative Energy Savings (MWh or mTherms) | Achievable Technical Potential | 0 | 0 | 0 | 0 | 0 | 0.096761 | 0.2479 | 0.5471 | 1.0687 | 1.877 | 2.9882 | 4.3925 | 6.0199 | 7.7328 | 9.4476 | 11.0194 | 12.3892 | 13.4999 | 14.3432 | 14.9604 | 15.3766 | 15.6425 | 15.7987 | 15.8803 | 15.9248 | 15.9221 | 15.9196 | 15.9174 | 0 | 0 | 0
F8_Industrial_Food Products_Existing_Process_Natural Gas_Gas Boiler - Burner Control Optimization_A_Achievable Technical Potential | F8 | Industrial | Food Products | Existing | Process | Natural Gas | Gas Boiler - Burner Control Optimization | A | Cumulative Summer Peak Savings (MW) | Achievable Technical Potential | 0 | 0 | 0 | 0 | 0 | 0 | 0 | 0 | 0 | 0 | 0 | 0 | 0 | 0 | 0 | 0 | 0 | 0 | 0 | 0 | 0 | 0 | 0 | 0 | 0 | 0 | 0 | 0 | 0 | 0 | 0
F9_Industrial_Food Products_Existing_Process_Natural Gas_Gas Boiler - Burner Control Optimization_A_Achievable Technical Potential | F9 | Industrial | Food Products | Existing | Process | Natural Gas | Gas Boiler - Burner Control Optimization | A | Cumulative Winter Peak Savings (MW) | Achievable Technical Potential | 0 | 0 | 0 | 0 | 0 | 0 | 0 | 0 | 0 | 0 | 0 | 0 | 0 | 0 | 0 | 0 | 0 | 0 | 0 | 0 | 0 | 0 | 0 | 0 | 0 | 0 | 0 | 0 | 0 | 0 | 0
F10_Industrial_Food Products_Existing_Process_Natural Gas_Gas Boiler - Burner Control Optimization_A_Achievable Technical Potential | F10 | Industrial | Food Products | Existing | Process | Natural Gas | Gas Boiler - Burner Control Optimization | A | Purchases (Incremental) | Achievable Technical Potential | 0 | 0 | 0 | 0 | 0 | 7.0664 | 11.1017 | 22.0724 | 38.6475 | 60.1681 | 83.1656 | 105.5579 | 122.9009 | 130.253 | 130.7503 | 120.8699 | 105.7749 | 86.6703 | 66.8089 | 49.286 | 34.3575 | 22.8159 | 14.4663 | 8.7757 | 5.9231 | 0 | 0 | 0 | 0 | 0 | 0
F11_Industrial_Food Products_Existing_Process_Natural Gas_Gas Boiler - Burner Control Optimization_A_Achievable Technical Potential | F11 | Industrial | Food Products | Existing | Process | Natural Gas | Gas Boiler - Burner Control Optimization | A | Purchases (Cumulative) | Achievable Technical Potential | 0 | 0 | 0 | 0 | 0 | 7.0664 | 18.1681 | 40.2404 | 78.888 | 139.0561 | 222.2217 | 327.7796 | 450.6805 | 580.9335 | 711.6838 | 832.5537 | 938.3286 | 1024.9989 | 1091.8078 | 1141.0938 | 1175.4513 | 1198.2672 | 1212.7335 | 1221.5092 | 1227.4323 | 1227.4323 | 1227.4323 | 1227.4323 | 1227.4323 | 1227.4323 | 1227.4323
F1_Industrial_Food Products_Existing_Space Heating_Natural Gas_HVAC - Demand Controlled Ventilation_A_Achievable Technical Potential | F1 | Industrial | Food Products | Existing | Space Heating | Natural Gas | HVAC - Demand Controlled Ventilation | A | Integrated Unit Energy Savings (kWh or therms) | Achievable Technical Potential | 0 | 0 | 0 | 0 | 0 | 0.045634 | 0.045125 | 0.044484 | 0.04381 | 0.043103 | 0.042367 | 0.041604 | 0.040835 | 0.040039 | 0.03922 | 0.038418 | 0.037643 | 0.036892 | 0.036175 | 0.035521 | 0.034906 | 0.034328 | 0.033802 | 0.033348 | 0.032931 | 0.032604 | 0.032313 | 0.032041 | 0.036718 | 0.036492 | 0.03628
F2_Industrial_Food Products_Existing_Space Heating_Natural Gas_HVAC - Demand Controlled Ventilation_A_Achievable Technical Potential | F2 | Industrial | Food Products | Existing | Space Heating | Natural Gas | HVAC - Demand Controlled Ventilation | A | Integrated Unit Summer Peak Savings (kW) | Achievable Technical Potential | 0 | 0 | 0 | 0 | 0 | 0 | 0 | 0 | 0 | 0 | 0 | 0 | 0 | 0 | 0 | 0 | 0 | 0 | 0 | 0 | 0 | 0 | 0 | 0 | 0 | 0 | 0 | 0 | 0 | 0 | 0
F3_Industrial_Food Products_Existing_Space Heating_Natural Gas_HVAC - Demand Controlled Ventilation_A_Achievable Technical Potential | F3 | Industrial | Food Products | Existing | Space Heating | Natural Gas | HVAC - Demand Controlled Ventilation | A | Integrated Unit Winter Peak Savings (kW) | Achievable Technical Potential | 0 | 0 | 0 | 0 | 0 | 0 | 0 | 0 | 0 | 0 | 0 | 0 | 0 | 0 | 0 | 0 | 0 | 0 | 0 | 0 | 0 | 0 | 0 | 0 | 0 | 0 | 0 | 0 | 0 | 0 | 0
F4_Industrial_Food Products_Existing_Space Heating_Natural Gas_HVAC - Demand Controlled Ventilation_A_Achievable Technical Potential | F4 | Industrial | Food Products | Existing | Space Heating | Natural Gas | HVAC - Demand Controlled Ventilation | A | Incremental Energy Savings (MWh or mTherms) | Achievable Technical Potential | 0 | 0 | 0 | 0 | 0 | 0.085399 | 0.084401 | 0.08271 | 0.081502 | 0.080253 | 0.07788 | 0.07627 | 0.074708 | 0.072088 | 0.070882 | 0.068771 | 0.067392 | 0.065716 | 0.063864 | 0.062784 | 0.061441 | 0.060189 | 0.05905 | 0.058059 | 0.057152 | 0 | 0 | 0 | 0 | 0 | 0
F5_Industrial_Food Products_Existing_Space Heating_Natural Gas_HVAC - Demand Controlled Ventilation_A_Achievable Technical Potential | F5 | Industrial | Food Products | Existing | Space Heating | Natural Gas | HVAC - Demand Controlled Ventilation | A | Incremental Summer Peak Savings (MW) | Achievable Technical Potential | 0 | 0 | 0 | 0 | 0 | 0 | 0 | 0 | 0 | 0 | 0 | 0 | 0 | 0 | 0 | 0 | 0 | 0 | 0 | 0 | 0 | 0 | 0 | 0 | 0 | 0 | 0 | 0 | 0 | 0 | 0
F6_Industrial_Food Products_Existing_Space Heating_Natural Gas_HVAC - Demand Controlled Ventilation_A_Achievable Technical Potential | F6 | Industrial | Food Products | Existing | Space Heating | Natural Gas | HVAC - Demand Controlled Ventilation | A | Incremental Winter Peak Savings (MW) | Achievable Technical Potential | 0 | 0 | 0 | 0 | 0 | 0 | 0 | 0 | 0 | 0 | 0 | 0 | 0 | 0 | 0 | 0 | 0 | 0 | 0 | 0 | 0 | 0 | 0 | 0 | 0 | 0 | 0 | 0 | 0 | 0 | 0
F7_Industrial_Food Products_Existing_Space Heating_Natural Gas_HVAC - Demand Controlled Ventilation_A_Achievable Technical Potential | F7 | Industrial | Food Products | Existing | Space Heating | Natural Gas | HVAC - Demand Controlled Ventilation | A | Cumulative Energy Savings (MWh or mTherms) | Achievable Technical Potential | 0 | 0 | 0 | 0 | 0 | 0.085399 | 0.16885 | 0.24916 | 0.32689 | 0.40186 | 0.47288 | 0.54064 | 0.60535 | 0.66564 | 0.7229 | 0.77689 | 0.82861 | 0.8778 | 0.9246 | 0.97067 | 1.0153 | 1.0587 | 1.1015 | 1.1448 | 1.1876 | 1.1758 | 1.1653 | 1.1555 | 0 | 0 | 0
F8_Industrial_Food Products_Existing_Space Heating_Natural Gas_HVAC - Demand Controlled Ventilation_A_Achievable Technical Potential | F8 | Industrial | Food Products | Existing | Space Heating | Natural Gas | HVAC - Demand Controlled Ventilation | A | Cumulative Summer Peak Savings (MW) | Achievable Technical Potential | 0 | 0 | 0 | 0 | 0 | 0 | 0 | 0 | 0 | 0 | 0 | 0 | 0 | 0 | 0 | 0 | 0 | 0 | 0 | 0 | 0 | 0 | 0 | 0 | 0 | 0 | 0 | 0 | 0 | 0 | 0
F9_Industrial_Food Products_Existing_Space Heating_Natural Gas_HVAC - Demand Controlled Ventilation_A_Achievable Technical Potential | F9 | Industrial | Food Products | Existing | Space Heating | Natural Gas | HVAC - Demand Controlled Ventilation | A | Cumulative Winter Peak Savings (MW) | Achievable Technical Potential | 0 | 0 | 0 | 0 | 0 | 0 | 0 | 0 | 0 | 0 | 0 | 0 | 0 | 0 | 0 | 0 | 0 | 0 | 0 | 0 | 0 | 0 | 0 | 0 | 0 | 0 | 0 | 0 | 0 | 0 | 0
F10_Industrial_Food Products_Existing_Space Heating_Natural Gas_HVAC - Demand Controlled Ventilation_A_Achievable Technical Potential | F10 | Industrial | Food Products | Existing | Space Heating | Natural Gas | HVAC - Demand Controlled Ventilation | A | Purchases (Incremental) | Achievable Technical Potential | 0 | 0 | 0 | 0 | 0 | 1871.3981 | 1870.371 | 1859.3407 | 1860.346 | 1861.8843 | 1838.2402 | 1833.2169 | 1829.4947 | 1800.443 | 1807.3171 | 1790.082 | 1790.3143 | 1781.3036 | 1765.4145 | 1767.5057 | 1760.1966 | 1753.3506 | 1746.962 | 1741.0253 | 1735.5351 | 0 | 0 | 0 | 0 | 0 | 0
F11_Industrial_Food Products_Existing_Space Heating_Natural Gas_HVAC - Demand Controlled Ventilation_A_Achievable Technical Potential | F11 | Industrial | Food Products | Existing | Space Heating | Natural Gas | HVAC - Demand Controlled Ventilation | A | Purchases (Cumulative) | Achievable Technical Potential | 0 | 0 | 0 | 0 | 0 | 1871.3981 | 3741.7691 | 5601.1098 | 7461.4558 | 9323.34 | 11161.5803 | 12994.7972 | 14824.2919 | 16624.7349 | 18432.052 | 20222.134 | 22012.4483 | 23793.7519 | 25559.1663 | 27326.672 | 29086.8686 | 30840.2193 | 32587.1813 | 34328.2066 | 36063.7417 | 36063.7417 | 36063.7417 | 36063.7417 | 36063.7417 | 36063.7417 | 36063.7417
F1_Industrial_Food Products_Existing_Space Heating_Natural Gas_Gas Boiler - Stack Economizer_A_Achievable Technical Potential | F1 | Industrial | Food Products | Existing | Space Heating | Natural Gas | Gas Boiler - Stack Economizer | A | Integrated Unit Energy Savings (kWh or therms) | Achievable Technical Potential | 0 | 0 | 0 | 0 | 0 | 0.93595 | 0.92904 | 0.92192 | 0.9145 | 0.90676 | 0.89886 | 0.89075 | 0.8824 | 0.87369 | 0.86422 | 0.85504 | 0.84581 | 0.83673 | 0.82778 | 0.81919 | 0.81093 | 0.80246 | 0.79474 | 0.78794 | 0.7813 | 0.77527 | 0.7701 | 0.76534 | 0.80876 | 0.80544 | 0.80241
F2_Industrial_Food Products_Existing_Space Heating_Natural Gas_Gas Boiler - Stack Economizer_A_Achievable Technical Potential | F2 | Industrial | Food Products | Existing | Space Heating | Natural Gas | Gas Boiler - Stack Economizer | A | Integrated Unit Summer Peak Savings (kW) | Achievable Technical Potential | 0 | 0 | 0 | 0 | 0 | 0 | 0 | 0 | 0 | 0 | 0 | 0 | 0 | 0 | 0 | 0 | 0 | 0 | 0 | 0 | 0 | 0 | 0 | 0 | 0 | 0 | 0 | 0 | 0 | 0 | 0
F3_Industrial_Food Products_Existing_Space Heating_Natural Gas_Gas Boiler - Stack Economizer_A_Achievable Technical Potential | F3 | Industrial | Food Products | Existing | Space Heating | Natural Gas | Gas Boiler - Stack Economizer | A | Integrated Unit Winter Peak Savings (kW) | Achievable Technical Potential | 0 | 0 | 0 | 0 | 0 | 0 | 0 | 0 | 0 | 0 | 0 | 0 | 0 | 0 | 0 | 0 | 0 | 0 | 0 | 0 | 0 | 0 | 0 | 0 | 0 | 0 | 0 | 0 | 0 | 0 | 0
F4_Industrial_Food Products_Existing_Space Heating_Natural Gas_Gas Boiler - Stack Economizer_A_Achievable Technical Potential | F4 | Industrial | Food Products | Existing | Space Heating | Natural Gas | Gas Boiler - Stack Economizer | A | Incremental Energy Savings (MWh or mTherms) | Achievable Technical Potential | 0 | 0 | 0 | 0 | 0 | 0.02742 | 0.027202 | 0.026835 | 0.026633 | 0.02643 | 0.02328 | 0.018405 | 0.014557 | 0.011347 | 0.0090138 | 0.0070664 | 0.0055928 | 0.0044039 | 0.0034544 | 0.0027381 | 0.0021594 | 1.4518e-05 | 5.1165e-06 | 1.7235e-06 | 5.5551e-07 | 4.6717e-07 | 4.6282e-07 | 4.5884e-07 | 4.8382e-07 | 4.809e-07 | 4.7827e-07
F5_Industrial_Food Products_Existing_Space Heating_Natural Gas_Gas Boiler - Stack Economizer_A_Achievable Technical Potential | F5 | Industrial | Food Products | Existing | Space Heating | Natural Gas | Gas Boiler - Stack Economizer | A | Incremental Summer Peak Savings (MW) | Achievable Technical Potential | 0 | 0 | 0 | 0 | 0 | 0 | 0 | 0 | 0 | 0 | 0 | 0 | 0 | 0 | 0 | 0 | 0 | 0 | 0 | 0 | 0 | 0 | 0 | 0 | 0 | 0 | 0 | 0 | 0 | 0 | 0
F6_Industrial_Food Products_Existing_Space Heating_Natural Gas_Gas Boiler - Stack Economizer_A_Achievable Technical Potential | F6 | Industrial | Food Products | Existing | Space Heating | Natural Gas | Gas Boiler - Stack Economizer | A | Incremental Winter Peak Savings (MW) | Achievable Technical Potential | 0 | 0 | 0 | 0 | 0 | 0 | 0 | 0 | 0 | 0 | 0 | 0 | 0 | 0 | 0 | 0 | 0 | 0 | 0 | 0 | 0 | 0 | 0 | 0 | 0 | 0 | 0 | 0 | 0 | 0 | 0
F7_Industrial_Food Products_Existing_Space Heating_Natural Gas_Gas Boiler - Stack Economizer_A_Achievable Technical Potential | F7 | Industrial | Food Products | Existing | Space Heating | Natural Gas | Gas Boiler - Stack Economizer | A | Cumulative Energy Savings (MWh or mTherms) | Achievable Technical Potential | 0 | 0 | 0 | 0 | 0 | 0.02742 | 0.05442 | 0.080838 | 0.10682 | 0.13235 | 0.15447 | 0.17148 | 0.18443 | 0.19396 | 0.20087 | 0.2058 | 0.20918 | 0.21133 | 0.21253 | 0.21306 | 0.21307 | 0.21086 | 0.20884 | 0.20705 | 0.20531 | 0.20372 | 0.20237 | 0.20112 | 0 | 0 | 0
F8_Industrial_Food Products_Existing_Space Heating_Natural Gas_Gas Boiler - Stack Economizer_A_Achievable Technical Potential | F8 | Industrial | Food Products | Existing | Space Heating | Natural Gas | Gas Boiler - Stack Economizer | A | Cumulative Summer Peak Savings (MW) | Achievable Technical Potential | 0 | 0 | 0 | 0 | 0 | 0 | 0 | 0 | 0 | 0 | 0 | 0 | 0 | 0 | 0 | 0 | 0 | 0 | 0 | 0 | 0 | 0 | 0 | 0 | 0 | 0 | 0 | 0 | 0 | 0 | 0
F9_Industrial_Food Products_Existing_Space Heating_Natural Gas_Gas Boiler - Stack Economizer_A_Achievable Technical Potential | F9 | Industrial | Food Products | Existing | Space Heating | Natural Gas | Gas Boiler - Stack Economizer | A | Cumulative Winter Peak Savings (MW) | Achievable Technical Potential | 0 | 0 | 0 | 0 | 0 | 0 | 0 | 0 | 0 | 0 | 0 | 0 | 0 | 0 | 0 | 0 | 0 | 0 | 0 | 0 | 0 | 0 | 0 | 0 | 0 | 0 | 0 | 0 | 0 | 0 | 0
F10_Industrial_Food Products_Existing_Space Heating_Natural Gas_Gas Boiler - Stack Economizer_A_Achievable Technical Potential | F10 | Industrial | Food Products | Existing | Space Heating | Natural Gas | Gas Boiler - Stack Economizer | A | Purchases (Incremental) | Achievable Technical Potential | 0 | 0 | 0 | 0 | 0 | 29.2963 | 29.2802 | 29.1075 | 29.1232 | 29.1473 | 25.8995 | 20.6629 | 16.4968 | 12.9879 | 10.43 | 8.2644 | 6.6124 | 5.2633 | 4.1731 | 3.3424 | 2.6629 | 0.018092 | 0.0064379 | 0.0021873 | 0.000711 | 0.00060259 | 0.00060098 | 0.00059953 | 0.00059822 | 0.00059706 | 0.00059604
F11_Industrial_Food Products_Existing_Space Heating_Natural Gas_Gas Boiler - Stack Economizer_A_Achievable Technical Potential | F11 | Industrial | Food Products | Existing | Space Heating | Natural Gas | Gas Boiler - Stack Economizer | A | Purchases (Cumulative) | Achievable Technical Potential | 0 | 0 | 0 | 0 | 0 | 29.2963 | 58.5764 | 87.6839 | 116.8072 | 145.9545 | 171.8539 | 192.5169 | 209.0137 | 222.0015 | 232.4315 | 240.6959 | 247.3083 | 252.5715 | 256.7446 | 260.087 | 262.7499 | 262.768 | 262.7744 | 262.7766 | 262.7773 | 262.7779 | 262.7785 | 262.7791 | 262.7797 | 262.7803 | 262.7809
F1_Industrial_Food Products_Existing_Process_Natural Gas_Gas Boiler - Stack Economizer_A_Achievable Technical Potential | F1 | Industrial | Food Products | Existing | Process | Natural Gas | Gas Boiler - Stack Economizer | A | Integrated Unit Energy Savings (kWh or therms) | Achievable Technical Potential | 0 | 0 | 0 | 0 | 0 | 45.4803 | 45.4729 | 45.4676 | 45.4636 | 45.4602 | 45.4567 | 45.454 | 45.4518 | 45.4493 | 45.4479 | 45.4461 | 45.4451 | 45.4441 | 45.4431 | 45.4427 | 45.442 | 45.4415 | 45.441 | 45.4406 | 45.4402 | 45.4401 | 45.4399 | 45.4398 | 45.4909 | 45.4909 | 45.4909
F2_Industrial_Food Products_Existing_Process_Natural Gas_Gas Boiler - Stack Economizer_A_Achievable Technical Potential | F2 | Industrial | Food Products | Existing | Process | Natural Gas | Gas Boiler - Stack Economizer | A | Integrated Unit Summer Peak Savings (kW) | Achievable Technical Potential | 0 | 0 | 0 | 0 | 0 | 0 | 0 | 0 | 0 | 0 | 0 | 0 | 0 | 0 | 0 | 0 | 0 | 0 | 0 | 0 | 0 | 0 | 0 | 0 | 0 | 0 | 0 | 0 | 0 | 0 | 0
F3_Industrial_Food Products_Existing_Process_Natural Gas_Gas Boiler - Stack Economizer_A_Achievable Technical Potential | F3 | Industrial | Food Products | Existing | Process | Natural Gas | Gas Boiler - Stack Economizer | A | Integrated Unit Winter Peak Savings (kW) | Achievable Technical Potential | 0 | 0 | 0 | 0 | 0 | 0 | 0 | 0 | 0 | 0 | 0 | 0 | 0 | 0 | 0 | 0 | 0 | 0 | 0 | 0 | 0 | 0 | 0 | 0 | 0 | 0 | 0 | 0 | 0 | 0 | 0
F4_Industrial_Food Products_Existing_Process_Natural Gas_Gas Boiler - Stack Economizer_A_Achievable Technical Potential | F4 | Industrial | Food Products | Existing | Process | Natural Gas | Gas Boiler - Stack Economizer | A | Incremental Energy Savings (MWh or mTherms) | Achievable Technical Potential | 0 | 0 | 0 | 0 | 0 | 3.177 | 3.1748 | 3.1557 | 3.1571 | 3.1595 | 2.8072 | 2.2395 | 1.7879 | 1.4075 | 1.1303 | 0.89556 | 0.71653 | 0.57032 | 0.45218 | 0.36217 | 0.28853 | 0.0019603 | 0.00069756 | 0.00023699 | 7.7037e-05 | 6.529e-05 | 6.5116e-05 | 6.4958e-05 | 6.4889e-05 | 6.4763e-05 | 6.4653e-05
F5_Industrial_Food Products_Existing_Process_Natural Gas_Gas Boiler - Stack Economizer_A_Achievable Technical Potential | F5 | Industrial | Food Products | Existing | Process | Natural Gas | Gas Boiler - Stack Economizer | A | Incremental Summer Peak Savings (MW) | Achievable Technical Potential | 0 | 0 | 0 | 0 | 0 | 0 | 0 | 0 | 0 | 0 | 0 | 0 | 0 | 0 | 0 | 0 | 0 | 0 | 0 | 0 | 0 | 0 | 0 | 0 | 0 | 0 | 0 | 0 | 0 | 0 | 0
F6_Industrial_Food Products_Existing_Process_Natural Gas_Gas Boiler - Stack Economizer_A_Achievable Technical Potential | F6 | Industrial | Food Products | Existing | Process | Natural Gas | Gas Boiler - Stack Economizer | A | Incremental Winter Peak Savings (MW) | Achievable Technical Potential | 0 | 0 | 0 | 0 | 0 | 0 | 0 | 0 | 0 | 0 | 0 | 0 | 0 | 0 | 0 | 0 | 0 | 0 | 0 | 0 | 0 | 0 | 0 | 0 | 0 | 0 | 0 | 0 | 0 | 0 | 0
F7_Industrial_Food Products_Existing_Process_Natural Gas_Gas Boiler - Stack Economizer_A_Achievable Technical Potential | F7 | Industrial | Food Products | Existing | Process | Natural Gas | Gas Boiler - Stack Economizer | A | Cumulative Energy Savings (MWh or mTherms) | Achievable Technical Potential | 0 | 0 | 0 | 0 | 0 | 3.177 | 6.3513 | 9.5063 | 12.6626 | 15.8211 | 18.6271 | 20.8655 | 22.6523 | 24.0586 | 25.1881 | 26.0827 | 26.7987 | 27.3684 | 27.82 | 28.1819 | 28.47 | 28.4716 | 28.472 | 28.472 | 28.4719 | 28.4718 | 28.4718 | 28.4718 | 0 | 0 | 0
F8_Industrial_Food Products_Existing_Process_Natural Gas_Gas Boiler - Stack Economizer_A_Achievable Technical Potential | F8 | Industrial | Food Products | Existing | Process | Natural Gas | Gas Boiler - Stack Economizer | A | Cumulative Summer Peak Savings (MW) | Achievable Technical Potential | 0 | 0 | 0 | 0 | 0 | 0 | 0 | 0 | 0 | 0 | 0 | 0 | 0 | 0 | 0 | 0 | 0 | 0 | 0 | 0 | 0 | 0 | 0 | 0 | 0 | 0 | 0 | 0 | 0 | 0 | 0
F9_Industrial_Food Products_Existing_Process_Natural Gas_Gas Boiler - Stack Economizer_A_Achievable Technical Potential | F9 | Industrial | Food Products | Existing | Process | Natural Gas | Gas Boiler - Stack Economizer | A | Cumulative Winter Peak Savings (MW) | Achievable Technical Potential | 0 | 0 | 0 | 0 | 0 | 0 | 0 | 0 | 0 | 0 | 0 | 0 | 0 | 0 | 0 | 0 | 0 | 0 | 0 | 0 | 0 | 0 | 0 | 0 | 0 | 0 | 0 | 0 | 0 | 0 | 0
F10_Industrial_Food Products_Existing_Process_Natural Gas_Gas Boiler - Stack Economizer_A_Achievable Technical Potential | F10 | Industrial | Food Products | Existing | Process | Natural Gas | Gas Boiler - Stack Economizer | A | Purchases (Incremental) | Achievable Technical Potential | 0 | 0 | 0 | 0 | 0 | 69.8554 | 69.817 | 69.4053 | 69.4428 | 69.5002 | 61.7559 | 49.2697 | 39.3357 | 30.9689 | 24.8697 | 19.706 | 15.7669 | 12.55 | 9.9504 | 7.9698 | 6.3495 | 0.04314 | 0.015351 | 0.0052155 | 0.0016953 | 0.0014368 | 0.001433 | 0.0014295 | 0.0014264 | 0.0014237 | 0.0014212
F11_Industrial_Food Products_Existing_Process_Natural Gas_Gas Boiler - Stack Economizer_A_Achievable Technical Potential | F11 | Industrial | Food Products | Existing | Process | Natural Gas | Gas Boiler - Stack Economizer | A | Purchases (Cumulative) | Achievable Technical Potential | 0 | 0 | 0 | 0 | 0 | 69.8554 | 139.6724 | 209.0776 | 278.5204 | 348.0207 | 409.7765 | 459.0462 | 498.3819 | 529.3508 | 554.2205 | 573.9265 | 589.6934 | 602.2434 | 612.1938 | 620.1636 | 626.5131 | 626.5562 | 626.5716 | 626.5768 | 626.5785 | 626.5799 | 626.5813 | 626.5828 | 626.5842 | 626.5856 | 626.587
F1_Industrial_Food Products_Existing_Space Heating_Natural Gas_Gas Furnace Tube Inserts_A_Achievable Technical Potential | F1 | Industrial | Food Products | Existing | Space Heating | Natural Gas | Gas Furnace Tube Inserts | A | Integrated Unit Energy Savings (kWh or therms) | Achievable Technical Potential | 0 | 0 | 0 | 0 | 0 | 0.086153 | 0.085315 | 0.084246 | 0.083137 | 0.081995 | 0.080846 | 0.079685 | 0.078557 | 0.077446 | 0.076294 | 0.075233 | 0.074207 | 0.07323 | 0.072298 | 0.071394 | 0.070523 | 0.069657 | 0.068822 | 0.068079 | 0.067375 | 0.066721 | 0.066142 | 0.065598 | 0.069231 | 0.068805 | 0.068405
F2_Industrial_Food Products_Existing_Space Heating_Natural Gas_Gas Furnace Tube Inserts_A_Achievable Technical Potential | F2 | Industrial | Food Products | Existing | Space Heating | Natural Gas | Gas Furnace Tube Inserts | A | Integrated Unit Summer Peak Savings (kW) | Achievable Technical Potential | 0 | 0 | 0 | 0 | 0 | 0 | 0 | 0 | 0 | 0 | 0 | 0 | 0 | 0 | 0 | 0 | 0 | 0 | 0 | 0 | 0 | 0 | 0 | 0 | 0 | 0 | 0 | 0 | 0 | 0 | 0
F3_Industrial_Food Products_Existing_Space Heating_Natural Gas_Gas Furnace Tube Inserts_A_Achievable Technical Potential | F3 | Industrial | Food Products | Existing | Space Heating | Natural Gas | Gas Furnace Tube Inserts | A | Integrated Unit Winter Peak Savings (kW) | Achievable Technical Potential | 0 | 0 | 0 | 0 | 0 | 0 | 0 | 0 | 0 | 0 | 0 | 0 | 0 | 0 | 0 | 0 | 0 | 0 | 0 | 0 | 0 | 0 | 0 | 0 | 0 | 0 | 0 | 0 | 0 | 0 | 0
F4_Industrial_Food Products_Existing_Space Heating_Natural Gas_Gas Furnace Tube Inserts_A_Achievable Technical Potential | F4 | Industrial | Food Products | Existing | Space Heating | Natural Gas | Gas Furnace Tube Inserts | A | Incremental Energy Savings (MWh or mTherms) | Achievable Technical Potential | 0 | 0 | 0 | 0 | 0 | 0 | 0 | 0 | 0 | 0 | 0 | 0 | 0 | 0 | 0 | 0 | 0 | 0 | 0 | 0 | 0 | 0 | 0 | 0 | 0 | 0 | 0 | 0 | 0 | 0 | 0
F5_Industrial_Food Products_Existing_Space Heating_Natural Gas_Gas Furnace Tube Inserts_A_Achievable Technical Potential | F5 | Industrial | Food Products | Existing | Space Heating | Natural Gas | Gas Furnace Tube Inserts | A | Incremental Summer Peak Savings (MW) | Achievable Technical Potential | 0 | 0 | 0 | 0 | 0 | 0 | 0 | 0 | 0 | 0 | 0 | 0 | 0 | 0 | 0 | 0 | 0 | 0 | 0 | 0 | 0 | 0 | 0 | 0 | 0 | 0 | 0 | 0 | 0 | 0 | 0
F6_Industrial_Food Products_Existing_Space Heating_Natural Gas_Gas Furnace Tube Inserts_A_Achievable Technical Potential | F6 | Industrial | Food Products | Existing | Space Heating | Natural Gas | Gas Furnace Tube Inserts | A | Incremental Winter Peak Savings (MW) | Achievable Technical Potential | 0 | 0 | 0 | 0 | 0 | 0 | 0 | 0 | 0 | 0 | 0 | 0 | 0 | 0 | 0 | 0 | 0 | 0 | 0 | 0 | 0 | 0 | 0 | 0 | 0 | 0 | 0 | 0 | 0 | 0 | 0
F7_Industrial_Food Products_Existing_Space Heating_Natural Gas_Gas Furnace Tube Inserts_A_Achievable Technical Potential | F7 | Industrial | Food Products | Existing | Space Heating | Natural Gas | Gas Furnace Tube Inserts | A | Cumulative Energy Savings (MWh or mTherms) | Achievable Technical Potential | 0 | 0 | 0 | 0 | 0 | 0 | 0 | 0 | 0 | 0 | 0 | 0 | 0 | 0 | 0 | 0 | 0 | 0 | 0 | 0 | 0 | 0 | 0 | 0 | 0 | 0 | 0 | 0 | 0 | 0 | 0
F8_Industrial_Food Products_Existing_Space Heating_Natural Gas_Gas Furnace Tube Inserts_A_Achievable Technical Potential | F8 | Industrial | Food Products | Existing | Space Heating | Natural Gas | Gas Furnace Tube Inserts | A | Cumulative Summer Peak Savings (MW) | Achievable Technical Potential | 0 | 0 | 0 | 0 | 0 | 0 | 0 | 0 | 0 | 0 | 0 | 0 | 0 | 0 | 0 | 0 | 0 | 0 | 0 | 0 | 0 | 0 | 0 | 0 | 0 | 0 | 0 | 0 | 0 | 0 | 0
F9_Industrial_Food Products_Existing_Space Heating_Natural Gas_Gas Furnace Tube Inserts_A_Achievable Technical Potential | F9 | Industrial | Food Products | Existing | Space Heating | Natural Gas | Gas Furnace Tube Inserts | A | Cumulative Winter Peak Savings (MW) | Achievable Technical Potential | 0 | 0 | 0 | 0 | 0 | 0 | 0 | 0 | 0 | 0 | 0 | 0 | 0 | 0 | 0 | 0 | 0 | 0 | 0 | 0 | 0 | 0 | 0 | 0 | 0 | 0 | 0 | 0 | 0 | 0 | 0
F10_Industrial_Food Products_Existing_Space Heating_Natural Gas_Gas Furnace Tube Inserts_A_Achievable Technical Potential | F10 | Industrial | Food Products | Existing | Space Heating | Natural Gas | Gas Furnace Tube Inserts | A | Purchases (Incremental) | Achievable Technical Potential | 0 | 0 | 0 | 0 | 0 | 0 | 0 | 0 | 0 | 0 | 0 | 0 | 0 | 0 | 0 | 0 | 0 | 0 | 0 | 0 | 0 | 0 | 0 | 0 | 0 | 0 | 0 | 0 | 0 | 0 | 0
F11_Industrial_Food Products_Existing_Space Heating_Natural Gas_Gas Furnace Tube Inserts_A_Achievable Technical Potential | F11 | Industrial | Food Products | Existing | Space Heating | Natural Gas | Gas Furnace Tube Inserts | A | Purchases (Cumulative) | Achievable Technical Potential | 0 | 0 | 0 | 0 | 0 | 0 | 0 | 0 | 0 | 0 | 0 | 0 | 0 | 0 | 0 | 0 | 0 | 0 | 0 | 0 | 0 | 0 | 0 | 0 | 0 | 0 | 0 | 0 | 0 | 0 | 0
F1_Industrial_Food Products_Existing_Space Heating_Natural Gas_Space Heating - Heat Recovery Ventilator_A_Achievable Technical Potential | F1 | Industrial | Food Products | Existing | Space Heating | Natural Gas | Space Heating - Heat Recovery Ventilator | A | Integrated Unit Energy Savings (kWh or therms) | Achievable Technical Potential | 0 | 0 | 0 | 0 | 0 | 0.013137 | 0.012937 | 0.01266 | 0.012314 | 0.011903 | 0.011431 | 0.010943 | 0.010456 | 0.009965 | 0.0095458 | 0.0091479 | 0.0088256 | 0.0085414 | 0.0082911 | 0.0081109 | 0.0079455 | 0.007801 | 0.0076817 | 0.0075918 | 0.0075104 | 0.0074516 | 0.0074007 | 0.0073534 | 0 | 0 | 0
F2_Industrial_Food Products_Existing_Space Heating_Natural Gas_Space Heating - Heat Recovery Ventilator_A_Achievable Technical Potential | F2 | Industrial | Food Products | Existing | Space Heating | Natural Gas | Space Heating - Heat Recovery Ventilator | A | Integrated Unit Summer Peak Savings (kW) | Achievable Technical Potential | 0 | 0 | 0 | 0 | 0 | 0 | 0 | 0 | 0 | 0 | 0 | 0 | 0 | 0 | 0 | 0 | 0 | 0 | 0 | 0 | 0 | 0 | 0 | 0 | 0 | 0 | 0 | 0 | 0 | 0 | 0
F3_Industrial_Food Products_Existing_Space Heating_Natural Gas_Space Heating - Heat Recovery Ventilator_A_Achievable Technical Potential | F3 | Industrial | Food Products | Existing | Space Heating | Natural Gas | Space Heating - Heat Recovery Ventilator | A | Integrated Unit Winter Peak Savings (kW) | Achievable Technical Potential | 0 | 0 | 0 | 0 | 0 | 0 | 0 | 0 | 0 | 0 | 0 | 0 | 0 | 0 | 0 | 0 | 0 | 0 | 0 | 0 | 0 | 0 | 0 | 0 | 0 | 0 | 0 | 0 | 0 | 0 | 0
F4_Industrial_Food Products_Existing_Space Heating_Natural Gas_Space Heating - Heat Recovery Ventilator_A_Achievable Technical Potential | F4 | Industrial | Food Products | Existing | Space Heating | Natural Gas | Space Heating - Heat Recovery Ventilator | A | Incremental Energy Savings (MWh or mTherms) | Achievable Technical Potential | 0 | 0 | 0 | 0 | 0 | 0.060178 | 0.059228 | 0.057619 | 0.056074 | 0.054245 | 0.051434 | 0.049102 | 0.046825 | 0.043916 | 0.042229 | 0.040083 | 0.038676 | 0.037242 | 0.035828 | 0.035091 | 0.034233 | 0.03348 | 0.032848 | 0.032353 | 0.031905 | 0 | 0 | 0 | 0 | 0 | 0
F5_Industrial_Food Products_Existing_Space Heating_Natural Gas_Space Heating - Heat Recovery Ventilator_A_Achievable Technical Potential | F5 | Industrial | Food Products | Existing | Space Heating | Natural Gas | Space Heating - Heat Recovery Ventilator | A | Incremental Summer Peak Savings (MW) | Achievable Technical Potential | 0 | 0 | 0 | 0 | 0 | 0 | 0 | 0 | 0 | 0 | 0 | 0 | 0 | 0 | 0 | 0 | 0 | 0 | 0 | 0 | 0 | 0 | 0 | 0 | 0 | 0 | 0 | 0 | 0 | 0 | 0
F6_Industrial_Food Products_Existing_Space Heating_Natural Gas_Space Heating - Heat Recovery Ventilator_A_Achievable Technical Potential | F6 | Industrial | Food Products | Existing | Space Heating | Natural Gas | Space Heating - Heat Recovery Ventilator | A | Incremental Winter Peak Savings (MW) | Achievable Technical Potential | 0 | 0 | 0 | 0 | 0 | 0 | 0 | 0 | 0 | 0 | 0 | 0 | 0 | 0 | 0 | 0 | 0 | 0 | 0 | 0 | 0 | 0 | 0 | 0 | 0 | 0 | 0 | 0 | 0 | 0 | 0
F7_Industrial_Food Products_Existing_Space Heating_Natural Gas_Space Heating - Heat Recovery Ventilator_A_Achievable Technical Potential | F7 | Industrial | Food Products | Existing | Space Heating | Natural Gas | Space Heating - Heat Recovery Ventilator | A | Cumulative Energy Savings (MWh or mTherms) | Achievable Technical Potential | 0 | 0 | 0 | 0 | 0 | 0.060178 | 0.11849 | 0.17357 | 0.2249 | 0.27163 | 0.3123 | 0.34806 | 0.37942 | 0.40551 | 0.43067 | 0.45281 | 0.47553 | 0.49746 | 0.51871 | 0.54253 | 0.5657 | 0.58888 | 0.61273 | 0.63791 | 0.66298 | 0.65778 | 0.65329 | 0.64912 | 0 | 0 | 0
F8_Industrial_Food Products_Existing_Space Heating_Natural Gas_Space Heating - Heat Recovery Ventilator_A_Achievable Technical Potential | F8 | Industrial | Food Products | Existing | Space Heating | Natural Gas | Space Heating - Heat Recovery Ventilator | A | Cumulative Summer Peak Savings (MW) | Achievable Technical Potential | 0 | 0 | 0 | 0 | 0 | 0 | 0 | 0 | 0 | 0 | 0 | 0 | 0 | 0 | 0 | 0 | 0 | 0 | 0 | 0 | 0 | 0 | 0 | 0 | 0 | 0 | 0 | 0 | 0 | 0 | 0
F9_Industrial_Food Products_Existing_Space Heating_Natural Gas_Space Heating - Heat Recovery Ventilator_A_Achievable Technical Potential | F9 | Industrial | Food Products | Existing | Space Heating | Natural Gas | Space Heating - Heat Recovery Ventilator | A | Cumulative Winter Peak Savings (MW) | Achievable Technical Potential | 0 | 0 | 0 | 0 | 0 | 0 | 0 | 0 | 0 | 0 | 0 | 0 | 0 | 0 | 0 | 0 | 0 | 0 | 0 | 0 | 0 | 0 | 0 | 0 | 0 | 0 | 0 | 0 | 0 | 0 | 0
F10_Industrial_Food Products_Existing_Space Heating_Natural Gas_Space Heating - Heat Recovery Ventilator_A_Achievable Technical Potential | F10 | Industrial | Food Products | Existing | Space Heating | Natural Gas | Space Heating - Heat Recovery Ventilator | A | Purchases (Incremental) | Achievable Technical Potential | 0 | 0 | 0 | 0 | 0 | 4580.6708 | 4578.1567 | 4551.1577 | 4553.6182 | 4557.3835 | 4499.5094 | 4487.2138 | 4478.1028 | 4406.9921 | 4423.8181 | 4381.6312 | 4382.1999 | 4360.1441 | 4321.2518 | 4326.3706 | 4308.48 | 4291.7229 | 4276.0854 | 4261.5539 | 4248.1153 | 0 | 0 | 0 | 0 | 0 | 0
F11_Industrial_Food Products_Existing_Space Heating_Natural Gas_Space Heating - Heat Recovery Ventilator_A_Achievable Technical Potential | F11 | Industrial | Food Products | Existing | Space Heating | Natural Gas | Space Heating - Heat Recovery Ventilator | A | Purchases (Cumulative) | Achievable Technical Potential | 0 | 0 | 0 | 0 | 0 | 4580.6708 | 9158.8275 | 13709.9852 | 18263.6034 | 22820.9869 | 27320.4964 | 31807.7101 | 36285.8129 | 40692.805 | 45116.6231 | 49498.2543 | 53880.4542 | 58240.5982 | 62561.8501 | 66888.2207 | 71196.7007 | 75488.4236 | 79764.509 | 84026.0628 | 88274.1781 | 88274.1781 | 88274.1781 | 88274.1781 | 88274.1781 | 88274.1781 | 88274.1781
F1_Industrial_Food Products_Existing_Space Heating_Natural Gas_Thermostat - Programmable_A_Achievable Technical Potential | F1 | Industrial | Food Products | Existing | Space Heating | Natural Gas | Thermostat - Programmable | A | Integrated Unit Energy Savings (kWh or therms) | Achievable Technical Potential | 0 | 0 | 0 | 0 | 0 | 0.006525 | 0.0064238 | 0.0062842 | 0.0061097 | 0.0059022 | 0.005664 | 0.0054169 | 0.0051702 | 0.00492 | 0.0047055 | 0.004501 | 0.0043342 | 0.0041864 | 0.0040558 | 0.0039614 | 0.003875 | 0.0038001 | 0.0037387 | 0.0036925 | 0.003651 | 0.0036222 | 0.0035972 | 0.0035741 | 0 | 0 | 0
F2_Industrial_Food Products_Existing_Space Heating_Natural Gas_Thermostat - Programmable_A_Achievable Technical Potential | F2 | Industrial | Food Products | Existing | Space Heating | Natural Gas | Thermostat - Programmable | A | Integrated Unit Summer Peak Savings (kW) | Achievable Technical Potential | 0 | 0 | 0 | 0 | 0 | 0 | 0 | 0 | 0 | 0 | 0 | 0 | 0 | 0 | 0 | 0 | 0 | 0 | 0 | 0 | 0 | 0 | 0 | 0 | 0 | 0 | 0 | 0 | 0 | 0 | 0
F3_Industrial_Food Products_Existing_Space Heating_Natural Gas_Thermostat - Programmable_A_Achievable Technical Potential | F3 | Industrial | Food Products | Existing | Space Heating | Natural Gas | Thermostat - Programmable | A | Integrated Unit Winter Peak Savings (kW) | Achievable Technical Potential | 0 | 0 | 0 | 0 | 0 | 0 | 0 | 0 | 0 | 0 | 0 | 0 | 0 | 0 | 0 | 0 | 0 | 0 | 0 | 0 | 0 | 0 | 0 | 0 | 0 | 0 | 0 | 0 | 0 | 0 | 0
F4_Industrial_Food Products_Existing_Space Heating_Natural Gas_Thermostat - Programmable_A_Achievable Technical Potential | F4 | Industrial | Food Products | Existing | Space Heating | Natural Gas | Thermostat - Programmable | A | Incremental Energy Savings (MWh or mTherms) | Achievable Technical Potential | 0 | 0 | 0 | 0 | 0 | 0.089666 | 0.088228 | 0.085801 | 0.083464 | 0.080695 | 0.076455 | 0.07292 | 0.069458 | 0.065047 | 0.062448 | 0.059165 | 0.056979 | 0.05476 | 0.052579 | 0.051415 | 0.050086 | 0.048926 | 0.047961 | 0.047207 | 0.04653 | 0 | 0 | 0 | 0 | 0 | 0
F5_Industrial_Food Products_Existing_Space Heating_Natural Gas_Thermostat - Programmable_A_Achievable Technical Potential | F5 | Industrial | Food Products | Existing | Space Heating | Natural Gas | Thermostat - Programmable | A | Incremental Summer Peak Savings (MW) | Achievable Technical Potential | 0 | 0 | 0 | 0 | 0 | 0 | 0 | 0 | 0 | 0 | 0 | 0 | 0 | 0 | 0 | 0 | 0 | 0 | 0 | 0 | 0 | 0 | 0 | 0 | 0 | 0 | 0 | 0 | 0 | 0 | 0
F6_Industrial_Food Products_Existing_Space Heating_Natural Gas_Thermostat - Programmable_A_Achievable Technical Potential | F6 | Industrial | Food Products | Existing | Space Heating | Natural Gas | Thermostat - Programmable | A | Incremental Winter Peak Savings (MW) | Achievable Technical Potential | 0 | 0 | 0 | 0 | 0 | 0 | 0 | 0 | 0 | 0 | 0 | 0 | 0 | 0 | 0 | 0 | 0 | 0 | 0 | 0 | 0 | 0 | 0 | 0 | 0 | 0 | 0 | 0 | 0 | 0 | 0
F7_Industrial_Food Products_Existing_Space Heating_Natural Gas_Thermostat - Programmable_A_Achievable Technical Potential | F7 | Industrial | Food Products | Existing | Space Heating | Natural Gas | Thermostat - Programmable | A | Cumulative Energy Savings (MWh or mTherms) | Achievable Technical Potential | 0 | 0 | 0 | 0 | 0 | 0.089666 | 0.1765 | 0.25847 | 0.33476 | 0.40408 | 0.46423 | 0.51689 | 0.56281 | 0.60062 | 0.63689 | 0.66837 | 0.70058 | 0.73145 | 0.76122 | 0.7949 | 0.82766 | 0.86058 | 0.89464 | 0.9308 | 0.96687 | 0.95924 | 0.95263 | 0.94649 | 0 | 0 | 0
F8_Industrial_Food Products_Existing_Space Heating_Natural Gas_Thermostat - Programmable_A_Achievable Technical Potential | F8 | Industrial | Food Products | Existing | Space Heating | Natural Gas | Thermostat - Programmable | A | Cumulative Summer Peak Savings (MW) | Achievable Technical Potential | 0 | 0 | 0 | 0 | 0 | 0 | 0 | 0 | 0 | 0 | 0 | 0 | 0 | 0 | 0 | 0 | 0 | 0 | 0 | 0 | 0 | 0 | 0 | 0 | 0 | 0 | 0 | 0 | 0 | 0 | 0
F9_Industrial_Food Products_Existing_Space Heating_Natural Gas_Thermostat - Programmable_A_Achievable Technical Potential | F9 | Industrial | Food Products | Existing | Space Heating | Natural Gas | Thermostat - Programmable | A | Cumulative Winter Peak Savings (MW) | Achievable Technical Potential | 0 | 0 | 0 | 0 | 0 | 0 | 0 | 0 | 0 | 0 | 0 | 0 | 0 | 0 | 0 | 0 | 0 | 0 | 0 | 0 | 0 | 0 | 0 | 0 | 0 | 0 | 0 | 0 | 0 | 0 | 0
F10_Industrial_Food Products_Existing_Space Heating_Natural Gas_Thermostat - Programmable_A_Achievable Technical Potential | F10 | Industrial | Food Products | Existing | Space Heating | Natural Gas | Thermostat - Programmable | A | Purchases (Incremental) | Achievable Technical Potential | 0 | 0 | 0 | 0 | 0 | 13742.0123 | 13734.4702 | 13653.473 | 13660.8547 | 13672.1506 | 13498.5283 | 13461.6413 | 13434.3084 | 13220.9762 | 13271.4543 | 13144.8937 | 13146.5996 | 13080.4322 | 12963.7555 | 12979.1118 | 12925.44 | 12875.1687 | 12828.2561 | 12784.6616 | 12744.3458 | 0 | 0 | 0 | 0 | 0 | 0
F11_Industrial_Food Products_Existing_Space Heating_Natural Gas_Thermostat - Programmable_A_Achievable Technical Potential | F11 | Industrial | Food Products | Existing | Space Heating | Natural Gas | Thermostat - Programmable | A | Purchases (Cumulative) | Achievable Technical Potential | 0 | 0 | 0 | 0 | 0 | 13742.0123 | 27476.4824 | 41129.9555 | 54790.8102 | 68462.9607 | 81961.4891 | 95423.1304 | 108857.4387 | 122078.4149 | 135349.8692 | 148494.7629 | 161641.3625 | 174721.7947 | 187685.5502 | 200664.662 | 213590.102 | 226465.2707 | 239293.5269 | 252078.1885 | 264822.5343 | 264822.5343 | 264822.5343 | 264822.5343 | 264822.5343 | 264822.5343 | 264822.5343
F1_Industrial_Food Products_Existing_Space Heating_Natural Gas_ENERGY STAR Connected Thermostat_A_Achievable Technical Potential | F1 | Industrial | Food Products | Existing | Space Heating | Natural Gas | ENERGY STAR Connected Thermostat | A | Integrated Unit Energy Savings (kWh or therms) | Achievable Technical Potential | 0 | 0 | 0 | 0 | 0 | 0.015356 | 0.015113 | 0.014781 | 0.014366 | 0.013874 | 0.01331 | 0.012726 | 0.012143 | 0.011551 | 0.011045 | 0.010561 | 0.010167 | 0.0098174 | 0.0095084 | 0.0092844 | 0.0090793 | 0.0089012 | 0.0087548 | 0.0086442 | 0.0085446 | 0.008477 | 0.0084185 | 0.0083642 | 0 | 0 | 0
F2_Industrial_Food Products_Existing_Space Heating_Natural Gas_ENERGY STAR Connected Thermostat_A_Achievable Technical Potential | F2 | Industrial | Food Products | Existing | Space Heating | Natural Gas | ENERGY STAR Connected Thermostat | A | Integrated Unit Summer Peak Savings (kW) | Achievable Technical Potential | 0 | 0 | 0 | 0 | 0 | 0 | 0 | 0 | 0 | 0 | 0 | 0 | 0 | 0 | 0 | 0 | 0 | 0 | 0 | 0 | 0 | 0 | 0 | 0 | 0 | 0 | 0 | 0 | 0 | 0 | 0
F3_Industrial_Food Products_Existing_Space Heating_Natural Gas_ENERGY STAR Connected Thermostat_A_Achievable Technical Potential | F3 | Industrial | Food Products | Existing | Space Heating | Natural Gas | ENERGY STAR Connected Thermostat | A | Integrated Unit Winter Peak Savings (kW) | Achievable Technical Potential | 0 | 0 | 0 | 0 | 0 | 0 | 0 | 0 | 0 | 0 | 0 | 0 | 0 | 0 | 0 | 0 | 0 | 0 | 0 | 0 | 0 | 0 | 0 | 0 | 0 | 0 | 0 | 0 | 0 | 0 | 0
F4_Industrial_Food Products_Existing_Space Heating_Natural Gas_ENERGY STAR Connected Thermostat_A_Achievable Technical Potential | F4 | Industrial | Food Products | Existing | Space Heating | Natural Gas | ENERGY STAR Connected Thermostat | A | Incremental Energy Savings (MWh or mTherms) | Achievable Technical Potential | 0 | 0 | 0 | 0 | 0 | 0.21102 | 0.20757 | 0.20181 | 0.19625 | 0.18969 | 0.17967 | 0.17131 | 0.16313 | 0.15272 | 0.14658 | 0.13883 | 0.13366 | 0.12842 | 0.12326 | 0.1205 | 0.11735 | 0.1146 | 0.11231 | 0.11051 | 0.1089 | 0 | 0 | 0 | 0 | 0 | 0
F5_Industrial_Food Products_Existing_Space Heating_Natural Gas_ENERGY STAR Connected Thermostat_A_Achievable Technical Potential | F5 | Industrial | Food Products | Existing | Space Heating | Natural Gas | ENERGY STAR Connected Thermostat | A | Incremental Summer Peak Savings (MW) | Achievable Technical Potential | 0 | 0 | 0 | 0 | 0 | 0 | 0 | 0 | 0 | 0 | 0 | 0 | 0 | 0 | 0 | 0 | 0 | 0 | 0 | 0 | 0 | 0 | 0 | 0 | 0 | 0 | 0 | 0 | 0 | 0 | 0
F6_Industrial_Food Products_Existing_Space Heating_Natural Gas_ENERGY STAR Connected Thermostat_A_Achievable Technical Potential | F6 | Industrial | Food Products | Existing | Space Heating | Natural Gas | ENERGY STAR Connected Thermostat | A | Incremental Winter Peak Savings (MW) | Achievable Technical Potential | 0 | 0 | 0 | 0 | 0 | 0 | 0 | 0 | 0 | 0 | 0 | 0 | 0 | 0 | 0 | 0 | 0 | 0 | 0 | 0 | 0 | 0 | 0 | 0 | 0 | 0 | 0 | 0 | 0 | 0 | 0
F7_Industrial_Food Products_Existing_Space Heating_Natural Gas_ENERGY STAR Connected Thermostat_A_Achievable Technical Potential | F7 | Industrial | Food Products | Existing | Space Heating | Natural Gas | ENERGY STAR Connected Thermostat | A | Cumulative Energy Savings (MWh or mTherms) | Achievable Technical Potential | 0 | 0 | 0 | 0 | 0 | 0.21102 | 0.41526 | 0.60793 | 0.78714 | 0.94987 | 1.0909 | 1.2143 | 1.3218 | 1.4102 | 1.4949 | 1.5683 | 1.6434 | 1.7153 | 1.7846 | 1.863 | 1.9393 | 2.0158 | 2.095 | 2.179 | 2.2628 | 2.2449 | 2.2294 | 2.215 | 0 | 0 | 0
F8_Industrial_Food Products_Existing_Space Heating_Natural Gas_ENERGY STAR Connected Thermostat_A_Achievable Technical Potential | F8 | Industrial | Food Products | Existing | Space Heating | Natural Gas | ENERGY STAR Connected Thermostat | A | Cumulative Summer Peak Savings (MW) | Achievable Technical Potential | 0 | 0 | 0 | 0 | 0 | 0 | 0 | 0 | 0 | 0 | 0 | 0 | 0 | 0 | 0 | 0 | 0 | 0 | 0 | 0 | 0 | 0 | 0 | 0 | 0 | 0 | 0 | 0 | 0 | 0 | 0
F9_Industrial_Food Products_Existing_Space Heating_Natural Gas_ENERGY STAR Connected Thermostat_A_Achievable Technical Potential | F9 | Industrial | Food Products | Existing | Space Heating | Natural Gas | ENERGY STAR Connected Thermostat | A | Cumulative Winter Peak Savings (MW) | Achievable Technical Potential | 0 | 0 | 0 | 0 | 0 | 0 | 0 | 0 | 0 | 0 | 0 | 0 | 0 | 0 | 0 | 0 | 0 | 0 | 0 | 0 | 0 | 0 | 0 | 0 | 0 | 0 | 0 | 0 | 0 | 0 | 0
F10_Industrial_Food Products_Existing_Space Heating_Natural Gas_ENERGY STAR Connected Thermostat_A_Achievable Technical Potential | F10 | Industrial | Food Products | Existing | Space Heating | Natural Gas | ENERGY STAR Connected Thermostat | A | Purchases (Incremental) | Achievable Technical Potential | 0 | 0 | 0 | 0 | 0 | 13742.0123 | 13734.4702 | 13653.473 | 13660.8547 | 13672.1506 | 13498.5283 | 13461.6413 | 13434.3084 | 13220.9762 | 13271.4543 | 13144.8937 | 13146.5996 | 13080.4322 | 12963.7555 | 12979.1118 | 12925.44 | 12875.1687 | 12828.2561 | 12784.6616 | 12744.3458 | 0 | 0 | 0 | 0 | 0 | 0
F11_Industrial_Food Products_Existing_Space Heating_Natural Gas_ENERGY STAR Connected Thermostat_A_Achievable Technical Potential | F11 | Industrial | Food Products | Existing | Space Heating | Natural Gas | ENERGY STAR Connected Thermostat | A | Purchases (Cumulative) | Achievable Technical Potential | 0 | 0 | 0 | 0 | 0 | 13742.0123 | 27476.4824 | 41129.9555 | 54790.8102 | 68462.9607 | 81961.4891 | 95423.1304 | 108857.4387 | 122078.4149 | 135349.8692 | 148494.7629 | 161641.3625 | 174721.7947 | 187685.5502 | 200664.662 | 213590.102 | 226465.2707 | 239293.5269 | 252078.1885 | 264822.5343 | 264822.5343 | 264822.5343 | 264822.5343 | 264822.5343 | 264822.5343 | 264822.5343
F1_Industrial_Food Products_Existing_Space Heating_Natural Gas_Destratification Fans (HVLS)_A_Achievable Technical Potential | F1 | Industrial | Food Products | Existing | Space Heating | Natural Gas | Destratification Fans (HVLS) | A | Integrated Unit Energy Savings (kWh or therms) | Achievable Technical Potential | 0 | 0 | 0 | 0 | 0 | 0.015346 | 0.015094 | 0.014752 | 0.014329 | 0.01383 | 0.013259 | 0.012668 | 0.01208 | 0.011483 | 0.010973 | 0.010485 | 0.010087 | 0.0097338 | 0.0094206 | 0.0091929 | 0.0089837 | 0.0088014 | 0.0086507 | 0.0085356 | 0.0084315 | 0.0083644 | 0.0083064 | 0.0082525 | 0 | 0 | 0
F2_Industrial_Food Products_Existing_Space Heating_Natural Gas_Destratification Fans (HVLS)_A_Achievable Technical Potential | F2 | Industrial | Food Products | Existing | Space Heating | Natural Gas | Destratification Fans (HVLS) | A | Integrated Unit Summer Peak Savings (kW) | Achievable Technical Potential | 0 | 0 | 0 | 0 | 0 | 0 | 0 | 0 | 0 | 0 | 0 | 0 | 0 | 0 | 0 | 0 | 0 | 0 | 0 | 0 | 0 | 0 | 0 | 0 | 0 | 0 | 0 | 0 | 0 | 0 | 0
F3_Industrial_Food Products_Existing_Space Heating_Natural Gas_Destratification Fans (HVLS)_A_Achievable Technical Potential | F3 | Industrial | Food Products | Existing | Space Heating | Natural Gas | Destratification Fans (HVLS) | A | Integrated Unit Winter Peak Savings (kW) | Achievable Technical Potential | 0 | 0 | 0 | 0 | 0 | 0 | 0 | 0 | 0 | 0 | 0 | 0 | 0 | 0 | 0 | 0 | 0 | 0 | 0 | 0 | 0 | 0 | 0 | 0 | 0 | 0 | 0 | 0 | 0 | 0 | 0
F4_Industrial_Food Products_Existing_Space Heating_Natural Gas_Destratification Fans (HVLS)_A_Achievable Technical Potential | F4 | Industrial | Food Products | Existing | Space Heating | Natural Gas | Destratification Fans (HVLS) | A | Incremental Energy Savings (MWh or mTherms) | Achievable Technical Potential | 0 | 0 | 0 | 0 | 0 | 0.21088 | 0.20731 | 0.20142 | 0.19575 | 0.18908 | 0.17897 | 0.17053 | 0.16228 | 0.15182 | 0.14562 | 0.13783 | 0.13261 | 0.12732 | 0.12213 | 0.11932 | 0.11612 | 0.11332 | 0.11097 | 0.10912 | 0.10745 | 0 | 0 | 0 | 0 | 0 | 0
F5_Industrial_Food Products_Existing_Space Heating_Natural Gas_Destratification Fans (HVLS)_A_Achievable Technical Potential | F5 | Industrial | Food Products | Existing | Space Heating | Natural Gas | Destratification Fans (HVLS) | A | Incremental Summer Peak Savings (MW) | Achievable Technical Potential | 0 | 0 | 0 | 0 | 0 | 0 | 0 | 0 | 0 | 0 | 0 | 0 | 0 | 0 | 0 | 0 | 0 | 0 | 0 | 0 | 0 | 0 | 0 | 0 | 0 | 0 | 0 | 0 | 0 | 0 | 0
F6_Industrial_Food Products_Existing_Space Heating_Natural Gas_Destratification Fans (HVLS)_A_Achievable Technical Potential | F6 | Industrial | Food Products | Existing | Space Heating | Natural Gas | Destratification Fans (HVLS) | A | Incremental Winter Peak Savings (MW) | Achievable Technical Potential | 0 | 0 | 0 | 0 | 0 | 0 | 0 | 0 | 0 | 0 | 0 | 0 | 0 | 0 | 0 | 0 | 0 | 0 | 0 | 0 | 0 | 0 | 0 | 0 | 0 | 0 | 0 | 0 | 0 | 0 | 0
F7_Industrial_Food Products_Existing_Space Heating_Natural Gas_Destratification Fans (HVLS)_A_Achievable Technical Potential | F7 | Industrial | Food Products | Existing | Space Heating | Natural Gas | Destratification Fans (HVLS) | A | Cumulative Energy Savings (MWh or mTherms) | Achievable Technical Potential | 0 | 0 | 0 | 0 | 0 | 0.21088 | 0.41473 | 0.60676 | 0.78512 | 0.94684 | 1.0867 | 1.2088 | 1.315 | 1.4018 | 1.4852 | 1.557 | 1.6305 | 1.7007 | 1.7681 | 1.8447 | 1.9188 | 1.9932 | 2.0701 | 2.1516 | 2.2328 | 2.2151 | 2.1997 | 2.1854 | 0 | 0 | 0
F8_Industrial_Food Products_Existing_Space Heating_Natural Gas_Destratification Fans (HVLS)_A_Achievable Technical Potential | F8 | Industrial | Food Products | Existing | Space Heating | Natural Gas | Destratification Fans (HVLS) | A | Cumulative Summer Peak Savings (MW) | Achievable Technical Potential | 0 | 0 | 0 | 0 | 0 | 0 | 0 | 0 | 0 | 0 | 0 | 0 | 0 | 0 | 0 | 0 | 0 | 0 | 0 | 0 | 0 | 0 | 0 | 0 | 0 | 0 | 0 | 0 | 0 | 0 | 0
F9_Industrial_Food Products_Existing_Space Heating_Natural Gas_Destratification Fans (HVLS)_A_Achievable Technical Potential | F9 | Industrial | Food Products | Existing | Space Heating | Natural Gas | Destratification Fans (HVLS) | A | Cumulative Winter Peak Savings (MW) | Achievable Technical Potential | 0 | 0 | 0 | 0 | 0 | 0 | 0 | 0 | 0 | 0 | 0 | 0 | 0 | 0 | 0 | 0 | 0 | 0 | 0 | 0 | 0 | 0 | 0 | 0 | 0 | 0 | 0 | 0 | 0 | 0 | 0
F10_Industrial_Food Products_Existing_Space Heating_Natural Gas_Destratification Fans (HVLS)_A_Achievable Technical Potential | F10 | Industrial | Food Products | Existing | Space Heating | Natural Gas | Destratification Fans (HVLS) | A | Purchases (Incremental) | Achievable Technical Potential | 0 | 0 | 0 | 0 | 0 | 13742.0123 | 13734.4702 | 13653.473 | 13660.8547 | 13672.1506 | 13498.5283 | 13461.6413 | 13434.3084 | 13220.9762 | 13271.4543 | 13144.8937 | 13146.5996 | 13080.4322 | 12963.7555 | 12979.1118 | 12925.44 | 12875.1687 | 12828.2561 | 12784.6616 | 12744.3458 | 0 | 0 | 0 | 0 | 0 | 0
F11_Industrial_Food Products_Existing_Space Heating_Natural Gas_Destratification Fans (HVLS)_A_Achievable Technical Potential | F11 | Industrial | Food Products | Existing | Space Heating | Natural Gas | Destratification Fans (HVLS) | A | Purchases (Cumulative) | Achievable Technical Potential | 0 | 0 | 0 | 0 | 0 | 13742.0123 | 27476.4824 | 41129.9555 | 54790.8102 | 68462.9607 | 81961.4891 | 95423.1304 | 108857.4387 | 122078.4149 | 135349.8692 | 148494.7629 | 161641.3625 | 174721.7947 | 187685.5502 | 200664.662 | 213590.102 | 226465.2707 | 239293.5269 | 252078.1885 | 264822.5343 | 264822.5343 | 264822.5343 | 264822.5343 | 264822.5343 | 264822.5343 | 264822.5343
F1_Industrial_Food Products_Existing_Space Heating_Natural Gas_Gas Boiler - Insulate Steam Lines/Condensate Tank_A_Achievable Technical Potential | F1 | Industrial | Food Products | Existing | Space Heating | Natural Gas | Gas Boiler - Insulate Steam Lines/Condensate Tank | A | Integrated Unit Energy Savings (kWh or therms) | Achievable Technical Potential | 0 | 0 | 0 | 0 | 0 | 10.166 | 10.0729 | 9.9754 | 9.872 | 9.7614 | 9.6429 | 9.5178 | 9.3844 | 9.2384 | 9.084 | 8.9253 | 8.7682 | 8.612 | 8.4595 | 8.3225 | 8.1938 | 8.0712 | 7.9644 | 7.8734 | 7.788 | 7.7261 | 7.6729 | 7.624 | 8.7988 | 8.7627 | 8.7297
F2_Industrial_Food Products_Existing_Space Heating_Natural Gas_Gas Boiler - Insulate Steam Lines/Condensate Tank_A_Achievable Technical Potential | F2 | Industrial | Food Products | Existing | Space Heating | Natural Gas | Gas Boiler - Insulate Steam Lines/Condensate Tank | A | Integrated Unit Summer Peak Savings (kW) | Achievable Technical Potential | 0 | 0 | 0 | 0 | 0 | 0 | 0 | 0 | 0 | 0 | 0 | 0 | 0 | 0 | 0 | 0 | 0 | 0 | 0 | 0 | 0 | 0 | 0 | 0 | 0 | 0 | 0 | 0 | 0 | 0 | 0
F3_Industrial_Food Products_Existing_Space Heating_Natural Gas_Gas Boiler - Insulate Steam Lines/Condensate Tank_A_Achievable Technical Potential | F3 | Industrial | Food Products | Existing | Space Heating | Natural Gas | Gas Boiler - Insulate Steam Lines/Condensate Tank | A | Integrated Unit Winter Peak Savings (kW) | Achievable Technical Potential | 0 | 0 | 0 | 0 | 0 | 0 | 0 | 0 | 0 | 0 | 0 | 0 | 0 | 0 | 0 | 0 | 0 | 0 | 0 | 0 | 0 | 0 | 0 | 0 | 0 | 0 | 0 | 0 | 0 | 0 | 0
F4_Industrial_Food Products_Existing_Space Heating_Natural Gas_Gas Boiler - Insulate Steam Lines/Condensate Tank_A_Achievable Technical Potential | F4 | Industrial | Food Products | Existing | Space Heating | Natural Gas | Gas Boiler - Insulate Steam Lines/Condensate Tank | A | Incremental Energy Savings (MWh or mTherms) | Achievable Technical Potential | 0 | 0 | 0 | 0 | 0 | 0.017019 | 0.016853 | 0.016592 | 0.016429 | 0.016258 | 0.015857 | 0.015608 | 0.015358 | 0.014879 | 0.014687 | 0.014292 | 0.014043 | 0.013723 | 0.01336 | 0.013159 | 0.012902 | 0.01266 | 0.012446 | 0.012262 | 0.012091 | 0 | 0 | 0 | 0 | 0 | 0
F5_Industrial_Food Products_Existing_Space Heating_Natural Gas_Gas Boiler - Insulate Steam Lines/Condensate Tank_A_Achievable Technical Potential | F5 | Industrial | Food Products | Existing | Space Heating | Natural Gas | Gas Boiler - Insulate Steam Lines/Condensate Tank | A | Incremental Summer Peak Savings (MW) | Achievable Technical Potential | 0 | 0 | 0 | 0 | 0 | 0 | 0 | 0 | 0 | 0 | 0 | 0 | 0 | 0 | 0 | 0 | 0 | 0 | 0 | 0 | 0 | 0 | 0 | 0 | 0 | 0 | 0 | 0 | 0 | 0 | 0
F6_Industrial_Food Products_Existing_Space Heating_Natural Gas_Gas Boiler - Insulate Steam Lines/Condensate Tank_A_Achievable Technical Potential | F6 | Industrial | Food Products | Existing | Space Heating | Natural Gas | Gas Boiler - Insulate Steam Lines/Condensate Tank | A | Incremental Winter Peak Savings (MW) | Achievable Technical Potential | 0 | 0 | 0 | 0 | 0 | 0 | 0 | 0 | 0 | 0 | 0 | 0 | 0 | 0 | 0 | 0 | 0 | 0 | 0 | 0 | 0 | 0 | 0 | 0 | 0 | 0 | 0 | 0 | 0 | 0 | 0
F7_Industrial_Food Products_Existing_Space Heating_Natural Gas_Gas Boiler - Insulate Steam Lines/Condensate Tank_A_Achievable Technical Potential | F7 | Industrial | Food Products | Existing | Space Heating | Natural Gas | Gas Boiler - Insulate Steam Lines/Condensate Tank | A | Cumulative Energy Savings (MWh or mTherms) | Achievable Technical Potential | 0 | 0 | 0 | 0 | 0 | 0.017019 | 0.033716 | 0.049982 | 0.065893 | 0.081413 | 0.096282 | 0.11064 | 0.12445 | 0.13739 | 0.14978 | 0.16146 | 0.17266 | 0.18331 | 0.19342 | 0.20345 | 0.2132 | 0.22267 | 0.23217 | 0.24178 | 0.25125 | 0.24925 | 0.24754 | 0.24596 | 0 | 0 | 0
F8_Industrial_Food Products_Existing_Space Heating_Natural Gas_Gas Boiler - Insulate Steam Lines/Condensate Tank_A_Achievable Technical Potential | F8 | Industrial | Food Products | Existing | Space Heating | Natural Gas | Gas Boiler - Insulate Steam Lines/Condensate Tank | A | Cumulative Summer Peak Savings (MW) | Achievable Technical Potential | 0 | 0 | 0 | 0 | 0 | 0 | 0 | 0 | 0 | 0 | 0 | 0 | 0 | 0 | 0 | 0 | 0 | 0 | 0 | 0 | 0 | 0 | 0 | 0 | 0 | 0 | 0 | 0 | 0 | 0 | 0
F9_Industrial_Food Products_Existing_Space Heating_Natural Gas_Gas Boiler - Insulate Steam Lines/Condensate Tank_A_Achievable Technical Potential | F9 | Industrial | Food Products | Existing | Space Heating | Natural Gas | Gas Boiler - Insulate Steam Lines/Condensate Tank | A | Cumulative Winter Peak Savings (MW) | Achievable Technical Potential | 0 | 0 | 0 | 0 | 0 | 0 | 0 | 0 | 0 | 0 | 0 | 0 | 0 | 0 | 0 | 0 | 0 | 0 | 0 | 0 | 0 | 0 | 0 | 0 | 0 | 0 | 0 | 0 | 0 | 0 | 0
F10_Industrial_Food Products_Existing_Space Heating_Natural Gas_Gas Boiler - Insulate Steam Lines/Condensate Tank_A_Achievable Technical Potential | F10 | Industrial | Food Products | Existing | Space Heating | Natural Gas | Gas Boiler - Insulate Steam Lines/Condensate Tank | A | Purchases (Incremental) | Achievable Technical Potential | 0 | 0 | 0 | 0 | 0 | 1.6741 | 1.6732 | 1.6633 | 1.6642 | 1.6656 | 1.6444 | 1.6399 | 1.6366 | 1.6106 | 1.6168 | 1.6013 | 1.6015 | 1.5935 | 1.5793 | 1.5811 | 1.5746 | 1.5685 | 1.5628 | 1.5575 | 1.5525 | 0 | 0 | 0 | 0 | 0 | 0
F11_Industrial_Food Products_Existing_Space Heating_Natural Gas_Gas Boiler - Insulate Steam Lines/Condensate Tank_A_Achievable Technical Potential | F11 | Industrial | Food Products | Existing | Space Heating | Natural Gas | Gas Boiler - Insulate Steam Lines/Condensate Tank | A | Purchases (Cumulative) | Achievable Technical Potential | 0 | 0 | 0 | 0 | 0 | 1.6741 | 3.3472 | 5.0105 | 6.6747 | 8.3403 | 9.9847 | 11.6246 | 13.2612 | 14.8718 | 16.4886 | 18.0899 | 19.6915 | 21.2849 | 22.8642 | 24.4453 | 26.0199 | 27.5884 | 29.1512 | 30.7086 | 32.2612 | 32.2612 | 32.2612 | 32.2612 | 32.2612 | 32.2612 | 32.2612
F1_Industrial_Food Products_Existing_Process_Natural Gas_Gas Boiler - Insulate Steam Lines/Condensate Tank_A_Achievable Technical Potential | F1 | Industrial | Food Products | Existing | Process | Natural Gas | Gas Boiler - Insulate Steam Lines/Condensate Tank | A | Integrated Unit Energy Savings (kWh or therms) | Achievable Technical Potential | 0 | 0 | 0 | 0 | 0 | 375.193 | 374.0591 | 372.9122 | 371.7732 | 370.6229 | 369.4147 | 368.3184 | 367.2803 | 366.1729 | 365.3123 | 364.3754 | 363.6119 | 362.8386 | 362.0514 | 361.4289 | 360.7477 | 360.1108 | 359.4801 | 358.8546 | 358.2336 | 358.1818 | 358.1342 | 358.0908 | 376.3371 | 376.3371 | 376.3371
F2_Industrial_Food Products_Existing_Process_Natural Gas_Gas Boiler - Insulate Steam Lines/Condensate Tank_A_Achievable Technical Potential | F2 | Industrial | Food Products | Existing | Process | Natural Gas | Gas Boiler - Insulate Steam Lines/Condensate Tank | A | Integrated Unit Summer Peak Savings (kW) | Achievable Technical Potential | 0 | 0 | 0 | 0 | 0 | 0 | 0 | 0 | 0 | 0 | 0 | 0 | 0 | 0 | 0 | 0 | 0 | 0 | 0 | 0 | 0 | 0 | 0 | 0 | 0 | 0 | 0 | 0 | 0 | 0 | 0
F3_Industrial_Food Products_Existing_Process_Natural Gas_Gas Boiler - Insulate Steam Lines/Condensate Tank_A_Achievable Technical Potential | F3 | Industrial | Food Products | Existing | Process | Natural Gas | Gas Boiler - Insulate Steam Lines/Condensate Tank | A | Integrated Unit Winter Peak Savings (kW) | Achievable Technical Potential | 0 | 0 | 0 | 0 | 0 | 0 | 0 | 0 | 0 | 0 | 0 | 0 | 0 | 0 | 0 | 0 | 0 | 0 | 0 | 0 | 0 | 0 | 0 | 0 | 0 | 0 | 0 | 0 | 0 | 0 | 0
F4_Industrial_Food Products_Existing_Process_Natural Gas_Gas Boiler - Insulate Steam Lines/Condensate Tank_A_Achievable Technical Potential | F4 | Industrial | Food Products | Existing | Process | Natural Gas | Gas Boiler - Insulate Steam Lines/Condensate Tank | A | Incremental Energy Savings (MWh or mTherms) | Achievable Technical Potential | 0 | 0 | 0 | 0 | 0 | 1.4977 | 1.4923 | 1.479 | 1.4753 | 1.4719 | 1.4485 | 1.4402 | 1.4333 | 1.4063 | 1.4083 | 1.3913 | 1.3886 | 1.3786 | 1.3634 | 1.3626 | 1.3544 | 1.3468 | 1.3395 | 1.3327 | 1.3262 | 0 | 0 | 0 | 0 | 0 | 0
F5_Industrial_Food Products_Existing_Process_Natural Gas_Gas Boiler - Insulate Steam Lines/Condensate Tank_A_Achievable Technical Potential | F5 | Industrial | Food Products | Existing | Process | Natural Gas | Gas Boiler - Insulate Steam Lines/Condensate Tank | A | Incremental Summer Peak Savings (MW) | Achievable Technical Potential | 0 | 0 | 0 | 0 | 0 | 0 | 0 | 0 | 0 | 0 | 0 | 0 | 0 | 0 | 0 | 0 | 0 | 0 | 0 | 0 | 0 | 0 | 0 | 0 | 0 | 0 | 0 | 0 | 0 | 0 | 0
F6_Industrial_Food Products_Existing_Process_Natural Gas_Gas Boiler - Insulate Steam Lines/Condensate Tank_A_Achievable Technical Potential | F6 | Industrial | Food Products | Existing | Process | Natural Gas | Gas Boiler - Insulate Steam Lines/Condensate Tank | A | Incremental Winter Peak Savings (MW) | Achievable Technical Potential | 0 | 0 | 0 | 0 | 0 | 0 | 0 | 0 | 0 | 0 | 0 | 0 | 0 | 0 | 0 | 0 | 0 | 0 | 0 | 0 | 0 | 0 | 0 | 0 | 0 | 0 | 0 | 0 | 0 | 0 | 0
F7_Industrial_Food Products_Existing_Process_Natural Gas_Gas Boiler - Insulate Steam Lines/Condensate Tank_A_Achievable Technical Potential | F7 | Industrial | Food Products | Existing | Process | Natural Gas | Gas Boiler - Insulate Steam Lines/Condensate Tank | A | Cumulative Energy Savings (MWh or mTherms) | Achievable Technical Potential | 0 | 0 | 0 | 0 | 0 | 1.4977 | 2.9855 | 4.4553 | 5.917 | 7.3706 | 8.795 | 10.2092 | 11.6136 | 12.9849 | 14.3627 | 15.7171 | 17.0728 | 18.4151 | 19.7385 | 21.0672 | 22.3819 | 23.6892 | 24.9873 | 26.2765 | 27.5571 | 27.5532 | 27.5495 | 27.5462 | 0 | 0 | 0
F8_Industrial_Food Products_Existing_Process_Natural Gas_Gas Boiler - Insulate Steam Lines/Condensate Tank_A_Achievable Technical Potential | F8 | Industrial | Food Products | Existing | Process | Natural Gas | Gas Boiler - Insulate Steam Lines/Condensate Tank | A | Cumulative Summer Peak Savings (MW) | Achievable Technical Potential | 0 | 0 | 0 | 0 | 0 | 0 | 0 | 0 | 0 | 0 | 0 | 0 | 0 | 0 | 0 | 0 | 0 | 0 | 0 | 0 | 0 | 0 | 0 | 0 | 0 | 0 | 0 | 0 | 0 | 0 | 0
F9_Industrial_Food Products_Existing_Process_Natural Gas_Gas Boiler - Insulate Steam Lines/Condensate Tank_A_Achievable Technical Potential | F9 | Industrial | Food Products | Existing | Process | Natural Gas | Gas Boiler - Insulate Steam Lines/Condensate Tank | A | Cumulative Winter Peak Savings (MW) | Achievable Technical Potential | 0 | 0 | 0 | 0 | 0 | 0 | 0 | 0 | 0 | 0 | 0 | 0 | 0 | 0 | 0 | 0 | 0 | 0 | 0 | 0 | 0 | 0 | 0 | 0 | 0 | 0 | 0 | 0 | 0 | 0 | 0
F10_Industrial_Food Products_Existing_Process_Natural Gas_Gas Boiler - Insulate Steam Lines/Condensate Tank_A_Achievable Technical Potential | F10 | Industrial | Food Products | Existing | Process | Natural Gas | Gas Boiler - Insulate Steam Lines/Condensate Tank | A | Purchases (Incremental) | Achievable Technical Potential | 0 | 0 | 0 | 0 | 0 | 3.9917 | 3.9896 | 3.966 | 3.9682 | 3.9715 | 3.921 | 3.9103 | 3.9024 | 3.8404 | 3.8551 | 3.8183 | 3.8188 | 3.7996 | 3.7657 | 3.7701 | 3.7546 | 3.74 | 3.7263 | 3.7137 | 3.7019 | 0 | 0 | 0 | 0 | 0 | 0
F11_Industrial_Food Products_Existing_Process_Natural Gas_Gas Boiler - Insulate Steam Lines/Condensate Tank_A_Achievable Technical Potential | F11 | Industrial | Food Products | Existing | Process | Natural Gas | Gas Boiler - Insulate Steam Lines/Condensate Tank | A | Purchases (Cumulative) | Achievable Technical Potential | 0 | 0 | 0 | 0 | 0 | 3.9917 | 7.9813 | 11.9473 | 15.9155 | 19.887 | 23.808 | 27.7183 | 31.6207 | 35.4611 | 39.3161 | 43.1344 | 46.9532 | 50.7528 | 54.5185 | 58.2886 | 62.0432 | 65.7831 | 69.5094 | 73.2231 | 76.9251 | 76.9251 | 76.9251 | 76.9251 | 76.9251 | 76.9251 | 76.9251
F1_Industrial_Food Products_Existing_Space Heating_Natural Gas_Gas Boiler - Insulate Hot Water Lines_A_Achievable Technical Potential | F1 | Industrial | Food Products | Existing | Space Heating | Natural Gas | Gas Boiler - Insulate Hot Water Lines | A | Integrated Unit Energy Savings (kWh or therms) | Achievable Technical Potential | 0 | 0 | 0 | 0 | 0 | 11.4965 | 11.3984 | 11.2976 | 11.193 | 11.0843 | 10.9724 | 10.8584 | 10.7416 | 10.6188 | 10.4892 | 10.3618 | 10.2357 | 10.1113 | 9.9884 | 9.8727 | 9.7606 | 9.6468 | 9.5428 | 9.4506 | 9.3607 | 9.2878 | 9.2253 | 9.1677 | 9.9454 | 9.9046 | 9.8673
F2_Industrial_Food Products_Existing_Space Heating_Natural Gas_Gas Boiler - Insulate Hot Water Lines_A_Achievable Technical Potential | F2 | Industrial | Food Products | Existing | Space Heating | Natural Gas | Gas Boiler - Insulate Hot Water Lines | A | Integrated Unit Summer Peak Savings (kW) | Achievable Technical Potential | 0 | 0 | 0 | 0 | 0 | 0 | 0 | 0 | 0 | 0 | 0 | 0 | 0 | 0 | 0 | 0 | 0 | 0 | 0 | 0 | 0 | 0 | 0 | 0 | 0 | 0 | 0 | 0 | 0 | 0 | 0
F3_Industrial_Food Products_Existing_Space Heating_Natural Gas_Gas Boiler - Insulate Hot Water Lines_A_Achievable Technical Potential | F3 | Industrial | Food Products | Existing | Space Heating | Natural Gas | Gas Boiler - Insulate Hot Water Lines | A | Integrated Unit Winter Peak Savings (kW) | Achievable Technical Potential | 0 | 0 | 0 | 0 | 0 | 0 | 0 | 0 | 0 | 0 | 0 | 0 | 0 | 0 | 0 | 0 | 0 | 0 | 0 | 0 | 0 | 0 | 0 | 0 | 0 | 0 | 0 | 0 | 0 | 0 | 0
F4_Industrial_Food Products_Existing_Space Heating_Natural Gas_Gas Boiler - Insulate Hot Water Lines_A_Achievable Technical Potential | F4 | Industrial | Food Products | Existing | Space Heating | Natural Gas | Gas Boiler - Insulate Hot Water Lines | A | Incremental Energy Savings (MWh or mTherms) | Achievable Technical Potential | 0 | 0 | 0 | 0 | 0 | 0.038492 | 0.038143 | 0.037582 | 0.037254 | 0.036923 | 0.036086 | 0.035614 | 0.035159 | 0.034205 | 0.033917 | 0.033185 | 0.032786 | 0.032224 | 0.031549 | 0.03122 | 0.030738 | 0.030262 | 0.029826 | 0.029438 | 0.029066 | 0 | 0 | 0 | 0 | 0 | 0
F5_Industrial_Food Products_Existing_Space Heating_Natural Gas_Gas Boiler - Insulate Hot Water Lines_A_Achievable Technical Potential | F5 | Industrial | Food Products | Existing | Space Heating | Natural Gas | Gas Boiler - Insulate Hot Water Lines | A | Incremental Summer Peak Savings (MW) | Achievable Technical Potential | 0 | 0 | 0 | 0 | 0 | 0 | 0 | 0 | 0 | 0 | 0 | 0 | 0 | 0 | 0 | 0 | 0 | 0 | 0 | 0 | 0 | 0 | 0 | 0 | 0 | 0 | 0 | 0 | 0 | 0 | 0
F6_Industrial_Food Products_Existing_Space Heating_Natural Gas_Gas Boiler - Insulate Hot Water Lines_A_Achievable Technical Potential | F6 | Industrial | Food Products | Existing | Space Heating | Natural Gas | Gas Boiler - Insulate Hot Water Lines | A | Incremental Winter Peak Savings (MW) | Achievable Technical Potential | 0 | 0 | 0 | 0 | 0 | 0 | 0 | 0 | 0 | 0 | 0 | 0 | 0 | 0 | 0 | 0 | 0 | 0 | 0 | 0 | 0 | 0 | 0 | 0 | 0 | 0 | 0 | 0 | 0 | 0 | 0
F7_Industrial_Food Products_Existing_Space Heating_Natural Gas_Gas Boiler - Insulate Hot Water Lines_A_Achievable Technical Potential | F7 | Industrial | Food Products | Existing | Space Heating | Natural Gas | Gas Boiler - Insulate Hot Water Lines | A | Cumulative Energy Savings (MWh or mTherms) | Achievable Technical Potential | 0 | 0 | 0 | 0 | 0 | 0.038492 | 0.076306 | 0.11321 | 0.14942 | 0.18489 | 0.21911 | 0.25245 | 0.28489 | 0.31584 | 0.34591 | 0.37489 | 0.40311 | 0.43043 | 0.45676 | 0.48268 | 0.50794 | 0.53228 | 0.55637 | 0.58043 | 0.60397 | 0.59927 | 0.59524 | 0.59152 | 0 | 0 | 0
F8_Industrial_Food Products_Existing_Space Heating_Natural Gas_Gas Boiler - Insulate Hot Water Lines_A_Achievable Technical Potential | F8 | Industrial | Food Products | Existing | Space Heating | Natural Gas | Gas Boiler - Insulate Hot Water Lines | A | Cumulative Summer Peak Savings (MW) | Achievable Technical Potential | 0 | 0 | 0 | 0 | 0 | 0 | 0 | 0 | 0 | 0 | 0 | 0 | 0 | 0 | 0 | 0 | 0 | 0 | 0 | 0 | 0 | 0 | 0 | 0 | 0 | 0 | 0 | 0 | 0 | 0 | 0
F9_Industrial_Food Products_Existing_Space Heating_Natural Gas_Gas Boiler - Insulate Hot Water Lines_A_Achievable Technical Potential | F9 | Industrial | Food Products | Existing | Space Heating | Natural Gas | Gas Boiler - Insulate Hot Water Lines | A | Cumulative Winter Peak Savings (MW) | Achievable Technical Potential | 0 | 0 | 0 | 0 | 0 | 0 | 0 | 0 | 0 | 0 | 0 | 0 | 0 | 0 | 0 | 0 | 0 | 0 | 0 | 0 | 0 | 0 | 0 | 0 | 0 | 0 | 0 | 0 | 0 | 0 | 0
F10_Industrial_Food Products_Existing_Space Heating_Natural Gas_Gas Boiler - Insulate Hot Water Lines_A_Achievable Technical Potential | F10 | Industrial | Food Products | Existing | Space Heating | Natural Gas | Gas Boiler - Insulate Hot Water Lines | A | Purchases (Incremental) | Achievable Technical Potential | 0 | 0 | 0 | 0 | 0 | 3.3482 | 3.3463 | 3.3266 | 3.3284 | 3.3311 | 3.2888 | 3.2798 | 3.2732 | 3.2212 | 3.2335 | 3.2027 | 3.2031 | 3.187 | 3.1585 | 3.1623 | 3.1492 | 3.137 | 3.1255 | 3.1149 | 3.1051 | 0 | 0 | 0 | 0 | 0 | 0
F11_Industrial_Food Products_Existing_Space Heating_Natural Gas_Gas Boiler - Insulate Hot Water Lines_A_Achievable Technical Potential | F11 | Industrial | Food Products | Existing | Space Heating | Natural Gas | Gas Boiler - Insulate Hot Water Lines | A | Purchases (Cumulative) | Achievable Technical Potential | 0 | 0 | 0 | 0 | 0 | 3.3482 | 6.6945 | 10.0211 | 13.3494 | 16.6806 | 19.9694 | 23.2492 | 26.5224 | 29.7436 | 32.9771 | 36.1798 | 39.3829 | 42.5699 | 45.7284 | 48.8907 | 52.0399 | 55.1768 | 58.3024 | 61.4173 | 64.5224 | 64.5224 | 64.5224 | 64.5224 | 64.5224 | 64.5224 | 64.5224
F1_Industrial_Food Products_Existing_Process_Natural Gas_Gas Boiler - Insulate Hot Water Lines_A_Achievable Technical Potential | F1 | Industrial | Food Products | Existing | Process | Natural Gas | Gas Boiler - Insulate Hot Water Lines | A | Integrated Unit Energy Savings (kWh or therms) | Achievable Technical Potential | 0 | 0 | 0 | 0 | 0 | 424.5526 | 423.7358 | 422.9074 | 422.0796 | 421.2361 | 420.3368 | 419.5059 | 418.7109 | 417.8645 | 417.2077 | 416.5051 | 415.9462 | 415.3921 | 414.8365 | 414.4086 | 413.9395 | 413.5021 | 413.0707 | 412.6439 | 412.221 | 412.183 | 412.148 | 412.1162 | 425.3792 | 425.3792 | 425.3792
F2_Industrial_Food Products_Existing_Process_Natural Gas_Gas Boiler - Insulate Hot Water Lines_A_Achievable Technical Potential | F2 | Industrial | Food Products | Existing | Process | Natural Gas | Gas Boiler - Insulate Hot Water Lines | A | Integrated Unit Summer Peak Savings (kW) | Achievable Technical Potential | 0 | 0 | 0 | 0 | 0 | 0 | 0 | 0 | 0 | 0 | 0 | 0 | 0 | 0 | 0 | 0 | 0 | 0 | 0 | 0 | 0 | 0 | 0 | 0 | 0 | 0 | 0 | 0 | 0 | 0 | 0
F3_Industrial_Food Products_Existing_Process_Natural Gas_Gas Boiler - Insulate Hot Water Lines_A_Achievable Technical Potential | F3 | Industrial | Food Products | Existing | Process | Natural Gas | Gas Boiler - Insulate Hot Water Lines | A | Integrated Unit Winter Peak Savings (kW) | Achievable Technical Potential | 0 | 0 | 0 | 0 | 0 | 0 | 0 | 0 | 0 | 0 | 0 | 0 | 0 | 0 | 0 | 0 | 0 | 0 | 0 | 0 | 0 | 0 | 0 | 0 | 0 | 0 | 0 | 0 | 0 | 0 | 0
F4_Industrial_Food Products_Existing_Process_Natural Gas_Gas Boiler - Insulate Hot Water Lines_A_Achievable Technical Potential | F4 | Industrial | Food Products | Existing | Process | Natural Gas | Gas Boiler - Insulate Hot Water Lines | A | Incremental Energy Savings (MWh or mTherms) | Achievable Technical Potential | 0 | 0 | 0 | 0 | 0 | 3.3894 | 3.381 | 3.3545 | 3.3498 | 3.3458 | 3.2963 | 3.2808 | 3.2679 | 3.2095 | 3.2167 | 3.1807 | 3.1768 | 3.1566 | 3.1243 | 3.1248 | 3.1083 | 3.093 | 3.0785 | 3.0648 | 3.052 | 0 | 0 | 0 | 0 | 0 | 0
F5_Industrial_Food Products_Existing_Process_Natural Gas_Gas Boiler - Insulate Hot Water Lines_A_Achievable Technical Potential | F5 | Industrial | Food Products | Existing | Process | Natural Gas | Gas Boiler - Insulate Hot Water Lines | A | Incremental Summer Peak Savings (MW) | Achievable Technical Potential | 0 | 0 | 0 | 0 | 0 | 0 | 0 | 0 | 0 | 0 | 0 | 0 | 0 | 0 | 0 | 0 | 0 | 0 | 0 | 0 | 0 | 0 | 0 | 0 | 0 | 0 | 0 | 0 | 0 | 0 | 0
F6_Industrial_Food Products_Existing_Process_Natural Gas_Gas Boiler - Insulate Hot Water Lines_A_Achievable Technical Potential | F6 | Industrial | Food Products | Existing | Process | Natural Gas | Gas Boiler - Insulate Hot Water Lines | A | Incremental Winter Peak Savings (MW) | Achievable Technical Potential | 0 | 0 | 0 | 0 | 0 | 0 | 0 | 0 | 0 | 0 | 0 | 0 | 0 | 0 | 0 | 0 | 0 | 0 | 0 | 0 | 0 | 0 | 0 | 0 | 0 | 0 | 0 | 0 | 0 | 0 | 0
F7_Industrial_Food Products_Existing_Process_Natural Gas_Gas Boiler - Insulate Hot Water Lines_A_Achievable Technical Potential | F7 | Industrial | Food Products | Existing | Process | Natural Gas | Gas Boiler - Insulate Hot Water Lines | A | Cumulative Energy Savings (MWh or mTherms) | Achievable Technical Potential | 0 | 0 | 0 | 0 | 0 | 3.3894 | 6.7639 | 10.1052 | 13.4352 | 16.7542 | 20.0147 | 23.256 | 26.4798 | 29.6358 | 32.806 | 35.9314 | 39.06 | 42.1646 | 45.2325 | 48.3106 | 51.3642 | 54.4029 | 57.4246 | 60.4301 | 63.4202 | 63.4144 | 63.409 | 63.4041 | 0 | 0 | 0
F8_Industrial_Food Products_Existing_Process_Natural Gas_Gas Boiler - Insulate Hot Water Lines_A_Achievable Technical Potential | F8 | Industrial | Food Products | Existing | Process | Natural Gas | Gas Boiler - Insulate Hot Water Lines | A | Cumulative Summer Peak Savings (MW) | Achievable Technical Potential | 0 | 0 | 0 | 0 | 0 | 0 | 0 | 0 | 0 | 0 | 0 | 0 | 0 | 0 | 0 | 0 | 0 | 0 | 0 | 0 | 0 | 0 | 0 | 0 | 0 | 0 | 0 | 0 | 0 | 0 | 0
F9_Industrial_Food Products_Existing_Process_Natural Gas_Gas Boiler - Insulate Hot Water Lines_A_Achievable Technical Potential | F9 | Industrial | Food Products | Existing | Process | Natural Gas | Gas Boiler - Insulate Hot Water Lines | A | Cumulative Winter Peak Savings (MW) | Achievable Technical Potential | 0 | 0 | 0 | 0 | 0 | 0 | 0 | 0 | 0 | 0 | 0 | 0 | 0 | 0 | 0 | 0 | 0 | 0 | 0 | 0 | 0 | 0 | 0 | 0 | 0 | 0 | 0 | 0 | 0 | 0 | 0
F10_Industrial_Food Products_Existing_Process_Natural Gas_Gas Boiler - Insulate Hot Water Lines_A_Achievable Technical Potential | F10 | Industrial | Food Products | Existing | Process | Natural Gas | Gas Boiler - Insulate Hot Water Lines | A | Purchases (Incremental) | Achievable Technical Potential | 0 | 0 | 0 | 0 | 0 | 7.9835 | 7.9791 | 7.9321 | 7.9363 | 7.9429 | 7.842 | 7.8206 | 7.8047 | 7.6808 | 7.7101 | 7.6366 | 7.6376 | 7.5991 | 7.5314 | 7.5403 | 7.5091 | 7.4799 | 7.4526 | 7.4273 | 7.4039 | 0 | 0 | 0 | 0 | 0 | 0
F11_Industrial_Food Products_Existing_Process_Natural Gas_Gas Boiler - Insulate Hot Water Lines_A_Achievable Technical Potential | F11 | Industrial | Food Products | Existing | Process | Natural Gas | Gas Boiler - Insulate Hot Water Lines | A | Purchases (Cumulative) | Achievable Technical Potential | 0 | 0 | 0 | 0 | 0 | 7.9835 | 15.9626 | 23.8947 | 31.831 | 39.7739 | 47.616 | 55.4366 | 63.2413 | 70.9221 | 78.6323 | 86.2689 | 93.9064 | 101.5056 | 109.037 | 116.5772 | 124.0864 | 131.5663 | 139.0189 | 146.4462 | 153.8501 | 153.8501 | 153.8501 | 153.8501 | 153.8501 | 153.8501 | 153.8501
F1_Industrial_Food Products_Existing_Process_Natural Gas_Process - Insulate Heated Process Fluids_A_Achievable Technical Potential | F1 | Industrial | Food Products | Existing | Process | Natural Gas | Process - Insulate Heated Process Fluids | A | Integrated Unit Energy Savings (kWh or therms) | Achievable Technical Potential | 0 | 0 | 0 | 0 | 0 | 274.8944 | 274.1888 | 273.4744 | 272.7634 | 272.0433 | 271.276 | 270.562 | 269.8722 | 269.1297 | 268.5389 | 267.896 | 267.3634 | 266.8233 | 266.2727 | 265.8283 | 265.3438 | 264.8799 | 264.4203 | 263.9641 | 263.511 | 263.4763 | 263.4444 | 263.4154 | 275.607 | 275.607 | 275.607
F2_Industrial_Food Products_Existing_Process_Natural Gas_Process - Insulate Heated Process Fluids_A_Achievable Technical Potential | F2 | Industrial | Food Products | Existing | Process | Natural Gas | Process - Insulate Heated Process Fluids | A | Integrated Unit Summer Peak Savings (kW) | Achievable Technical Potential | 0 | 0 | 0 | 0 | 0 | 0 | 0 | 0 | 0 | 0 | 0 | 0 | 0 | 0 | 0 | 0 | 0 | 0 | 0 | 0 | 0 | 0 | 0 | 0 | 0 | 0 | 0 | 0 | 0 | 0 | 0
F3_Industrial_Food Products_Existing_Process_Natural Gas_Process - Insulate Heated Process Fluids_A_Achievable Technical Potential | F3 | Industrial | Food Products | Existing | Process | Natural Gas | Process - Insulate Heated Process Fluids | A | Integrated Unit Winter Peak Savings (kW) | Achievable Technical Potential | 0 | 0 | 0 | 0 | 0 | 0 | 0 | 0 | 0 | 0 | 0 | 0 | 0 | 0 | 0 | 0 | 0 | 0 | 0 | 0 | 0 | 0 | 0 | 0 | 0 | 0 | 0 | 0 | 0 | 0 | 0
F4_Industrial_Food Products_Existing_Process_Natural Gas_Process - Insulate Heated Process Fluids_A_Achievable Technical Potential | F4 | Industrial | Food Products | Existing | Process | Natural Gas | Process - Insulate Heated Process Fluids | A | Incremental Energy Savings (MWh or mTherms) | Achievable Technical Potential | 0 | 0 | 0 | 0 | 0 | 2.4004 | 2.3929 | 2.3726 | 2.3677 | 2.3634 | 2.0941 | 1.6663 | 1.327 | 1.0418 | 0.83481 | 0.6599 | 0.52694 | 0.41858 | 0.33119 | 0.26482 | 0.2106 | 0.0014284 | 0.00050739 | 0.00017209 | 5.5843e-05 | 4.7322e-05 | 4.719e-05 | 4.707e-05 | 4.9142e-05 | 4.9046e-05 | 4.8963e-05
F5_Industrial_Food Products_Existing_Process_Natural Gas_Process - Insulate Heated Process Fluids_A_Achievable Technical Potential | F5 | Industrial | Food Products | Existing | Process | Natural Gas | Process - Insulate Heated Process Fluids | A | Incremental Summer Peak Savings (MW) | Achievable Technical Potential | 0 | 0 | 0 | 0 | 0 | 0 | 0 | 0 | 0 | 0 | 0 | 0 | 0 | 0 | 0 | 0 | 0 | 0 | 0 | 0 | 0 | 0 | 0 | 0 | 0 | 0 | 0 | 0 | 0 | 0 | 0
F6_Industrial_Food Products_Existing_Process_Natural Gas_Process - Insulate Heated Process Fluids_A_Achievable Technical Potential | F6 | Industrial | Food Products | Existing | Process | Natural Gas | Process - Insulate Heated Process Fluids | A | Incremental Winter Peak Savings (MW) | Achievable Technical Potential | 0 | 0 | 0 | 0 | 0 | 0 | 0 | 0 | 0 | 0 | 0 | 0 | 0 | 0 | 0 | 0 | 0 | 0 | 0 | 0 | 0 | 0 | 0 | 0 | 0 | 0 | 0 | 0 | 0 | 0 | 0
F7_Industrial_Food Products_Existing_Process_Natural Gas_Process - Insulate Heated Process Fluids_A_Achievable Technical Potential | F7 | Industrial | Food Products | Existing | Process | Natural Gas | Process - Insulate Heated Process Fluids | A | Cumulative Energy Savings (MWh or mTherms) | Achievable Technical Potential | 0 | 0 | 0 | 0 | 0 | 2.4004 | 4.7871 | 7.1472 | 9.4963 | 11.8346 | 13.8953 | 15.5251 | 16.8124 | 17.808 | 18.6037 | 19.2191 | 19.7078 | 20.0866 | 20.3763 | 20.6071 | 20.7802 | 20.7453 | 20.7098 | 20.6742 | 20.6388 | 20.6361 | 20.6337 | 20.6314 | 0 | 0 | 0
F8_Industrial_Food Products_Existing_Process_Natural Gas_Process - Insulate Heated Process Fluids_A_Achievable Technical Potential | F8 | Industrial | Food Products | Existing | Process | Natural Gas | Process - Insulate Heated Process Fluids | A | Cumulative Summer Peak Savings (MW) | Achievable Technical Potential | 0 | 0 | 0 | 0 | 0 | 0 | 0 | 0 | 0 | 0 | 0 | 0 | 0 | 0 | 0 | 0 | 0 | 0 | 0 | 0 | 0 | 0 | 0 | 0 | 0 | 0 | 0 | 0 | 0 | 0 | 0
F9_Industrial_Food Products_Existing_Process_Natural Gas_Process - Insulate Heated Process Fluids_A_Achievable Technical Potential | F9 | Industrial | Food Products | Existing | Process | Natural Gas | Process - Insulate Heated Process Fluids | A | Cumulative Winter Peak Savings (MW) | Achievable Technical Potential | 0 | 0 | 0 | 0 | 0 | 0 | 0 | 0 | 0 | 0 | 0 | 0 | 0 | 0 | 0 | 0 | 0 | 0 | 0 | 0 | 0 | 0 | 0 | 0 | 0 | 0 | 0 | 0 | 0 | 0 | 0
F10_Industrial_Food Products_Existing_Process_Natural Gas_Process - Insulate Heated Process Fluids_A_Achievable Technical Potential | F10 | Industrial | Food Products | Existing | Process | Natural Gas | Process - Insulate Heated Process Fluids | A | Purchases (Incremental) | Achievable Technical Potential | 0 | 0 | 0 | 0 | 0 | 8.7319 | 8.7271 | 8.6757 | 8.6803 | 8.6875 | 7.7195 | 6.1587 | 4.917 | 3.8711 | 3.1087 | 2.4633 | 1.9709 | 1.5688 | 1.2438 | 0.99622 | 0.79368 | 0.0053925 | 0.0019189 | 0.00065194 | 0.00021192 | 0.00017961 | 0.00017913 | 0.00017869 | 0.0001783 | 0.00017796 | 0.00017765
F11_Industrial_Food Products_Existing_Process_Natural Gas_Process - Insulate Heated Process Fluids_A_Achievable Technical Potential | F11 | Industrial | Food Products | Existing | Process | Natural Gas | Process - Insulate Heated Process Fluids | A | Purchases (Cumulative) | Achievable Technical Potential | 0 | 0 | 0 | 0 | 0 | 8.7319 | 17.459 | 26.1347 | 34.8151 | 43.5026 | 51.2221 | 57.3808 | 62.2977 | 66.1689 | 69.2776 | 71.7408 | 73.7117 | 75.2804 | 76.5242 | 77.5205 | 78.3141 | 78.3195 | 78.3214 | 78.3221 | 78.3223 | 78.3225 | 78.3227 | 78.3228 | 78.323 | 78.3232 | 78.3234
F1_Industrial_Food Products_Existing_Process_Natural Gas_Process Heat Recovery_A_Achievable Technical Potential | F1 | Industrial | Food Products | Existing | Process | Natural Gas | Process Heat Recovery | A | Integrated Unit Energy Savings (kWh or therms) | Achievable Technical Potential | 0 | 0 | 0 | 0 | 0 | 3.2242 | 3.2127 | 3.201 | 3.1892 | 3.1772 | 3.1645 | 3.1527 | 3.1414 | 3.1294 | 3.1198 | 3.1095 | 3.101 | 3.0925 | 3.084 | 3.0774 | 3.0702 | 3.0636 | 3.0571 | 3.0507 | 3.0444 | 3.0439 | 3.0434 | 3.0429 | 0 | 0 | 0
F2_Industrial_Food Products_Existing_Process_Natural Gas_Process Heat Recovery_A_Achievable Technical Potential | F2 | Industrial | Food Products | Existing | Process | Natural Gas | Process Heat Recovery | A | Integrated Unit Summer Peak Savings (kW) | Achievable Technical Potential | 0 | 0 | 0 | 0 | 0 | 0 | 0 | 0 | 0 | 0 | 0 | 0 | 0 | 0 | 0 | 0 | 0 | 0 | 0 | 0 | 0 | 0 | 0 | 0 | 0 | 0 | 0 | 0 | 0 | 0 | 0
F3_Industrial_Food Products_Existing_Process_Natural Gas_Process Heat Recovery_A_Achievable Technical Potential | F3 | Industrial | Food Products | Existing | Process | Natural Gas | Process Heat Recovery | A | Integrated Unit Winter Peak Savings (kW) | Achievable Technical Potential | 0 | 0 | 0 | 0 | 0 | 0 | 0 | 0 | 0 | 0 | 0 | 0 | 0 | 0 | 0 | 0 | 0 | 0 | 0 | 0 | 0 | 0 | 0 | 0 | 0 | 0 | 0 | 0 | 0 | 0 | 0
F4_Industrial_Food Products_Existing_Process_Natural Gas_Process Heat Recovery_A_Achievable Technical Potential | F4 | Industrial | Food Products | Existing | Process | Natural Gas | Process Heat Recovery | A | Incremental Energy Savings (MWh or mTherms) | Achievable Technical Potential | 0 | 0 | 0 | 0 | 0 | 1.0135 | 1.0094 | 0.99974 | 0.99661 | 0.99367 | 0.87941 | 0.699 | 0.55607 | 0.43611 | 0.34915 | 0.27574 | 0.22002 | 0.17465 | 0.13809 | 0.11037 | 0.087724 | 0.00059473 | 0.00021118 | 7.16e-05 | 2.3226e-05 | 1.9681e-05 | 1.9625e-05 | 1.9575e-05 | 0 | 0 | 0
F5_Industrial_Food Products_Existing_Process_Natural Gas_Process Heat Recovery_A_Achievable Technical Potential | F5 | Industrial | Food Products | Existing | Process | Natural Gas | Process Heat Recovery | A | Incremental Summer Peak Savings (MW) | Achievable Technical Potential | 0 | 0 | 0 | 0 | 0 | 0 | 0 | 0 | 0 | 0 | 0 | 0 | 0 | 0 | 0 | 0 | 0 | 0 | 0 | 0 | 0 | 0 | 0 | 0 | 0 | 0 | 0 | 0 | 0 | 0 | 0
F6_Industrial_Food Products_Existing_Process_Natural Gas_Process Heat Recovery_A_Achievable Technical Potential | F6 | Industrial | Food Products | Existing | Process | Natural Gas | Process Heat Recovery | A | Incremental Winter Peak Savings (MW) | Achievable Technical Potential | 0 | 0 | 0 | 0 | 0 | 0 | 0 | 0 | 0 | 0 | 0 | 0 | 0 | 0 | 0 | 0 | 0 | 0 | 0 | 0 | 0 | 0 | 0 | 0 | 0 | 0 | 0 | 0 | 0 | 0 | 0
F7_Industrial_Food Products_Existing_Process_Natural Gas_Process Heat Recovery_A_Achievable Technical Potential | F7 | Industrial | Food Products | Existing | Process | Natural Gas | Process Heat Recovery | A | Cumulative Energy Savings (MWh or mTherms) | Achievable Technical Potential | 0 | 0 | 0 | 0 | 0 | 1.0135 | 2.0193 | 3.0116 | 3.9972 | 4.9758 | 5.8352 | 6.5126 | 7.0454 | 7.4544 | 7.7808 | 8.0308 | 8.229 | 8.3811 | 8.4961 | 8.5882 | 8.6559 | 8.6378 | 8.6198 | 8.6018 | 8.5841 | 8.5825 | 8.5812 | 8.5799 | 0 | 0 | 0
F8_Industrial_Food Products_Existing_Process_Natural Gas_Process Heat Recovery_A_Achievable Technical Potential | F8 | Industrial | Food Products | Existing | Process | Natural Gas | Process Heat Recovery | A | Cumulative Summer Peak Savings (MW) | Achievable Technical Potential | 0 | 0 | 0 | 0 | 0 | 0 | 0 | 0 | 0 | 0 | 0 | 0 | 0 | 0 | 0 | 0 | 0 | 0 | 0 | 0 | 0 | 0 | 0 | 0 | 0 | 0 | 0 | 0 | 0 | 0 | 0
F9_Industrial_Food Products_Existing_Process_Natural Gas_Process Heat Recovery_A_Achievable Technical Potential | F9 | Industrial | Food Products | Existing | Process | Natural Gas | Process Heat Recovery | A | Cumulative Winter Peak Savings (MW) | Achievable Technical Potential | 0 | 0 | 0 | 0 | 0 | 0 | 0 | 0 | 0 | 0 | 0 | 0 | 0 | 0 | 0 | 0 | 0 | 0 | 0 | 0 | 0 | 0 | 0 | 0 | 0 | 0 | 0 | 0 | 0 | 0 | 0
F10_Industrial_Food Products_Existing_Process_Natural Gas_Process Heat Recovery_A_Achievable Technical Potential | F10 | Industrial | Food Products | Existing | Process | Natural Gas | Process Heat Recovery | A | Purchases (Incremental) | Achievable Technical Potential | 0 | 0 | 0 | 0 | 0 | 314.3491 | 314.1765 | 312.3237 | 312.4926 | 312.751 | 277.9014 | 221.7136 | 177.0108 | 139.3599 | 111.9136 | 88.6771 | 70.9509 | 56.475 | 44.777 | 35.864 | 28.5726 | 0.19413 | 0.069079 | 0.02347 | 0.007629 | 0.0064658 | 0.0064486 | 0.0064329 | 9.3059e-07 | 9.3059e-07 | 9.3059e-07
F11_Industrial_Food Products_Existing_Process_Natural Gas_Process Heat Recovery_A_Achievable Technical Potential | F11 | Industrial | Food Products | Existing | Process | Natural Gas | Process Heat Recovery | A | Purchases (Cumulative) | Achievable Technical Potential | 0 | 0 | 0 | 0 | 0 | 314.3491 | 628.5256 | 940.8494 | 1253.342 | 1566.0929 | 1843.9944 | 2065.708 | 2242.7187 | 2382.0786 | 2493.9922 | 2582.6693 | 2653.6202 | 2710.0952 | 2754.8722 | 2790.7363 | 2819.3088 | 2819.503 | 2819.572 | 2819.5955 | 2819.6031 | 2819.6096 | 2819.6161 | 2819.6225 | 2819.6225 | 2819.6225 | 2819.6225
F1_Industrial_Food Products_Existing_Space Heating_Natural Gas_Building Automation System_A_Achievable Technical Potential | F1 | Industrial | Food Products | Existing | Space Heating | Natural Gas | Building Automation System | A | Integrated Unit Energy Savings (kWh or therms) | Achievable Technical Potential | 0 | 0 | 0 | 0 | 0 | 0.015441 | 0.015336 | 0.01521 | 0.015073 | 0.014926 | 0.014771 | 0.014608 | 0.014442 | 0.014267 | 0.01408 | 0.013897 | 0.013715 | 0.013542 | 0.013376 | 0.013222 | 0.013074 | 0.012926 | 0.012796 | 0.012683 | 0.012576 | 0.012492 | 0.01242 | 0.012352 | 0 | 0 | 0
F2_Industrial_Food Products_Existing_Space Heating_Natural Gas_Building Automation System_A_Achievable Technical Potential | F2 | Industrial | Food Products | Existing | Space Heating | Natural Gas | Building Automation System | A | Integrated Unit Summer Peak Savings (kW) | Achievable Technical Potential | 0 | 0 | 0 | 0 | 0 | 0 | 0 | 0 | 0 | 0 | 0 | 0 | 0 | 0 | 0 | 0 | 0 | 0 | 0 | 0 | 0 | 0 | 0 | 0 | 0 | 0 | 0 | 0 | 0 | 0 | 0
F3_Industrial_Food Products_Existing_Space Heating_Natural Gas_Building Automation System_A_Achievable Technical Potential | F3 | Industrial | Food Products | Existing | Space Heating | Natural Gas | Building Automation System | A | Integrated Unit Winter Peak Savings (kW) | Achievable Technical Potential | 0 | 0 | 0 | 0 | 0 | 0 | 0 | 0 | 0 | 0 | 0 | 0 | 0 | 0 | 0 | 0 | 0 | 0 | 0 | 0 | 0 | 0 | 0 | 0 | 0 | 0 | 0 | 0 | 0 | 0 | 0
F4_Industrial_Food Products_Existing_Space Heating_Natural Gas_Building Automation System_A_Achievable Technical Potential | F4 | Industrial | Food Products | Existing | Space Heating | Natural Gas | Building Automation System | A | Incremental Energy Savings (MWh or mTherms) | Achievable Technical Potential | 0 | 0 | 0 | 0 | 0 | 0.043531 | 0.086379 | 0.15121 | 0.24388 | 0.36687 | 0.51336 | 0.68875 | 0.88091 | 1.0592 | 1.2374 | 1.3572 | 1.4251 | 1.4059 | 1.2973 | 1.1289 | 0.91932 | 0.69234 | 0.47275 | 0.29835 | 0.19233 | 0 | 0 | 0 | 0 | 0 | 0
F5_Industrial_Food Products_Existing_Space Heating_Natural Gas_Building Automation System_A_Achievable Technical Potential | F5 | Industrial | Food Products | Existing | Space Heating | Natural Gas | Building Automation System | A | Incremental Summer Peak Savings (MW) | Achievable Technical Potential | 0 | 0 | 0 | 0 | 0 | 0 | 0 | 0 | 0 | 0 | 0 | 0 | 0 | 0 | 0 | 0 | 0 | 0 | 0 | 0 | 0 | 0 | 0 | 0 | 0 | 0 | 0 | 0 | 0 | 0 | 0
F6_Industrial_Food Products_Existing_Space Heating_Natural Gas_Building Automation System_A_Achievable Technical Potential | F6 | Industrial | Food Products | Existing | Space Heating | Natural Gas | Building Automation System | A | Incremental Winter Peak Savings (MW) | Achievable Technical Potential | 0 | 0 | 0 | 0 | 0 | 0 | 0 | 0 | 0 | 0 | 0 | 0 | 0 | 0 | 0 | 0 | 0 | 0 | 0 | 0 | 0 | 0 | 0 | 0 | 0 | 0 | 0 | 0 | 0 | 0 | 0
F7_Industrial_Food Products_Existing_Space Heating_Natural Gas_Building Automation System_A_Achievable Technical Potential | F7 | Industrial | Food Products | Existing | Space Heating | Natural Gas | Building Automation System | A | Cumulative Energy Savings (MWh or mTherms) | Achievable Technical Potential | 0 | 0 | 0 | 0 | 0 | 0.043531 | 0.12961 | 0.27975 | 0.52112 | 0.88291 | 1.3871 | 2.0606 | 2.918 | 3.9418 | 5.1278 | 6.418 | 7.7594 | 9.0673 | 10.2534 | 11.2642 | 12.0579 | 12.6135 | 12.9592 | 13.1429 | 13.2251 | 13.1364 | 13.0603 | 12.9893 | 0 | 0 | 0
F8_Industrial_Food Products_Existing_Space Heating_Natural Gas_Building Automation System_A_Achievable Technical Potential | F8 | Industrial | Food Products | Existing | Space Heating | Natural Gas | Building Automation System | A | Cumulative Summer Peak Savings (MW) | Achievable Technical Potential | 0 | 0 | 0 | 0 | 0 | 0 | 0 | 0 | 0 | 0 | 0 | 0 | 0 | 0 | 0 | 0 | 0 | 0 | 0 | 0 | 0 | 0 | 0 | 0 | 0 | 0 | 0 | 0 | 0 | 0 | 0
F9_Industrial_Food Products_Existing_Space Heating_Natural Gas_Building Automation System_A_Achievable Technical Potential | F9 | Industrial | Food Products | Existing | Space Heating | Natural Gas | Building Automation System | A | Cumulative Winter Peak Savings (MW) | Achievable Technical Potential | 0 | 0 | 0 | 0 | 0 | 0 | 0 | 0 | 0 | 0 | 0 | 0 | 0 | 0 | 0 | 0 | 0 | 0 | 0 | 0 | 0 | 0 | 0 | 0 | 0 | 0 | 0 | 0 | 0 | 0 | 0
F10_Industrial_Food Products_Existing_Space Heating_Natural Gas_Building Automation System_A_Achievable Technical Potential | F10 | Industrial | Food Products | Existing | Space Heating | Natural Gas | Building Automation System | A | Purchases (Incremental) | Achievable Technical Potential | 0 | 0 | 0 | 0 | 0 | 2819.1981 | 5632.2992 | 9941.4262 | 16179.8351 | 24579.037 | 34755.3982 | 47147.6941 | 60996.3392 | 74243.9667 | 87885.5472 | 97661.5752 | 103907.0112 | 103815.6574 | 96990.8264 | 85377.6437 | 70314.3938 | 53560.7019 | 36945.3776 | 23523.7774 | 15293.215 | 0 | 0 | 0 | 0 | 0 | 0
F11_Industrial_Food Products_Existing_Space Heating_Natural Gas_Building Automation System_A_Achievable Technical Potential | F11 | Industrial | Food Products | Existing | Space Heating | Natural Gas | Building Automation System | A | Purchases (Cumulative) | Achievable Technical Potential | 0 | 0 | 0 | 0 | 0 | 2819.1981 | 8451.4972 | 18392.9235 | 34572.7586 | 59151.7956 | 93907.1938 | 141054.8879 | 202051.227 | 276295.1937 | 364180.741 | 461842.3161 | 565749.3273 | 669564.9848 | 766555.8111 | 851933.4549 | 922247.8487 | 975808.5506 | 1012753.9282 | 1036277.7057 | 1051570.9206 | 1051570.9206 | 1051570.9206 | 1051570.9206 | 1051570.9206 | 1051570.9206 | 1051570.9206
F1_Industrial_Food Products_Existing_Space Heating_Natural Gas_Steam System Efficiency Improvements_A_Achievable Technical Potential | F1 | Industrial | Food Products | Existing | Space Heating | Natural Gas | Steam System Efficiency Improvements | A | Integrated Unit Energy Savings (kWh or therms) | Achievable Technical Potential | 0 | 0 | 0 | 0 | 0 | 0.13771 | 0.13667 | 0.13559 | 0.13447 | 0.13331 | 0.13212 | 0.1309 | 0.12965 | 0.12835 | 0.12694 | 0.12557 | 0.1242 | 0.12284 | 0.12151 | 0.12023 | 0.11901 | 0.11775 | 0.1166 | 0.11558 | 0.1146 | 0.11371 | 0.11295 | 0.11225 | 0.11902 | 0.11854 | 0.11809
F2_Industrial_Food Products_Existing_Space Heating_Natural Gas_Steam System Efficiency Improvements_A_Achievable Technical Potential | F2 | Industrial | Food Products | Existing | Space Heating | Natural Gas | Steam System Efficiency Improvements | A | Integrated Unit Summer Peak Savings (kW) | Achievable Technical Potential | 0 | 0 | 0 | 0 | 0 | 0 | 0 | 0 | 0 | 0 | 0 | 0 | 0 | 0 | 0 | 0 | 0 | 0 | 0 | 0 | 0 | 0 | 0 | 0 | 0 | 0 | 0 | 0 | 0 | 0 | 0
F3_Industrial_Food Products_Existing_Space Heating_Natural Gas_Steam System Efficiency Improvements_A_Achievable Technical Potential | F3 | Industrial | Food Products | Existing | Space Heating | Natural Gas | Steam System Efficiency Improvements | A | Integrated Unit Winter Peak Savings (kW) | Achievable Technical Potential | 0 | 0 | 0 | 0 | 0 | 0 | 0 | 0 | 0 | 0 | 0 | 0 | 0 | 0 | 0 | 0 | 0 | 0 | 0 | 0 | 0 | 0 | 0 | 0 | 0 | 0 | 0 | 0 | 0 | 0 | 0
F4_Industrial_Food Products_Existing_Space Heating_Natural Gas_Steam System Efficiency Improvements_A_Achievable Technical Potential | F4 | Industrial | Food Products | Existing | Space Heating | Natural Gas | Steam System Efficiency Improvements | A | Incremental Energy Savings (MWh or mTherms) | Achievable Technical Potential | 0 | 0 | 0 | 0 | 0 | 0.0027515 | 0.0054553 | 0.0095534 | 0.01542 | 0.023222 | 0.032543 | 0.04374 | 0.056048 | 0.067534 | 0.079065 | 0.086912 | 0.091458 | 0.090383 | 0.083524 | 0.072751 | 0.059304 | 0.044695 | 0.030529 | 0.01927 | 0.01242 | 0 | 0 | 0 | 0 | 0 | 0
F5_Industrial_Food Products_Existing_Space Heating_Natural Gas_Steam System Efficiency Improvements_A_Achievable Technical Potential | F5 | Industrial | Food Products | Existing | Space Heating | Natural Gas | Steam System Efficiency Improvements | A | Incremental Summer Peak Savings (MW) | Achievable Technical Potential | 0 | 0 | 0 | 0 | 0 | 0 | 0 | 0 | 0 | 0 | 0 | 0 | 0 | 0 | 0 | 0 | 0 | 0 | 0 | 0 | 0 | 0 | 0 | 0 | 0 | 0 | 0 | 0 | 0 | 0 | 0
F6_Industrial_Food Products_Existing_Space Heating_Natural Gas_Steam System Efficiency Improvements_A_Achievable Technical Potential | F6 | Industrial | Food Products | Existing | Space Heating | Natural Gas | Steam System Efficiency Improvements | A | Incremental Winter Peak Savings (MW) | Achievable Technical Potential | 0 | 0 | 0 | 0 | 0 | 0 | 0 | 0 | 0 | 0 | 0 | 0 | 0 | 0 | 0 | 0 | 0 | 0 | 0 | 0 | 0 | 0 | 0 | 0 | 0 | 0 | 0 | 0 | 0 | 0 | 0
F7_Industrial_Food Products_Existing_Space Heating_Natural Gas_Steam System Efficiency Improvements_A_Achievable Technical Potential | F7 | Industrial | Food Products | Existing | Space Heating | Natural Gas | Steam System Efficiency Improvements | A | Cumulative Energy Savings (MWh or mTherms) | Achievable Technical Potential | 0 | 0 | 0 | 0 | 0 | 0.0027515 | 0.008186 | 0.017675 | 0.032949 | 0.055885 | 0.087929 | 0.13086 | 0.18566 | 0.25132 | 0.32763 | 0.41101 | 0.49797 | 0.58293 | 0.66012 | 0.72594 | 0.77783 | 0.81429 | 0.83688 | 0.84888 | 0.85403 | 0.84743 | 0.84178 | 0.83656 | 0 | 0 | 0
F8_Industrial_Food Products_Existing_Space Heating_Natural Gas_Steam System Efficiency Improvements_A_Achievable Technical Potential | F8 | Industrial | Food Products | Existing | Space Heating | Natural Gas | Steam System Efficiency Improvements | A | Cumulative Summer Peak Savings (MW) | Achievable Technical Potential | 0 | 0 | 0 | 0 | 0 | 0 | 0 | 0 | 0 | 0 | 0 | 0 | 0 | 0 | 0 | 0 | 0 | 0 | 0 | 0 | 0 | 0 | 0 | 0 | 0 | 0 | 0 | 0 | 0 | 0 | 0
F9_Industrial_Food Products_Existing_Space Heating_Natural Gas_Steam System Efficiency Improvements_A_Achievable Technical Potential | F9 | Industrial | Food Products | Existing | Space Heating | Natural Gas | Steam System Efficiency Improvements | A | Cumulative Winter Peak Savings (MW) | Achievable Technical Potential | 0 | 0 | 0 | 0 | 0 | 0 | 0 | 0 | 0 | 0 | 0 | 0 | 0 | 0 | 0 | 0 | 0 | 0 | 0 | 0 | 0 | 0 | 0 | 0 | 0 | 0 | 0 | 0 | 0 | 0 | 0
F10_Industrial_Food Products_Existing_Space Heating_Natural Gas_Steam System Efficiency Improvements_A_Achievable Technical Potential | F10 | Industrial | Food Products | Existing | Space Heating | Natural Gas | Steam System Efficiency Improvements | A | Purchases (Incremental) | Achievable Technical Potential | 0 | 0 | 0 | 0 | 0 | 19.98 | 39.9168 | 70.4561 | 114.6685 | 174.1946 | 246.3158 | 334.1415 | 432.2885 | 526.1761 | 622.8556 | 692.1395 | 736.4017 | 735.7543 | 687.3859 | 605.0818 | 498.3267 | 379.5912 | 261.8364 | 166.7159 | 108.3849 | 0 | 0 | 0 | 0 | 0 | 0
F11_Industrial_Food Products_Existing_Space Heating_Natural Gas_Steam System Efficiency Improvements_A_Achievable Technical Potential | F11 | Industrial | Food Products | Existing | Space Heating | Natural Gas | Steam System Efficiency Improvements | A | Purchases (Cumulative) | Achievable Technical Potential | 0 | 0 | 0 | 0 | 0 | 19.98 | 59.8968 | 130.3529 | 245.0214 | 419.216 | 665.5318 | 999.6732 | 1431.9618 | 1958.1378 | 2580.9935 | 3273.133 | 4009.5347 | 4745.2889 | 5432.6748 | 6037.7566 | 6536.0833 | 6915.6746 | 7177.511 | 7344.2269 | 7452.6117 | 7452.6117 | 7452.6117 | 7452.6117 | 7452.6117 | 7452.6117 | 7452.6117
F1_Industrial_Food Products_Existing_Process_Natural Gas_Steam System Efficiency Improvements_A_Achievable Technical Potential | F1 | Industrial | Food Products | Existing | Process | Natural Gas | Steam System Efficiency Improvements | A | Integrated Unit Energy Savings (kWh or therms) | Achievable Technical Potential | 0 | 0 | 0 | 0 | 0 | 5.0866 | 5.0827 | 5.079 | 5.0755 | 5.0721 | 5.0687 | 5.0662 | 5.0641 | 5.0621 | 5.0609 | 5.0595 | 5.0587 | 5.0579 | 5.057 | 5.0567 | 5.0562 | 5.056 | 5.0558 | 5.0557 | 5.0556 | 5.0554 | 5.0554 | 5.0553 | 5.0908 | 5.0908 | 5.0908
F2_Industrial_Food Products_Existing_Process_Natural Gas_Steam System Efficiency Improvements_A_Achievable Technical Potential | F2 | Industrial | Food Products | Existing | Process | Natural Gas | Steam System Efficiency Improvements | A | Integrated Unit Summer Peak Savings (kW) | Achievable Technical Potential | 0 | 0 | 0 | 0 | 0 | 0 | 0 | 0 | 0 | 0 | 0 | 0 | 0 | 0 | 0 | 0 | 0 | 0 | 0 | 0 | 0 | 0 | 0 | 0 | 0 | 0 | 0 | 0 | 0 | 0 | 0
F3_Industrial_Food Products_Existing_Process_Natural Gas_Steam System Efficiency Improvements_A_Achievable Technical Potential | F3 | Industrial | Food Products | Existing | Process | Natural Gas | Steam System Efficiency Improvements | A | Integrated Unit Winter Peak Savings (kW) | Achievable Technical Potential | 0 | 0 | 0 | 0 | 0 | 0 | 0 | 0 | 0 | 0 | 0 | 0 | 0 | 0 | 0 | 0 | 0 | 0 | 0 | 0 | 0 | 0 | 0 | 0 | 0 | 0 | 0 | 0 | 0 | 0 | 0
F4_Industrial_Food Products_Existing_Process_Natural Gas_Steam System Efficiency Improvements_A_Achievable Technical Potential | F4 | Industrial | Food Products | Existing | Process | Natural Gas | Steam System Efficiency Improvements | A | Incremental Energy Savings (MWh or mTherms) | Achievable Technical Potential | 0 | 0 | 0 | 0 | 0 | 0.0062482 | 0.012473 | 0.022 | 0.035781 | 0.054319 | 0.076758 | 0.10407 | 0.13459 | 0.16375 | 0.1938 | 0.2153 | 0.22903 | 0.22879 | 0.21371 | 0.18811 | 0.15491 | 0.11799 | 0.081387 | 0.051819 | 0.033688 | 0 | 0 | 0 | 0 | 0 | 0
F5_Industrial_Food Products_Existing_Process_Natural Gas_Steam System Efficiency Improvements_A_Achievable Technical Potential | F5 | Industrial | Food Products | Existing | Process | Natural Gas | Steam System Efficiency Improvements | A | Incremental Summer Peak Savings (MW) | Achievable Technical Potential | 0 | 0 | 0 | 0 | 0 | 0 | 0 | 0 | 0 | 0 | 0 | 0 | 0 | 0 | 0 | 0 | 0 | 0 | 0 | 0 | 0 | 0 | 0 | 0 | 0 | 0 | 0 | 0 | 0 | 0 | 0
F6_Industrial_Food Products_Existing_Process_Natural Gas_Steam System Efficiency Improvements_A_Achievable Technical Potential | F6 | Industrial | Food Products | Existing | Process | Natural Gas | Steam System Efficiency Improvements | A | Incremental Winter Peak Savings (MW) | Achievable Technical Potential | 0 | 0 | 0 | 0 | 0 | 0 | 0 | 0 | 0 | 0 | 0 | 0 | 0 | 0 | 0 | 0 | 0 | 0 | 0 | 0 | 0 | 0 | 0 | 0 | 0 | 0 | 0 | 0 | 0 | 0 | 0
F7_Industrial_Food Products_Existing_Process_Natural Gas_Steam System Efficiency Improvements_A_Achievable Technical Potential | F7 | Industrial | Food Products | Existing | Process | Natural Gas | Steam System Efficiency Improvements | A | Cumulative Energy Savings (MWh or mTherms) | Achievable Technical Potential | 0 | 0 | 0 | 0 | 0 | 0.0062482 | 0.018717 | 0.040704 | 0.076457 | 0.13072 | 0.2074 | 0.31137 | 0.44583 | 0.6094 | 0.80306 | 1.0181 | 1.247 | 1.4756 | 1.6891 | 1.877 | 2.0318 | 2.1497 | 2.231 | 2.2828 | 2.3164 | 2.3163 | 2.3163 | 2.3163 | 0 | 0 | 0
F8_Industrial_Food Products_Existing_Process_Natural Gas_Steam System Efficiency Improvements_A_Achievable Technical Potential | F8 | Industrial | Food Products | Existing | Process | Natural Gas | Steam System Efficiency Improvements | A | Cumulative Summer Peak Savings (MW) | Achievable Technical Potential | 0 | 0 | 0 | 0 | 0 | 0 | 0 | 0 | 0 | 0 | 0 | 0 | 0 | 0 | 0 | 0 | 0 | 0 | 0 | 0 | 0 | 0 | 0 | 0 | 0 | 0 | 0 | 0 | 0 | 0 | 0
F9_Industrial_Food Products_Existing_Process_Natural Gas_Steam System Efficiency Improvements_A_Achievable Technical Potential | F9 | Industrial | Food Products | Existing | Process | Natural Gas | Steam System Efficiency Improvements | A | Cumulative Winter Peak Savings (MW) | Achievable Technical Potential | 0 | 0 | 0 | 0 | 0 | 0 | 0 | 0 | 0 | 0 | 0 | 0 | 0 | 0 | 0 | 0 | 0 | 0 | 0 | 0 | 0 | 0 | 0 | 0 | 0 | 0 | 0 | 0 | 0 | 0 | 0
F10_Industrial_Food Products_Existing_Process_Natural Gas_Steam System Efficiency Improvements_A_Achievable Technical Potential | F10 | Industrial | Food Products | Existing | Process | Natural Gas | Steam System Efficiency Improvements | A | Purchases (Incremental) | Achievable Technical Potential | 0 | 0 | 0 | 0 | 0 | 1.2284 | 2.4541 | 4.3316 | 7.0498 | 10.7095 | 15.1435 | 20.543 | 26.5771 | 32.3493 | 38.2932 | 42.5528 | 45.274 | 45.2342 | 42.2605 | 37.2005 | 30.6372 | 23.3373 | 16.0977 | 10.2497 | 6.6635 | 0 | 0 | 0 | 0 | 0 | 0
F11_Industrial_Food Products_Existing_Process_Natural Gas_Steam System Efficiency Improvements_A_Achievable Technical Potential | F11 | Industrial | Food Products | Existing | Process | Natural Gas | Steam System Efficiency Improvements | A | Purchases (Cumulative) | Achievable Technical Potential | 0 | 0 | 0 | 0 | 0 | 1.2284 | 3.6825 | 8.0141 | 15.0639 | 25.7734 | 40.9169 | 61.46 | 88.0371 | 120.3864 | 158.6796 | 201.2324 | 246.5064 | 291.7406 | 334.0011 | 371.2016 | 401.8387 | 425.176 | 441.2738 | 451.5235 | 458.187 | 458.187 | 458.187 | 458.187 | 458.187 | 458.187 | 458.187
F1_Industrial_Food Products_Existing_Space Heating_Natural Gas_Strategic Energy Management_A_Achievable Technical Potential | F1 | Industrial | Food Products | Existing | Space Heating | Natural Gas | Strategic Energy Management | A | Integrated Unit Energy Savings (kWh or therms) | Achievable Technical Potential | 0 | 0 | 0 | 0 | 0 | 7.8439 | 7.7988 | 7.7427 | 7.6813 | 7.6147 | 7.5442 | 7.47 | 7.3934 | 7.313 | 7.225 | 7.1392 | 7.0533 | 6.9716 | 6.8936 | 6.8207 | 6.7515 | 6.6817 | 6.6211 | 6.5692 | 6.5207 | 6.4774 | 6.4402 | 6.4055 | 0 | 0 | 0
F2_Industrial_Food Products_Existing_Space Heating_Natural Gas_Strategic Energy Management_A_Achievable Technical Potential | F2 | Industrial | Food Products | Existing | Space Heating | Natural Gas | Strategic Energy Management | A | Integrated Unit Summer Peak Savings (kW) | Achievable Technical Potential | 0 | 0 | 0 | 0 | 0 | 0 | 0 | 0 | 0 | 0 | 0 | 0 | 0 | 0 | 0 | 0 | 0 | 0 | 0 | 0 | 0 | 0 | 0 | 0 | 0 | 0 | 0 | 0 | 0 | 0 | 0
F3_Industrial_Food Products_Existing_Space Heating_Natural Gas_Strategic Energy Management_A_Achievable Technical Potential | F3 | Industrial | Food Products | Existing | Space Heating | Natural Gas | Strategic Energy Management | A | Integrated Unit Winter Peak Savings (kW) | Achievable Technical Potential | 0 | 0 | 0 | 0 | 0 | 0 | 0 | 0 | 0 | 0 | 0 | 0 | 0 | 0 | 0 | 0 | 0 | 0 | 0 | 0 | 0 | 0 | 0 | 0 | 0 | 0 | 0 | 0 | 0 | 0 | 0
F4_Industrial_Food Products_Existing_Space Heating_Natural Gas_Strategic Energy Management_A_Achievable Technical Potential | F4 | Industrial | Food Products | Existing | Space Heating | Natural Gas | Strategic Energy Management | A | Incremental Energy Savings (MWh or mTherms) | Achievable Technical Potential | 0 | 0 | 0 | 0 | 0 | 0.274 | 0.27228 | 0.26872 | 0.26674 | 0.26464 | 0.25886 | 0.25561 | 0.25248 | 0.24577 | 0.24374 | 0.23855 | 0.23571 | 0.2318 | 0.22717 | 0.22503 | 0.22183 | 0.21868 | 0.21591 | 0.21349 | 0.21124 | 0 | 0 | 0 | 0 | 0 | 0
F5_Industrial_Food Products_Existing_Space Heating_Natural Gas_Strategic Energy Management_A_Achievable Technical Potential | F5 | Industrial | Food Products | Existing | Space Heating | Natural Gas | Strategic Energy Management | A | Incremental Summer Peak Savings (MW) | Achievable Technical Potential | 0 | 0 | 0 | 0 | 0 | 0 | 0 | 0 | 0 | 0 | 0 | 0 | 0 | 0 | 0 | 0 | 0 | 0 | 0 | 0 | 0 | 0 | 0 | 0 | 0 | 0 | 0 | 0 | 0 | 0 | 0
F6_Industrial_Food Products_Existing_Space Heating_Natural Gas_Strategic Energy Management_A_Achievable Technical Potential | F6 | Industrial | Food Products | Existing | Space Heating | Natural Gas | Strategic Energy Management | A | Incremental Winter Peak Savings (MW) | Achievable Technical Potential | 0 | 0 | 0 | 0 | 0 | 0 | 0 | 0 | 0 | 0 | 0 | 0 | 0 | 0 | 0 | 0 | 0 | 0 | 0 | 0 | 0 | 0 | 0 | 0 | 0 | 0 | 0 | 0 | 0 | 0 | 0
F7_Industrial_Food Products_Existing_Space Heating_Natural Gas_Strategic Energy Management_A_Achievable Technical Potential | F7 | Industrial | Food Products | Existing | Space Heating | Natural Gas | Strategic Energy Management | A | Cumulative Energy Savings (MWh or mTherms) | Achievable Technical Potential | 0 | 0 | 0 | 0 | 0 | 0.274 | 0.5447 | 0.8095 | 1.0698 | 1.3252 | 1.5718 | 1.8119 | 2.0458 | 2.2693 | 2.4858 | 2.6948 | 2.8981 | 3.0963 | 3.2889 | 3.4791 | 3.6656 | 3.8464 | 4.0275 | 4.2094 | 4.3895 | 4.3604 | 4.3354 | 4.312 | 0 | 0 | 0
F8_Industrial_Food Products_Existing_Space Heating_Natural Gas_Strategic Energy Management_A_Achievable Technical Potential | F8 | Industrial | Food Products | Existing | Space Heating | Natural Gas | Strategic Energy Management | A | Cumulative Summer Peak Savings (MW) | Achievable Technical Potential | 0 | 0 | 0 | 0 | 0 | 0 | 0 | 0 | 0 | 0 | 0 | 0 | 0 | 0 | 0 | 0 | 0 | 0 | 0 | 0 | 0 | 0 | 0 | 0 | 0 | 0 | 0 | 0 | 0 | 0 | 0
F9_Industrial_Food Products_Existing_Space Heating_Natural Gas_Strategic Energy Management_A_Achievable Technical Potential | F9 | Industrial | Food Products | Existing | Space Heating | Natural Gas | Strategic Energy Management | A | Cumulative Winter Peak Savings (MW) | Achievable Technical Potential | 0 | 0 | 0 | 0 | 0 | 0 | 0 | 0 | 0 | 0 | 0 | 0 | 0 | 0 | 0 | 0 | 0 | 0 | 0 | 0 | 0 | 0 | 0 | 0 | 0 | 0 | 0 | 0 | 0 | 0 | 0
F10_Industrial_Food Products_Existing_Space Heating_Natural Gas_Strategic Energy Management_A_Achievable Technical Potential | F10 | Industrial | Food Products | Existing | Space Heating | Natural Gas | Strategic Energy Management | A | Purchases (Incremental) | Achievable Technical Potential | 0 | 0 | 0 | 0 | 0 | 34.9315 | 34.9124 | 34.7065 | 34.7252 | 34.754 | 34.3126 | 34.2188 | 34.1494 | 33.6071 | 33.7354 | 33.4137 | 33.418 | 33.2498 | 32.9532 | 32.9923 | 32.8558 | 32.7281 | 32.6088 | 32.498 | 32.3955 | 0 | 0 | 0 | 0 | 0 | 0
F11_Industrial_Food Products_Existing_Space Heating_Natural Gas_Strategic Energy Management_A_Achievable Technical Potential | F11 | Industrial | Food Products | Existing | Space Heating | Natural Gas | Strategic Energy Management | A | Purchases (Cumulative) | Achievable Technical Potential | 0 | 0 | 0 | 0 | 0 | 34.9315 | 69.8439 | 104.5504 | 139.2756 | 174.0296 | 208.3422 | 242.561 | 276.7104 | 310.3175 | 344.0529 | 377.4666 | 410.8846 | 444.1344 | 477.0877 | 510.08 | 542.9358 | 575.6639 | 608.2727 | 640.7707 | 673.1662 | 673.1662 | 673.1662 | 673.1662 | 673.1662 | 673.1662 | 673.1662
F1_Industrial_Food Products_Existing_Process_Natural Gas_Strategic Energy Management_A_Achievable Technical Potential | F1 | Industrial | Food Products | Existing | Process | Natural Gas | Strategic Energy Management | A | Integrated Unit Energy Savings (kWh or therms) | Achievable Technical Potential | 0 | 0 | 0 | 0 | 0 | 30.18 | 30.1544 | 30.1299 | 30.1065 | 30.0834 | 30.0605 | 30.0423 | 30.0268 | 30.0109 | 30.0003 | 29.9884 | 29.9797 | 29.9708 | 29.9618 | 29.956 | 29.9496 | 29.9452 | 29.9411 | 29.9373 | 29.9336 | 29.9328 | 29.9321 | 29.9314 | 0 | 0 | 0
F2_Industrial_Food Products_Existing_Process_Natural Gas_Strategic Energy Management_A_Achievable Technical Potential | F2 | Industrial | Food Products | Existing | Process | Natural Gas | Strategic Energy Management | A | Integrated Unit Summer Peak Savings (kW) | Achievable Technical Potential | 0 | 0 | 0 | 0 | 0 | 0 | 0 | 0 | 0 | 0 | 0 | 0 | 0 | 0 | 0 | 0 | 0 | 0 | 0 | 0 | 0 | 0 | 0 | 0 | 0 | 0 | 0 | 0 | 0 | 0 | 0
F3_Industrial_Food Products_Existing_Process_Natural Gas_Strategic Energy Management_A_Achievable Technical Potential | F3 | Industrial | Food Products | Existing | Process | Natural Gas | Strategic Energy Management | A | Integrated Unit Winter Peak Savings (kW) | Achievable Technical Potential | 0 | 0 | 0 | 0 | 0 | 0 | 0 | 0 | 0 | 0 | 0 | 0 | 0 | 0 | 0 | 0 | 0 | 0 | 0 | 0 | 0 | 0 | 0 | 0 | 0 | 0 | 0 | 0 | 0 | 0 | 0
F4_Industrial_Food Products_Existing_Process_Natural Gas_Strategic Energy Management_A_Achievable Technical Potential | F4 | Industrial | Food Products | Existing | Process | Natural Gas | Strategic Energy Management | A | Incremental Energy Savings (MWh or mTherms) | Achievable Technical Potential | 0 | 0 | 0 | 0 | 0 | 4.337 | 4.3309 | 4.3019 | 4.3008 | 4.3011 | 4.2432 | 4.2291 | 4.2183 | 4.1491 | 4.1635 | 4.1222 | 4.1215 | 4.0995 | 4.0618 | 4.0658 | 4.0481 | 4.0318 | 4.0165 | 4.0024 | 3.9893 | 0 | 0 | 0 | 0 | 0 | 0
F5_Industrial_Food Products_Existing_Process_Natural Gas_Strategic Energy Management_A_Achievable Technical Potential | F5 | Industrial | Food Products | Existing | Process | Natural Gas | Strategic Energy Management | A | Incremental Summer Peak Savings (MW) | Achievable Technical Potential | 0 | 0 | 0 | 0 | 0 | 0 | 0 | 0 | 0 | 0 | 0 | 0 | 0 | 0 | 0 | 0 | 0 | 0 | 0 | 0 | 0 | 0 | 0 | 0 | 0 | 0 | 0 | 0 | 0 | 0 | 0
F6_Industrial_Food Products_Existing_Process_Natural Gas_Strategic Energy Management_A_Achievable Technical Potential | F6 | Industrial | Food Products | Existing | Process | Natural Gas | Strategic Energy Management | A | Incremental Winter Peak Savings (MW) | Achievable Technical Potential | 0 | 0 | 0 | 0 | 0 | 0 | 0 | 0 | 0 | 0 | 0 | 0 | 0 | 0 | 0 | 0 | 0 | 0 | 0 | 0 | 0 | 0 | 0 | 0 | 0 | 0 | 0 | 0 | 0 | 0 | 0
F7_Industrial_Food Products_Existing_Process_Natural Gas_Strategic Energy Management_A_Achievable Technical Potential | F7 | Industrial | Food Products | Existing | Process | Natural Gas | Strategic Energy Management | A | Cumulative Energy Savings (MWh or mTherms) | Achievable Technical Potential | 0 | 0 | 0 | 0 | 0 | 4.337 | 8.6642 | 12.959 | 17.2498 | 21.5376 | 25.7645 | 29.978 | 34.1808 | 38.3119 | 42.4619 | 46.5672 | 50.6752 | 54.7597 | 58.805 | 62.8594 | 66.894 | 70.9159 | 74.9228 | 78.9156 | 82.8953 | 82.8931 | 82.891 | 82.8892 | 0 | 0 | 0
F8_Industrial_Food Products_Existing_Process_Natural Gas_Strategic Energy Management_A_Achievable Technical Potential | F8 | Industrial | Food Products | Existing | Process | Natural Gas | Strategic Energy Management | A | Cumulative Summer Peak Savings (MW) | Achievable Technical Potential | 0 | 0 | 0 | 0 | 0 | 0 | 0 | 0 | 0 | 0 | 0 | 0 | 0 | 0 | 0 | 0 | 0 | 0 | 0 | 0 | 0 | 0 | 0 | 0 | 0 | 0 | 0 | 0 | 0 | 0 | 0
F9_Industrial_Food Products_Existing_Process_Natural Gas_Strategic Energy Management_A_Achievable Technical Potential | F9 | Industrial | Food Products | Existing | Process | Natural Gas | Strategic Energy Management | A | Cumulative Winter Peak Savings (MW) | Achievable Technical Potential | 0 | 0 | 0 | 0 | 0 | 0 | 0 | 0 | 0 | 0 | 0 | 0 | 0 | 0 | 0 | 0 | 0 | 0 | 0 | 0 | 0 | 0 | 0 | 0 | 0 | 0 | 0 | 0 | 0 | 0 | 0
F10_Industrial_Food Products_Existing_Process_Natural Gas_Strategic Energy Management_A_Achievable Technical Potential | F10 | Industrial | Food Products | Existing | Process | Natural Gas | Strategic Energy Management | A | Purchases (Incremental) | Achievable Technical Potential | 0 | 0 | 0 | 0 | 0 | 143.703 | 143.6241 | 142.7771 | 142.8543 | 142.9724 | 141.1568 | 140.7711 | 140.4852 | 138.2544 | 138.7822 | 137.4588 | 137.4766 | 136.7847 | 135.5646 | 135.7252 | 135.1639 | 134.6382 | 134.1476 | 133.6918 | 133.2702 | 0 | 0 | 0 | 0 | 0 | 0
F11_Industrial_Food Products_Existing_Process_Natural Gas_Strategic Energy Management_A_Achievable Technical Potential | F11 | Industrial | Food Products | Existing | Process | Natural Gas | Strategic Energy Management | A | Purchases (Cumulative) | Achievable Technical Potential | 0 | 0 | 0 | 0 | 0 | 143.703 | 287.3271 | 430.1042 | 572.9584 | 715.9309 | 857.0877 | 997.8587 | 1138.344 | 1276.5984 | 1415.3806 | 1552.8394 | 1690.316 | 1827.1007 | 1962.6653 | 2098.3904 | 2233.5544 | 2368.1926 | 2502.3402 | 2636.032 | 2769.3021 | 2769.3021 | 2769.3021 | 2769.3021 | 2769.3021 | 2769.3021 | 2769.3021
F1_Industrial_Food Products_Existing_Miscellaneous_Natural Gas_Strategic Energy Management_A_Achievable Technical Potential | F1 | Industrial | Food Products | Existing | Miscellaneous | Natural Gas | Strategic Energy Management | A | Integrated Unit Energy Savings (kWh or therms) | Achievable Technical Potential | 0 | 0 | 0 | 0 | 0 | 2.7925 | 2.7925 | 2.7925 | 2.7925 | 2.7925 | 2.7925 | 2.7925 | 2.7925 | 2.7925 | 2.7925 | 2.7925 | 2.7925 | 2.7925 | 2.7925 | 2.7925 | 2.7925 | 2.7925 | 2.7925 | 2.7925 | 2.7925 | 2.7925 | 2.7925 | 2.7925 | 0 | 0 | 0
F2_Industrial_Food Products_Existing_Miscellaneous_Natural Gas_Strategic Energy Management_A_Achievable Technical Potential | F2 | Industrial | Food Products | Existing | Miscellaneous | Natural Gas | Strategic Energy Management | A | Integrated Unit Summer Peak Savings (kW) | Achievable Technical Potential | 0 | 0 | 0 | 0 | 0 | 0 | 0 | 0 | 0 | 0 | 0 | 0 | 0 | 0 | 0 | 0 | 0 | 0 | 0 | 0 | 0 | 0 | 0 | 0 | 0 | 0 | 0 | 0 | 0 | 0 | 0
F3_Industrial_Food Products_Existing_Miscellaneous_Natural Gas_Strategic Energy Management_A_Achievable Technical Potential | F3 | Industrial | Food Products | Existing | Miscellaneous | Natural Gas | Strategic Energy Management | A | Integrated Unit Winter Peak Savings (kW) | Achievable Technical Potential | 0 | 0 | 0 | 0 | 0 | 0 | 0 | 0 | 0 | 0 | 0 | 0 | 0 | 0 | 0 | 0 | 0 | 0 | 0 | 0 | 0 | 0 | 0 | 0 | 0 | 0 | 0 | 0 | 0 | 0 | 0
F4_Industrial_Food Products_Existing_Miscellaneous_Natural Gas_Strategic Energy Management_A_Achievable Technical Potential | F4 | Industrial | Food Products | Existing | Miscellaneous | Natural Gas | Strategic Energy Management | A | Incremental Energy Savings (MWh or mTherms) | Achievable Technical Potential | 0 | 0 | 0 | 0 | 0 | 0.10032 | 0.10027 | 0.099676 | 0.09973 | 0.099812 | 0.098545 | 0.098275 | 0.098076 | 0.096518 | 0.096887 | 0.095963 | 0.095975 | 0.095492 | 0.094641 | 0.094753 | 0.094361 | 0.093994 | 0.093651 | 0.093333 | 0.093039 | 0 | 0 | 0 | 0 | 0 | 0
F5_Industrial_Food Products_Existing_Miscellaneous_Natural Gas_Strategic Energy Management_A_Achievable Technical Potential | F5 | Industrial | Food Products | Existing | Miscellaneous | Natural Gas | Strategic Energy Management | A | Incremental Summer Peak Savings (MW) | Achievable Technical Potential | 0 | 0 | 0 | 0 | 0 | 0 | 0 | 0 | 0 | 0 | 0 | 0 | 0 | 0 | 0 | 0 | 0 | 0 | 0 | 0 | 0 | 0 | 0 | 0 | 0 | 0 | 0 | 0 | 0 | 0 | 0
F6_Industrial_Food Products_Existing_Miscellaneous_Natural Gas_Strategic Energy Management_A_Achievable Technical Potential | F6 | Industrial | Food Products | Existing | Miscellaneous | Natural Gas | Strategic Energy Management | A | Incremental Winter Peak Savings (MW) | Achievable Technical Potential | 0 | 0 | 0 | 0 | 0 | 0 | 0 | 0 | 0 | 0 | 0 | 0 | 0 | 0 | 0 | 0 | 0 | 0 | 0 | 0 | 0 | 0 | 0 | 0 | 0 | 0 | 0 | 0 | 0 | 0 | 0
F7_Industrial_Food Products_Existing_Miscellaneous_Natural Gas_Strategic Energy Management_A_Achievable Technical Potential | F7 | Industrial | Food Products | Existing | Miscellaneous | Natural Gas | Strategic Energy Management | A | Cumulative Energy Savings (MWh or mTherms) | Achievable Technical Potential | 0 | 0 | 0 | 0 | 0 | 0.10032 | 0.20059 | 0.30027 | 0.39999 | 0.49981 | 0.59835 | 0.69663 | 0.7947 | 0.89122 | 0.98811 | 1.0841 | 1.18 | 1.2755 | 1.3702 | 1.4649 | 1.5593 | 1.6533 | 1.7469 | 1.8403 | 1.9333 | 1.9333 | 1.9333 | 1.9333 | 0 | 0 | 0
F8_Industrial_Food Products_Existing_Miscellaneous_Natural Gas_Strategic Energy Management_A_Achievable Technical Potential | F8 | Industrial | Food Products | Existing | Miscellaneous | Natural Gas | Strategic Energy Management | A | Cumulative Summer Peak Savings (MW) | Achievable Technical Potential | 0 | 0 | 0 | 0 | 0 | 0 | 0 | 0 | 0 | 0 | 0 | 0 | 0 | 0 | 0 | 0 | 0 | 0 | 0 | 0 | 0 | 0 | 0 | 0 | 0 | 0 | 0 | 0 | 0 | 0 | 0
F9_Industrial_Food Products_Existing_Miscellaneous_Natural Gas_Strategic Energy Management_A_Achievable Technical Potential | F9 | Industrial | Food Products | Existing | Miscellaneous | Natural Gas | Strategic Energy Management | A | Cumulative Winter Peak Savings (MW) | Achievable Technical Potential | 0 | 0 | 0 | 0 | 0 | 0 | 0 | 0 | 0 | 0 | 0 | 0 | 0 | 0 | 0 | 0 | 0 | 0 | 0 | 0 | 0 | 0 | 0 | 0 | 0 | 0 | 0 | 0 | 0 | 0 | 0
F10_Industrial_Food Products_Existing_Miscellaneous_Natural Gas_Strategic Energy Management_A_Achievable Technical Potential | F10 | Industrial | Food Products | Existing | Miscellaneous | Natural Gas | Strategic Energy Management | A | Purchases (Incremental) | Achievable Technical Potential | 0 | 0 | 0 | 0 | 0 | 35.9257 | 35.906 | 35.6943 | 35.7136 | 35.7431 | 35.2892 | 35.1928 | 35.1213 | 34.5636 | 34.6956 | 34.3647 | 34.3692 | 34.1962 | 33.8911 | 33.9313 | 33.791 | 33.6596 | 33.5369 | 33.4229 | 33.3175 | 0 | 0 | 0 | 0 | 0 | 0
F11_Industrial_Food Products_Existing_Miscellaneous_Natural Gas_Strategic Energy Management_A_Achievable Technical Potential | F11 | Industrial | Food Products | Existing | Miscellaneous | Natural Gas | Strategic Energy Management | A | Purchases (Cumulative) | Achievable Technical Potential | 0 | 0 | 0 | 0 | 0 | 35.9257 | 71.8318 | 107.526 | 143.2396 | 178.9827 | 214.2719 | 249.4647 | 284.586 | 319.1496 | 353.8452 | 388.2098 | 422.579 | 456.7752 | 490.6663 | 524.5976 | 558.3886 | 592.0481 | 625.585 | 659.008 | 692.3255 | 692.3255 | 692.3255 | 692.3255 | 692.3255 | 692.3255 | 692.3255
F1_Industrial_Food Products_Existing_Space Heating_Natural Gas_Commissioning_A_Achievable Technical Potential | F1 | Industrial | Food Products | Existing | Space Heating | Natural Gas | Commissioning | A | Integrated Unit Energy Savings (kWh or therms) | Achievable Technical Potential | 0 | 0 | 0 | 0 | 0 | 10.6449 | 10.5866 | 10.5132 | 10.4329 | 10.3456 | 10.2534 | 10.1561 | 10.0558 | 9.9509 | 9.8355 | 9.7235 | 9.6111 | 9.5046 | 9.403 | 9.3073 | 9.2165 | 9.1243 | 9.044 | 8.9752 | 8.9108 | 8.8517 | 8.8011 | 8.7537 | 0 | 0 | 0
F2_Industrial_Food Products_Existing_Space Heating_Natural Gas_Commissioning_A_Achievable Technical Potential | F2 | Industrial | Food Products | Existing | Space Heating | Natural Gas | Commissioning | A | Integrated Unit Summer Peak Savings (kW) | Achievable Technical Potential | 0 | 0 | 0 | 0 | 0 | 0 | 0 | 0 | 0 | 0 | 0 | 0 | 0 | 0 | 0 | 0 | 0 | 0 | 0 | 0 | 0 | 0 | 0 | 0 | 0 | 0 | 0 | 0 | 0 | 0 | 0
F3_Industrial_Food Products_Existing_Space Heating_Natural Gas_Commissioning_A_Achievable Technical Potential | F3 | Industrial | Food Products | Existing | Space Heating | Natural Gas | Commissioning | A | Integrated Unit Winter Peak Savings (kW) | Achievable Technical Potential | 0 | 0 | 0 | 0 | 0 | 0 | 0 | 0 | 0 | 0 | 0 | 0 | 0 | 0 | 0 | 0 | 0 | 0 | 0 | 0 | 0 | 0 | 0 | 0 | 0 | 0 | 0 | 0 | 0 | 0 | 0
F4_Industrial_Food Products_Existing_Space Heating_Natural Gas_Commissioning_A_Achievable Technical Potential | F4 | Industrial | Food Products | Existing | Space Heating | Natural Gas | Commissioning | A | Incremental Energy Savings (MWh or mTherms) | Achievable Technical Potential | 0 | 0 | 0 | 0 | 0 | 0 | 0 | 0 | 0 | 0 | 0 | 0 | 0 | 0 | 0 | 0 | 0 | 0 | 0 | 0 | 0 | 0 | 0 | 0 | 0 | 0 | 0 | 0 | 0 | 0 | 0
F5_Industrial_Food Products_Existing_Space Heating_Natural Gas_Commissioning_A_Achievable Technical Potential | F5 | Industrial | Food Products | Existing | Space Heating | Natural Gas | Commissioning | A | Incremental Summer Peak Savings (MW) | Achievable Technical Potential | 0 | 0 | 0 | 0 | 0 | 0 | 0 | 0 | 0 | 0 | 0 | 0 | 0 | 0 | 0 | 0 | 0 | 0 | 0 | 0 | 0 | 0 | 0 | 0 | 0 | 0 | 0 | 0 | 0 | 0 | 0
F6_Industrial_Food Products_Existing_Space Heating_Natural Gas_Commissioning_A_Achievable Technical Potential | F6 | Industrial | Food Products | Existing | Space Heating | Natural Gas | Commissioning | A | Incremental Winter Peak Savings (MW) | Achievable Technical Potential | 0 | 0 | 0 | 0 | 0 | 0 | 0 | 0 | 0 | 0 | 0 | 0 | 0 | 0 | 0 | 0 | 0 | 0 | 0 | 0 | 0 | 0 | 0 | 0 | 0 | 0 | 0 | 0 | 0 | 0 | 0
F7_Industrial_Food Products_Existing_Space Heating_Natural Gas_Commissioning_A_Achievable Technical Potential | F7 | Industrial | Food Products | Existing | Space Heating | Natural Gas | Commissioning | A | Cumulative Energy Savings (MWh or mTherms) | Achievable Technical Potential | 0 | 0 | 0 | 0 | 0 | 0 | 0 | 0 | 0 | 0 | 0 | 0 | 0 | 0 | 0 | 0 | 0 | 0 | 0 | 0 | 0 | 0 | 0 | 0 | 0 | 0 | 0 | 0 | 0 | 0 | 0
F8_Industrial_Food Products_Existing_Space Heating_Natural Gas_Commissioning_A_Achievable Technical Potential | F8 | Industrial | Food Products | Existing | Space Heating | Natural Gas | Commissioning | A | Cumulative Summer Peak Savings (MW) | Achievable Technical Potential | 0 | 0 | 0 | 0 | 0 | 0 | 0 | 0 | 0 | 0 | 0 | 0 | 0 | 0 | 0 | 0 | 0 | 0 | 0 | 0 | 0 | 0 | 0 | 0 | 0 | 0 | 0 | 0 | 0 | 0 | 0
F9_Industrial_Food Products_Existing_Space Heating_Natural Gas_Commissioning_A_Achievable Technical Potential | F9 | Industrial | Food Products | Existing | Space Heating | Natural Gas | Commissioning | A | Cumulative Winter Peak Savings (MW) | Achievable Technical Potential | 0 | 0 | 0 | 0 | 0 | 0 | 0 | 0 | 0 | 0 | 0 | 0 | 0 | 0 | 0 | 0 | 0 | 0 | 0 | 0 | 0 | 0 | 0 | 0 | 0 | 0 | 0 | 0 | 0 | 0 | 0
F10_Industrial_Food Products_Existing_Space Heating_Natural Gas_Commissioning_A_Achievable Technical Potential | F10 | Industrial | Food Products | Existing | Space Heating | Natural Gas | Commissioning | A | Purchases (Incremental) | Achievable Technical Potential | 0 | 0 | 0 | 0 | 0 | 0 | 0 | 0 | 0 | 0 | 0 | 0 | 0 | 0 | 0 | 0 | 0 | 0 | 0 | 0 | 0 | 0 | 0 | 0 | 0 | 0 | 0 | 0 | 0 | 0 | 0
F11_Industrial_Food Products_Existing_Space Heating_Natural Gas_Commissioning_A_Achievable Technical Potential | F11 | Industrial | Food Products | Existing | Space Heating | Natural Gas | Commissioning | A | Purchases (Cumulative) | Achievable Technical Potential | 0 | 0 | 0 | 0 | 0 | 0 | 0 | 0 | 0 | 0 | 0 | 0 | 0 | 0 | 0 | 0 | 0 | 0 | 0 | 0 | 0 | 0 | 0 | 0 | 0 | 0 | 0 | 0 | 0 | 0 | 0
F1_Industrial_Food Products_Existing_Process_Natural Gas_Commissioning_A_Achievable Technical Potential | F1 | Industrial | Food Products | Existing | Process | Natural Gas | Commissioning | A | Integrated Unit Energy Savings (kWh or therms) | Achievable Technical Potential | 0 | 0 | 0 | 0 | 0 | 168.6012 | 168.6012 | 168.6012 | 168.6012 | 168.6012 | 168.6012 | 168.6012 | 168.6012 | 168.6012 | 168.6012 | 168.6012 | 168.6012 | 168.6012 | 168.6012 | 168.6012 | 168.6012 | 168.6012 | 168.6012 | 168.6012 | 168.6012 | 168.6012 | 168.6012 | 168.6012 | 0 | 0 | 0
F2_Industrial_Food Products_Existing_Process_Natural Gas_Commissioning_A_Achievable Technical Potential | F2 | Industrial | Food Products | Existing | Process | Natural Gas | Commissioning | A | Integrated Unit Summer Peak Savings (kW) | Achievable Technical Potential | 0 | 0 | 0 | 0 | 0 | 0 | 0 | 0 | 0 | 0 | 0 | 0 | 0 | 0 | 0 | 0 | 0 | 0 | 0 | 0 | 0 | 0 | 0 | 0 | 0 | 0 | 0 | 0 | 0 | 0 | 0
F3_Industrial_Food Products_Existing_Process_Natural Gas_Commissioning_A_Achievable Technical Potential | F3 | Industrial | Food Products | Existing | Process | Natural Gas | Commissioning | A | Integrated Unit Winter Peak Savings (kW) | Achievable Technical Potential | 0 | 0 | 0 | 0 | 0 | 0 | 0 | 0 | 0 | 0 | 0 | 0 | 0 | 0 | 0 | 0 | 0 | 0 | 0 | 0 | 0 | 0 | 0 | 0 | 0 | 0 | 0 | 0 | 0 | 0 | 0
F4_Industrial_Food Products_Existing_Process_Natural Gas_Commissioning_A_Achievable Technical Potential | F4 | Industrial | Food Products | Existing | Process | Natural Gas | Commissioning | A | Incremental Energy Savings (MWh or mTherms) | Achievable Technical Potential | 0 | 0 | 0 | 0 | 0 | 0 | 0 | 0 | 0 | 0 | 0 | 0 | 0 | 0 | 0 | 0 | 0 | 0 | 0 | 0 | 0 | 0 | 0 | 0 | 0 | 0 | 0 | 0 | 0 | 0 | 0
F5_Industrial_Food Products_Existing_Process_Natural Gas_Commissioning_A_Achievable Technical Potential | F5 | Industrial | Food Products | Existing | Process | Natural Gas | Commissioning | A | Incremental Summer Peak Savings (MW) | Achievable Technical Potential | 0 | 0 | 0 | 0 | 0 | 0 | 0 | 0 | 0 | 0 | 0 | 0 | 0 | 0 | 0 | 0 | 0 | 0 | 0 | 0 | 0 | 0 | 0 | 0 | 0 | 0 | 0 | 0 | 0 | 0 | 0
F6_Industrial_Food Products_Existing_Process_Natural Gas_Commissioning_A_Achievable Technical Potential | F6 | Industrial | Food Products | Existing | Process | Natural Gas | Commissioning | A | Incremental Winter Peak Savings (MW) | Achievable Technical Potential | 0 | 0 | 0 | 0 | 0 | 0 | 0 | 0 | 0 | 0 | 0 | 0 | 0 | 0 | 0 | 0 | 0 | 0 | 0 | 0 | 0 | 0 | 0 | 0 | 0 | 0 | 0 | 0 | 0 | 0 | 0
F7_Industrial_Food Products_Existing_Process_Natural Gas_Commissioning_A_Achievable Technical Potential | F7 | Industrial | Food Products | Existing | Process | Natural Gas | Commissioning | A | Cumulative Energy Savings (MWh or mTherms) | Achievable Technical Potential | 0 | 0 | 0 | 0 | 0 | 0 | 0 | 0 | 0 | 0 | 0 | 0 | 0 | 0 | 0 | 0 | 0 | 0 | 0 | 0 | 0 | 0 | 0 | 0 | 0 | 0 | 0 | 0 | 0 | 0 | 0
F8_Industrial_Food Products_Existing_Process_Natural Gas_Commissioning_A_Achievable Technical Potential | F8 | Industrial | Food Products | Existing | Process | Natural Gas | Commissioning | A | Cumulative Summer Peak Savings (MW) | Achievable Technical Potential | 0 | 0 | 0 | 0 | 0 | 0 | 0 | 0 | 0 | 0 | 0 | 0 | 0 | 0 | 0 | 0 | 0 | 0 | 0 | 0 | 0 | 0 | 0 | 0 | 0 | 0 | 0 | 0 | 0 | 0 | 0
F9_Industrial_Food Products_Existing_Process_Natural Gas_Commissioning_A_Achievable Technical Potential | F9 | Industrial | Food Products | Existing | Process | Natural Gas | Commissioning | A | Cumulative Winter Peak Savings (MW) | Achievable Technical Potential | 0 | 0 | 0 | 0 | 0 | 0 | 0 | 0 | 0 | 0 | 0 | 0 | 0 | 0 | 0 | 0 | 0 | 0 | 0 | 0 | 0 | 0 | 0 | 0 | 0 | 0 | 0 | 0 | 0 | 0 | 0
F10_Industrial_Food Products_Existing_Process_Natural Gas_Commissioning_A_Achievable Technical Potential | F10 | Industrial | Food Products | Existing | Process | Natural Gas | Commissioning | A | Purchases (Incremental) | Achievable Technical Potential | 0 | 0 | 0 | 0 | 0 | 0 | 0 | 0 | 0 | 0 | 0 | 0 | 0 | 0 | 0 | 0 | 0 | 0 | 0 | 0 | 0 | 0 | 0 | 0 | 0 | 0 | 0 | 0 | 0 | 0 | 0
F11_Industrial_Food Products_Existing_Process_Natural Gas_Commissioning_A_Achievable Technical Potential | F11 | Industrial | Food Products | Existing | Process | Natural Gas | Commissioning | A | Purchases (Cumulative) | Achievable Technical Potential | 0 | 0 | 0 | 0 | 0 | 0 | 0 | 0 | 0 | 0 | 0 | 0 | 0 | 0 | 0 | 0 | 0 | 0 | 0 | 0 | 0 | 0 | 0 | 0 | 0 | 0 | 0 | 0 | 0 | 0 | 0
F1_Industrial_Food Products_Existing_Space Heating_Natural Gas_Retrocommissioning_A_Achievable Technical Potential | F1 | Industrial | Food Products | Existing | Space Heating | Natural Gas | Retrocommissioning | A | Integrated Unit Energy Savings (kWh or therms) | Achievable Technical Potential | 0 | 0 | 0 | 0 | 0 | 1.4783 | 1.4701 | 1.4597 | 1.4484 | 1.4362 | 1.4232 | 1.4096 | 1.3956 | 1.381 | 1.3649 | 1.3493 | 1.3337 | 1.3189 | 1.3048 | 1.2915 | 1.2788 | 1.2661 | 1.2549 | 1.2454 | 1.2364 | 1.2282 | 1.2212 | 1.2146 | 0 | 0 | 0
F2_Industrial_Food Products_Existing_Space Heating_Natural Gas_Retrocommissioning_A_Achievable Technical Potential | F2 | Industrial | Food Products | Existing | Space Heating | Natural Gas | Retrocommissioning | A | Integrated Unit Summer Peak Savings (kW) | Achievable Technical Potential | 0 | 0 | 0 | 0 | 0 | 0 | 0 | 0 | 0 | 0 | 0 | 0 | 0 | 0 | 0 | 0 | 0 | 0 | 0 | 0 | 0 | 0 | 0 | 0 | 0 | 0 | 0 | 0 | 0 | 0 | 0
F3_Industrial_Food Products_Existing_Space Heating_Natural Gas_Retrocommissioning_A_Achievable Technical Potential | F3 | Industrial | Food Products | Existing | Space Heating | Natural Gas | Retrocommissioning | A | Integrated Unit Winter Peak Savings (kW) | Achievable Technical Potential | 0 | 0 | 0 | 0 | 0 | 0 | 0 | 0 | 0 | 0 | 0 | 0 | 0 | 0 | 0 | 0 | 0 | 0 | 0 | 0 | 0 | 0 | 0 | 0 | 0 | 0 | 0 | 0 | 0 | 0 | 0
F4_Industrial_Food Products_Existing_Space Heating_Natural Gas_Retrocommissioning_A_Achievable Technical Potential | F4 | Industrial | Food Products | Existing | Space Heating | Natural Gas | Retrocommissioning | A | Incremental Energy Savings (MWh or mTherms) | Achievable Technical Potential | 0 | 0 | 0 | 0 | 0 | 0.041308 | 0.041054 | 0.040525 | 0.040233 | 0.039926 | 0.039064 | 0.038584 | 0.038124 | 0.037125 | 0.036833 | 0.036065 | 0.035652 | 0.035078 | 0.034393 | 0.034083 | 0.033611 | 0.033145 | 0.032733 | 0.032374 | 0.03204 | 0 | 0 | 0 | 0 | 0 | 0
F5_Industrial_Food Products_Existing_Space Heating_Natural Gas_Retrocommissioning_A_Achievable Technical Potential | F5 | Industrial | Food Products | Existing | Space Heating | Natural Gas | Retrocommissioning | A | Incremental Summer Peak Savings (MW) | Achievable Technical Potential | 0 | 0 | 0 | 0 | 0 | 0 | 0 | 0 | 0 | 0 | 0 | 0 | 0 | 0 | 0 | 0 | 0 | 0 | 0 | 0 | 0 | 0 | 0 | 0 | 0 | 0 | 0 | 0 | 0 | 0 | 0
F6_Industrial_Food Products_Existing_Space Heating_Natural Gas_Retrocommissioning_A_Achievable Technical Potential | F6 | Industrial | Food Products | Existing | Space Heating | Natural Gas | Retrocommissioning | A | Incremental Winter Peak Savings (MW) | Achievable Technical Potential | 0 | 0 | 0 | 0 | 0 | 0 | 0 | 0 | 0 | 0 | 0 | 0 | 0 | 0 | 0 | 0 | 0 | 0 | 0 | 0 | 0 | 0 | 0 | 0 | 0 | 0 | 0 | 0 | 0 | 0 | 0
F7_Industrial_Food Products_Existing_Space Heating_Natural Gas_Retrocommissioning_A_Achievable Technical Potential | F7 | Industrial | Food Products | Existing | Space Heating | Natural Gas | Retrocommissioning | A | Cumulative Energy Savings (MWh or mTherms) | Achievable Technical Potential | 0 | 0 | 0 | 0 | 0 | 0.041308 | 0.082131 | 0.12208 | 0.16137 | 0.19993 | 0.23719 | 0.27351 | 0.30891 | 0.3428 | 0.37564 | 0.40742 | 0.43835 | 0.46856 | 0.49794 | 0.52695 | 0.55541 | 0.58299 | 0.6106 | 0.63832 | 0.66578 | 0.66136 | 0.65758 | 0.65404 | 0 | 0 | 0
F8_Industrial_Food Products_Existing_Space Heating_Natural Gas_Retrocommissioning_A_Achievable Technical Potential | F8 | Industrial | Food Products | Existing | Space Heating | Natural Gas | Retrocommissioning | A | Cumulative Summer Peak Savings (MW) | Achievable Technical Potential | 0 | 0 | 0 | 0 | 0 | 0 | 0 | 0 | 0 | 0 | 0 | 0 | 0 | 0 | 0 | 0 | 0 | 0 | 0 | 0 | 0 | 0 | 0 | 0 | 0 | 0 | 0 | 0 | 0 | 0 | 0
F9_Industrial_Food Products_Existing_Space Heating_Natural Gas_Retrocommissioning_A_Achievable Technical Potential | F9 | Industrial | Food Products | Existing | Space Heating | Natural Gas | Retrocommissioning | A | Cumulative Winter Peak Savings (MW) | Achievable Technical Potential | 0 | 0 | 0 | 0 | 0 | 0 | 0 | 0 | 0 | 0 | 0 | 0 | 0 | 0 | 0 | 0 | 0 | 0 | 0 | 0 | 0 | 0 | 0 | 0 | 0 | 0 | 0 | 0 | 0 | 0 | 0
F10_Industrial_Food Products_Existing_Space Heating_Natural Gas_Retrocommissioning_A_Achievable Technical Potential | F10 | Industrial | Food Products | Existing | Space Heating | Natural Gas | Retrocommissioning | A | Purchases (Incremental) | Achievable Technical Potential | 0 | 0 | 0 | 0 | 0 | 27.9422 | 27.9269 | 27.7622 | 27.7772 | 27.8002 | 27.4472 | 27.3722 | 27.3166 | 26.8828 | 26.9854 | 26.7281 | 26.7316 | 26.597 | 26.3598 | 26.391 | 26.2819 | 26.1797 | 26.0843 | 25.9956 | 25.9136 | 0 | 0 | 0 | 0 | 0 | 0
F11_Industrial_Food Products_Existing_Space Heating_Natural Gas_Retrocommissioning_A_Achievable Technical Potential | F11 | Industrial | Food Products | Existing | Space Heating | Natural Gas | Retrocommissioning | A | Purchases (Cumulative) | Achievable Technical Potential | 0 | 0 | 0 | 0 | 0 | 27.9422 | 55.8692 | 83.6314 | 111.4086 | 139.2088 | 166.6559 | 194.0281 | 221.3447 | 248.2275 | 275.2129 | 301.941 | 328.6726 | 355.2696 | 381.6294 | 408.0204 | 434.3022 | 460.4819 | 486.5661 | 512.5618 | 538.4754 | 538.4754 | 538.4754 | 538.4754 | 538.4754 | 538.4754 | 538.4754
F1_Industrial_Food Products_Existing_Process_Natural Gas_Retrocommissioning_A_Achievable Technical Potential | F1 | Industrial | Food Products | Existing | Process | Natural Gas | Retrocommissioning | A | Integrated Unit Energy Savings (kWh or therms) | Achievable Technical Potential | 0 | 0 | 0 | 0 | 0 | 0 | 0 | 0 | 0 | 0 | 0 | 0 | 0 | 0 | 0 | 0 | 0 | 0 | 0 | 0 | 0 | 0 | 0 | 0 | 0 | 0 | 0 | 0 | 0 | 0 | 0
F2_Industrial_Food Products_Existing_Process_Natural Gas_Retrocommissioning_A_Achievable Technical Potential | F2 | Industrial | Food Products | Existing | Process | Natural Gas | Retrocommissioning | A | Integrated Unit Summer Peak Savings (kW) | Achievable Technical Potential | 0 | 0 | 0 | 0 | 0 | 0 | 0 | 0 | 0 | 0 | 0 | 0 | 0 | 0 | 0 | 0 | 0 | 0 | 0 | 0 | 0 | 0 | 0 | 0 | 0 | 0 | 0 | 0 | 0 | 0 | 0
F3_Industrial_Food Products_Existing_Process_Natural Gas_Retrocommissioning_A_Achievable Technical Potential | F3 | Industrial | Food Products | Existing | Process | Natural Gas | Retrocommissioning | A | Integrated Unit Winter Peak Savings (kW) | Achievable Technical Potential | 0 | 0 | 0 | 0 | 0 | 0 | 0 | 0 | 0 | 0 | 0 | 0 | 0 | 0 | 0 | 0 | 0 | 0 | 0 | 0 | 0 | 0 | 0 | 0 | 0 | 0 | 0 | 0 | 0 | 0 | 0
F4_Industrial_Food Products_Existing_Process_Natural Gas_Retrocommissioning_A_Achievable Technical Potential | F4 | Industrial | Food Products | Existing | Process | Natural Gas | Retrocommissioning | A | Incremental Energy Savings (MWh or mTherms) | Achievable Technical Potential | 0 | 0 | 0 | 0 | 0 | 0 | 0 | 0 | 0 | 0 | 0 | 0 | 0 | 0 | 0 | 0 | 0 | 0 | 0 | 0 | 0 | 0 | 0 | 0 | 0 | 0 | 0 | 0 | 0 | 0 | 0
F5_Industrial_Food Products_Existing_Process_Natural Gas_Retrocommissioning_A_Achievable Technical Potential | F5 | Industrial | Food Products | Existing | Process | Natural Gas | Retrocommissioning | A | Incremental Summer Peak Savings (MW) | Achievable Technical Potential | 0 | 0 | 0 | 0 | 0 | 0 | 0 | 0 | 0 | 0 | 0 | 0 | 0 | 0 | 0 | 0 | 0 | 0 | 0 | 0 | 0 | 0 | 0 | 0 | 0 | 0 | 0 | 0 | 0 | 0 | 0
F6_Industrial_Food Products_Existing_Process_Natural Gas_Retrocommissioning_A_Achievable Technical Potential | F6 | Industrial | Food Products | Existing | Process | Natural Gas | Retrocommissioning | A | Incremental Winter Peak Savings (MW) | Achievable Technical Potential | 0 | 0 | 0 | 0 | 0 | 0 | 0 | 0 | 0 | 0 | 0 | 0 | 0 | 0 | 0 | 0 | 0 | 0 | 0 | 0 | 0 | 0 | 0 | 0 | 0 | 0 | 0 | 0 | 0 | 0 | 0
F7_Industrial_Food Products_Existing_Process_Natural Gas_Retrocommissioning_A_Achievable Technical Potential | F7 | Industrial | Food Products | Existing | Process | Natural Gas | Retrocommissioning | A | Cumulative Energy Savings (MWh or mTherms) | Achievable Technical Potential | 0 | 0 | 0 | 0 | 0 | 0 | 0 | 0 | 0 | 0 | 0 | 0 | 0 | 0 | 0 | 0 | 0 | 0 | 0 | 0 | 0 | 0 | 0 | 0 | 0 | 0 | 0 | 0 | 0 | 0 | 0
F8_Industrial_Food Products_Existing_Process_Natural Gas_Retrocommissioning_A_Achievable Technical Potential | F8 | Industrial | Food Products | Existing | Process | Natural Gas | Retrocommissioning | A | Cumulative Summer Peak Savings (MW) | Achievable Technical Potential | 0 | 0 | 0 | 0 | 0 | 0 | 0 | 0 | 0 | 0 | 0 | 0 | 0 | 0 | 0 | 0 | 0 | 0 | 0 | 0 | 0 | 0 | 0 | 0 | 0 | 0 | 0 | 0 | 0 | 0 | 0
F9_Industrial_Food Products_Existing_Process_Natural Gas_Retrocommissioning_A_Achievable Technical Potential | F9 | Industrial | Food Products | Existing | Process | Natural Gas | Retrocommissioning | A | Cumulative Winter Peak Savings (MW) | Achievable Technical Potential | 0 | 0 | 0 | 0 | 0 | 0 | 0 | 0 | 0 | 0 | 0 | 0 | 0 | 0 | 0 | 0 | 0 | 0 | 0 | 0 | 0 | 0 | 0 | 0 | 0 | 0 | 0 | 0 | 0 | 0 | 0
F10_Industrial_Food Products_Existing_Process_Natural Gas_Retrocommissioning_A_Achievable Technical Potential | F10 | Industrial | Food Products | Existing | Process | Natural Gas | Retrocommissioning | A | Purchases (Incremental) | Achievable Technical Potential | 0 | 0 | 0 | 0 | 0 | 27.9422 | 27.9269 | 27.7622 | 27.7772 | 27.8002 | 27.4472 | 27.3722 | 27.3166 | 26.8828 | 26.9854 | 26.7281 | 26.7316 | 26.597 | 26.3598 | 26.391 | 26.2819 | 26.1797 | 26.0843 | 25.9956 | 25.9136 | 0 | 0 | 0 | 0 | 0 | 0
F11_Industrial_Food Products_Existing_Process_Natural Gas_Retrocommissioning_A_Achievable Technical Potential | F11 | Industrial | Food Products | Existing | Process | Natural Gas | Retrocommissioning | A | Purchases (Cumulative) | Achievable Technical Potential | 0 | 0 | 0 | 0 | 0 | 27.9422 | 55.8692 | 83.6314 | 111.4086 | 139.2088 | 166.6559 | 194.0281 | 221.3447 | 248.2275 | 275.2129 | 301.941 | 328.6726 | 355.2696 | 381.6294 | 408.0204 | 434.3022 | 460.4819 | 486.5661 | 512.5618 | 538.4754 | 538.4754 | 538.4754 | 538.4754 | 538.4754 | 538.4754 | 538.4754
F1_Industrial_Food Products_New_Space Heating_Natural Gas_Insulation - Roof/Ceiling_A_Achievable Technical Potential | F1 | Industrial | Food Products | New | Space Heating | Natural Gas | Insulation - Roof/Ceiling | A | Integrated Unit Energy Savings (kWh or therms) | Achievable Technical Potential | 0 | 0 | 0 | 0 | 0 | 0.09365 | 0.092093 | 0.090798 | 0.08967 | 0.088646 | 0.087715 | 0.086596 | 0.085378 | 0.084131 | 0.082886 | 0.081744 | 0.080699 | 0.079809 | 0.078673 | 0.077799 | 0.077142 | 0.076634 | 0.076367 | 0.076212 | 0.07614 | 0.076125 | 0.076132 | 0.076163 | 0 | 0 | 0
F2_Industrial_Food Products_New_Space Heating_Natural Gas_Insulation - Roof/Ceiling_A_Achievable Technical Potential | F2 | Industrial | Food Products | New | Space Heating | Natural Gas | Insulation - Roof/Ceiling | A | Integrated Unit Summer Peak Savings (kW) | Achievable Technical Potential | 0 | 0 | 0 | 0 | 0 | 0 | 0 | 0 | 0 | 0 | 0 | 0 | 0 | 0 | 0 | 0 | 0 | 0 | 0 | 0 | 0 | 0 | 0 | 0 | 0 | 0 | 0 | 0 | 0 | 0 | 0
F3_Industrial_Food Products_New_Space Heating_Natural Gas_Insulation - Roof/Ceiling_A_Achievable Technical Potential | F3 | Industrial | Food Products | New | Space Heating | Natural Gas | Insulation - Roof/Ceiling | A | Integrated Unit Winter Peak Savings (kW) | Achievable Technical Potential | 0 | 0 | 0 | 0 | 0 | 0 | 0 | 0 | 0 | 0 | 0 | 0 | 0 | 0 | 0 | 0 | 0 | 0 | 0 | 0 | 0 | 0 | 0 | 0 | 0 | 0 | 0 | 0 | 0 | 0 | 0
F4_Industrial_Food Products_New_Space Heating_Natural Gas_Insulation - Roof/Ceiling_A_Achievable Technical Potential | F4 | Industrial | Food Products | New | Space Heating | Natural Gas | Insulation - Roof/Ceiling | A | Incremental Energy Savings (MWh or mTherms) | Achievable Technical Potential | 0 | 0 | 0 | 0 | 0 | 0 | 0 | 0 | 0 | 0 | 0 | 0 | 0 | 0 | 0 | 0 | 0 | 0 | 0 | 0 | 0 | 0 | 0 | 0 | 0 | 0 | 0 | 0 | 0 | 0 | 0
F5_Industrial_Food Products_New_Space Heating_Natural Gas_Insulation - Roof/Ceiling_A_Achievable Technical Potential | F5 | Industrial | Food Products | New | Space Heating | Natural Gas | Insulation - Roof/Ceiling | A | Incremental Summer Peak Savings (MW) | Achievable Technical Potential | 0 | 0 | 0 | 0 | 0 | 0 | 0 | 0 | 0 | 0 | 0 | 0 | 0 | 0 | 0 | 0 | 0 | 0 | 0 | 0 | 0 | 0 | 0 | 0 | 0 | 0 | 0 | 0 | 0 | 0 | 0
F6_Industrial_Food Products_New_Space Heating_Natural Gas_Insulation - Roof/Ceiling_A_Achievable Technical Potential | F6 | Industrial | Food Products | New | Space Heating | Natural Gas | Insulation - Roof/Ceiling | A | Incremental Winter Peak Savings (MW) | Achievable Technical Potential | 0 | 0 | 0 | 0 | 0 | 0 | 0 | 0 | 0 | 0 | 0 | 0 | 0 | 0 | 0 | 0 | 0 | 0 | 0 | 0 | 0 | 0 | 0 | 0 | 0 | 0 | 0 | 0 | 0 | 0 | 0
F7_Industrial_Food Products_New_Space Heating_Natural Gas_Insulation - Roof/Ceiling_A_Achievable Technical Potential | F7 | Industrial | Food Products | New | Space Heating | Natural Gas | Insulation - Roof/Ceiling | A | Cumulative Energy Savings (MWh or mTherms) | Achievable Technical Potential | 0 | 0 | 0 | 0 | 0 | 0 | 0 | 0 | 0 | 0 | 0 | 0 | 0 | 0 | 0 | 0 | 0 | 0 | 0 | 0 | 0 | 0 | 0 | 0 | 0 | 0 | 0 | 0 | 0 | 0 | 0
F8_Industrial_Food Products_New_Space Heating_Natural Gas_Insulation - Roof/Ceiling_A_Achievable Technical Potential | F8 | Industrial | Food Products | New | Space Heating | Natural Gas | Insulation - Roof/Ceiling | A | Cumulative Summer Peak Savings (MW) | Achievable Technical Potential | 0 | 0 | 0 | 0 | 0 | 0 | 0 | 0 | 0 | 0 | 0 | 0 | 0 | 0 | 0 | 0 | 0 | 0 | 0 | 0 | 0 | 0 | 0 | 0 | 0 | 0 | 0 | 0 | 0 | 0 | 0
F9_Industrial_Food Products_New_Space Heating_Natural Gas_Insulation - Roof/Ceiling_A_Achievable Technical Potential | F9 | Industrial | Food Products | New | Space Heating | Natural Gas | Insulation - Roof/Ceiling | A | Cumulative Winter Peak Savings (MW) | Achievable Technical Potential | 0 | 0 | 0 | 0 | 0 | 0 | 0 | 0 | 0 | 0 | 0 | 0 | 0 | 0 | 0 | 0 | 0 | 0 | 0 | 0 | 0 | 0 | 0 | 0 | 0 | 0 | 0 | 0 | 0 | 0 | 0
F10_Industrial_Food Products_New_Space Heating_Natural Gas_Insulation - Roof/Ceiling_A_Achievable Technical Potential | F10 | Industrial | Food Products | New | Space Heating | Natural Gas | Insulation - Roof/Ceiling | A | Purchases (Incremental) | Achievable Technical Potential | 0 | 0 | 0 | 0 | 0 | 0 | 0 | 0 | 0 | 0 | 0 | 0 | 0 | 0 | 0 | 0 | 0 | 0 | 0 | 0 | 0 | 0 | 0 | 0 | 0 | 0 | 0 | 0 | 0 | 0 | 0
F11_Industrial_Food Products_New_Space Heating_Natural Gas_Insulation - Roof/Ceiling_A_Achievable Technical Potential | F11 | Industrial | Food Products | New | Space Heating | Natural Gas | Insulation - Roof/Ceiling | A | Purchases (Cumulative) | Achievable Technical Potential | 0 | 0 | 0 | 0 | 0 | 0 | 0 | 0 | 0 | 0 | 0 | 0 | 0 | 0 | 0 | 0 | 0 | 0 | 0 | 0 | 0 | 0 | 0 | 0 | 0 | 0 | 0 | 0 | 0 | 0 | 0
F1_Industrial_Food Products_New_Space Heating_Natural Gas_Insulation - Wall Cavity_A_Achievable Technical Potential | F1 | Industrial | Food Products | New | Space Heating | Natural Gas | Insulation - Wall Cavity | A | Integrated Unit Energy Savings (kWh or therms) | Achievable Technical Potential | 0 | 0 | 0 | 0 | 0 | 0.016866 | 0.016585 | 0.016352 | 0.016149 | 0.015964 | 0.015797 | 0.015595 | 0.015376 | 0.015151 | 0.014927 | 0.014721 | 0.014533 | 0.014373 | 0.014168 | 0.014011 | 0.013893 | 0.013801 | 0.013753 | 0.013725 | 0.013712 | 0.013709 | 0.013711 | 0.013716 | 0 | 0 | 0
F2_Industrial_Food Products_New_Space Heating_Natural Gas_Insulation - Wall Cavity_A_Achievable Technical Potential | F2 | Industrial | Food Products | New | Space Heating | Natural Gas | Insulation - Wall Cavity | A | Integrated Unit Summer Peak Savings (kW) | Achievable Technical Potential | 0 | 0 | 0 | 0 | 0 | 0 | 0 | 0 | 0 | 0 | 0 | 0 | 0 | 0 | 0 | 0 | 0 | 0 | 0 | 0 | 0 | 0 | 0 | 0 | 0 | 0 | 0 | 0 | 0 | 0 | 0
F3_Industrial_Food Products_New_Space Heating_Natural Gas_Insulation - Wall Cavity_A_Achievable Technical Potential | F3 | Industrial | Food Products | New | Space Heating | Natural Gas | Insulation - Wall Cavity | A | Integrated Unit Winter Peak Savings (kW) | Achievable Technical Potential | 0 | 0 | 0 | 0 | 0 | 0 | 0 | 0 | 0 | 0 | 0 | 0 | 0 | 0 | 0 | 0 | 0 | 0 | 0 | 0 | 0 | 0 | 0 | 0 | 0 | 0 | 0 | 0 | 0 | 0 | 0
F4_Industrial_Food Products_New_Space Heating_Natural Gas_Insulation - Wall Cavity_A_Achievable Technical Potential | F4 | Industrial | Food Products | New | Space Heating | Natural Gas | Insulation - Wall Cavity | A | Incremental Energy Savings (MWh or mTherms) | Achievable Technical Potential | 0 | 0 | 0 | 0 | 0 | 0 | 0 | 0 | 0 | 0 | 0 | 0 | 0 | 0 | 0 | 0 | 0 | 0 | 0 | 0 | 0 | 0 | 0 | 0 | 0 | 0 | 0 | 0 | 0 | 0 | 0
F5_Industrial_Food Products_New_Space Heating_Natural Gas_Insulation - Wall Cavity_A_Achievable Technical Potential | F5 | Industrial | Food Products | New | Space Heating | Natural Gas | Insulation - Wall Cavity | A | Incremental Summer Peak Savings (MW) | Achievable Technical Potential | 0 | 0 | 0 | 0 | 0 | 0 | 0 | 0 | 0 | 0 | 0 | 0 | 0 | 0 | 0 | 0 | 0 | 0 | 0 | 0 | 0 | 0 | 0 | 0 | 0 | 0 | 0 | 0 | 0 | 0 | 0
F6_Industrial_Food Products_New_Space Heating_Natural Gas_Insulation - Wall Cavity_A_Achievable Technical Potential | F6 | Industrial | Food Products | New | Space Heating | Natural Gas | Insulation - Wall Cavity | A | Incremental Winter Peak Savings (MW) | Achievable Technical Potential | 0 | 0 | 0 | 0 | 0 | 0 | 0 | 0 | 0 | 0 | 0 | 0 | 0 | 0 | 0 | 0 | 0 | 0 | 0 | 0 | 0 | 0 | 0 | 0 | 0 | 0 | 0 | 0 | 0 | 0 | 0
F7_Industrial_Food Products_New_Space Heating_Natural Gas_Insulation - Wall Cavity_A_Achievable Technical Potential | F7 | Industrial | Food Products | New | Space Heating | Natural Gas | Insulation - Wall Cavity | A | Cumulative Energy Savings (MWh or mTherms) | Achievable Technical Potential | 0 | 0 | 0 | 0 | 0 | 0 | 0 | 0 | 0 | 0 | 0 | 0 | 0 | 0 | 0 | 0 | 0 | 0 | 0 | 0 | 0 | 0 | 0 | 0 | 0 | 0 | 0 | 0 | 0 | 0 | 0
F8_Industrial_Food Products_New_Space Heating_Natural Gas_Insulation - Wall Cavity_A_Achievable Technical Potential | F8 | Industrial | Food Products | New | Space Heating | Natural Gas | Insulation - Wall Cavity | A | Cumulative Summer Peak Savings (MW) | Achievable Technical Potential | 0 | 0 | 0 | 0 | 0 | 0 | 0 | 0 | 0 | 0 | 0 | 0 | 0 | 0 | 0 | 0 | 0 | 0 | 0 | 0 | 0 | 0 | 0 | 0 | 0 | 0 | 0 | 0 | 0 | 0 | 0
F9_Industrial_Food Products_New_Space Heating_Natural Gas_Insulation - Wall Cavity_A_Achievable Technical Potential | F9 | Industrial | Food Products | New | Space Heating | Natural Gas | Insulation - Wall Cavity | A | Cumulative Winter Peak Savings (MW) | Achievable Technical Potential | 0 | 0 | 0 | 0 | 0 | 0 | 0 | 0 | 0 | 0 | 0 | 0 | 0 | 0 | 0 | 0 | 0 | 0 | 0 | 0 | 0 | 0 | 0 | 0 | 0 | 0 | 0 | 0 | 0 | 0 | 0
F10_Industrial_Food Products_New_Space Heating_Natural Gas_Insulation - Wall Cavity_A_Achievable Technical Potential | F10 | Industrial | Food Products | New | Space Heating | Natural Gas | Insulation - Wall Cavity | A | Purchases (Incremental) | Achievable Technical Potential | 0 | 0 | 0 | 0 | 0 | 0 | 0 | 0 | 0 | 0 | 0 | 0 | 0 | 0 | 0 | 0 | 0 | 0 | 0 | 0 | 0 | 0 | 0 | 0 | 0 | 0 | 0 | 0 | 0 | 0 | 0
F11_Industrial_Food Products_New_Space Heating_Natural Gas_Insulation - Wall Cavity_A_Achievable Technical Potential | F11 | Industrial | Food Products | New | Space Heating | Natural Gas | Insulation - Wall Cavity | A | Purchases (Cumulative) | Achievable Technical Potential | 0 | 0 | 0 | 0 | 0 | 0 | 0 | 0 | 0 | 0 | 0 | 0 | 0 | 0 | 0 | 0 | 0 | 0 | 0 | 0 | 0 | 0 | 0 | 0 | 0 | 0 | 0 | 0 | 0 | 0 | 0
F1_Industrial_Food Products_New_Space Heating_Natural Gas_Insulation - Ducting_A_Achievable Technical Potential | F1 | Industrial | Food Products | New | Space Heating | Natural Gas | Insulation - Ducting | A | Integrated Unit Energy Savings (kWh or therms) | Achievable Technical Potential | 0 | 0 | 0 | 0 | 0 | 0 | 0 | 0 | 0 | 0 | 0 | 0 | 0 | 0 | 0 | 0 | 0 | 0 | 0 | 0 | 0 | 0 | 0 | 0 | 0 | 0 | 0 | 0 | 0 | 0 | 0
F2_Industrial_Food Products_New_Space Heating_Natural Gas_Insulation - Ducting_A_Achievable Technical Potential | F2 | Industrial | Food Products | New | Space Heating | Natural Gas | Insulation - Ducting | A | Integrated Unit Summer Peak Savings (kW) | Achievable Technical Potential | 0 | 0 | 0 | 0 | 0 | 0 | 0 | 0 | 0 | 0 | 0 | 0 | 0 | 0 | 0 | 0 | 0 | 0 | 0 | 0 | 0 | 0 | 0 | 0 | 0 | 0 | 0 | 0 | 0 | 0 | 0
F3_Industrial_Food Products_New_Space Heating_Natural Gas_Insulation - Ducting_A_Achievable Technical Potential | F3 | Industrial | Food Products | New | Space Heating | Natural Gas | Insulation - Ducting | A | Integrated Unit Winter Peak Savings (kW) | Achievable Technical Potential | 0 | 0 | 0 | 0 | 0 | 0 | 0 | 0 | 0 | 0 | 0 | 0 | 0 | 0 | 0 | 0 | 0 | 0 | 0 | 0 | 0 | 0 | 0 | 0 | 0 | 0 | 0 | 0 | 0 | 0 | 0
F4_Industrial_Food Products_New_Space Heating_Natural Gas_Insulation - Ducting_A_Achievable Technical Potential | F4 | Industrial | Food Products | New | Space Heating | Natural Gas | Insulation - Ducting | A | Incremental Energy Savings (MWh or mTherms) | Achievable Technical Potential | 0 | 0 | 0 | 0 | 0 | 0 | 0 | 0 | 0 | 0 | 0 | 0 | 0 | 0 | 0 | 0 | 0 | 0 | 0 | 0 | 0 | 0 | 0 | 0 | 0 | 0 | 0 | 0 | 0 | 0 | 0
F5_Industrial_Food Products_New_Space Heating_Natural Gas_Insulation - Ducting_A_Achievable Technical Potential | F5 | Industrial | Food Products | New | Space Heating | Natural Gas | Insulation - Ducting | A | Incremental Summer Peak Savings (MW) | Achievable Technical Potential | 0 | 0 | 0 | 0 | 0 | 0 | 0 | 0 | 0 | 0 | 0 | 0 | 0 | 0 | 0 | 0 | 0 | 0 | 0 | 0 | 0 | 0 | 0 | 0 | 0 | 0 | 0 | 0 | 0 | 0 | 0
F6_Industrial_Food Products_New_Space Heating_Natural Gas_Insulation - Ducting_A_Achievable Technical Potential | F6 | Industrial | Food Products | New | Space Heating | Natural Gas | Insulation - Ducting | A | Incremental Winter Peak Savings (MW) | Achievable Technical Potential | 0 | 0 | 0 | 0 | 0 | 0 | 0 | 0 | 0 | 0 | 0 | 0 | 0 | 0 | 0 | 0 | 0 | 0 | 0 | 0 | 0 | 0 | 0 | 0 | 0 | 0 | 0 | 0 | 0 | 0 | 0
F7_Industrial_Food Products_New_Space Heating_Natural Gas_Insulation - Ducting_A_Achievable Technical Potential | F7 | Industrial | Food Products | New | Space Heating | Natural Gas | Insulation - Ducting | A | Cumulative Energy Savings (MWh or mTherms) | Achievable Technical Potential | 0 | 0 | 0 | 0 | 0 | 0 | 0 | 0 | 0 | 0 | 0 | 0 | 0 | 0 | 0 | 0 | 0 | 0 | 0 | 0 | 0 | 0 | 0 | 0 | 0 | 0 | 0 | 0 | 0 | 0 | 0
F8_Industrial_Food Products_New_Space Heating_Natural Gas_Insulation - Ducting_A_Achievable Technical Potential | F8 | Industrial | Food Products | New | Space Heating | Natural Gas | Insulation - Ducting | A | Cumulative Summer Peak Savings (MW) | Achievable Technical Potential | 0 | 0 | 0 | 0 | 0 | 0 | 0 | 0 | 0 | 0 | 0 | 0 | 0 | 0 | 0 | 0 | 0 | 0 | 0 | 0 | 0 | 0 | 0 | 0 | 0 | 0 | 0 | 0 | 0 | 0 | 0
F9_Industrial_Food Products_New_Space Heating_Natural Gas_Insulation - Ducting_A_Achievable Technical Potential | F9 | Industrial | Food Products | New | Space Heating | Natural Gas | Insulation - Ducting | A | Cumulative Winter Peak Savings (MW) | Achievable Technical Potential | 0 | 0 | 0 | 0 | 0 | 0 | 0 | 0 | 0 | 0 | 0 | 0 | 0 | 0 | 0 | 0 | 0 | 0 | 0 | 0 | 0 | 0 | 0 | 0 | 0 | 0 | 0 | 0 | 0 | 0 | 0
F10_Industrial_Food Products_New_Space Heating_Natural Gas_Insulation - Ducting_A_Achievable Technical Potential | F10 | Industrial | Food Products | New | Space Heating | Natural Gas | Insulation - Ducting | A | Purchases (Incremental) | Achievable Technical Potential | 0 | 0 | 0 | 0 | 0 | 0 | 0 | 0 | 0 | 0 | 0 | 0 | 0 | 0 | 0 | 0 | 0 | 0 | 0 | 0 | 0 | 0 | 0 | 0 | 0 | 0 | 0 | 0 | 0 | 0 | 0
F11_Industrial_Food Products_New_Space Heating_Natural Gas_Insulation - Ducting_A_Achievable Technical Potential | F11 | Industrial | Food Products | New | Space Heating | Natural Gas | Insulation - Ducting | A | Purchases (Cumulative) | Achievable Technical Potential | 0 | 0 | 0 | 0 | 0 | 0 | 0 | 0 | 0 | 0 | 0 | 0 | 0 | 0 | 0 | 0 | 0 | 0 | 0 | 0 | 0 | 0 | 0 | 0 | 0 | 0 | 0 | 0 | 0 | 0 | 0
F1_Industrial_Food Products_New_Space Heating_Natural Gas_HVAC - Duct Repair and Sealing_A_Achievable Technical Potential | F1 | Industrial | Food Products | New | Space Heating | Natural Gas | HVAC - Duct Repair and Sealing | A | Integrated Unit Energy Savings (kWh or therms) | Achievable Technical Potential | 0 | 0 | 0 | 0 | 0 | 0 | 0 | 0 | 0 | 0 | 0 | 0 | 0 | 0 | 0 | 0 | 0 | 0 | 0 | 0 | 0 | 0 | 0 | 0 | 0 | 0 | 0 | 0 | 0 | 0 | 0
F2_Industrial_Food Products_New_Space Heating_Natural Gas_HVAC - Duct Repair and Sealing_A_Achievable Technical Potential | F2 | Industrial | Food Products | New | Space Heating | Natural Gas | HVAC - Duct Repair and Sealing | A | Integrated Unit Summer Peak Savings (kW) | Achievable Technical Potential | 0 | 0 | 0 | 0 | 0 | 0 | 0 | 0 | 0 | 0 | 0 | 0 | 0 | 0 | 0 | 0 | 0 | 0 | 0 | 0 | 0 | 0 | 0 | 0 | 0 | 0 | 0 | 0 | 0 | 0 | 0
F3_Industrial_Food Products_New_Space Heating_Natural Gas_HVAC - Duct Repair and Sealing_A_Achievable Technical Potential | F3 | Industrial | Food Products | New | Space Heating | Natural Gas | HVAC - Duct Repair and Sealing | A | Integrated Unit Winter Peak Savings (kW) | Achievable Technical Potential | 0 | 0 | 0 | 0 | 0 | 0 | 0 | 0 | 0 | 0 | 0 | 0 | 0 | 0 | 0 | 0 | 0 | 0 | 0 | 0 | 0 | 0 | 0 | 0 | 0 | 0 | 0 | 0 | 0 | 0 | 0
F4_Industrial_Food Products_New_Space Heating_Natural Gas_HVAC - Duct Repair and Sealing_A_Achievable Technical Potential | F4 | Industrial | Food Products | New | Space Heating | Natural Gas | HVAC - Duct Repair and Sealing | A | Incremental Energy Savings (MWh or mTherms) | Achievable Technical Potential | 0 | 0 | 0 | 0 | 0 | 0 | 0 | 0 | 0 | 0 | 0 | 0 | 0 | 0 | 0 | 0 | 0 | 0 | 0 | 0 | 0 | 0 | 0 | 0 | 0 | 0 | 0 | 0 | 0 | 0 | 0
F5_Industrial_Food Products_New_Space Heating_Natural Gas_HVAC - Duct Repair and Sealing_A_Achievable Technical Potential | F5 | Industrial | Food Products | New | Space Heating | Natural Gas | HVAC - Duct Repair and Sealing | A | Incremental Summer Peak Savings (MW) | Achievable Technical Potential | 0 | 0 | 0 | 0 | 0 | 0 | 0 | 0 | 0 | 0 | 0 | 0 | 0 | 0 | 0 | 0 | 0 | 0 | 0 | 0 | 0 | 0 | 0 | 0 | 0 | 0 | 0 | 0 | 0 | 0 | 0
F6_Industrial_Food Products_New_Space Heating_Natural Gas_HVAC - Duct Repair and Sealing_A_Achievable Technical Potential | F6 | Industrial | Food Products | New | Space Heating | Natural Gas | HVAC - Duct Repair and Sealing | A | Incremental Winter Peak Savings (MW) | Achievable Technical Potential | 0 | 0 | 0 | 0 | 0 | 0 | 0 | 0 | 0 | 0 | 0 | 0 | 0 | 0 | 0 | 0 | 0 | 0 | 0 | 0 | 0 | 0 | 0 | 0 | 0 | 0 | 0 | 0 | 0 | 0 | 0
F7_Industrial_Food Products_New_Space Heating_Natural Gas_HVAC - Duct Repair and Sealing_A_Achievable Technical Potential | F7 | Industrial | Food Products | New | Space Heating | Natural Gas | HVAC - Duct Repair and Sealing | A | Cumulative Energy Savings (MWh or mTherms) | Achievable Technical Potential | 0 | 0 | 0 | 0 | 0 | 0 | 0 | 0 | 0 | 0 | 0 | 0 | 0 | 0 | 0 | 0 | 0 | 0 | 0 | 0 | 0 | 0 | 0 | 0 | 0 | 0 | 0 | 0 | 0 | 0 | 0
F8_Industrial_Food Products_New_Space Heating_Natural Gas_HVAC - Duct Repair and Sealing_A_Achievable Technical Potential | F8 | Industrial | Food Products | New | Space Heating | Natural Gas | HVAC - Duct Repair and Sealing | A | Cumulative Summer Peak Savings (MW) | Achievable Technical Potential | 0 | 0 | 0 | 0 | 0 | 0 | 0 | 0 | 0 | 0 | 0 | 0 | 0 | 0 | 0 | 0 | 0 | 0 | 0 | 0 | 0 | 0 | 0 | 0 | 0 | 0 | 0 | 0 | 0 | 0 | 0
F9_Industrial_Food Products_New_Space Heating_Natural Gas_HVAC - Duct Repair and Sealing_A_Achievable Technical Potential | F9 | Industrial | Food Products | New | Space Heating | Natural Gas | HVAC - Duct Repair and Sealing | A | Cumulative Winter Peak Savings (MW) | Achievable Technical Potential | 0 | 0 | 0 | 0 | 0 | 0 | 0 | 0 | 0 | 0 | 0 | 0 | 0 | 0 | 0 | 0 | 0 | 0 | 0 | 0 | 0 | 0 | 0 | 0 | 0 | 0 | 0 | 0 | 0 | 0 | 0
F10_Industrial_Food Products_New_Space Heating_Natural Gas_HVAC - Duct Repair and Sealing_A_Achievable Technical Potential | F10 | Industrial | Food Products | New | Space Heating | Natural Gas | HVAC - Duct Repair and Sealing | A | Purchases (Incremental) | Achievable Technical Potential | 0 | 0 | 0 | 0 | 0 | 0 | 0 | 0 | 0 | 0 | 0 | 0 | 0 | 0 | 0 | 0 | 0 | 0 | 0 | 0 | 0 | 0 | 0 | 0 | 0 | 0 | 0 | 0 | 0 | 0 | 0
F11_Industrial_Food Products_New_Space Heating_Natural Gas_HVAC - Duct Repair and Sealing_A_Achievable Technical Potential | F11 | Industrial | Food Products | New | Space Heating | Natural Gas | HVAC - Duct Repair and Sealing | A | Purchases (Cumulative) | Achievable Technical Potential | 0 | 0 | 0 | 0 | 0 | 0 | 0 | 0 | 0 | 0 | 0 | 0 | 0 | 0 | 0 | 0 | 0 | 0 | 0 | 0 | 0 | 0 | 0 | 0 | 0 | 0 | 0 | 0 | 0 | 0 | 0
F1_Industrial_Food Products_New_Space Heating_Natural Gas_Windows - High Efficiency_A_Achievable Technical Potential | F1 | Industrial | Food Products | New | Space Heating | Natural Gas | Windows - High Efficiency | A | Integrated Unit Energy Savings (kWh or therms) | Achievable Technical Potential | 0 | 0 | 0 | 0 | 0 | 0.0053493 | 0.0052577 | 0.0051814 | 0.0051149 | 0.0050545 | 0.0050002 | 0.0049352 | 0.0048648 | 0.0047927 | 0.0047208 | 0.0046552 | 0.0045953 | 0.0045441 | 0.0044791 | 0.0044289 | 0.0043913 | 0.0043622 | 0.0043467 | 0.0043377 | 0.0043335 | 0.0043333 | 0.0043343 | 0.0043367 | 0 | 0 | 0
F2_Industrial_Food Products_New_Space Heating_Natural Gas_Windows - High Efficiency_A_Achievable Technical Potential | F2 | Industrial | Food Products | New | Space Heating | Natural Gas | Windows - High Efficiency | A | Integrated Unit Summer Peak Savings (kW) | Achievable Technical Potential | 0 | 0 | 0 | 0 | 0 | 0 | 0 | 0 | 0 | 0 | 0 | 0 | 0 | 0 | 0 | 0 | 0 | 0 | 0 | 0 | 0 | 0 | 0 | 0 | 0 | 0 | 0 | 0 | 0 | 0 | 0
F3_Industrial_Food Products_New_Space Heating_Natural Gas_Windows - High Efficiency_A_Achievable Technical Potential | F3 | Industrial | Food Products | New | Space Heating | Natural Gas | Windows - High Efficiency | A | Integrated Unit Winter Peak Savings (kW) | Achievable Technical Potential | 0 | 0 | 0 | 0 | 0 | 0 | 0 | 0 | 0 | 0 | 0 | 0 | 0 | 0 | 0 | 0 | 0 | 0 | 0 | 0 | 0 | 0 | 0 | 0 | 0 | 0 | 0 | 0 | 0 | 0 | 0
F4_Industrial_Food Products_New_Space Heating_Natural Gas_Windows - High Efficiency_A_Achievable Technical Potential | F4 | Industrial | Food Products | New | Space Heating | Natural Gas | Windows - High Efficiency | A | Incremental Energy Savings (MWh or mTherms) | Achievable Technical Potential | 0 | 0 | 0 | 0 | 0 | 0 | 0 | 0 | 0 | 0 | 0 | 0 | 0 | 0 | 0 | 0 | 0 | 0 | 0 | 0 | 0 | 0 | 0 | 0 | 0 | 0 | 0 | 0 | 0 | 0 | 0
F5_Industrial_Food Products_New_Space Heating_Natural Gas_Windows - High Efficiency_A_Achievable Technical Potential | F5 | Industrial | Food Products | New | Space Heating | Natural Gas | Windows - High Efficiency | A | Incremental Summer Peak Savings (MW) | Achievable Technical Potential | 0 | 0 | 0 | 0 | 0 | 0 | 0 | 0 | 0 | 0 | 0 | 0 | 0 | 0 | 0 | 0 | 0 | 0 | 0 | 0 | 0 | 0 | 0 | 0 | 0 | 0 | 0 | 0 | 0 | 0 | 0
F6_Industrial_Food Products_New_Space Heating_Natural Gas_Windows - High Efficiency_A_Achievable Technical Potential | F6 | Industrial | Food Products | New | Space Heating | Natural Gas | Windows - High Efficiency | A | Incremental Winter Peak Savings (MW) | Achievable Technical Potential | 0 | 0 | 0 | 0 | 0 | 0 | 0 | 0 | 0 | 0 | 0 | 0 | 0 | 0 | 0 | 0 | 0 | 0 | 0 | 0 | 0 | 0 | 0 | 0 | 0 | 0 | 0 | 0 | 0 | 0 | 0
F7_Industrial_Food Products_New_Space Heating_Natural Gas_Windows - High Efficiency_A_Achievable Technical Potential | F7 | Industrial | Food Products | New | Space Heating | Natural Gas | Windows - High Efficiency | A | Cumulative Energy Savings (MWh or mTherms) | Achievable Technical Potential | 0 | 0 | 0 | 0 | 0 | 0 | 0 | 0 | 0 | 0 | 0 | 0 | 0 | 0 | 0 | 0 | 0 | 0 | 0 | 0 | 0 | 0 | 0 | 0 | 0 | 0 | 0 | 0 | 0 | 0 | 0
F8_Industrial_Food Products_New_Space Heating_Natural Gas_Windows - High Efficiency_A_Achievable Technical Potential | F8 | Industrial | Food Products | New | Space Heating | Natural Gas | Windows - High Efficiency | A | Cumulative Summer Peak Savings (MW) | Achievable Technical Potential | 0 | 0 | 0 | 0 | 0 | 0 | 0 | 0 | 0 | 0 | 0 | 0 | 0 | 0 | 0 | 0 | 0 | 0 | 0 | 0 | 0 | 0 | 0 | 0 | 0 | 0 | 0 | 0 | 0 | 0 | 0
F9_Industrial_Food Products_New_Space Heating_Natural Gas_Windows - High Efficiency_A_Achievable Technical Potential | F9 | Industrial | Food Products | New | Space Heating | Natural Gas | Windows - High Efficiency | A | Cumulative Winter Peak Savings (MW) | Achievable Technical Potential | 0 | 0 | 0 | 0 | 0 | 0 | 0 | 0 | 0 | 0 | 0 | 0 | 0 | 0 | 0 | 0 | 0 | 0 | 0 | 0 | 0 | 0 | 0 | 0 | 0 | 0 | 0 | 0 | 0 | 0 | 0
F10_Industrial_Food Products_New_Space Heating_Natural Gas_Windows - High Efficiency_A_Achievable Technical Potential | F10 | Industrial | Food Products | New | Space Heating | Natural Gas | Windows - High Efficiency | A | Purchases (Incremental) | Achievable Technical Potential | 0 | 0 | 0 | 0 | 0 | 0 | 0 | 0 | 0 | 0 | 0 | 0 | 0 | 0 | 0 | 0 | 0 | 0 | 0 | 0 | 0 | 0 | 0 | 0 | 0 | 0 | 0 | 0 | 0 | 0 | 0
F11_Industrial_Food Products_New_Space Heating_Natural Gas_Windows - High Efficiency_A_Achievable Technical Potential | F11 | Industrial | Food Products | New | Space Heating | Natural Gas | Windows - High Efficiency | A | Purchases (Cumulative) | Achievable Technical Potential | 0 | 0 | 0 | 0 | 0 | 0 | 0 | 0 | 0 | 0 | 0 | 0 | 0 | 0 | 0 | 0 | 0 | 0 | 0 | 0 | 0 | 0 | 0 | 0 | 0 | 0 | 0 | 0 | 0 | 0 | 0
F1_Industrial_Food Products_New_Space Heating_Natural Gas_Gas Boiler - Maintenance_A_Achievable Technical Potential | F1 | Industrial | Food Products | New | Space Heating | Natural Gas | Gas Boiler - Maintenance | A | Integrated Unit Energy Savings (kWh or therms) | Achievable Technical Potential | 0 | 0 | 0 | 0 | 0 | 0 | 0 | 0 | 0 | 0 | 0 | 0 | 0 | 0 | 0 | 0 | 0 | 0 | 0 | 0 | 0 | 0 | 0 | 0 | 0 | 0 | 0 | 0 | 0 | 0 | 0
F2_Industrial_Food Products_New_Space Heating_Natural Gas_Gas Boiler - Maintenance_A_Achievable Technical Potential | F2 | Industrial | Food Products | New | Space Heating | Natural Gas | Gas Boiler - Maintenance | A | Integrated Unit Summer Peak Savings (kW) | Achievable Technical Potential | 0 | 0 | 0 | 0 | 0 | 0 | 0 | 0 | 0 | 0 | 0 | 0 | 0 | 0 | 0 | 0 | 0 | 0 | 0 | 0 | 0 | 0 | 0 | 0 | 0 | 0 | 0 | 0 | 0 | 0 | 0
F3_Industrial_Food Products_New_Space Heating_Natural Gas_Gas Boiler - Maintenance_A_Achievable Technical Potential | F3 | Industrial | Food Products | New | Space Heating | Natural Gas | Gas Boiler - Maintenance | A | Integrated Unit Winter Peak Savings (kW) | Achievable Technical Potential | 0 | 0 | 0 | 0 | 0 | 0 | 0 | 0 | 0 | 0 | 0 | 0 | 0 | 0 | 0 | 0 | 0 | 0 | 0 | 0 | 0 | 0 | 0 | 0 | 0 | 0 | 0 | 0 | 0 | 0 | 0
F4_Industrial_Food Products_New_Space Heating_Natural Gas_Gas Boiler - Maintenance_A_Achievable Technical Potential | F4 | Industrial | Food Products | New | Space Heating | Natural Gas | Gas Boiler - Maintenance | A | Incremental Energy Savings (MWh or mTherms) | Achievable Technical Potential | 0 | 0 | 0 | 0 | 0 | 0 | 0 | 0 | 0 | 0 | 0 | 0 | 0 | 0 | 0 | 0 | 0 | 0 | 0 | 0 | 0 | 0 | 0 | 0 | 0 | 0 | 0 | 0 | 0 | 0 | 0
F5_Industrial_Food Products_New_Space Heating_Natural Gas_Gas Boiler - Maintenance_A_Achievable Technical Potential | F5 | Industrial | Food Products | New | Space Heating | Natural Gas | Gas Boiler - Maintenance | A | Incremental Summer Peak Savings (MW) | Achievable Technical Potential | 0 | 0 | 0 | 0 | 0 | 0 | 0 | 0 | 0 | 0 | 0 | 0 | 0 | 0 | 0 | 0 | 0 | 0 | 0 | 0 | 0 | 0 | 0 | 0 | 0 | 0 | 0 | 0 | 0 | 0 | 0
F6_Industrial_Food Products_New_Space Heating_Natural Gas_Gas Boiler - Maintenance_A_Achievable Technical Potential | F6 | Industrial | Food Products | New | Space Heating | Natural Gas | Gas Boiler - Maintenance | A | Incremental Winter Peak Savings (MW) | Achievable Technical Potential | 0 | 0 | 0 | 0 | 0 | 0 | 0 | 0 | 0 | 0 | 0 | 0 | 0 | 0 | 0 | 0 | 0 | 0 | 0 | 0 | 0 | 0 | 0 | 0 | 0 | 0 | 0 | 0 | 0 | 0 | 0
F7_Industrial_Food Products_New_Space Heating_Natural Gas_Gas Boiler - Maintenance_A_Achievable Technical Potential | F7 | Industrial | Food Products | New | Space Heating | Natural Gas | Gas Boiler - Maintenance | A | Cumulative Energy Savings (MWh or mTherms) | Achievable Technical Potential | 0 | 0 | 0 | 0 | 0 | 0 | 0 | 0 | 0 | 0 | 0 | 0 | 0 | 0 | 0 | 0 | 0 | 0 | 0 | 0 | 0 | 0 | 0 | 0 | 0 | 0 | 0 | 0 | 0 | 0 | 0
F8_Industrial_Food Products_New_Space Heating_Natural Gas_Gas Boiler - Maintenance_A_Achievable Technical Potential | F8 | Industrial | Food Products | New | Space Heating | Natural Gas | Gas Boiler - Maintenance | A | Cumulative Summer Peak Savings (MW) | Achievable Technical Potential | 0 | 0 | 0 | 0 | 0 | 0 | 0 | 0 | 0 | 0 | 0 | 0 | 0 | 0 | 0 | 0 | 0 | 0 | 0 | 0 | 0 | 0 | 0 | 0 | 0 | 0 | 0 | 0 | 0 | 0 | 0
F9_Industrial_Food Products_New_Space Heating_Natural Gas_Gas Boiler - Maintenance_A_Achievable Technical Potential | F9 | Industrial | Food Products | New | Space Heating | Natural Gas | Gas Boiler - Maintenance | A | Cumulative Winter Peak Savings (MW) | Achievable Technical Potential | 0 | 0 | 0 | 0 | 0 | 0 | 0 | 0 | 0 | 0 | 0 | 0 | 0 | 0 | 0 | 0 | 0 | 0 | 0 | 0 | 0 | 0 | 0 | 0 | 0 | 0 | 0 | 0 | 0 | 0 | 0
F10_Industrial_Food Products_New_Space Heating_Natural Gas_Gas Boiler - Maintenance_A_Achievable Technical Potential | F10 | Industrial | Food Products | New | Space Heating | Natural Gas | Gas Boiler - Maintenance | A | Purchases (Incremental) | Achievable Technical Potential | 0 | 0 | 0 | 0 | 0 | 0 | 0 | 0 | 0 | 0 | 0 | 0 | 0 | 0 | 0 | 0 | 0 | 0 | 0 | 0 | 0 | 0 | 0 | 0 | 0 | 0 | 0 | 0 | 0 | 0 | 0
F11_Industrial_Food Products_New_Space Heating_Natural Gas_Gas Boiler - Maintenance_A_Achievable Technical Potential | F11 | Industrial | Food Products | New | Space Heating | Natural Gas | Gas Boiler - Maintenance | A | Purchases (Cumulative) | Achievable Technical Potential | 0 | 0 | 0 | 0 | 0 | 0 | 0 | 0 | 0 | 0 | 0 | 0 | 0 | 0 | 0 | 0 | 0 | 0 | 0 | 0 | 0 | 0 | 0 | 0 | 0 | 0 | 0 | 0 | 0 | 0 | 0
F1_Industrial_Food Products_New_Process_Natural Gas_Gas Boiler - Maintenance_A_Achievable Technical Potential | F1 | Industrial | Food Products | New | Process | Natural Gas | Gas Boiler - Maintenance | A | Integrated Unit Energy Savings (kWh or therms) | Achievable Technical Potential | 0 | 0 | 0 | 0 | 0 | 34.75 | 34.75 | 34.75 | 34.75 | 34.75 | 34.75 | 34.75 | 34.75 | 34.75 | 34.75 | 34.75 | 34.75 | 34.75 | 34.75 | 34.75 | 34.75 | 34.75 | 34.75 | 34.75 | 34.75 | 34.75 | 34.75 | 34.75 | 34.75 | 34.75 | 34.75
F2_Industrial_Food Products_New_Process_Natural Gas_Gas Boiler - Maintenance_A_Achievable Technical Potential | F2 | Industrial | Food Products | New | Process | Natural Gas | Gas Boiler - Maintenance | A | Integrated Unit Summer Peak Savings (kW) | Achievable Technical Potential | 0 | 0 | 0 | 0 | 0 | 0 | 0 | 0 | 0 | 0 | 0 | 0 | 0 | 0 | 0 | 0 | 0 | 0 | 0 | 0 | 0 | 0 | 0 | 0 | 0 | 0 | 0 | 0 | 0 | 0 | 0
F3_Industrial_Food Products_New_Process_Natural Gas_Gas Boiler - Maintenance_A_Achievable Technical Potential | F3 | Industrial | Food Products | New | Process | Natural Gas | Gas Boiler - Maintenance | A | Integrated Unit Winter Peak Savings (kW) | Achievable Technical Potential | 0 | 0 | 0 | 0 | 0 | 0 | 0 | 0 | 0 | 0 | 0 | 0 | 0 | 0 | 0 | 0 | 0 | 0 | 0 | 0 | 0 | 0 | 0 | 0 | 0 | 0 | 0 | 0 | 0 | 0 | 0
F4_Industrial_Food Products_New_Process_Natural Gas_Gas Boiler - Maintenance_A_Achievable Technical Potential | F4 | Industrial | Food Products | New | Process | Natural Gas | Gas Boiler - Maintenance | A | Incremental Energy Savings (MWh or mTherms) | Achievable Technical Potential | 0 | 0 | 0 | 0 | 0 | 0.06644 | 0.055172 | 0.044146 | 0.06644 | 0.055172 | 0.044146 | 0.06644 | 0.055172 | 0.044146 | 0.06644 | 0.055172 | 0.044146 | 0.06644 | 0.055172 | 0.044146 | 0.06644 | 0.055172 | 0.044146 | 0.06644 | 0.055172 | 0.044146 | 0.06644 | 0.055172 | 0.044146 | 0.06644 | 0.055172
F5_Industrial_Food Products_New_Process_Natural Gas_Gas Boiler - Maintenance_A_Achievable Technical Potential | F5 | Industrial | Food Products | New | Process | Natural Gas | Gas Boiler - Maintenance | A | Incremental Summer Peak Savings (MW) | Achievable Technical Potential | 0 | 0 | 0 | 0 | 0 | 0 | 0 | 0 | 0 | 0 | 0 | 0 | 0 | 0 | 0 | 0 | 0 | 0 | 0 | 0 | 0 | 0 | 0 | 0 | 0 | 0 | 0 | 0 | 0 | 0 | 0
F6_Industrial_Food Products_New_Process_Natural Gas_Gas Boiler - Maintenance_A_Achievable Technical Potential | F6 | Industrial | Food Products | New | Process | Natural Gas | Gas Boiler - Maintenance | A | Incremental Winter Peak Savings (MW) | Achievable Technical Potential | 0 | 0 | 0 | 0 | 0 | 0 | 0 | 0 | 0 | 0 | 0 | 0 | 0 | 0 | 0 | 0 | 0 | 0 | 0 | 0 | 0 | 0 | 0 | 0 | 0 | 0 | 0 | 0 | 0 | 0 | 0
F7_Industrial_Food Products_New_Process_Natural Gas_Gas Boiler - Maintenance_A_Achievable Technical Potential | F7 | Industrial | Food Products | New | Process | Natural Gas | Gas Boiler - Maintenance | A | Cumulative Energy Savings (MWh or mTherms) | Achievable Technical Potential | 0 | 0 | 0 | 0 | 0 | 0.06644 | 0.12161 | 0.16576 | 0.16576 | 0.16576 | 0.16576 | 0.16576 | 0.16576 | 0.16576 | 0.16576 | 0.16576 | 0.16576 | 0.16576 | 0.16576 | 0.16576 | 0.16576 | 0.16576 | 0.16576 | 0.16576 | 0.16576 | 0.16576 | 0.16576 | 0.16576 | 0 | 0 | 0
F8_Industrial_Food Products_New_Process_Natural Gas_Gas Boiler - Maintenance_A_Achievable Technical Potential | F8 | Industrial | Food Products | New | Process | Natural Gas | Gas Boiler - Maintenance | A | Cumulative Summer Peak Savings (MW) | Achievable Technical Potential | 0 | 0 | 0 | 0 | 0 | 0 | 0 | 0 | 0 | 0 | 0 | 0 | 0 | 0 | 0 | 0 | 0 | 0 | 0 | 0 | 0 | 0 | 0 | 0 | 0 | 0 | 0 | 0 | 0 | 0 | 0
F9_Industrial_Food Products_New_Process_Natural Gas_Gas Boiler - Maintenance_A_Achievable Technical Potential | F9 | Industrial | Food Products | New | Process | Natural Gas | Gas Boiler - Maintenance | A | Cumulative Winter Peak Savings (MW) | Achievable Technical Potential | 0 | 0 | 0 | 0 | 0 | 0 | 0 | 0 | 0 | 0 | 0 | 0 | 0 | 0 | 0 | 0 | 0 | 0 | 0 | 0 | 0 | 0 | 0 | 0 | 0 | 0 | 0 | 0 | 0 | 0 | 0
F10_Industrial_Food Products_New_Process_Natural Gas_Gas Boiler - Maintenance_A_Achievable Technical Potential | F10 | Industrial | Food Products | New | Process | Natural Gas | Gas Boiler - Maintenance | A | Purchases (Incremental) | Achievable Technical Potential | 0 | 0 | 0 | 0 | 0 | 1.9119 | 1.5877 | 1.2704 | 1.9119 | 1.5877 | 1.2704 | 1.9119 | 1.5877 | 1.2704 | 1.9119 | 1.5877 | 1.2704 | 1.9119 | 1.5877 | 1.2704 | 1.9119 | 1.5877 | 1.2704 | 1.9119 | 1.5877 | 1.2704 | 1.9119 | 1.5877 | 1.2704 | 1.9119 | 1.5877
F11_Industrial_Food Products_New_Process_Natural Gas_Gas Boiler - Maintenance_A_Achievable Technical Potential | F11 | Industrial | Food Products | New | Process | Natural Gas | Gas Boiler - Maintenance | A | Purchases (Cumulative) | Achievable Technical Potential | 0 | 0 | 0 | 0 | 0 | 1.9119 | 3.4996 | 4.77 | 4.77 | 4.77 | 4.77 | 4.77 | 4.77 | 4.77 | 4.77 | 4.77 | 4.77 | 4.77 | 4.77 | 4.77 | 4.77 | 4.77 | 4.77 | 4.77 | 4.77 | 4.77 | 4.77 | 4.77 | 4.77 | 4.77 | 4.77
F1_Industrial_Food Products_New_Space Heating_Natural Gas_Gas Furnace - Maintenance_A_Achievable Technical Potential | F1 | Industrial | Food Products | New | Space Heating | Natural Gas | Gas Furnace - Maintenance | A | Integrated Unit Energy Savings (kWh or therms) | Achievable Technical Potential | 0 | 0 | 0 | 0 | 0 | 0 | 0 | 0 | 0 | 0 | 0 | 0 | 0 | 0 | 0 | 0 | 0 | 0 | 0 | 0 | 0 | 0 | 0 | 0 | 0 | 0 | 0 | 0 | 0 | 0 | 0
F2_Industrial_Food Products_New_Space Heating_Natural Gas_Gas Furnace - Maintenance_A_Achievable Technical Potential | F2 | Industrial | Food Products | New | Space Heating | Natural Gas | Gas Furnace - Maintenance | A | Integrated Unit Summer Peak Savings (kW) | Achievable Technical Potential | 0 | 0 | 0 | 0 | 0 | 0 | 0 | 0 | 0 | 0 | 0 | 0 | 0 | 0 | 0 | 0 | 0 | 0 | 0 | 0 | 0 | 0 | 0 | 0 | 0 | 0 | 0 | 0 | 0 | 0 | 0
F3_Industrial_Food Products_New_Space Heating_Natural Gas_Gas Furnace - Maintenance_A_Achievable Technical Potential | F3 | Industrial | Food Products | New | Space Heating | Natural Gas | Gas Furnace - Maintenance | A | Integrated Unit Winter Peak Savings (kW) | Achievable Technical Potential | 0 | 0 | 0 | 0 | 0 | 0 | 0 | 0 | 0 | 0 | 0 | 0 | 0 | 0 | 0 | 0 | 0 | 0 | 0 | 0 | 0 | 0 | 0 | 0 | 0 | 0 | 0 | 0 | 0 | 0 | 0
F4_Industrial_Food Products_New_Space Heating_Natural Gas_Gas Furnace - Maintenance_A_Achievable Technical Potential | F4 | Industrial | Food Products | New | Space Heating | Natural Gas | Gas Furnace - Maintenance | A | Incremental Energy Savings (MWh or mTherms) | Achievable Technical Potential | 0 | 0 | 0 | 0 | 0 | 0 | 0 | 0 | 0 | 0 | 0 | 0 | 0 | 0 | 0 | 0 | 0 | 0 | 0 | 0 | 0 | 0 | 0 | 0 | 0 | 0 | 0 | 0 | 0 | 0 | 0
F5_Industrial_Food Products_New_Space Heating_Natural Gas_Gas Furnace - Maintenance_A_Achievable Technical Potential | F5 | Industrial | Food Products | New | Space Heating | Natural Gas | Gas Furnace - Maintenance | A | Incremental Summer Peak Savings (MW) | Achievable Technical Potential | 0 | 0 | 0 | 0 | 0 | 0 | 0 | 0 | 0 | 0 | 0 | 0 | 0 | 0 | 0 | 0 | 0 | 0 | 0 | 0 | 0 | 0 | 0 | 0 | 0 | 0 | 0 | 0 | 0 | 0 | 0
F6_Industrial_Food Products_New_Space Heating_Natural Gas_Gas Furnace - Maintenance_A_Achievable Technical Potential | F6 | Industrial | Food Products | New | Space Heating | Natural Gas | Gas Furnace - Maintenance | A | Incremental Winter Peak Savings (MW) | Achievable Technical Potential | 0 | 0 | 0 | 0 | 0 | 0 | 0 | 0 | 0 | 0 | 0 | 0 | 0 | 0 | 0 | 0 | 0 | 0 | 0 | 0 | 0 | 0 | 0 | 0 | 0 | 0 | 0 | 0 | 0 | 0 | 0
F7_Industrial_Food Products_New_Space Heating_Natural Gas_Gas Furnace - Maintenance_A_Achievable Technical Potential | F7 | Industrial | Food Products | New | Space Heating | Natural Gas | Gas Furnace - Maintenance | A | Cumulative Energy Savings (MWh or mTherms) | Achievable Technical Potential | 0 | 0 | 0 | 0 | 0 | 0 | 0 | 0 | 0 | 0 | 0 | 0 | 0 | 0 | 0 | 0 | 0 | 0 | 0 | 0 | 0 | 0 | 0 | 0 | 0 | 0 | 0 | 0 | 0 | 0 | 0
F8_Industrial_Food Products_New_Space Heating_Natural Gas_Gas Furnace - Maintenance_A_Achievable Technical Potential | F8 | Industrial | Food Products | New | Space Heating | Natural Gas | Gas Furnace - Maintenance | A | Cumulative Summer Peak Savings (MW) | Achievable Technical Potential | 0 | 0 | 0 | 0 | 0 | 0 | 0 | 0 | 0 | 0 | 0 | 0 | 0 | 0 | 0 | 0 | 0 | 0 | 0 | 0 | 0 | 0 | 0 | 0 | 0 | 0 | 0 | 0 | 0 | 0 | 0
F9_Industrial_Food Products_New_Space Heating_Natural Gas_Gas Furnace - Maintenance_A_Achievable Technical Potential | F9 | Industrial | Food Products | New | Space Heating | Natural Gas | Gas Furnace - Maintenance | A | Cumulative Winter Peak Savings (MW) | Achievable Technical Potential | 0 | 0 | 0 | 0 | 0 | 0 | 0 | 0 | 0 | 0 | 0 | 0 | 0 | 0 | 0 | 0 | 0 | 0 | 0 | 0 | 0 | 0 | 0 | 0 | 0 | 0 | 0 | 0 | 0 | 0 | 0
F10_Industrial_Food Products_New_Space Heating_Natural Gas_Gas Furnace - Maintenance_A_Achievable Technical Potential | F10 | Industrial | Food Products | New | Space Heating | Natural Gas | Gas Furnace - Maintenance | A | Purchases (Incremental) | Achievable Technical Potential | 0 | 0 | 0 | 0 | 0 | 0 | 0 | 0 | 0 | 0 | 0 | 0 | 0 | 0 | 0 | 0 | 0 | 0 | 0 | 0 | 0 | 0 | 0 | 0 | 0 | 0 | 0 | 0 | 0 | 0 | 0
F11_Industrial_Food Products_New_Space Heating_Natural Gas_Gas Furnace - Maintenance_A_Achievable Technical Potential | F11 | Industrial | Food Products | New | Space Heating | Natural Gas | Gas Furnace - Maintenance | A | Purchases (Cumulative) | Achievable Technical Potential | 0 | 0 | 0 | 0 | 0 | 0 | 0 | 0 | 0 | 0 | 0 | 0 | 0 | 0 | 0 | 0 | 0 | 0 | 0 | 0 | 0 | 0 | 0 | 0 | 0 | 0 | 0 | 0 | 0 | 0 | 0
F1_Industrial_Food Products_New_Space Heating_Natural Gas_Gas Boiler - Hot Water Reset_A_Achievable Technical Potential | F1 | Industrial | Food Products | New | Space Heating | Natural Gas | Gas Boiler - Hot Water Reset | A | Integrated Unit Energy Savings (kWh or therms) | Achievable Technical Potential | 0 | 0 | 0 | 0 | 0 | 0 | 0 | 0 | 0 | 0 | 0 | 0 | 0 | 0 | 0 | 0 | 0 | 0 | 0 | 0 | 0 | 0 | 0 | 0 | 0 | 0 | 0 | 0 | 0 | 0 | 0
F2_Industrial_Food Products_New_Space Heating_Natural Gas_Gas Boiler - Hot Water Reset_A_Achievable Technical Potential | F2 | Industrial | Food Products | New | Space Heating | Natural Gas | Gas Boiler - Hot Water Reset | A | Integrated Unit Summer Peak Savings (kW) | Achievable Technical Potential | 0 | 0 | 0 | 0 | 0 | 0 | 0 | 0 | 0 | 0 | 0 | 0 | 0 | 0 | 0 | 0 | 0 | 0 | 0 | 0 | 0 | 0 | 0 | 0 | 0 | 0 | 0 | 0 | 0 | 0 | 0
F3_Industrial_Food Products_New_Space Heating_Natural Gas_Gas Boiler - Hot Water Reset_A_Achievable Technical Potential | F3 | Industrial | Food Products | New | Space Heating | Natural Gas | Gas Boiler - Hot Water Reset | A | Integrated Unit Winter Peak Savings (kW) | Achievable Technical Potential | 0 | 0 | 0 | 0 | 0 | 0 | 0 | 0 | 0 | 0 | 0 | 0 | 0 | 0 | 0 | 0 | 0 | 0 | 0 | 0 | 0 | 0 | 0 | 0 | 0 | 0 | 0 | 0 | 0 | 0 | 0
F4_Industrial_Food Products_New_Space Heating_Natural Gas_Gas Boiler - Hot Water Reset_A_Achievable Technical Potential | F4 | Industrial | Food Products | New | Space Heating | Natural Gas | Gas Boiler - Hot Water Reset | A | Incremental Energy Savings (MWh or mTherms) | Achievable Technical Potential | 0 | 0 | 0 | 0 | 0 | 0 | 0 | 0 | 0 | 0 | 0 | 0 | 0 | 0 | 0 | 0 | 0 | 0 | 0 | 0 | 0 | 0 | 0 | 0 | 0 | 0 | 0 | 0 | 0 | 0 | 0
F5_Industrial_Food Products_New_Space Heating_Natural Gas_Gas Boiler - Hot Water Reset_A_Achievable Technical Potential | F5 | Industrial | Food Products | New | Space Heating | Natural Gas | Gas Boiler - Hot Water Reset | A | Incremental Summer Peak Savings (MW) | Achievable Technical Potential | 0 | 0 | 0 | 0 | 0 | 0 | 0 | 0 | 0 | 0 | 0 | 0 | 0 | 0 | 0 | 0 | 0 | 0 | 0 | 0 | 0 | 0 | 0 | 0 | 0 | 0 | 0 | 0 | 0 | 0 | 0
F6_Industrial_Food Products_New_Space Heating_Natural Gas_Gas Boiler - Hot Water Reset_A_Achievable Technical Potential | F6 | Industrial | Food Products | New | Space Heating | Natural Gas | Gas Boiler - Hot Water Reset | A | Incremental Winter Peak Savings (MW) | Achievable Technical Potential | 0 | 0 | 0 | 0 | 0 | 0 | 0 | 0 | 0 | 0 | 0 | 0 | 0 | 0 | 0 | 0 | 0 | 0 | 0 | 0 | 0 | 0 | 0 | 0 | 0 | 0 | 0 | 0 | 0 | 0 | 0
F7_Industrial_Food Products_New_Space Heating_Natural Gas_Gas Boiler - Hot Water Reset_A_Achievable Technical Potential | F7 | Industrial | Food Products | New | Space Heating | Natural Gas | Gas Boiler - Hot Water Reset | A | Cumulative Energy Savings (MWh or mTherms) | Achievable Technical Potential | 0 | 0 | 0 | 0 | 0 | 0 | 0 | 0 | 0 | 0 | 0 | 0 | 0 | 0 | 0 | 0 | 0 | 0 | 0 | 0 | 0 | 0 | 0 | 0 | 0 | 0 | 0 | 0 | 0 | 0 | 0
F8_Industrial_Food Products_New_Space Heating_Natural Gas_Gas Boiler - Hot Water Reset_A_Achievable Technical Potential | F8 | Industrial | Food Products | New | Space Heating | Natural Gas | Gas Boiler - Hot Water Reset | A | Cumulative Summer Peak Savings (MW) | Achievable Technical Potential | 0 | 0 | 0 | 0 | 0 | 0 | 0 | 0 | 0 | 0 | 0 | 0 | 0 | 0 | 0 | 0 | 0 | 0 | 0 | 0 | 0 | 0 | 0 | 0 | 0 | 0 | 0 | 0 | 0 | 0 | 0
F9_Industrial_Food Products_New_Space Heating_Natural Gas_Gas Boiler - Hot Water Reset_A_Achievable Technical Potential | F9 | Industrial | Food Products | New | Space Heating | Natural Gas | Gas Boiler - Hot Water Reset | A | Cumulative Winter Peak Savings (MW) | Achievable Technical Potential | 0 | 0 | 0 | 0 | 0 | 0 | 0 | 0 | 0 | 0 | 0 | 0 | 0 | 0 | 0 | 0 | 0 | 0 | 0 | 0 | 0 | 0 | 0 | 0 | 0 | 0 | 0 | 0 | 0 | 0 | 0
F10_Industrial_Food Products_New_Space Heating_Natural Gas_Gas Boiler - Hot Water Reset_A_Achievable Technical Potential | F10 | Industrial | Food Products | New | Space Heating | Natural Gas | Gas Boiler - Hot Water Reset | A | Purchases (Incremental) | Achievable Technical Potential | 0 | 0 | 0 | 0 | 0 | 0 | 0 | 0 | 0 | 0 | 0 | 0 | 0 | 0 | 0 | 0 | 0 | 0 | 0 | 0 | 0 | 0 | 0 | 0 | 0 | 0 | 0 | 0 | 0 | 0 | 0
F11_Industrial_Food Products_New_Space Heating_Natural Gas_Gas Boiler - Hot Water Reset_A_Achievable Technical Potential | F11 | Industrial | Food Products | New | Space Heating | Natural Gas | Gas Boiler - Hot Water Reset | A | Purchases (Cumulative) | Achievable Technical Potential | 0 | 0 | 0 | 0 | 0 | 0 | 0 | 0 | 0 | 0 | 0 | 0 | 0 | 0 | 0 | 0 | 0 | 0 | 0 | 0 | 0 | 0 | 0 | 0 | 0 | 0 | 0 | 0 | 0 | 0 | 0
F1_Industrial_Food Products_New_Process_Natural Gas_Gas Boiler - Hot Water Reset_A_Achievable Technical Potential | F1 | Industrial | Food Products | New | Process | Natural Gas | Gas Boiler - Hot Water Reset | A | Integrated Unit Energy Savings (kWh or therms) | Achievable Technical Potential | 0 | 0 | 0 | 0 | 0 | 63.0844 | 63.0044 | 62.9346 | 62.8735 | 62.8157 | 62.7908 | 62.7734 | 62.7617 | 62.7541 | 62.7491 | 62.7467 | 62.7459 | 62.7468 | 62.749 | 62.7522 | 62.7601 | 62.7673 | 62.7739 | 62.7798 | 62.7853 | 62.8002 | 62.814 | 62.8267 | 63.1817 | 63.1817 | 63.1817
F2_Industrial_Food Products_New_Process_Natural Gas_Gas Boiler - Hot Water Reset_A_Achievable Technical Potential | F2 | Industrial | Food Products | New | Process | Natural Gas | Gas Boiler - Hot Water Reset | A | Integrated Unit Summer Peak Savings (kW) | Achievable Technical Potential | 0 | 0 | 0 | 0 | 0 | 0 | 0 | 0 | 0 | 0 | 0 | 0 | 0 | 0 | 0 | 0 | 0 | 0 | 0 | 0 | 0 | 0 | 0 | 0 | 0 | 0 | 0 | 0 | 0 | 0 | 0
F3_Industrial_Food Products_New_Process_Natural Gas_Gas Boiler - Hot Water Reset_A_Achievable Technical Potential | F3 | Industrial | Food Products | New | Process | Natural Gas | Gas Boiler - Hot Water Reset | A | Integrated Unit Winter Peak Savings (kW) | Achievable Technical Potential | 0 | 0 | 0 | 0 | 0 | 0 | 0 | 0 | 0 | 0 | 0 | 0 | 0 | 0 | 0 | 0 | 0 | 0 | 0 | 0 | 0 | 0 | 0 | 0 | 0 | 0 | 0 | 0 | 0 | 0 | 0
F4_Industrial_Food Products_New_Process_Natural Gas_Gas Boiler - Hot Water Reset_A_Achievable Technical Potential | F4 | Industrial | Food Products | New | Process | Natural Gas | Gas Boiler - Hot Water Reset | A | Incremental Energy Savings (MWh or mTherms) | Achievable Technical Potential | 0 | 0 | 0 | 0 | 0 | 0.11723 | 0.17032 | 0.24063 | 0.31647 | 0.40329 | 0.52119 | 0.6256 | 0.69399 | 0.70566 | 0.65029 | 0.53719 | 0.3778 | 0.23231 | 0.11806 | 0.052549 | 0.020058 | 0.11664 | 0.1697 | 0.24004 | 0.31603 | 0.40319 | 0.52138 | 0.62614 | 0.69864 | 0.71047 | 0.65477
F5_Industrial_Food Products_New_Process_Natural Gas_Gas Boiler - Hot Water Reset_A_Achievable Technical Potential | F5 | Industrial | Food Products | New | Process | Natural Gas | Gas Boiler - Hot Water Reset | A | Incremental Summer Peak Savings (MW) | Achievable Technical Potential | 0 | 0 | 0 | 0 | 0 | 0 | 0 | 0 | 0 | 0 | 0 | 0 | 0 | 0 | 0 | 0 | 0 | 0 | 0 | 0 | 0 | 0 | 0 | 0 | 0 | 0 | 0 | 0 | 0 | 0 | 0
F6_Industrial_Food Products_New_Process_Natural Gas_Gas Boiler - Hot Water Reset_A_Achievable Technical Potential | F6 | Industrial | Food Products | New | Process | Natural Gas | Gas Boiler - Hot Water Reset | A | Incremental Winter Peak Savings (MW) | Achievable Technical Potential | 0 | 0 | 0 | 0 | 0 | 0 | 0 | 0 | 0 | 0 | 0 | 0 | 0 | 0 | 0 | 0 | 0 | 0 | 0 | 0 | 0 | 0 | 0 | 0 | 0 | 0 | 0 | 0 | 0 | 0 | 0
F7_Industrial_Food Products_New_Process_Natural Gas_Gas Boiler - Hot Water Reset_A_Achievable Technical Potential | F7 | Industrial | Food Products | New | Process | Natural Gas | Gas Boiler - Hot Water Reset | A | Cumulative Energy Savings (MWh or mTherms) | Achievable Technical Potential | 0 | 0 | 0 | 0 | 0 | 0.11723 | 0.2874 | 0.52772 | 0.84368 | 1.2462 | 1.7669 | 2.392 | 3.0855 | 3.7908 | 4.4408 | 4.9778 | 5.3556 | 5.588 | 5.7062 | 5.7591 | 5.7798 | 5.7805 | 5.7811 | 5.7817 | 5.7822 | 5.7835 | 5.7848 | 5.786 | 0 | 0 | 0
F8_Industrial_Food Products_New_Process_Natural Gas_Gas Boiler - Hot Water Reset_A_Achievable Technical Potential | F8 | Industrial | Food Products | New | Process | Natural Gas | Gas Boiler - Hot Water Reset | A | Cumulative Summer Peak Savings (MW) | Achievable Technical Potential | 0 | 0 | 0 | 0 | 0 | 0 | 0 | 0 | 0 | 0 | 0 | 0 | 0 | 0 | 0 | 0 | 0 | 0 | 0 | 0 | 0 | 0 | 0 | 0 | 0 | 0 | 0 | 0 | 0 | 0 | 0
F9_Industrial_Food Products_New_Process_Natural Gas_Gas Boiler - Hot Water Reset_A_Achievable Technical Potential | F9 | Industrial | Food Products | New | Process | Natural Gas | Gas Boiler - Hot Water Reset | A | Cumulative Winter Peak Savings (MW) | Achievable Technical Potential | 0 | 0 | 0 | 0 | 0 | 0 | 0 | 0 | 0 | 0 | 0 | 0 | 0 | 0 | 0 | 0 | 0 | 0 | 0 | 0 | 0 | 0 | 0 | 0 | 0 | 0 | 0 | 0 | 0 | 0 | 0
F10_Industrial_Food Products_New_Process_Natural Gas_Gas Boiler - Hot Water Reset_A_Achievable Technical Potential | F10 | Industrial | Food Products | New | Process | Natural Gas | Gas Boiler - Hot Water Reset | A | Purchases (Incremental) | Achievable Technical Potential | 0 | 0 | 0 | 0 | 0 | 1.8584 | 2.7033 | 3.8235 | 5.0334 | 6.4202 | 8.3004 | 9.9661 | 11.0576 | 11.2449 | 10.3633 | 8.5613 | 6.0211 | 3.7024 | 1.8814 | 0.8374 | 0.31959 | 1.8584 | 2.7033 | 3.8235 | 5.0334 | 6.4202 | 8.3004 | 9.9661 | 11.0576 | 11.2449 | 10.3633
F11_Industrial_Food Products_New_Process_Natural Gas_Gas Boiler - Hot Water Reset_A_Achievable Technical Potential | F11 | Industrial | Food Products | New | Process | Natural Gas | Gas Boiler - Hot Water Reset | A | Purchases (Cumulative) | Achievable Technical Potential | 0 | 0 | 0 | 0 | 0 | 1.8584 | 4.5616 | 8.3852 | 13.4186 | 19.8388 | 28.1392 | 38.1053 | 49.1629 | 60.4078 | 70.771 | 79.3323 | 85.3534 | 89.0558 | 90.9372 | 91.7746 | 92.0942 | 92.0942 | 92.0942 | 92.0942 | 92.0942 | 92.0942 | 92.0942 | 92.0942 | 92.0942 | 92.0942 | 92.0942
F1_Industrial_Food Products_New_Space Heating_Natural Gas_Steam Trap Maintenance_A_Achievable Technical Potential | F1 | Industrial | Food Products | New | Space Heating | Natural Gas | Steam Trap Maintenance | A | Integrated Unit Energy Savings (kWh or therms) | Achievable Technical Potential | 0 | 0 | 0 | 0 | 0 | 0 | 0 | 0 | 0 | 0 | 0 | 0 | 0 | 0 | 0 | 0 | 0 | 0 | 0 | 0 | 0 | 0 | 0 | 0 | 0 | 0 | 0 | 0 | 0 | 0 | 0
F2_Industrial_Food Products_New_Space Heating_Natural Gas_Steam Trap Maintenance_A_Achievable Technical Potential | F2 | Industrial | Food Products | New | Space Heating | Natural Gas | Steam Trap Maintenance | A | Integrated Unit Summer Peak Savings (kW) | Achievable Technical Potential | 0 | 0 | 0 | 0 | 0 | 0 | 0 | 0 | 0 | 0 | 0 | 0 | 0 | 0 | 0 | 0 | 0 | 0 | 0 | 0 | 0 | 0 | 0 | 0 | 0 | 0 | 0 | 0 | 0 | 0 | 0
F3_Industrial_Food Products_New_Space Heating_Natural Gas_Steam Trap Maintenance_A_Achievable Technical Potential | F3 | Industrial | Food Products | New | Space Heating | Natural Gas | Steam Trap Maintenance | A | Integrated Unit Winter Peak Savings (kW) | Achievable Technical Potential | 0 | 0 | 0 | 0 | 0 | 0 | 0 | 0 | 0 | 0 | 0 | 0 | 0 | 0 | 0 | 0 | 0 | 0 | 0 | 0 | 0 | 0 | 0 | 0 | 0 | 0 | 0 | 0 | 0 | 0 | 0
F4_Industrial_Food Products_New_Space Heating_Natural Gas_Steam Trap Maintenance_A_Achievable Technical Potential | F4 | Industrial | Food Products | New | Space Heating | Natural Gas | Steam Trap Maintenance | A | Incremental Energy Savings (MWh or mTherms) | Achievable Technical Potential | 0 | 0 | 0 | 0 | 0 | 0 | 0 | 0 | 0 | 0 | 0 | 0 | 0 | 0 | 0 | 0 | 0 | 0 | 0 | 0 | 0 | 0 | 0 | 0 | 0 | 0 | 0 | 0 | 0 | 0 | 0
F5_Industrial_Food Products_New_Space Heating_Natural Gas_Steam Trap Maintenance_A_Achievable Technical Potential | F5 | Industrial | Food Products | New | Space Heating | Natural Gas | Steam Trap Maintenance | A | Incremental Summer Peak Savings (MW) | Achievable Technical Potential | 0 | 0 | 0 | 0 | 0 | 0 | 0 | 0 | 0 | 0 | 0 | 0 | 0 | 0 | 0 | 0 | 0 | 0 | 0 | 0 | 0 | 0 | 0 | 0 | 0 | 0 | 0 | 0 | 0 | 0 | 0
F6_Industrial_Food Products_New_Space Heating_Natural Gas_Steam Trap Maintenance_A_Achievable Technical Potential | F6 | Industrial | Food Products | New | Space Heating | Natural Gas | Steam Trap Maintenance | A | Incremental Winter Peak Savings (MW) | Achievable Technical Potential | 0 | 0 | 0 | 0 | 0 | 0 | 0 | 0 | 0 | 0 | 0 | 0 | 0 | 0 | 0 | 0 | 0 | 0 | 0 | 0 | 0 | 0 | 0 | 0 | 0 | 0 | 0 | 0 | 0 | 0 | 0
F7_Industrial_Food Products_New_Space Heating_Natural Gas_Steam Trap Maintenance_A_Achievable Technical Potential | F7 | Industrial | Food Products | New | Space Heating | Natural Gas | Steam Trap Maintenance | A | Cumulative Energy Savings (MWh or mTherms) | Achievable Technical Potential | 0 | 0 | 0 | 0 | 0 | 0 | 0 | 0 | 0 | 0 | 0 | 0 | 0 | 0 | 0 | 0 | 0 | 0 | 0 | 0 | 0 | 0 | 0 | 0 | 0 | 0 | 0 | 0 | 0 | 0 | 0
F8_Industrial_Food Products_New_Space Heating_Natural Gas_Steam Trap Maintenance_A_Achievable Technical Potential | F8 | Industrial | Food Products | New | Space Heating | Natural Gas | Steam Trap Maintenance | A | Cumulative Summer Peak Savings (MW) | Achievable Technical Potential | 0 | 0 | 0 | 0 | 0 | 0 | 0 | 0 | 0 | 0 | 0 | 0 | 0 | 0 | 0 | 0 | 0 | 0 | 0 | 0 | 0 | 0 | 0 | 0 | 0 | 0 | 0 | 0 | 0 | 0 | 0
F9_Industrial_Food Products_New_Space Heating_Natural Gas_Steam Trap Maintenance_A_Achievable Technical Potential | F9 | Industrial | Food Products | New | Space Heating | Natural Gas | Steam Trap Maintenance | A | Cumulative Winter Peak Savings (MW) | Achievable Technical Potential | 0 | 0 | 0 | 0 | 0 | 0 | 0 | 0 | 0 | 0 | 0 | 0 | 0 | 0 | 0 | 0 | 0 | 0 | 0 | 0 | 0 | 0 | 0 | 0 | 0 | 0 | 0 | 0 | 0 | 0 | 0
F10_Industrial_Food Products_New_Space Heating_Natural Gas_Steam Trap Maintenance_A_Achievable Technical Potential | F10 | Industrial | Food Products | New | Space Heating | Natural Gas | Steam Trap Maintenance | A | Purchases (Incremental) | Achievable Technical Potential | 0 | 0 | 0 | 0 | 0 | 0 | 0 | 0 | 0 | 0 | 0 | 0 | 0 | 0 | 0 | 0 | 0 | 0 | 0 | 0 | 0 | 0 | 0 | 0 | 0 | 0 | 0 | 0 | 0 | 0 | 0
F11_Industrial_Food Products_New_Space Heating_Natural Gas_Steam Trap Maintenance_A_Achievable Technical Potential | F11 | Industrial | Food Products | New | Space Heating | Natural Gas | Steam Trap Maintenance | A | Purchases (Cumulative) | Achievable Technical Potential | 0 | 0 | 0 | 0 | 0 | 0 | 0 | 0 | 0 | 0 | 0 | 0 | 0 | 0 | 0 | 0 | 0 | 0 | 0 | 0 | 0 | 0 | 0 | 0 | 0 | 0 | 0 | 0 | 0 | 0 | 0
F1_Industrial_Food Products_New_Process_Natural Gas_Steam Trap Maintenance_A_Achievable Technical Potential | F1 | Industrial | Food Products | New | Process | Natural Gas | Steam Trap Maintenance | A | Integrated Unit Energy Savings (kWh or therms) | Achievable Technical Potential | 0 | 0 | 0 | 0 | 0 | 44.6095 | 44.5838 | 44.5621 | 44.5443 | 44.5272 | 44.5134 | 44.5042 | 44.4986 | 44.4954 | 44.494 | 44.4939 | 44.4949 | 44.4968 | 44.4995 | 44.5028 | 44.5094 | 44.5153 | 44.5207 | 44.5257 | 44.5302 | 44.5344 | 44.5382 | 44.5418 | 44.6416 | 44.6416 | 44.6416
F2_Industrial_Food Products_New_Process_Natural Gas_Steam Trap Maintenance_A_Achievable Technical Potential | F2 | Industrial | Food Products | New | Process | Natural Gas | Steam Trap Maintenance | A | Integrated Unit Summer Peak Savings (kW) | Achievable Technical Potential | 0 | 0 | 0 | 0 | 0 | 0 | 0 | 0 | 0 | 0 | 0 | 0 | 0 | 0 | 0 | 0 | 0 | 0 | 0 | 0 | 0 | 0 | 0 | 0 | 0 | 0 | 0 | 0 | 0 | 0 | 0
F3_Industrial_Food Products_New_Process_Natural Gas_Steam Trap Maintenance_A_Achievable Technical Potential | F3 | Industrial | Food Products | New | Process | Natural Gas | Steam Trap Maintenance | A | Integrated Unit Winter Peak Savings (kW) | Achievable Technical Potential | 0 | 0 | 0 | 0 | 0 | 0 | 0 | 0 | 0 | 0 | 0 | 0 | 0 | 0 | 0 | 0 | 0 | 0 | 0 | 0 | 0 | 0 | 0 | 0 | 0 | 0 | 0 | 0 | 0 | 0 | 0
F4_Industrial_Food Products_New_Process_Natural Gas_Steam Trap Maintenance_A_Achievable Technical Potential | F4 | Industrial | Food Products | New | Process | Natural Gas | Steam Trap Maintenance | A | Incremental Energy Savings (MWh or mTherms) | Achievable Technical Potential | 0 | 0 | 0 | 0 | 0 | 0 | 0 | 0 | 0 | 0 | 0 | 0 | 0 | 0 | 0 | 0 | 0 | 0 | 0 | 0 | 0 | 0 | 0 | 0 | 0 | 0 | 0 | 0 | 0 | 0 | 0
F5_Industrial_Food Products_New_Process_Natural Gas_Steam Trap Maintenance_A_Achievable Technical Potential | F5 | Industrial | Food Products | New | Process | Natural Gas | Steam Trap Maintenance | A | Incremental Summer Peak Savings (MW) | Achievable Technical Potential | 0 | 0 | 0 | 0 | 0 | 0 | 0 | 0 | 0 | 0 | 0 | 0 | 0 | 0 | 0 | 0 | 0 | 0 | 0 | 0 | 0 | 0 | 0 | 0 | 0 | 0 | 0 | 0 | 0 | 0 | 0
F6_Industrial_Food Products_New_Process_Natural Gas_Steam Trap Maintenance_A_Achievable Technical Potential | F6 | Industrial | Food Products | New | Process | Natural Gas | Steam Trap Maintenance | A | Incremental Winter Peak Savings (MW) | Achievable Technical Potential | 0 | 0 | 0 | 0 | 0 | 0 | 0 | 0 | 0 | 0 | 0 | 0 | 0 | 0 | 0 | 0 | 0 | 0 | 0 | 0 | 0 | 0 | 0 | 0 | 0 | 0 | 0 | 0 | 0 | 0 | 0
F7_Industrial_Food Products_New_Process_Natural Gas_Steam Trap Maintenance_A_Achievable Technical Potential | F7 | Industrial | Food Products | New | Process | Natural Gas | Steam Trap Maintenance | A | Cumulative Energy Savings (MWh or mTherms) | Achievable Technical Potential | 0 | 0 | 0 | 0 | 0 | 0 | 0 | 0 | 0 | 0 | 0 | 0 | 0 | 0 | 0 | 0 | 0 | 0 | 0 | 0 | 0 | 0 | 0 | 0 | 0 | 0 | 0 | 0 | 0 | 0 | 0
F8_Industrial_Food Products_New_Process_Natural Gas_Steam Trap Maintenance_A_Achievable Technical Potential | F8 | Industrial | Food Products | New | Process | Natural Gas | Steam Trap Maintenance | A | Cumulative Summer Peak Savings (MW) | Achievable Technical Potential | 0 | 0 | 0 | 0 | 0 | 0 | 0 | 0 | 0 | 0 | 0 | 0 | 0 | 0 | 0 | 0 | 0 | 0 | 0 | 0 | 0 | 0 | 0 | 0 | 0 | 0 | 0 | 0 | 0 | 0 | 0
F9_Industrial_Food Products_New_Process_Natural Gas_Steam Trap Maintenance_A_Achievable Technical Potential | F9 | Industrial | Food Products | New | Process | Natural Gas | Steam Trap Maintenance | A | Cumulative Winter Peak Savings (MW) | Achievable Technical Potential | 0 | 0 | 0 | 0 | 0 | 0 | 0 | 0 | 0 | 0 | 0 | 0 | 0 | 0 | 0 | 0 | 0 | 0 | 0 | 0 | 0 | 0 | 0 | 0 | 0 | 0 | 0 | 0 | 0 | 0 | 0
F10_Industrial_Food Products_New_Process_Natural Gas_Steam Trap Maintenance_A_Achievable Technical Potential | F10 | Industrial | Food Products | New | Process | Natural Gas | Steam Trap Maintenance | A | Purchases (Incremental) | Achievable Technical Potential | 0 | 0 | 0 | 0 | 0 | 0 | 0 | 0 | 0 | 0 | 0 | 0 | 0 | 0 | 0 | 0 | 0 | 0 | 0 | 0 | 0 | 0 | 0 | 0 | 0 | 0 | 0 | 0 | 0 | 0 | 0
F11_Industrial_Food Products_New_Process_Natural Gas_Steam Trap Maintenance_A_Achievable Technical Potential | F11 | Industrial | Food Products | New | Process | Natural Gas | Steam Trap Maintenance | A | Purchases (Cumulative) | Achievable Technical Potential | 0 | 0 | 0 | 0 | 0 | 0 | 0 | 0 | 0 | 0 | 0 | 0 | 0 | 0 | 0 | 0 | 0 | 0 | 0 | 0 | 0 | 0 | 0 | 0 | 0 | 0 | 0 | 0 | 0 | 0 | 0
F1_Industrial_Food Products_New_Space Heating_Natural Gas_Gas Boiler - High Turndown_A_Achievable Technical Potential | F1 | Industrial | Food Products | New | Space Heating | Natural Gas | Gas Boiler - High Turndown | A | Integrated Unit Energy Savings (kWh or therms) | Achievable Technical Potential | 0 | 0 | 0 | 0 | 0 | 0 | 0 | 0 | 0 | 0 | 0 | 0 | 0 | 0 | 0 | 0 | 0 | 0 | 0 | 0 | 0 | 0 | 0 | 0 | 0 | 0 | 0 | 0 | 0 | 0 | 0
F2_Industrial_Food Products_New_Space Heating_Natural Gas_Gas Boiler - High Turndown_A_Achievable Technical Potential | F2 | Industrial | Food Products | New | Space Heating | Natural Gas | Gas Boiler - High Turndown | A | Integrated Unit Summer Peak Savings (kW) | Achievable Technical Potential | 0 | 0 | 0 | 0 | 0 | 0 | 0 | 0 | 0 | 0 | 0 | 0 | 0 | 0 | 0 | 0 | 0 | 0 | 0 | 0 | 0 | 0 | 0 | 0 | 0 | 0 | 0 | 0 | 0 | 0 | 0
F3_Industrial_Food Products_New_Space Heating_Natural Gas_Gas Boiler - High Turndown_A_Achievable Technical Potential | F3 | Industrial | Food Products | New | Space Heating | Natural Gas | Gas Boiler - High Turndown | A | Integrated Unit Winter Peak Savings (kW) | Achievable Technical Potential | 0 | 0 | 0 | 0 | 0 | 0 | 0 | 0 | 0 | 0 | 0 | 0 | 0 | 0 | 0 | 0 | 0 | 0 | 0 | 0 | 0 | 0 | 0 | 0 | 0 | 0 | 0 | 0 | 0 | 0 | 0
F4_Industrial_Food Products_New_Space Heating_Natural Gas_Gas Boiler - High Turndown_A_Achievable Technical Potential | F4 | Industrial | Food Products | New | Space Heating | Natural Gas | Gas Boiler - High Turndown | A | Incremental Energy Savings (MWh or mTherms) | Achievable Technical Potential | 0 | 0 | 0 | 0 | 0 | 0 | 0 | 0 | 0 | 0 | 0 | 0 | 0 | 0 | 0 | 0 | 0 | 0 | 0 | 0 | 0 | 0 | 0 | 0 | 0 | 0 | 0 | 0 | 0 | 0 | 0
F5_Industrial_Food Products_New_Space Heating_Natural Gas_Gas Boiler - High Turndown_A_Achievable Technical Potential | F5 | Industrial | Food Products | New | Space Heating | Natural Gas | Gas Boiler - High Turndown | A | Incremental Summer Peak Savings (MW) | Achievable Technical Potential | 0 | 0 | 0 | 0 | 0 | 0 | 0 | 0 | 0 | 0 | 0 | 0 | 0 | 0 | 0 | 0 | 0 | 0 | 0 | 0 | 0 | 0 | 0 | 0 | 0 | 0 | 0 | 0 | 0 | 0 | 0
F6_Industrial_Food Products_New_Space Heating_Natural Gas_Gas Boiler - High Turndown_A_Achievable Technical Potential | F6 | Industrial | Food Products | New | Space Heating | Natural Gas | Gas Boiler - High Turndown | A | Incremental Winter Peak Savings (MW) | Achievable Technical Potential | 0 | 0 | 0 | 0 | 0 | 0 | 0 | 0 | 0 | 0 | 0 | 0 | 0 | 0 | 0 | 0 | 0 | 0 | 0 | 0 | 0 | 0 | 0 | 0 | 0 | 0 | 0 | 0 | 0 | 0 | 0
F7_Industrial_Food Products_New_Space Heating_Natural Gas_Gas Boiler - High Turndown_A_Achievable Technical Potential | F7 | Industrial | Food Products | New | Space Heating | Natural Gas | Gas Boiler - High Turndown | A | Cumulative Energy Savings (MWh or mTherms) | Achievable Technical Potential | 0 | 0 | 0 | 0 | 0 | 0 | 0 | 0 | 0 | 0 | 0 | 0 | 0 | 0 | 0 | 0 | 0 | 0 | 0 | 0 | 0 | 0 | 0 | 0 | 0 | 0 | 0 | 0 | 0 | 0 | 0
F8_Industrial_Food Products_New_Space Heating_Natural Gas_Gas Boiler - High Turndown_A_Achievable Technical Potential | F8 | Industrial | Food Products | New | Space Heating | Natural Gas | Gas Boiler - High Turndown | A | Cumulative Summer Peak Savings (MW) | Achievable Technical Potential | 0 | 0 | 0 | 0 | 0 | 0 | 0 | 0 | 0 | 0 | 0 | 0 | 0 | 0 | 0 | 0 | 0 | 0 | 0 | 0 | 0 | 0 | 0 | 0 | 0 | 0 | 0 | 0 | 0 | 0 | 0
F9_Industrial_Food Products_New_Space Heating_Natural Gas_Gas Boiler - High Turndown_A_Achievable Technical Potential | F9 | Industrial | Food Products | New | Space Heating | Natural Gas | Gas Boiler - High Turndown | A | Cumulative Winter Peak Savings (MW) | Achievable Technical Potential | 0 | 0 | 0 | 0 | 0 | 0 | 0 | 0 | 0 | 0 | 0 | 0 | 0 | 0 | 0 | 0 | 0 | 0 | 0 | 0 | 0 | 0 | 0 | 0 | 0 | 0 | 0 | 0 | 0 | 0 | 0
F10_Industrial_Food Products_New_Space Heating_Natural Gas_Gas Boiler - High Turndown_A_Achievable Technical Potential | F10 | Industrial | Food Products | New | Space Heating | Natural Gas | Gas Boiler - High Turndown | A | Purchases (Incremental) | Achievable Technical Potential | 0 | 0 | 0 | 0 | 0 | 0 | 0 | 0 | 0 | 0 | 0 | 0 | 0 | 0 | 0 | 0 | 0 | 0 | 0 | 0 | 0 | 0 | 0 | 0 | 0 | 0 | 0 | 0 | 0 | 0 | 0
F11_Industrial_Food Products_New_Space Heating_Natural Gas_Gas Boiler - High Turndown_A_Achievable Technical Potential | F11 | Industrial | Food Products | New | Space Heating | Natural Gas | Gas Boiler - High Turndown | A | Purchases (Cumulative) | Achievable Technical Potential | 0 | 0 | 0 | 0 | 0 | 0 | 0 | 0 | 0 | 0 | 0 | 0 | 0 | 0 | 0 | 0 | 0 | 0 | 0 | 0 | 0 | 0 | 0 | 0 | 0 | 0 | 0 | 0 | 0 | 0 | 0
F1_Industrial_Food Products_New_Process_Natural Gas_Gas Boiler - High Turndown_A_Achievable Technical Potential | F1 | Industrial | Food Products | New | Process | Natural Gas | Gas Boiler - High Turndown | A | Integrated Unit Energy Savings (kWh or therms) | Achievable Technical Potential | 0 | 0 | 0 | 0 | 0 | 47.2533 | 47.1407 | 47.0391 | 46.9457 | 46.8556 | 46.7914 | 46.7361 | 46.6888 | 46.6493 | 46.6171 | 46.593 | 46.5762 | 46.5653 | 46.5583 | 46.5534 | 46.5525 | 46.5526 | 46.5514 | 46.5491 | 46.5457 | 46.5771 | 46.6061 | 46.6331 | 47.3863 | 47.3863 | 47.3863
F2_Industrial_Food Products_New_Process_Natural Gas_Gas Boiler - High Turndown_A_Achievable Technical Potential | F2 | Industrial | Food Products | New | Process | Natural Gas | Gas Boiler - High Turndown | A | Integrated Unit Summer Peak Savings (kW) | Achievable Technical Potential | 0 | 0 | 0 | 0 | 0 | 0 | 0 | 0 | 0 | 0 | 0 | 0 | 0 | 0 | 0 | 0 | 0 | 0 | 0 | 0 | 0 | 0 | 0 | 0 | 0 | 0 | 0 | 0 | 0 | 0 | 0
F3_Industrial_Food Products_New_Process_Natural Gas_Gas Boiler - High Turndown_A_Achievable Technical Potential | F3 | Industrial | Food Products | New | Process | Natural Gas | Gas Boiler - High Turndown | A | Integrated Unit Winter Peak Savings (kW) | Achievable Technical Potential | 0 | 0 | 0 | 0 | 0 | 0 | 0 | 0 | 0 | 0 | 0 | 0 | 0 | 0 | 0 | 0 | 0 | 0 | 0 | 0 | 0 | 0 | 0 | 0 | 0 | 0 | 0 | 0 | 0 | 0 | 0
F4_Industrial_Food Products_New_Process_Natural Gas_Gas Boiler - High Turndown_A_Achievable Technical Potential | F4 | Industrial | Food Products | New | Process | Natural Gas | Gas Boiler - High Turndown | A | Incremental Energy Savings (MWh or mTherms) | Achievable Technical Potential | 0 | 0 | 0 | 0 | 0 | 0.13402 | 0.1584 | 0.18269 | 0.20676 | 0.23077 | 0.22936 | 0.20059 | 0.17411 | 0.15018 | 0.12872 | 0.10988 | 0.093377 | 0.079089 | 0.066768 | 0.056188 | 0.13203 | 0.15642 | 0.18079 | 0.20501 | 0.22924 | 0.22831 | 0.20003 | 0.1739 | 0.15255 | 0.13085 | 0.11175
F5_Industrial_Food Products_New_Process_Natural Gas_Gas Boiler - High Turndown_A_Achievable Technical Potential | F5 | Industrial | Food Products | New | Process | Natural Gas | Gas Boiler - High Turndown | A | Incremental Summer Peak Savings (MW) | Achievable Technical Potential | 0 | 0 | 0 | 0 | 0 | 0 | 0 | 0 | 0 | 0 | 0 | 0 | 0 | 0 | 0 | 0 | 0 | 0 | 0 | 0 | 0 | 0 | 0 | 0 | 0 | 0 | 0 | 0 | 0 | 0 | 0
F6_Industrial_Food Products_New_Process_Natural Gas_Gas Boiler - High Turndown_A_Achievable Technical Potential | F6 | Industrial | Food Products | New | Process | Natural Gas | Gas Boiler - High Turndown | A | Incremental Winter Peak Savings (MW) | Achievable Technical Potential | 0 | 0 | 0 | 0 | 0 | 0 | 0 | 0 | 0 | 0 | 0 | 0 | 0 | 0 | 0 | 0 | 0 | 0 | 0 | 0 | 0 | 0 | 0 | 0 | 0 | 0 | 0 | 0 | 0 | 0 | 0
F7_Industrial_Food Products_New_Process_Natural Gas_Gas Boiler - High Turndown_A_Achievable Technical Potential | F7 | Industrial | Food Products | New | Process | Natural Gas | Gas Boiler - High Turndown | A | Cumulative Energy Savings (MWh or mTherms) | Achievable Technical Potential | 0 | 0 | 0 | 0 | 0 | 0.13402 | 0.29209 | 0.47415 | 0.67997 | 0.90943 | 1.1375 | 1.3368 | 1.5095 | 1.6584 | 1.786 | 1.895 | 1.9877 | 2.0663 | 2.1327 | 2.1887 | 2.1887 | 2.1887 | 2.1886 | 2.1885 | 2.1883 | 2.1898 | 2.1912 | 2.1925 | 0 | 0 | 0
F8_Industrial_Food Products_New_Process_Natural Gas_Gas Boiler - High Turndown_A_Achievable Technical Potential | F8 | Industrial | Food Products | New | Process | Natural Gas | Gas Boiler - High Turndown | A | Cumulative Summer Peak Savings (MW) | Achievable Technical Potential | 0 | 0 | 0 | 0 | 0 | 0 | 0 | 0 | 0 | 0 | 0 | 0 | 0 | 0 | 0 | 0 | 0 | 0 | 0 | 0 | 0 | 0 | 0 | 0 | 0 | 0 | 0 | 0 | 0 | 0 | 0
F9_Industrial_Food Products_New_Process_Natural Gas_Gas Boiler - High Turndown_A_Achievable Technical Potential | F9 | Industrial | Food Products | New | Process | Natural Gas | Gas Boiler - High Turndown | A | Cumulative Winter Peak Savings (MW) | Achievable Technical Potential | 0 | 0 | 0 | 0 | 0 | 0 | 0 | 0 | 0 | 0 | 0 | 0 | 0 | 0 | 0 | 0 | 0 | 0 | 0 | 0 | 0 | 0 | 0 | 0 | 0 | 0 | 0 | 0 | 0 | 0 | 0
F10_Industrial_Food Products_New_Process_Natural Gas_Gas Boiler - High Turndown_A_Achievable Technical Potential | F10 | Industrial | Food Products | New | Process | Natural Gas | Gas Boiler - High Turndown | A | Purchases (Incremental) | Achievable Technical Potential | 0 | 0 | 0 | 0 | 0 | 2.8362 | 3.3601 | 3.8837 | 4.4042 | 4.9251 | 4.9017 | 4.2919 | 3.7291 | 3.2193 | 2.7613 | 2.3582 | 2.0048 | 1.6985 | 1.4341 | 1.207 | 2.8362 | 3.3601 | 3.8837 | 4.4042 | 4.9251 | 4.9017 | 4.2919 | 3.7291 | 3.2193 | 2.7613 | 2.3582
F11_Industrial_Food Products_New_Process_Natural Gas_Gas Boiler - High Turndown_A_Achievable Technical Potential | F11 | Industrial | Food Products | New | Process | Natural Gas | Gas Boiler - High Turndown | A | Purchases (Cumulative) | Achievable Technical Potential | 0 | 0 | 0 | 0 | 0 | 2.8362 | 6.1962 | 10.0799 | 14.4842 | 19.4092 | 24.3109 | 28.6028 | 32.3319 | 35.5512 | 38.3125 | 40.6707 | 42.6755 | 44.374 | 45.8081 | 47.015 | 47.015 | 47.015 | 47.015 | 47.015 | 47.015 | 47.015 | 47.015 | 47.015 | 47.015 | 47.015 | 47.015
F1_Industrial_Food Products_New_Space Heating_Natural Gas_Gas Boiler - Burner Control Optimization_A_Achievable Technical Potential | F1 | Industrial | Food Products | New | Space Heating | Natural Gas | Gas Boiler - Burner Control Optimization | A | Integrated Unit Energy Savings (kWh or therms) | Achievable Technical Potential | 0 | 0 | 0 | 0 | 0 | 0 | 0 | 0 | 0 | 0 | 0 | 0 | 0 | 0 | 0 | 0 | 0 | 0 | 0 | 0 | 0 | 0 | 0 | 0 | 0 | 0 | 0 | 0 | 0 | 0 | 0
F2_Industrial_Food Products_New_Space Heating_Natural Gas_Gas Boiler - Burner Control Optimization_A_Achievable Technical Potential | F2 | Industrial | Food Products | New | Space Heating | Natural Gas | Gas Boiler - Burner Control Optimization | A | Integrated Unit Summer Peak Savings (kW) | Achievable Technical Potential | 0 | 0 | 0 | 0 | 0 | 0 | 0 | 0 | 0 | 0 | 0 | 0 | 0 | 0 | 0 | 0 | 0 | 0 | 0 | 0 | 0 | 0 | 0 | 0 | 0 | 0 | 0 | 0 | 0 | 0 | 0
F3_Industrial_Food Products_New_Space Heating_Natural Gas_Gas Boiler - Burner Control Optimization_A_Achievable Technical Potential | F3 | Industrial | Food Products | New | Space Heating | Natural Gas | Gas Boiler - Burner Control Optimization | A | Integrated Unit Winter Peak Savings (kW) | Achievable Technical Potential | 0 | 0 | 0 | 0 | 0 | 0 | 0 | 0 | 0 | 0 | 0 | 0 | 0 | 0 | 0 | 0 | 0 | 0 | 0 | 0 | 0 | 0 | 0 | 0 | 0 | 0 | 0 | 0 | 0 | 0 | 0
F4_Industrial_Food Products_New_Space Heating_Natural Gas_Gas Boiler - Burner Control Optimization_A_Achievable Technical Potential | F4 | Industrial | Food Products | New | Space Heating | Natural Gas | Gas Boiler - Burner Control Optimization | A | Incremental Energy Savings (MWh or mTherms) | Achievable Technical Potential | 0 | 0 | 0 | 0 | 0 | 0 | 0 | 0 | 0 | 0 | 0 | 0 | 0 | 0 | 0 | 0 | 0 | 0 | 0 | 0 | 0 | 0 | 0 | 0 | 0 | 0 | 0 | 0 | 0 | 0 | 0
F5_Industrial_Food Products_New_Space Heating_Natural Gas_Gas Boiler - Burner Control Optimization_A_Achievable Technical Potential | F5 | Industrial | Food Products | New | Space Heating | Natural Gas | Gas Boiler - Burner Control Optimization | A | Incremental Summer Peak Savings (MW) | Achievable Technical Potential | 0 | 0 | 0 | 0 | 0 | 0 | 0 | 0 | 0 | 0 | 0 | 0 | 0 | 0 | 0 | 0 | 0 | 0 | 0 | 0 | 0 | 0 | 0 | 0 | 0 | 0 | 0 | 0 | 0 | 0 | 0
F6_Industrial_Food Products_New_Space Heating_Natural Gas_Gas Boiler - Burner Control Optimization_A_Achievable Technical Potential | F6 | Industrial | Food Products | New | Space Heating | Natural Gas | Gas Boiler - Burner Control Optimization | A | Incremental Winter Peak Savings (MW) | Achievable Technical Potential | 0 | 0 | 0 | 0 | 0 | 0 | 0 | 0 | 0 | 0 | 0 | 0 | 0 | 0 | 0 | 0 | 0 | 0 | 0 | 0 | 0 | 0 | 0 | 0 | 0 | 0 | 0 | 0 | 0 | 0 | 0
F7_Industrial_Food Products_New_Space Heating_Natural Gas_Gas Boiler - Burner Control Optimization_A_Achievable Technical Potential | F7 | Industrial | Food Products | New | Space Heating | Natural Gas | Gas Boiler - Burner Control Optimization | A | Cumulative Energy Savings (MWh or mTherms) | Achievable Technical Potential | 0 | 0 | 0 | 0 | 0 | 0 | 0 | 0 | 0 | 0 | 0 | 0 | 0 | 0 | 0 | 0 | 0 | 0 | 0 | 0 | 0 | 0 | 0 | 0 | 0 | 0 | 0 | 0 | 0 | 0 | 0
F8_Industrial_Food Products_New_Space Heating_Natural Gas_Gas Boiler - Burner Control Optimization_A_Achievable Technical Potential | F8 | Industrial | Food Products | New | Space Heating | Natural Gas | Gas Boiler - Burner Control Optimization | A | Cumulative Summer Peak Savings (MW) | Achievable Technical Potential | 0 | 0 | 0 | 0 | 0 | 0 | 0 | 0 | 0 | 0 | 0 | 0 | 0 | 0 | 0 | 0 | 0 | 0 | 0 | 0 | 0 | 0 | 0 | 0 | 0 | 0 | 0 | 0 | 0 | 0 | 0
F9_Industrial_Food Products_New_Space Heating_Natural Gas_Gas Boiler - Burner Control Optimization_A_Achievable Technical Potential | F9 | Industrial | Food Products | New | Space Heating | Natural Gas | Gas Boiler - Burner Control Optimization | A | Cumulative Winter Peak Savings (MW) | Achievable Technical Potential | 0 | 0 | 0 | 0 | 0 | 0 | 0 | 0 | 0 | 0 | 0 | 0 | 0 | 0 | 0 | 0 | 0 | 0 | 0 | 0 | 0 | 0 | 0 | 0 | 0 | 0 | 0 | 0 | 0 | 0 | 0
F10_Industrial_Food Products_New_Space Heating_Natural Gas_Gas Boiler - Burner Control Optimization_A_Achievable Technical Potential | F10 | Industrial | Food Products | New | Space Heating | Natural Gas | Gas Boiler - Burner Control Optimization | A | Purchases (Incremental) | Achievable Technical Potential | 0 | 0 | 0 | 0 | 0 | 0 | 0 | 0 | 0 | 0 | 0 | 0 | 0 | 0 | 0 | 0 | 0 | 0 | 0 | 0 | 0 | 0 | 0 | 0 | 0 | 0 | 0 | 0 | 0 | 0 | 0
F11_Industrial_Food Products_New_Space Heating_Natural Gas_Gas Boiler - Burner Control Optimization_A_Achievable Technical Potential | F11 | Industrial | Food Products | New | Space Heating | Natural Gas | Gas Boiler - Burner Control Optimization | A | Purchases (Cumulative) | Achievable Technical Potential | 0 | 0 | 0 | 0 | 0 | 0 | 0 | 0 | 0 | 0 | 0 | 0 | 0 | 0 | 0 | 0 | 0 | 0 | 0 | 0 | 0 | 0 | 0 | 0 | 0 | 0 | 0 | 0 | 0 | 0 | 0
F1_Industrial_Food Products_New_Process_Natural Gas_Gas Boiler - Burner Control Optimization_A_Achievable Technical Potential | F1 | Industrial | Food Products | New | Process | Natural Gas | Gas Boiler - Burner Control Optimization | A | Integrated Unit Energy Savings (kWh or therms) | Achievable Technical Potential | 0 | 0 | 0 | 0 | 0 | 13.7002 | 13.6649 | 13.633 | 13.6037 | 13.5755 | 13.5553 | 13.5382 | 13.5239 | 13.5121 | 13.5027 | 13.4958 | 13.4911 | 13.4883 | 13.4866 | 13.4856 | 13.486 | 13.4867 | 13.4869 | 13.4868 | 13.4863 | 13.4958 | 13.5046 | 13.5128 | 13.742 | 13.742 | 13.742
F2_Industrial_Food Products_New_Process_Natural Gas_Gas Boiler - Burner Control Optimization_A_Achievable Technical Potential | F2 | Industrial | Food Products | New | Process | Natural Gas | Gas Boiler - Burner Control Optimization | A | Integrated Unit Summer Peak Savings (kW) | Achievable Technical Potential | 0 | 0 | 0 | 0 | 0 | 0 | 0 | 0 | 0 | 0 | 0 | 0 | 0 | 0 | 0 | 0 | 0 | 0 | 0 | 0 | 0 | 0 | 0 | 0 | 0 | 0 | 0 | 0 | 0 | 0 | 0
F3_Industrial_Food Products_New_Process_Natural Gas_Gas Boiler - Burner Control Optimization_A_Achievable Technical Potential | F3 | Industrial | Food Products | New | Process | Natural Gas | Gas Boiler - Burner Control Optimization | A | Integrated Unit Winter Peak Savings (kW) | Achievable Technical Potential | 0 | 0 | 0 | 0 | 0 | 0 | 0 | 0 | 0 | 0 | 0 | 0 | 0 | 0 | 0 | 0 | 0 | 0 | 0 | 0 | 0 | 0 | 0 | 0 | 0 | 0 | 0 | 0 | 0 | 0 | 0
F4_Industrial_Food Products_New_Process_Natural Gas_Gas Boiler - Burner Control Optimization_A_Achievable Technical Potential | F4 | Industrial | Food Products | New | Process | Natural Gas | Gas Boiler - Burner Control Optimization | A | Incremental Energy Savings (MWh or mTherms) | Achievable Technical Potential | 0 | 0 | 0 | 0 | 0 | 0.010482 | 0.019469 | 0.044902 | 0.088919 | 0.15435 | 0.23861 | 0.33196 | 0.42019 | 0.48788 | 0.52272 | 0.52056 | 0.48387 | 0.4219 | 0.34628 | 0.26841 | 0.1972 | 0.13765 | 0.091515 | 0.058079 | 0.040926 | 0.04445 | 0.088271 | 0.15364 | 0.2419 | 0.33696 | 0.42697
F5_Industrial_Food Products_New_Process_Natural Gas_Gas Boiler - Burner Control Optimization_A_Achievable Technical Potential | F5 | Industrial | Food Products | New | Process | Natural Gas | Gas Boiler - Burner Control Optimization | A | Incremental Summer Peak Savings (MW) | Achievable Technical Potential | 0 | 0 | 0 | 0 | 0 | 0 | 0 | 0 | 0 | 0 | 0 | 0 | 0 | 0 | 0 | 0 | 0 | 0 | 0 | 0 | 0 | 0 | 0 | 0 | 0 | 0 | 0 | 0 | 0 | 0 | 0
F6_Industrial_Food Products_New_Process_Natural Gas_Gas Boiler - Burner Control Optimization_A_Achievable Technical Potential | F6 | Industrial | Food Products | New | Process | Natural Gas | Gas Boiler - Burner Control Optimization | A | Incremental Winter Peak Savings (MW) | Achievable Technical Potential | 0 | 0 | 0 | 0 | 0 | 0 | 0 | 0 | 0 | 0 | 0 | 0 | 0 | 0 | 0 | 0 | 0 | 0 | 0 | 0 | 0 | 0 | 0 | 0 | 0 | 0 | 0 | 0 | 0 | 0 | 0
F7_Industrial_Food Products_New_Process_Natural Gas_Gas Boiler - Burner Control Optimization_A_Achievable Technical Potential | F7 | Industrial | Food Products | New | Process | Natural Gas | Gas Boiler - Burner Control Optimization | A | Cumulative Energy Savings (MWh or mTherms) | Achievable Technical Potential | 0 | 0 | 0 | 0 | 0 | 0.010482 | 0.029924 | 0.074756 | 0.16351 | 0.31753 | 0.55566 | 0.88692 | 1.3062 | 1.7929 | 2.3144 | 2.8338 | 3.3167 | 3.7379 | 4.0837 | 4.3518 | 4.5491 | 4.687 | 4.7786 | 4.8263 | 4.8478 | 4.8513 | 4.8544 | 4.8574 | 0 | 0 | 0
F8_Industrial_Food Products_New_Process_Natural Gas_Gas Boiler - Burner Control Optimization_A_Achievable Technical Potential | F8 | Industrial | Food Products | New | Process | Natural Gas | Gas Boiler - Burner Control Optimization | A | Cumulative Summer Peak Savings (MW) | Achievable Technical Potential | 0 | 0 | 0 | 0 | 0 | 0 | 0 | 0 | 0 | 0 | 0 | 0 | 0 | 0 | 0 | 0 | 0 | 0 | 0 | 0 | 0 | 0 | 0 | 0 | 0 | 0 | 0 | 0 | 0 | 0 | 0
F9_Industrial_Food Products_New_Process_Natural Gas_Gas Boiler - Burner Control Optimization_A_Achievable Technical Potential | F9 | Industrial | Food Products | New | Process | Natural Gas | Gas Boiler - Burner Control Optimization | A | Cumulative Winter Peak Savings (MW) | Achievable Technical Potential | 0 | 0 | 0 | 0 | 0 | 0 | 0 | 0 | 0 | 0 | 0 | 0 | 0 | 0 | 0 | 0 | 0 | 0 | 0 | 0 | 0 | 0 | 0 | 0 | 0 | 0 | 0 | 0 | 0 | 0 | 0
F10_Industrial_Food Products_New_Process_Natural Gas_Gas Boiler - Burner Control Optimization_A_Achievable Technical Potential | F10 | Industrial | Food Products | New | Process | Natural Gas | Gas Boiler - Burner Control Optimization | A | Purchases (Incremental) | Achievable Technical Potential | 0 | 0 | 0 | 0 | 0 | 0.76507 | 1.4248 | 3.2936 | 6.5363 | 11.37 | 17.6027 | 24.5204 | 31.0701 | 36.1072 | 38.7123 | 38.5721 | 35.8659 | 31.2788 | 25.6761 | 19.9038 | 14.6227 | 10.2065 | 6.7855 | 4.3064 | 3.0346 | 3.2936 | 6.5363 | 11.37 | 17.6027 | 24.5204 | 31.0701
F11_Industrial_Food Products_New_Process_Natural Gas_Gas Boiler - Burner Control Optimization_A_Achievable Technical Potential | F11 | Industrial | Food Products | New | Process | Natural Gas | Gas Boiler - Burner Control Optimization | A | Purchases (Cumulative) | Achievable Technical Potential | 0 | 0 | 0 | 0 | 0 | 0.76507 | 2.1898 | 5.4834 | 12.0198 | 23.3898 | 40.9925 | 65.5128 | 96.583 | 132.6902 | 171.4025 | 209.9747 | 245.8405 | 277.1193 | 302.7954 | 322.6992 | 337.3219 | 347.5284 | 354.3139 | 357.8552 | 359.4651 | 359.4651 | 359.4651 | 359.4651 | 359.4651 | 359.4651 | 359.4651
F1_Industrial_Food Products_New_Space Heating_Natural Gas_HVAC - Demand Controlled Ventilation_A_Achievable Technical Potential | F1 | Industrial | Food Products | New | Space Heating | Natural Gas | HVAC - Demand Controlled Ventilation | A | Integrated Unit Energy Savings (kWh or therms) | Achievable Technical Potential | 0 | 0 | 0 | 0 | 0 | 0 | 0 | 0 | 0 | 0 | 0 | 0 | 0 | 0 | 0 | 0 | 0 | 0 | 0 | 0 | 0 | 0 | 0 | 0 | 0 | 0 | 0 | 0 | 0 | 0 | 0
F2_Industrial_Food Products_New_Space Heating_Natural Gas_HVAC - Demand Controlled Ventilation_A_Achievable Technical Potential | F2 | Industrial | Food Products | New | Space Heating | Natural Gas | HVAC - Demand Controlled Ventilation | A | Integrated Unit Summer Peak Savings (kW) | Achievable Technical Potential | 0 | 0 | 0 | 0 | 0 | 0 | 0 | 0 | 0 | 0 | 0 | 0 | 0 | 0 | 0 | 0 | 0 | 0 | 0 | 0 | 0 | 0 | 0 | 0 | 0 | 0 | 0 | 0 | 0 | 0 | 0
F3_Industrial_Food Products_New_Space Heating_Natural Gas_HVAC - Demand Controlled Ventilation_A_Achievable Technical Potential | F3 | Industrial | Food Products | New | Space Heating | Natural Gas | HVAC - Demand Controlled Ventilation | A | Integrated Unit Winter Peak Savings (kW) | Achievable Technical Potential | 0 | 0 | 0 | 0 | 0 | 0 | 0 | 0 | 0 | 0 | 0 | 0 | 0 | 0 | 0 | 0 | 0 | 0 | 0 | 0 | 0 | 0 | 0 | 0 | 0 | 0 | 0 | 0 | 0 | 0 | 0
F4_Industrial_Food Products_New_Space Heating_Natural Gas_HVAC - Demand Controlled Ventilation_A_Achievable Technical Potential | F4 | Industrial | Food Products | New | Space Heating | Natural Gas | HVAC - Demand Controlled Ventilation | A | Incremental Energy Savings (MWh or mTherms) | Achievable Technical Potential | 0 | 0 | 0 | 0 | 0 | 0 | 0 | 0 | 0 | 0 | 0 | 0 | 0 | 0 | 0 | 0 | 0 | 0 | 0 | 0 | 0 | 0 | 0 | 0 | 0 | 0 | 0 | 0 | 0 | 0 | 0
F5_Industrial_Food Products_New_Space Heating_Natural Gas_HVAC - Demand Controlled Ventilation_A_Achievable Technical Potential | F5 | Industrial | Food Products | New | Space Heating | Natural Gas | HVAC - Demand Controlled Ventilation | A | Incremental Summer Peak Savings (MW) | Achievable Technical Potential | 0 | 0 | 0 | 0 | 0 | 0 | 0 | 0 | 0 | 0 | 0 | 0 | 0 | 0 | 0 | 0 | 0 | 0 | 0 | 0 | 0 | 0 | 0 | 0 | 0 | 0 | 0 | 0 | 0 | 0 | 0
F6_Industrial_Food Products_New_Space Heating_Natural Gas_HVAC - Demand Controlled Ventilation_A_Achievable Technical Potential | F6 | Industrial | Food Products | New | Space Heating | Natural Gas | HVAC - Demand Controlled Ventilation | A | Incremental Winter Peak Savings (MW) | Achievable Technical Potential | 0 | 0 | 0 | 0 | 0 | 0 | 0 | 0 | 0 | 0 | 0 | 0 | 0 | 0 | 0 | 0 | 0 | 0 | 0 | 0 | 0 | 0 | 0 | 0 | 0 | 0 | 0 | 0 | 0 | 0 | 0
F7_Industrial_Food Products_New_Space Heating_Natural Gas_HVAC - Demand Controlled Ventilation_A_Achievable Technical Potential | F7 | Industrial | Food Products | New | Space Heating | Natural Gas | HVAC - Demand Controlled Ventilation | A | Cumulative Energy Savings (MWh or mTherms) | Achievable Technical Potential | 0 | 0 | 0 | 0 | 0 | 0 | 0 | 0 | 0 | 0 | 0 | 0 | 0 | 0 | 0 | 0 | 0 | 0 | 0 | 0 | 0 | 0 | 0 | 0 | 0 | 0 | 0 | 0 | 0 | 0 | 0
F8_Industrial_Food Products_New_Space Heating_Natural Gas_HVAC - Demand Controlled Ventilation_A_Achievable Technical Potential | F8 | Industrial | Food Products | New | Space Heating | Natural Gas | HVAC - Demand Controlled Ventilation | A | Cumulative Summer Peak Savings (MW) | Achievable Technical Potential | 0 | 0 | 0 | 0 | 0 | 0 | 0 | 0 | 0 | 0 | 0 | 0 | 0 | 0 | 0 | 0 | 0 | 0 | 0 | 0 | 0 | 0 | 0 | 0 | 0 | 0 | 0 | 0 | 0 | 0 | 0
F9_Industrial_Food Products_New_Space Heating_Natural Gas_HVAC - Demand Controlled Ventilation_A_Achievable Technical Potential | F9 | Industrial | Food Products | New | Space Heating | Natural Gas | HVAC - Demand Controlled Ventilation | A | Cumulative Winter Peak Savings (MW) | Achievable Technical Potential | 0 | 0 | 0 | 0 | 0 | 0 | 0 | 0 | 0 | 0 | 0 | 0 | 0 | 0 | 0 | 0 | 0 | 0 | 0 | 0 | 0 | 0 | 0 | 0 | 0 | 0 | 0 | 0 | 0 | 0 | 0
F10_Industrial_Food Products_New_Space Heating_Natural Gas_HVAC - Demand Controlled Ventilation_A_Achievable Technical Potential | F10 | Industrial | Food Products | New | Space Heating | Natural Gas | HVAC - Demand Controlled Ventilation | A | Purchases (Incremental) | Achievable Technical Potential | 0 | 0 | 0 | 0 | 0 | 0 | 0 | 0 | 0 | 0 | 0 | 0 | 0 | 0 | 0 | 0 | 0 | 0 | 0 | 0 | 0 | 0 | 0 | 0 | 0 | 0 | 0 | 0 | 0 | 0 | 0
F11_Industrial_Food Products_New_Space Heating_Natural Gas_HVAC - Demand Controlled Ventilation_A_Achievable Technical Potential | F11 | Industrial | Food Products | New | Space Heating | Natural Gas | HVAC - Demand Controlled Ventilation | A | Purchases (Cumulative) | Achievable Technical Potential | 0 | 0 | 0 | 0 | 0 | 0 | 0 | 0 | 0 | 0 | 0 | 0 | 0 | 0 | 0 | 0 | 0 | 0 | 0 | 0 | 0 | 0 | 0 | 0 | 0 | 0 | 0 | 0 | 0 | 0 | 0
F1_Industrial_Food Products_New_Space Heating_Natural Gas_Gas Boiler - Stack Economizer_A_Achievable Technical Potential | F1 | Industrial | Food Products | New | Space Heating | Natural Gas | Gas Boiler - Stack Economizer | A | Integrated Unit Energy Savings (kWh or therms) | Achievable Technical Potential | 0 | 0 | 0 | 0 | 0 | 0 | 0 | 0 | 0 | 0 | 0 | 0 | 0 | 0 | 0 | 0 | 0 | 0 | 0 | 0 | 0 | 0 | 0 | 0 | 0 | 0 | 0 | 0 | 0 | 0 | 0
F2_Industrial_Food Products_New_Space Heating_Natural Gas_Gas Boiler - Stack Economizer_A_Achievable Technical Potential | F2 | Industrial | Food Products | New | Space Heating | Natural Gas | Gas Boiler - Stack Economizer | A | Integrated Unit Summer Peak Savings (kW) | Achievable Technical Potential | 0 | 0 | 0 | 0 | 0 | 0 | 0 | 0 | 0 | 0 | 0 | 0 | 0 | 0 | 0 | 0 | 0 | 0 | 0 | 0 | 0 | 0 | 0 | 0 | 0 | 0 | 0 | 0 | 0 | 0 | 0
F3_Industrial_Food Products_New_Space Heating_Natural Gas_Gas Boiler - Stack Economizer_A_Achievable Technical Potential | F3 | Industrial | Food Products | New | Space Heating | Natural Gas | Gas Boiler - Stack Economizer | A | Integrated Unit Winter Peak Savings (kW) | Achievable Technical Potential | 0 | 0 | 0 | 0 | 0 | 0 | 0 | 0 | 0 | 0 | 0 | 0 | 0 | 0 | 0 | 0 | 0 | 0 | 0 | 0 | 0 | 0 | 0 | 0 | 0 | 0 | 0 | 0 | 0 | 0 | 0
F4_Industrial_Food Products_New_Space Heating_Natural Gas_Gas Boiler - Stack Economizer_A_Achievable Technical Potential | F4 | Industrial | Food Products | New | Space Heating | Natural Gas | Gas Boiler - Stack Economizer | A | Incremental Energy Savings (MWh or mTherms) | Achievable Technical Potential | 0 | 0 | 0 | 0 | 0 | 0 | 0 | 0 | 0 | 0 | 0 | 0 | 0 | 0 | 0 | 0 | 0 | 0 | 0 | 0 | 0 | 0 | 0 | 0 | 0 | 0 | 0 | 0 | 0 | 0 | 0
F5_Industrial_Food Products_New_Space Heating_Natural Gas_Gas Boiler - Stack Economizer_A_Achievable Technical Potential | F5 | Industrial | Food Products | New | Space Heating | Natural Gas | Gas Boiler - Stack Economizer | A | Incremental Summer Peak Savings (MW) | Achievable Technical Potential | 0 | 0 | 0 | 0 | 0 | 0 | 0 | 0 | 0 | 0 | 0 | 0 | 0 | 0 | 0 | 0 | 0 | 0 | 0 | 0 | 0 | 0 | 0 | 0 | 0 | 0 | 0 | 0 | 0 | 0 | 0
F6_Industrial_Food Products_New_Space Heating_Natural Gas_Gas Boiler - Stack Economizer_A_Achievable Technical Potential | F6 | Industrial | Food Products | New | Space Heating | Natural Gas | Gas Boiler - Stack Economizer | A | Incremental Winter Peak Savings (MW) | Achievable Technical Potential | 0 | 0 | 0 | 0 | 0 | 0 | 0 | 0 | 0 | 0 | 0 | 0 | 0 | 0 | 0 | 0 | 0 | 0 | 0 | 0 | 0 | 0 | 0 | 0 | 0 | 0 | 0 | 0 | 0 | 0 | 0
F7_Industrial_Food Products_New_Space Heating_Natural Gas_Gas Boiler - Stack Economizer_A_Achievable Technical Potential | F7 | Industrial | Food Products | New | Space Heating | Natural Gas | Gas Boiler - Stack Economizer | A | Cumulative Energy Savings (MWh or mTherms) | Achievable Technical Potential | 0 | 0 | 0 | 0 | 0 | 0 | 0 | 0 | 0 | 0 | 0 | 0 | 0 | 0 | 0 | 0 | 0 | 0 | 0 | 0 | 0 | 0 | 0 | 0 | 0 | 0 | 0 | 0 | 0 | 0 | 0
F8_Industrial_Food Products_New_Space Heating_Natural Gas_Gas Boiler - Stack Economizer_A_Achievable Technical Potential | F8 | Industrial | Food Products | New | Space Heating | Natural Gas | Gas Boiler - Stack Economizer | A | Cumulative Summer Peak Savings (MW) | Achievable Technical Potential | 0 | 0 | 0 | 0 | 0 | 0 | 0 | 0 | 0 | 0 | 0 | 0 | 0 | 0 | 0 | 0 | 0 | 0 | 0 | 0 | 0 | 0 | 0 | 0 | 0 | 0 | 0 | 0 | 0 | 0 | 0
F9_Industrial_Food Products_New_Space Heating_Natural Gas_Gas Boiler - Stack Economizer_A_Achievable Technical Potential | F9 | Industrial | Food Products | New | Space Heating | Natural Gas | Gas Boiler - Stack Economizer | A | Cumulative Winter Peak Savings (MW) | Achievable Technical Potential | 0 | 0 | 0 | 0 | 0 | 0 | 0 | 0 | 0 | 0 | 0 | 0 | 0 | 0 | 0 | 0 | 0 | 0 | 0 | 0 | 0 | 0 | 0 | 0 | 0 | 0 | 0 | 0 | 0 | 0 | 0
F10_Industrial_Food Products_New_Space Heating_Natural Gas_Gas Boiler - Stack Economizer_A_Achievable Technical Potential | F10 | Industrial | Food Products | New | Space Heating | Natural Gas | Gas Boiler - Stack Economizer | A | Purchases (Incremental) | Achievable Technical Potential | 0 | 0 | 0 | 0 | 0 | 0 | 0 | 0 | 0 | 0 | 0 | 0 | 0 | 0 | 0 | 0 | 0 | 0 | 0 | 0 | 0 | 0 | 0 | 0 | 0 | 0 | 0 | 0 | 0 | 0 | 0
F11_Industrial_Food Products_New_Space Heating_Natural Gas_Gas Boiler - Stack Economizer_A_Achievable Technical Potential | F11 | Industrial | Food Products | New | Space Heating | Natural Gas | Gas Boiler - Stack Economizer | A | Purchases (Cumulative) | Achievable Technical Potential | 0 | 0 | 0 | 0 | 0 | 0 | 0 | 0 | 0 | 0 | 0 | 0 | 0 | 0 | 0 | 0 | 0 | 0 | 0 | 0 | 0 | 0 | 0 | 0 | 0 | 0 | 0 | 0 | 0 | 0 | 0
F1_Industrial_Food Products_New_Process_Natural Gas_Gas Boiler - Stack Economizer_A_Achievable Technical Potential | F1 | Industrial | Food Products | New | Process | Natural Gas | Gas Boiler - Stack Economizer | A | Integrated Unit Energy Savings (kWh or therms) | Achievable Technical Potential | 0 | 0 | 0 | 0 | 0 | 45.4856 | 45.4827 | 45.4812 | 45.4824 | 45.4833 | 45.484 | 45.4846 | 45.4851 | 45.4855 | 45.4859 | 45.4862 | 45.4865 | 45.4867 | 45.4869 | 45.4871 | 45.4873 | 45.4874 | 45.4876 | 45.4877 | 45.4878 | 45.488 | 45.4881 | 45.4882 | 45.4909 | 45.4909 | 45.4909
F2_Industrial_Food Products_New_Process_Natural Gas_Gas Boiler - Stack Economizer_A_Achievable Technical Potential | F2 | Industrial | Food Products | New | Process | Natural Gas | Gas Boiler - Stack Economizer | A | Integrated Unit Summer Peak Savings (kW) | Achievable Technical Potential | 0 | 0 | 0 | 0 | 0 | 0 | 0 | 0 | 0 | 0 | 0 | 0 | 0 | 0 | 0 | 0 | 0 | 0 | 0 | 0 | 0 | 0 | 0 | 0 | 0 | 0 | 0 | 0 | 0 | 0 | 0
F3_Industrial_Food Products_New_Process_Natural Gas_Gas Boiler - Stack Economizer_A_Achievable Technical Potential | F3 | Industrial | Food Products | New | Process | Natural Gas | Gas Boiler - Stack Economizer | A | Integrated Unit Winter Peak Savings (kW) | Achievable Technical Potential | 0 | 0 | 0 | 0 | 0 | 0 | 0 | 0 | 0 | 0 | 0 | 0 | 0 | 0 | 0 | 0 | 0 | 0 | 0 | 0 | 0 | 0 | 0 | 0 | 0 | 0 | 0 | 0 | 0 | 0 | 0
F4_Industrial_Food Products_New_Process_Natural Gas_Gas Boiler - Stack Economizer_A_Achievable Technical Potential | F4 | Industrial | Food Products | New | Process | Natural Gas | Gas Boiler - Stack Economizer | A | Incremental Energy Savings (MWh or mTherms) | Achievable Technical Potential | 0 | 0 | 0 | 0 | 0 | 0.34401 | 0.40753 | 0.47103 | 0.53417 | 0.59735 | 0.59453 | 0.52057 | 0.45232 | 0.39049 | 0.33493 | 0.28604 | 0.24318 | 0.20602 | 0.17395 | 0.1464 | 0.34402 | 0.40758 | 0.47109 | 0.53424 | 0.59741 | 0.59458 | 0.52061 | 0.45235 | 0.39053 | 0.33497 | 0.28607
F5_Industrial_Food Products_New_Process_Natural Gas_Gas Boiler - Stack Economizer_A_Achievable Technical Potential | F5 | Industrial | Food Products | New | Process | Natural Gas | Gas Boiler - Stack Economizer | A | Incremental Summer Peak Savings (MW) | Achievable Technical Potential | 0 | 0 | 0 | 0 | 0 | 0 | 0 | 0 | 0 | 0 | 0 | 0 | 0 | 0 | 0 | 0 | 0 | 0 | 0 | 0 | 0 | 0 | 0 | 0 | 0 | 0 | 0 | 0 | 0 | 0 | 0
F6_Industrial_Food Products_New_Process_Natural Gas_Gas Boiler - Stack Economizer_A_Achievable Technical Potential | F6 | Industrial | Food Products | New | Process | Natural Gas | Gas Boiler - Stack Economizer | A | Incremental Winter Peak Savings (MW) | Achievable Technical Potential | 0 | 0 | 0 | 0 | 0 | 0 | 0 | 0 | 0 | 0 | 0 | 0 | 0 | 0 | 0 | 0 | 0 | 0 | 0 | 0 | 0 | 0 | 0 | 0 | 0 | 0 | 0 | 0 | 0 | 0 | 0
F7_Industrial_Food Products_New_Process_Natural Gas_Gas Boiler - Stack Economizer_A_Achievable Technical Potential | F7 | Industrial | Food Products | New | Process | Natural Gas | Gas Boiler - Stack Economizer | A | Cumulative Energy Savings (MWh or mTherms) | Achievable Technical Potential | 0 | 0 | 0 | 0 | 0 | 0.34401 | 0.75152 | 1.2225 | 1.7567 | 2.3541 | 2.9487 | 3.4693 | 3.9217 | 4.3122 | 4.6471 | 4.9332 | 5.1764 | 5.3825 | 5.5564 | 5.7029 | 5.7029 | 5.7029 | 5.7029 | 5.7029 | 5.703 | 5.703 | 5.703 | 5.703 | 0 | 0 | 0
F8_Industrial_Food Products_New_Process_Natural Gas_Gas Boiler - Stack Economizer_A_Achievable Technical Potential | F8 | Industrial | Food Products | New | Process | Natural Gas | Gas Boiler - Stack Economizer | A | Cumulative Summer Peak Savings (MW) | Achievable Technical Potential | 0 | 0 | 0 | 0 | 0 | 0 | 0 | 0 | 0 | 0 | 0 | 0 | 0 | 0 | 0 | 0 | 0 | 0 | 0 | 0 | 0 | 0 | 0 | 0 | 0 | 0 | 0 | 0 | 0 | 0 | 0
F9_Industrial_Food Products_New_Process_Natural Gas_Gas Boiler - Stack Economizer_A_Achievable Technical Potential | F9 | Industrial | Food Products | New | Process | Natural Gas | Gas Boiler - Stack Economizer | A | Cumulative Winter Peak Savings (MW) | Achievable Technical Potential | 0 | 0 | 0 | 0 | 0 | 0 | 0 | 0 | 0 | 0 | 0 | 0 | 0 | 0 | 0 | 0 | 0 | 0 | 0 | 0 | 0 | 0 | 0 | 0 | 0 | 0 | 0 | 0 | 0 | 0 | 0
F10_Industrial_Food Products_New_Process_Natural Gas_Gas Boiler - Stack Economizer_A_Achievable Technical Potential | F10 | Industrial | Food Products | New | Process | Natural Gas | Gas Boiler - Stack Economizer | A | Purchases (Incremental) | Achievable Technical Potential | 0 | 0 | 0 | 0 | 0 | 7.5631 | 8.9602 | 10.3565 | 11.7446 | 13.1335 | 13.0711 | 11.445 | 9.9443 | 8.5848 | 7.3634 | 6.2886 | 5.3462 | 4.5292 | 3.8242 | 3.2185 | 7.5631 | 8.9602 | 10.3565 | 11.7446 | 13.1335 | 13.0711 | 11.445 | 9.9443 | 8.5848 | 7.3634 | 6.2886
F11_Industrial_Food Products_New_Process_Natural Gas_Gas Boiler - Stack Economizer_A_Achievable Technical Potential | F11 | Industrial | Food Products | New | Process | Natural Gas | Gas Boiler - Stack Economizer | A | Purchases (Cumulative) | Achievable Technical Potential | 0 | 0 | 0 | 0 | 0 | 7.5631 | 16.5233 | 26.8798 | 38.6244 | 51.7579 | 64.8291 | 76.2741 | 86.2184 | 94.8033 | 102.1666 | 108.4552 | 113.8014 | 118.3306 | 122.1548 | 125.3733 | 125.3733 | 125.3733 | 125.3733 | 125.3733 | 125.3733 | 125.3733 | 125.3733 | 125.3733 | 125.3733 | 125.3733 | 125.3733
F1_Industrial_Food Products_New_Space Heating_Natural Gas_Gas Furnace Tube Inserts_A_Achievable Technical Potential | F1 | Industrial | Food Products | New | Space Heating | Natural Gas | Gas Furnace Tube Inserts | A | Integrated Unit Energy Savings (kWh or therms) | Achievable Technical Potential | 0 | 0 | 0 | 0 | 0 | 0 | 0 | 0 | 0 | 0 | 0 | 0 | 0 | 0 | 0 | 0 | 0 | 0 | 0 | 0 | 0 | 0 | 0 | 0 | 0 | 0 | 0 | 0 | 0 | 0 | 0
F2_Industrial_Food Products_New_Space Heating_Natural Gas_Gas Furnace Tube Inserts_A_Achievable Technical Potential | F2 | Industrial | Food Products | New | Space Heating | Natural Gas | Gas Furnace Tube Inserts | A | Integrated Unit Summer Peak Savings (kW) | Achievable Technical Potential | 0 | 0 | 0 | 0 | 0 | 0 | 0 | 0 | 0 | 0 | 0 | 0 | 0 | 0 | 0 | 0 | 0 | 0 | 0 | 0 | 0 | 0 | 0 | 0 | 0 | 0 | 0 | 0 | 0 | 0 | 0
F3_Industrial_Food Products_New_Space Heating_Natural Gas_Gas Furnace Tube Inserts_A_Achievable Technical Potential | F3 | Industrial | Food Products | New | Space Heating | Natural Gas | Gas Furnace Tube Inserts | A | Integrated Unit Winter Peak Savings (kW) | Achievable Technical Potential | 0 | 0 | 0 | 0 | 0 | 0 | 0 | 0 | 0 | 0 | 0 | 0 | 0 | 0 | 0 | 0 | 0 | 0 | 0 | 0 | 0 | 0 | 0 | 0 | 0 | 0 | 0 | 0 | 0 | 0 | 0
F4_Industrial_Food Products_New_Space Heating_Natural Gas_Gas Furnace Tube Inserts_A_Achievable Technical Potential | F4 | Industrial | Food Products | New | Space Heating | Natural Gas | Gas Furnace Tube Inserts | A | Incremental Energy Savings (MWh or mTherms) | Achievable Technical Potential | 0 | 0 | 0 | 0 | 0 | 0 | 0 | 0 | 0 | 0 | 0 | 0 | 0 | 0 | 0 | 0 | 0 | 0 | 0 | 0 | 0 | 0 | 0 | 0 | 0 | 0 | 0 | 0 | 0 | 0 | 0
F5_Industrial_Food Products_New_Space Heating_Natural Gas_Gas Furnace Tube Inserts_A_Achievable Technical Potential | F5 | Industrial | Food Products | New | Space Heating | Natural Gas | Gas Furnace Tube Inserts | A | Incremental Summer Peak Savings (MW) | Achievable Technical Potential | 0 | 0 | 0 | 0 | 0 | 0 | 0 | 0 | 0 | 0 | 0 | 0 | 0 | 0 | 0 | 0 | 0 | 0 | 0 | 0 | 0 | 0 | 0 | 0 | 0 | 0 | 0 | 0 | 0 | 0 | 0
F6_Industrial_Food Products_New_Space Heating_Natural Gas_Gas Furnace Tube Inserts_A_Achievable Technical Potential | F6 | Industrial | Food Products | New | Space Heating | Natural Gas | Gas Furnace Tube Inserts | A | Incremental Winter Peak Savings (MW) | Achievable Technical Potential | 0 | 0 | 0 | 0 | 0 | 0 | 0 | 0 | 0 | 0 | 0 | 0 | 0 | 0 | 0 | 0 | 0 | 0 | 0 | 0 | 0 | 0 | 0 | 0 | 0 | 0 | 0 | 0 | 0 | 0 | 0
F7_Industrial_Food Products_New_Space Heating_Natural Gas_Gas Furnace Tube Inserts_A_Achievable Technical Potential | F7 | Industrial | Food Products | New | Space Heating | Natural Gas | Gas Furnace Tube Inserts | A | Cumulative Energy Savings (MWh or mTherms) | Achievable Technical Potential | 0 | 0 | 0 | 0 | 0 | 0 | 0 | 0 | 0 | 0 | 0 | 0 | 0 | 0 | 0 | 0 | 0 | 0 | 0 | 0 | 0 | 0 | 0 | 0 | 0 | 0 | 0 | 0 | 0 | 0 | 0
F8_Industrial_Food Products_New_Space Heating_Natural Gas_Gas Furnace Tube Inserts_A_Achievable Technical Potential | F8 | Industrial | Food Products | New | Space Heating | Natural Gas | Gas Furnace Tube Inserts | A | Cumulative Summer Peak Savings (MW) | Achievable Technical Potential | 0 | 0 | 0 | 0 | 0 | 0 | 0 | 0 | 0 | 0 | 0 | 0 | 0 | 0 | 0 | 0 | 0 | 0 | 0 | 0 | 0 | 0 | 0 | 0 | 0 | 0 | 0 | 0 | 0 | 0 | 0
F9_Industrial_Food Products_New_Space Heating_Natural Gas_Gas Furnace Tube Inserts_A_Achievable Technical Potential | F9 | Industrial | Food Products | New | Space Heating | Natural Gas | Gas Furnace Tube Inserts | A | Cumulative Winter Peak Savings (MW) | Achievable Technical Potential | 0 | 0 | 0 | 0 | 0 | 0 | 0 | 0 | 0 | 0 | 0 | 0 | 0 | 0 | 0 | 0 | 0 | 0 | 0 | 0 | 0 | 0 | 0 | 0 | 0 | 0 | 0 | 0 | 0 | 0 | 0
F10_Industrial_Food Products_New_Space Heating_Natural Gas_Gas Furnace Tube Inserts_A_Achievable Technical Potential | F10 | Industrial | Food Products | New | Space Heating | Natural Gas | Gas Furnace Tube Inserts | A | Purchases (Incremental) | Achievable Technical Potential | 0 | 0 | 0 | 0 | 0 | 0 | 0 | 0 | 0 | 0 | 0 | 0 | 0 | 0 | 0 | 0 | 0 | 0 | 0 | 0 | 0 | 0 | 0 | 0 | 0 | 0 | 0 | 0 | 0 | 0 | 0
F11_Industrial_Food Products_New_Space Heating_Natural Gas_Gas Furnace Tube Inserts_A_Achievable Technical Potential | F11 | Industrial | Food Products | New | Space Heating | Natural Gas | Gas Furnace Tube Inserts | A | Purchases (Cumulative) | Achievable Technical Potential | 0 | 0 | 0 | 0 | 0 | 0 | 0 | 0 | 0 | 0 | 0 | 0 | 0 | 0 | 0 | 0 | 0 | 0 | 0 | 0 | 0 | 0 | 0 | 0 | 0 | 0 | 0 | 0 | 0 | 0 | 0
F1_Industrial_Food Products_New_Space Heating_Natural Gas_Space Heating - Heat Recovery Ventilator_A_Achievable Technical Potential | F1 | Industrial | Food Products | New | Space Heating | Natural Gas | Space Heating - Heat Recovery Ventilator | A | Integrated Unit Energy Savings (kWh or therms) | Achievable Technical Potential | 0 | 0 | 0 | 0 | 0 | 0.012436 | 0.012229 | 0.012057 | 0.011908 | 0.011772 | 0.011648 | 0.011499 | 0.011338 | 0.011172 | 0.011007 | 0.010855 | 0.010716 | 0.010598 | 0.010447 | 0.010331 | 0.010244 | 0.010177 | 0.010141 | 0.01012 | 0.010111 | 0.010109 | 0.01011 | 0.010114 | 0 | 0 | 0
F2_Industrial_Food Products_New_Space Heating_Natural Gas_Space Heating - Heat Recovery Ventilator_A_Achievable Technical Potential | F2 | Industrial | Food Products | New | Space Heating | Natural Gas | Space Heating - Heat Recovery Ventilator | A | Integrated Unit Summer Peak Savings (kW) | Achievable Technical Potential | 0 | 0 | 0 | 0 | 0 | 0 | 0 | 0 | 0 | 0 | 0 | 0 | 0 | 0 | 0 | 0 | 0 | 0 | 0 | 0 | 0 | 0 | 0 | 0 | 0 | 0 | 0 | 0 | 0 | 0 | 0
F3_Industrial_Food Products_New_Space Heating_Natural Gas_Space Heating - Heat Recovery Ventilator_A_Achievable Technical Potential | F3 | Industrial | Food Products | New | Space Heating | Natural Gas | Space Heating - Heat Recovery Ventilator | A | Integrated Unit Winter Peak Savings (kW) | Achievable Technical Potential | 0 | 0 | 0 | 0 | 0 | 0 | 0 | 0 | 0 | 0 | 0 | 0 | 0 | 0 | 0 | 0 | 0 | 0 | 0 | 0 | 0 | 0 | 0 | 0 | 0 | 0 | 0 | 0 | 0 | 0 | 0
F4_Industrial_Food Products_New_Space Heating_Natural Gas_Space Heating - Heat Recovery Ventilator_A_Achievable Technical Potential | F4 | Industrial | Food Products | New | Space Heating | Natural Gas | Space Heating - Heat Recovery Ventilator | A | Incremental Energy Savings (MWh or mTherms) | Achievable Technical Potential | 0 | 0 | 0 | 0 | 0 | 0.00027698 | 0.00032269 | 0.00036773 | 0.00041184 | 0.00045529 | 0.00049818 | 0.0005383 | 0.00057643 | 0.00061294 | 0.00064744 | 0.00068165 | 0.00071512 | 0.00074894 | 0.0007792 | 0.00081063 | 0.0008436 | 0.00087743 | 0.00091346 | 0.00095048 | 0.00098828 | 0.00043236 | 0.00047326 | 0.00051421 | 0 | 0 | 0
F5_Industrial_Food Products_New_Space Heating_Natural Gas_Space Heating - Heat Recovery Ventilator_A_Achievable Technical Potential | F5 | Industrial | Food Products | New | Space Heating | Natural Gas | Space Heating - Heat Recovery Ventilator | A | Incremental Summer Peak Savings (MW) | Achievable Technical Potential | 0 | 0 | 0 | 0 | 0 | 0 | 0 | 0 | 0 | 0 | 0 | 0 | 0 | 0 | 0 | 0 | 0 | 0 | 0 | 0 | 0 | 0 | 0 | 0 | 0 | 0 | 0 | 0 | 0 | 0 | 0
F6_Industrial_Food Products_New_Space Heating_Natural Gas_Space Heating - Heat Recovery Ventilator_A_Achievable Technical Potential | F6 | Industrial | Food Products | New | Space Heating | Natural Gas | Space Heating - Heat Recovery Ventilator | A | Incremental Winter Peak Savings (MW) | Achievable Technical Potential | 0 | 0 | 0 | 0 | 0 | 0 | 0 | 0 | 0 | 0 | 0 | 0 | 0 | 0 | 0 | 0 | 0 | 0 | 0 | 0 | 0 | 0 | 0 | 0 | 0 | 0 | 0 | 0 | 0 | 0 | 0
F7_Industrial_Food Products_New_Space Heating_Natural Gas_Space Heating - Heat Recovery Ventilator_A_Achievable Technical Potential | F7 | Industrial | Food Products | New | Space Heating | Natural Gas | Space Heating - Heat Recovery Ventilator | A | Cumulative Energy Savings (MWh or mTherms) | Achievable Technical Potential | 0 | 0 | 0 | 0 | 0 | 0.00027698 | 0.00059507 | 0.00095443 | 0.0013544 | 0.0017942 | 0.0022736 | 0.0027829 | 0.0033202 | 0.0038846 | 0.0044746 | 0.0050946 | 0.0057446 | 0.0064301 | 0.0071178 | 0.0078493 | 0.0083985 | 0.0089522 | 0.0095251 | 0.010106 | 0.010694 | 0.010692 | 0.010693 | 0.010697 | 0 | 0 | 0
F8_Industrial_Food Products_New_Space Heating_Natural Gas_Space Heating - Heat Recovery Ventilator_A_Achievable Technical Potential | F8 | Industrial | Food Products | New | Space Heating | Natural Gas | Space Heating - Heat Recovery Ventilator | A | Cumulative Summer Peak Savings (MW) | Achievable Technical Potential | 0 | 0 | 0 | 0 | 0 | 0 | 0 | 0 | 0 | 0 | 0 | 0 | 0 | 0 | 0 | 0 | 0 | 0 | 0 | 0 | 0 | 0 | 0 | 0 | 0 | 0 | 0 | 0 | 0 | 0 | 0
F9_Industrial_Food Products_New_Space Heating_Natural Gas_Space Heating - Heat Recovery Ventilator_A_Achievable Technical Potential | F9 | Industrial | Food Products | New | Space Heating | Natural Gas | Space Heating - Heat Recovery Ventilator | A | Cumulative Winter Peak Savings (MW) | Achievable Technical Potential | 0 | 0 | 0 | 0 | 0 | 0 | 0 | 0 | 0 | 0 | 0 | 0 | 0 | 0 | 0 | 0 | 0 | 0 | 0 | 0 | 0 | 0 | 0 | 0 | 0 | 0 | 0 | 0 | 0 | 0 | 0
F10_Industrial_Food Products_New_Space Heating_Natural Gas_Space Heating - Heat Recovery Ventilator_A_Achievable Technical Potential | F10 | Industrial | Food Products | New | Space Heating | Natural Gas | Space Heating - Heat Recovery Ventilator | A | Purchases (Incremental) | Achievable Technical Potential | 0 | 0 | 0 | 0 | 0 | 22.2725 | 26.3868 | 30.4989 | 34.5868 | 38.6768 | 42.7702 | 46.8117 | 50.842 | 54.8643 | 58.8226 | 62.7961 | 66.7316 | 70.6677 | 74.5839 | 78.4653 | 82.3512 | 86.2211 | 90.0759 | 93.9166 | 97.7443 | 42.7702 | 46.8117 | 50.842 | 54.8643 | 58.8226 | 62.7961
F11_Industrial_Food Products_New_Space Heating_Natural Gas_Space Heating - Heat Recovery Ventilator_A_Achievable Technical Potential | F11 | Industrial | Food Products | New | Space Heating | Natural Gas | Space Heating - Heat Recovery Ventilator | A | Purchases (Cumulative) | Achievable Technical Potential | 0 | 0 | 0 | 0 | 0 | 22.2725 | 48.6594 | 79.1583 | 113.745 | 152.4218 | 195.192 | 242.0037 | 292.8457 | 347.71 | 406.5326 | 469.3287 | 536.0603 | 606.7279 | 681.3119 | 759.7772 | 819.8559 | 879.6901 | 939.267 | 998.5969 | 1057.6644 | 1057.6644 | 1057.6644 | 1057.6644 | 1057.6644 | 1057.6644 | 1057.6644
F1_Industrial_Food Products_New_Space Heating_Natural Gas_Thermostat - Programmable_A_Achievable Technical Potential | F1 | Industrial | Food Products | New | Space Heating | Natural Gas | Thermostat - Programmable | A | Integrated Unit Energy Savings (kWh or therms) | Achievable Technical Potential | 0 | 0 | 0 | 0 | 0 | 0.0061743 | 0.0060686 | 0.0059805 | 0.0059038 | 0.005834 | 0.0057714 | 0.0056964 | 0.0056151 | 0.0055319 | 0.0054489 | 0.0053732 | 0.005304 | 0.005245 | 0.0051699 | 0.005112 | 0.0050686 | 0.005035 | 0.0050171 | 0.0050068 | 0.0050018 | 0.0050016 | 0.0050028 | 0.0050055 | 0 | 0 | 0
F2_Industrial_Food Products_New_Space Heating_Natural Gas_Thermostat - Programmable_A_Achievable Technical Potential | F2 | Industrial | Food Products | New | Space Heating | Natural Gas | Thermostat - Programmable | A | Integrated Unit Summer Peak Savings (kW) | Achievable Technical Potential | 0 | 0 | 0 | 0 | 0 | 0 | 0 | 0 | 0 | 0 | 0 | 0 | 0 | 0 | 0 | 0 | 0 | 0 | 0 | 0 | 0 | 0 | 0 | 0 | 0 | 0 | 0 | 0 | 0 | 0 | 0
F3_Industrial_Food Products_New_Space Heating_Natural Gas_Thermostat - Programmable_A_Achievable Technical Potential | F3 | Industrial | Food Products | New | Space Heating | Natural Gas | Thermostat - Programmable | A | Integrated Unit Winter Peak Savings (kW) | Achievable Technical Potential | 0 | 0 | 0 | 0 | 0 | 0 | 0 | 0 | 0 | 0 | 0 | 0 | 0 | 0 | 0 | 0 | 0 | 0 | 0 | 0 | 0 | 0 | 0 | 0 | 0 | 0 | 0 | 0 | 0 | 0 | 0
F4_Industrial_Food Products_New_Space Heating_Natural Gas_Thermostat - Programmable_A_Achievable Technical Potential | F4 | Industrial | Food Products | New | Space Heating | Natural Gas | Thermostat - Programmable | A | Incremental Energy Savings (MWh or mTherms) | Achievable Technical Potential | 0 | 0 | 0 | 0 | 0 | 0.00041255 | 0.00048039 | 0.0005472 | 0.00061258 | 0.00067692 | 0.00074053 | 0.00079998 | 0.00085645 | 0.00091051 | 0.00096156 | 0.0010123 | 0.0010618 | 0.001112 | 0.0011568 | 0.0012033 | 0.0012522 | 0.0013024 | 0.0013558 | 0.0014107 | 0.0014667 | 0.00088263 | 0.00094248 | 0.0010021 | 0 | 0 | 0
F5_Industrial_Food Products_New_Space Heating_Natural Gas_Thermostat - Programmable_A_Achievable Technical Potential | F5 | Industrial | Food Products | New | Space Heating | Natural Gas | Thermostat - Programmable | A | Incremental Summer Peak Savings (MW) | Achievable Technical Potential | 0 | 0 | 0 | 0 | 0 | 0 | 0 | 0 | 0 | 0 | 0 | 0 | 0 | 0 | 0 | 0 | 0 | 0 | 0 | 0 | 0 | 0 | 0 | 0 | 0 | 0 | 0 | 0 | 0 | 0 | 0
F6_Industrial_Food Products_New_Space Heating_Natural Gas_Thermostat - Programmable_A_Achievable Technical Potential | F6 | Industrial | Food Products | New | Space Heating | Natural Gas | Thermostat - Programmable | A | Incremental Winter Peak Savings (MW) | Achievable Technical Potential | 0 | 0 | 0 | 0 | 0 | 0 | 0 | 0 | 0 | 0 | 0 | 0 | 0 | 0 | 0 | 0 | 0 | 0 | 0 | 0 | 0 | 0 | 0 | 0 | 0 | 0 | 0 | 0 | 0 | 0 | 0
F7_Industrial_Food Products_New_Space Heating_Natural Gas_Thermostat - Programmable_A_Achievable Technical Potential | F7 | Industrial | Food Products | New | Space Heating | Natural Gas | Thermostat - Programmable | A | Cumulative Energy Savings (MWh or mTherms) | Achievable Technical Potential | 0 | 0 | 0 | 0 | 0 | 0.00041255 | 0.00088588 | 0.0014202 | 0.0020146 | 0.0026677 | 0.0033796 | 0.0041357 | 0.0049331 | 0.0057705 | 0.0066455 | 0.0075654 | 0.0081754 | 0.0087812 | 0.0093393 | 0.0099076 | 0.010487 | 0.011074 | 0.011686 | 0.012309 | 0.01294 | 0.01294 | 0.012943 | 0.01295 | 0 | 0 | 0
F8_Industrial_Food Products_New_Space Heating_Natural Gas_Thermostat - Programmable_A_Achievable Technical Potential | F8 | Industrial | Food Products | New | Space Heating | Natural Gas | Thermostat - Programmable | A | Cumulative Summer Peak Savings (MW) | Achievable Technical Potential | 0 | 0 | 0 | 0 | 0 | 0 | 0 | 0 | 0 | 0 | 0 | 0 | 0 | 0 | 0 | 0 | 0 | 0 | 0 | 0 | 0 | 0 | 0 | 0 | 0 | 0 | 0 | 0 | 0 | 0 | 0
F9_Industrial_Food Products_New_Space Heating_Natural Gas_Thermostat - Programmable_A_Achievable Technical Potential | F9 | Industrial | Food Products | New | Space Heating | Natural Gas | Thermostat - Programmable | A | Cumulative Winter Peak Savings (MW) | Achievable Technical Potential | 0 | 0 | 0 | 0 | 0 | 0 | 0 | 0 | 0 | 0 | 0 | 0 | 0 | 0 | 0 | 0 | 0 | 0 | 0 | 0 | 0 | 0 | 0 | 0 | 0 | 0 | 0 | 0 | 0 | 0 | 0
F10_Industrial_Food Products_New_Space Heating_Natural Gas_Thermostat - Programmable_A_Achievable Technical Potential | F10 | Industrial | Food Products | New | Space Heating | Natural Gas | Thermostat - Programmable | A | Purchases (Incremental) | Achievable Technical Potential | 0 | 0 | 0 | 0 | 0 | 66.8175 | 79.1605 | 91.4968 | 103.7603 | 116.0304 | 128.3106 | 140.435 | 152.5261 | 164.5928 | 176.4678 | 188.3882 | 200.1948 | 212.0031 | 223.7518 | 235.3958 | 247.0536 | 258.6632 | 270.2276 | 281.7499 | 293.233 | 176.4678 | 188.3882 | 200.1948 | 212.0031 | 223.7518 | 235.3958
F11_Industrial_Food Products_New_Space Heating_Natural Gas_Thermostat - Programmable_A_Achievable Technical Potential | F11 | Industrial | Food Products | New | Space Heating | Natural Gas | Thermostat - Programmable | A | Purchases (Cumulative) | Achievable Technical Potential | 0 | 0 | 0 | 0 | 0 | 66.8175 | 145.9781 | 237.4748 | 341.2351 | 457.2655 | 585.5761 | 726.0111 | 878.5372 | 1043.13 | 1219.5978 | 1407.986 | 1541.3633 | 1674.2058 | 1806.4608 | 1938.0964 | 2069.1196 | 2199.4721 | 2329.2647 | 2458.4885 | 2587.1287 | 2587.1287 | 2587.1287 | 2587.1287 | 2587.1287 | 2587.1287 | 2587.1287
F1_Industrial_Food Products_New_Space Heating_Natural Gas_ENERGY STAR Connected Thermostat_A_Achievable Technical Potential | F1 | Industrial | Food Products | New | Space Heating | Natural Gas | ENERGY STAR Connected Thermostat | A | Integrated Unit Energy Savings (kWh or therms) | Achievable Technical Potential | 0 | 0 | 0 | 0 | 0 | 0.014542 | 0.0143 | 0.014098 | 0.013922 | 0.013762 | 0.013617 | 0.013443 | 0.013253 | 0.013059 | 0.012865 | 0.012687 | 0.012525 | 0.012386 | 0.012209 | 0.012073 | 0.011971 | 0.011892 | 0.01185 | 0.011826 | 0.011814 | 0.011812 | 0.011814 | 0.011819 | 0 | 0 | 0
F2_Industrial_Food Products_New_Space Heating_Natural Gas_ENERGY STAR Connected Thermostat_A_Achievable Technical Potential | F2 | Industrial | Food Products | New | Space Heating | Natural Gas | ENERGY STAR Connected Thermostat | A | Integrated Unit Summer Peak Savings (kW) | Achievable Technical Potential | 0 | 0 | 0 | 0 | 0 | 0 | 0 | 0 | 0 | 0 | 0 | 0 | 0 | 0 | 0 | 0 | 0 | 0 | 0 | 0 | 0 | 0 | 0 | 0 | 0 | 0 | 0 | 0 | 0 | 0 | 0
F3_Industrial_Food Products_New_Space Heating_Natural Gas_ENERGY STAR Connected Thermostat_A_Achievable Technical Potential | F3 | Industrial | Food Products | New | Space Heating | Natural Gas | ENERGY STAR Connected Thermostat | A | Integrated Unit Winter Peak Savings (kW) | Achievable Technical Potential | 0 | 0 | 0 | 0 | 0 | 0 | 0 | 0 | 0 | 0 | 0 | 0 | 0 | 0 | 0 | 0 | 0 | 0 | 0 | 0 | 0 | 0 | 0 | 0 | 0 | 0 | 0 | 0 | 0 | 0 | 0
F4_Industrial_Food Products_New_Space Heating_Natural Gas_ENERGY STAR Connected Thermostat_A_Achievable Technical Potential | F4 | Industrial | Food Products | New | Space Heating | Natural Gas | ENERGY STAR Connected Thermostat | A | Incremental Energy Savings (MWh or mTherms) | Achievable Technical Potential | 0 | 0 | 0 | 0 | 0 | 0.00097167 | 0.001132 | 0.0012899 | 0.0014445 | 0.0015968 | 0.0017472 | 0.0018878 | 0.0020214 | 0.0021494 | 0.0022703 | 0.0023901 | 0.0025073 | 0.0026258 | 0.0027318 | 0.0028419 | 0.0029574 | 0.0030759 | 0.0032022 | 0.0033319 | 0.0034644 | 0.0029183 | 0.0030558 | 0.0031938 | 0 | 0 | 0
F5_Industrial_Food Products_New_Space Heating_Natural Gas_ENERGY STAR Connected Thermostat_A_Achievable Technical Potential | F5 | Industrial | Food Products | New | Space Heating | Natural Gas | ENERGY STAR Connected Thermostat | A | Incremental Summer Peak Savings (MW) | Achievable Technical Potential | 0 | 0 | 0 | 0 | 0 | 0 | 0 | 0 | 0 | 0 | 0 | 0 | 0 | 0 | 0 | 0 | 0 | 0 | 0 | 0 | 0 | 0 | 0 | 0 | 0 | 0 | 0 | 0 | 0 | 0 | 0
F6_Industrial_Food Products_New_Space Heating_Natural Gas_ENERGY STAR Connected Thermostat_A_Achievable Technical Potential | F6 | Industrial | Food Products | New | Space Heating | Natural Gas | ENERGY STAR Connected Thermostat | A | Incremental Winter Peak Savings (MW) | Achievable Technical Potential | 0 | 0 | 0 | 0 | 0 | 0 | 0 | 0 | 0 | 0 | 0 | 0 | 0 | 0 | 0 | 0 | 0 | 0 | 0 | 0 | 0 | 0 | 0 | 0 | 0 | 0 | 0 | 0 | 0 | 0 | 0
F7_Industrial_Food Products_New_Space Heating_Natural Gas_ENERGY STAR Connected Thermostat_A_Achievable Technical Potential | F7 | Industrial | Food Products | New | Space Heating | Natural Gas | ENERGY STAR Connected Thermostat | A | Cumulative Energy Savings (MWh or mTherms) | Achievable Technical Potential | 0 | 0 | 0 | 0 | 0 | 0.00097167 | 0.0020874 | 0.0033478 | 0.0047506 | 0.0062929 | 0.0070639 | 0.0077971 | 0.0084959 | 0.0091659 | 0.0098074 | 0.010434 | 0.011049 | 0.011663 | 0.012219 | 0.012794 | 0.013388 | 0.013995 | 0.014636 | 0.015292 | 0.01596 | 0.015958 | 0.01596 | 0.015967 | 0 | 0 | 0
F8_Industrial_Food Products_New_Space Heating_Natural Gas_ENERGY STAR Connected Thermostat_A_Achievable Technical Potential | F8 | Industrial | Food Products | New | Space Heating | Natural Gas | ENERGY STAR Connected Thermostat | A | Cumulative Summer Peak Savings (MW) | Achievable Technical Potential | 0 | 0 | 0 | 0 | 0 | 0 | 0 | 0 | 0 | 0 | 0 | 0 | 0 | 0 | 0 | 0 | 0 | 0 | 0 | 0 | 0 | 0 | 0 | 0 | 0 | 0 | 0 | 0 | 0 | 0 | 0
F9_Industrial_Food Products_New_Space Heating_Natural Gas_ENERGY STAR Connected Thermostat_A_Achievable Technical Potential | F9 | Industrial | Food Products | New | Space Heating | Natural Gas | ENERGY STAR Connected Thermostat | A | Cumulative Winter Peak Savings (MW) | Achievable Technical Potential | 0 | 0 | 0 | 0 | 0 | 0 | 0 | 0 | 0 | 0 | 0 | 0 | 0 | 0 | 0 | 0 | 0 | 0 | 0 | 0 | 0 | 0 | 0 | 0 | 0 | 0 | 0 | 0 | 0 | 0 | 0
F10_Industrial_Food Products_New_Space Heating_Natural Gas_ENERGY STAR Connected Thermostat_A_Achievable Technical Potential | F10 | Industrial | Food Products | New | Space Heating | Natural Gas | ENERGY STAR Connected Thermostat | A | Purchases (Incremental) | Achievable Technical Potential | 0 | 0 | 0 | 0 | 0 | 66.8175 | 79.1605 | 91.4968 | 103.7603 | 116.0304 | 128.3106 | 140.435 | 152.5261 | 164.5928 | 176.4678 | 188.3882 | 200.1948 | 212.0031 | 223.7518 | 235.3958 | 247.0536 | 258.6632 | 270.2276 | 281.7499 | 293.233 | 247.0536 | 258.6632 | 270.2276 | 281.7499 | 293.233 | 247.0536
F11_Industrial_Food Products_New_Space Heating_Natural Gas_ENERGY STAR Connected Thermostat_A_Achievable Technical Potential | F11 | Industrial | Food Products | New | Space Heating | Natural Gas | ENERGY STAR Connected Thermostat | A | Purchases (Cumulative) | Achievable Technical Potential | 0 | 0 | 0 | 0 | 0 | 66.8175 | 145.9781 | 237.4748 | 341.2351 | 457.2655 | 518.7586 | 580.033 | 641.0624 | 701.8949 | 762.3323 | 822.4098 | 882.1697 | 941.6466 | 1000.8057 | 1059.7337 | 1118.3991 | 1176.8675 | 1235.092 | 1293.09 | 1350.9272 | 1350.9272 | 1350.9272 | 1350.9272 | 1350.9272 | 1350.9272 | 1350.9272
F1_Industrial_Food Products_New_Space Heating_Natural Gas_Destratification Fans (HVLS)_A_Achievable Technical Potential | F1 | Industrial | Food Products | New | Space Heating | Natural Gas | Destratification Fans (HVLS) | A | Integrated Unit Energy Savings (kWh or therms) | Achievable Technical Potential | 0 | 0 | 0 | 0 | 0 | 0.014538 | 0.014293 | 0.014088 | 0.01391 | 0.013748 | 0.013602 | 0.013428 | 0.013238 | 0.013044 | 0.01285 | 0.012673 | 0.01251 | 0.012371 | 0.012195 | 0.012058 | 0.011956 | 0.011877 | 0.011836 | 0.011811 | 0.0118 | 0.011799 | 0.011801 | 0.011806 | 0 | 0 | 0
F2_Industrial_Food Products_New_Space Heating_Natural Gas_Destratification Fans (HVLS)_A_Achievable Technical Potential | F2 | Industrial | Food Products | New | Space Heating | Natural Gas | Destratification Fans (HVLS) | A | Integrated Unit Summer Peak Savings (kW) | Achievable Technical Potential | 0 | 0 | 0 | 0 | 0 | 0 | 0 | 0 | 0 | 0 | 0 | 0 | 0 | 0 | 0 | 0 | 0 | 0 | 0 | 0 | 0 | 0 | 0 | 0 | 0 | 0 | 0 | 0 | 0 | 0 | 0
F3_Industrial_Food Products_New_Space Heating_Natural Gas_Destratification Fans (HVLS)_A_Achievable Technical Potential | F3 | Industrial | Food Products | New | Space Heating | Natural Gas | Destratification Fans (HVLS) | A | Integrated Unit Winter Peak Savings (kW) | Achievable Technical Potential | 0 | 0 | 0 | 0 | 0 | 0 | 0 | 0 | 0 | 0 | 0 | 0 | 0 | 0 | 0 | 0 | 0 | 0 | 0 | 0 | 0 | 0 | 0 | 0 | 0 | 0 | 0 | 0 | 0 | 0 | 0
F4_Industrial_Food Products_New_Space Heating_Natural Gas_Destratification Fans (HVLS)_A_Achievable Technical Potential | F4 | Industrial | Food Products | New | Space Heating | Natural Gas | Destratification Fans (HVLS) | A | Incremental Energy Savings (MWh or mTherms) | Achievable Technical Potential | 0 | 0 | 0 | 0 | 0 | 0.00097141 | 0.0011314 | 0.001289 | 0.0014433 | 0.0015952 | 0.0017453 | 0.0018857 | 0.0020192 | 0.0021469 | 0.0022677 | 0.0023874 | 0.0025044 | 0.0026227 | 0.0027286 | 0.0028385 | 0.0029539 | 0.0030722 | 0.0031983 | 0.0033279 | 0.0034602 | 0.0022227 | 0.0023624 | 0.0025029 | 0 | 0 | 0
F5_Industrial_Food Products_New_Space Heating_Natural Gas_Destratification Fans (HVLS)_A_Achievable Technical Potential | F5 | Industrial | Food Products | New | Space Heating | Natural Gas | Destratification Fans (HVLS) | A | Incremental Summer Peak Savings (MW) | Achievable Technical Potential | 0 | 0 | 0 | 0 | 0 | 0 | 0 | 0 | 0 | 0 | 0 | 0 | 0 | 0 | 0 | 0 | 0 | 0 | 0 | 0 | 0 | 0 | 0 | 0 | 0 | 0 | 0 | 0 | 0 | 0 | 0
F6_Industrial_Food Products_New_Space Heating_Natural Gas_Destratification Fans (HVLS)_A_Achievable Technical Potential | F6 | Industrial | Food Products | New | Space Heating | Natural Gas | Destratification Fans (HVLS) | A | Incremental Winter Peak Savings (MW) | Achievable Technical Potential | 0 | 0 | 0 | 0 | 0 | 0 | 0 | 0 | 0 | 0 | 0 | 0 | 0 | 0 | 0 | 0 | 0 | 0 | 0 | 0 | 0 | 0 | 0 | 0 | 0 | 0 | 0 | 0 | 0 | 0 | 0
F7_Industrial_Food Products_New_Space Heating_Natural Gas_Destratification Fans (HVLS)_A_Achievable Technical Potential | F7 | Industrial | Food Products | New | Space Heating | Natural Gas | Destratification Fans (HVLS) | A | Cumulative Energy Savings (MWh or mTherms) | Achievable Technical Potential | 0 | 0 | 0 | 0 | 0 | 0.00097141 | 0.0020864 | 0.0033455 | 0.0047465 | 0.0062864 | 0.0079652 | 0.0097488 | 0.01163 | 0.013607 | 0.015672 | 0.016996 | 0.018292 | 0.01958 | 0.020764 | 0.021971 | 0.023205 | 0.024456 | 0.025763 | 0.027094 | 0.028446 | 0.028443 | 0.028447 | 0.02846 | 0 | 0 | 0
F8_Industrial_Food Products_New_Space Heating_Natural Gas_Destratification Fans (HVLS)_A_Achievable Technical Potential | F8 | Industrial | Food Products | New | Space Heating | Natural Gas | Destratification Fans (HVLS) | A | Cumulative Summer Peak Savings (MW) | Achievable Technical Potential | 0 | 0 | 0 | 0 | 0 | 0 | 0 | 0 | 0 | 0 | 0 | 0 | 0 | 0 | 0 | 0 | 0 | 0 | 0 | 0 | 0 | 0 | 0 | 0 | 0 | 0 | 0 | 0 | 0 | 0 | 0
F9_Industrial_Food Products_New_Space Heating_Natural Gas_Destratification Fans (HVLS)_A_Achievable Technical Potential | F9 | Industrial | Food Products | New | Space Heating | Natural Gas | Destratification Fans (HVLS) | A | Cumulative Winter Peak Savings (MW) | Achievable Technical Potential | 0 | 0 | 0 | 0 | 0 | 0 | 0 | 0 | 0 | 0 | 0 | 0 | 0 | 0 | 0 | 0 | 0 | 0 | 0 | 0 | 0 | 0 | 0 | 0 | 0 | 0 | 0 | 0 | 0 | 0 | 0
F10_Industrial_Food Products_New_Space Heating_Natural Gas_Destratification Fans (HVLS)_A_Achievable Technical Potential | F10 | Industrial | Food Products | New | Space Heating | Natural Gas | Destratification Fans (HVLS) | A | Purchases (Incremental) | Achievable Technical Potential | 0 | 0 | 0 | 0 | 0 | 66.8175 | 79.1605 | 91.4968 | 103.7603 | 116.0304 | 128.3106 | 140.435 | 152.5261 | 164.5928 | 176.4678 | 188.3882 | 200.1948 | 212.0031 | 223.7518 | 235.3958 | 247.0536 | 258.6632 | 270.2276 | 281.7499 | 293.233 | 188.3882 | 200.1948 | 212.0031 | 223.7518 | 235.3958 | 247.0536
F11_Industrial_Food Products_New_Space Heating_Natural Gas_Destratification Fans (HVLS)_A_Achievable Technical Potential | F11 | Industrial | Food Products | New | Space Heating | Natural Gas | Destratification Fans (HVLS) | A | Purchases (Cumulative) | Achievable Technical Potential | 0 | 0 | 0 | 0 | 0 | 66.8175 | 145.9781 | 237.4748 | 341.2351 | 457.2655 | 585.5761 | 726.0111 | 878.5372 | 1043.13 | 1219.5978 | 1341.1684 | 1462.2027 | 1582.709 | 1702.7006 | 1822.066 | 1940.809 | 2059.0372 | 2176.7386 | 2293.8957 | 2410.6609 | 2410.6609 | 2410.6609 | 2410.6609 | 2410.6609 | 2410.6609 | 2410.6609
F1_Industrial_Food Products_New_Space Heating_Natural Gas_Gas Boiler - Insulate Steam Lines/Condensate Tank_A_Achievable Technical Potential | F1 | Industrial | Food Products | New | Space Heating | Natural Gas | Gas Boiler - Insulate Steam Lines/Condensate Tank | A | Integrated Unit Energy Savings (kWh or therms) | Achievable Technical Potential | 0 | 0 | 0 | 0 | 0 | 0 | 0 | 0 | 0 | 0 | 0 | 0 | 0 | 0 | 0 | 0 | 0 | 0 | 0 | 0 | 0 | 0 | 0 | 0 | 0 | 0 | 0 | 0 | 0 | 0 | 0
F2_Industrial_Food Products_New_Space Heating_Natural Gas_Gas Boiler - Insulate Steam Lines/Condensate Tank_A_Achievable Technical Potential | F2 | Industrial | Food Products | New | Space Heating | Natural Gas | Gas Boiler - Insulate Steam Lines/Condensate Tank | A | Integrated Unit Summer Peak Savings (kW) | Achievable Technical Potential | 0 | 0 | 0 | 0 | 0 | 0 | 0 | 0 | 0 | 0 | 0 | 0 | 0 | 0 | 0 | 0 | 0 | 0 | 0 | 0 | 0 | 0 | 0 | 0 | 0 | 0 | 0 | 0 | 0 | 0 | 0
F3_Industrial_Food Products_New_Space Heating_Natural Gas_Gas Boiler - Insulate Steam Lines/Condensate Tank_A_Achievable Technical Potential | F3 | Industrial | Food Products | New | Space Heating | Natural Gas | Gas Boiler - Insulate Steam Lines/Condensate Tank | A | Integrated Unit Winter Peak Savings (kW) | Achievable Technical Potential | 0 | 0 | 0 | 0 | 0 | 0 | 0 | 0 | 0 | 0 | 0 | 0 | 0 | 0 | 0 | 0 | 0 | 0 | 0 | 0 | 0 | 0 | 0 | 0 | 0 | 0 | 0 | 0 | 0 | 0 | 0
F4_Industrial_Food Products_New_Space Heating_Natural Gas_Gas Boiler - Insulate Steam Lines/Condensate Tank_A_Achievable Technical Potential | F4 | Industrial | Food Products | New | Space Heating | Natural Gas | Gas Boiler - Insulate Steam Lines/Condensate Tank | A | Incremental Energy Savings (MWh or mTherms) | Achievable Technical Potential | 0 | 0 | 0 | 0 | 0 | 0 | 0 | 0 | 0 | 0 | 0 | 0 | 0 | 0 | 0 | 0 | 0 | 0 | 0 | 0 | 0 | 0 | 0 | 0 | 0 | 0 | 0 | 0 | 0 | 0 | 0
F5_Industrial_Food Products_New_Space Heating_Natural Gas_Gas Boiler - Insulate Steam Lines/Condensate Tank_A_Achievable Technical Potential | F5 | Industrial | Food Products | New | Space Heating | Natural Gas | Gas Boiler - Insulate Steam Lines/Condensate Tank | A | Incremental Summer Peak Savings (MW) | Achievable Technical Potential | 0 | 0 | 0 | 0 | 0 | 0 | 0 | 0 | 0 | 0 | 0 | 0 | 0 | 0 | 0 | 0 | 0 | 0 | 0 | 0 | 0 | 0 | 0 | 0 | 0 | 0 | 0 | 0 | 0 | 0 | 0
F6_Industrial_Food Products_New_Space Heating_Natural Gas_Gas Boiler - Insulate Steam Lines/Condensate Tank_A_Achievable Technical Potential | F6 | Industrial | Food Products | New | Space Heating | Natural Gas | Gas Boiler - Insulate Steam Lines/Condensate Tank | A | Incremental Winter Peak Savings (MW) | Achievable Technical Potential | 0 | 0 | 0 | 0 | 0 | 0 | 0 | 0 | 0 | 0 | 0 | 0 | 0 | 0 | 0 | 0 | 0 | 0 | 0 | 0 | 0 | 0 | 0 | 0 | 0 | 0 | 0 | 0 | 0 | 0 | 0
F7_Industrial_Food Products_New_Space Heating_Natural Gas_Gas Boiler - Insulate Steam Lines/Condensate Tank_A_Achievable Technical Potential | F7 | Industrial | Food Products | New | Space Heating | Natural Gas | Gas Boiler - Insulate Steam Lines/Condensate Tank | A | Cumulative Energy Savings (MWh or mTherms) | Achievable Technical Potential | 0 | 0 | 0 | 0 | 0 | 0 | 0 | 0 | 0 | 0 | 0 | 0 | 0 | 0 | 0 | 0 | 0 | 0 | 0 | 0 | 0 | 0 | 0 | 0 | 0 | 0 | 0 | 0 | 0 | 0 | 0
F8_Industrial_Food Products_New_Space Heating_Natural Gas_Gas Boiler - Insulate Steam Lines/Condensate Tank_A_Achievable Technical Potential | F8 | Industrial | Food Products | New | Space Heating | Natural Gas | Gas Boiler - Insulate Steam Lines/Condensate Tank | A | Cumulative Summer Peak Savings (MW) | Achievable Technical Potential | 0 | 0 | 0 | 0 | 0 | 0 | 0 | 0 | 0 | 0 | 0 | 0 | 0 | 0 | 0 | 0 | 0 | 0 | 0 | 0 | 0 | 0 | 0 | 0 | 0 | 0 | 0 | 0 | 0 | 0 | 0
F9_Industrial_Food Products_New_Space Heating_Natural Gas_Gas Boiler - Insulate Steam Lines/Condensate Tank_A_Achievable Technical Potential | F9 | Industrial | Food Products | New | Space Heating | Natural Gas | Gas Boiler - Insulate Steam Lines/Condensate Tank | A | Cumulative Winter Peak Savings (MW) | Achievable Technical Potential | 0 | 0 | 0 | 0 | 0 | 0 | 0 | 0 | 0 | 0 | 0 | 0 | 0 | 0 | 0 | 0 | 0 | 0 | 0 | 0 | 0 | 0 | 0 | 0 | 0 | 0 | 0 | 0 | 0 | 0 | 0
F10_Industrial_Food Products_New_Space Heating_Natural Gas_Gas Boiler - Insulate Steam Lines/Condensate Tank_A_Achievable Technical Potential | F10 | Industrial | Food Products | New | Space Heating | Natural Gas | Gas Boiler - Insulate Steam Lines/Condensate Tank | A | Purchases (Incremental) | Achievable Technical Potential | 0 | 0 | 0 | 0 | 0 | 0 | 0 | 0 | 0 | 0 | 0 | 0 | 0 | 0 | 0 | 0 | 0 | 0 | 0 | 0 | 0 | 0 | 0 | 0 | 0 | 0 | 0 | 0 | 0 | 0 | 0
F11_Industrial_Food Products_New_Space Heating_Natural Gas_Gas Boiler - Insulate Steam Lines/Condensate Tank_A_Achievable Technical Potential | F11 | Industrial | Food Products | New | Space Heating | Natural Gas | Gas Boiler - Insulate Steam Lines/Condensate Tank | A | Purchases (Cumulative) | Achievable Technical Potential | 0 | 0 | 0 | 0 | 0 | 0 | 0 | 0 | 0 | 0 | 0 | 0 | 0 | 0 | 0 | 0 | 0 | 0 | 0 | 0 | 0 | 0 | 0 | 0 | 0 | 0 | 0 | 0 | 0 | 0 | 0
F1_Industrial_Food Products_New_Process_Natural Gas_Gas Boiler - Insulate Steam Lines/Condensate Tank_A_Achievable Technical Potential | F1 | Industrial | Food Products | New | Process | Natural Gas | Gas Boiler - Insulate Steam Lines/Condensate Tank | A | Integrated Unit Energy Savings (kWh or therms) | Achievable Technical Potential | 0 | 0 | 0 | 0 | 0 | 375.3878 | 374.583 | 373.8555 | 373.1873 | 372.5398 | 372.0957 | 371.72 | 371.4064 | 371.1532 | 370.9574 | 370.8255 | 370.7505 | 370.7222 | 370.7251 | 370.7441 | 370.7942 | 370.8525 | 370.9001 | 370.9384 | 370.9684 | 371.169 | 371.3547 | 371.527 | 376.3371 | 376.3371 | 376.3371
F2_Industrial_Food Products_New_Process_Natural Gas_Gas Boiler - Insulate Steam Lines/Condensate Tank_A_Achievable Technical Potential | F2 | Industrial | Food Products | New | Process | Natural Gas | Gas Boiler - Insulate Steam Lines/Condensate Tank | A | Integrated Unit Summer Peak Savings (kW) | Achievable Technical Potential | 0 | 0 | 0 | 0 | 0 | 0 | 0 | 0 | 0 | 0 | 0 | 0 | 0 | 0 | 0 | 0 | 0 | 0 | 0 | 0 | 0 | 0 | 0 | 0 | 0 | 0 | 0 | 0 | 0 | 0 | 0
F3_Industrial_Food Products_New_Process_Natural Gas_Gas Boiler - Insulate Steam Lines/Condensate Tank_A_Achievable Technical Potential | F3 | Industrial | Food Products | New | Process | Natural Gas | Gas Boiler - Insulate Steam Lines/Condensate Tank | A | Integrated Unit Winter Peak Savings (kW) | Achievable Technical Potential | 0 | 0 | 0 | 0 | 0 | 0 | 0 | 0 | 0 | 0 | 0 | 0 | 0 | 0 | 0 | 0 | 0 | 0 | 0 | 0 | 0 | 0 | 0 | 0 | 0 | 0 | 0 | 0 | 0 | 0 | 0
F4_Industrial_Food Products_New_Process_Natural Gas_Gas Boiler - Insulate Steam Lines/Condensate Tank_A_Achievable Technical Potential | F4 | Industrial | Food Products | New | Process | Natural Gas | Gas Boiler - Insulate Steam Lines/Condensate Tank | A | Incremental Energy Savings (MWh or mTherms) | Achievable Technical Potential | 0 | 0 | 0 | 0 | 0 | 0.16223 | 0.19179 | 0.22125 | 0.25046 | 0.27959 | 0.30881 | 0.33765 | 0.36641 | 0.39513 | 0.42341 | 0.45185 | 0.48007 | 0.50835 | 0.53653 | 0.56448 | 0.59251 | 0.62045 | 0.64827 | 0.67599 | 0.70359 | 0.16041 | 0.19014 | 0.21987 | 0.25257 | 0.28244 | 0.31233
F5_Industrial_Food Products_New_Process_Natural Gas_Gas Boiler - Insulate Steam Lines/Condensate Tank_A_Achievable Technical Potential | F5 | Industrial | Food Products | New | Process | Natural Gas | Gas Boiler - Insulate Steam Lines/Condensate Tank | A | Incremental Summer Peak Savings (MW) | Achievable Technical Potential | 0 | 0 | 0 | 0 | 0 | 0 | 0 | 0 | 0 | 0 | 0 | 0 | 0 | 0 | 0 | 0 | 0 | 0 | 0 | 0 | 0 | 0 | 0 | 0 | 0 | 0 | 0 | 0 | 0 | 0 | 0
F6_Industrial_Food Products_New_Process_Natural Gas_Gas Boiler - Insulate Steam Lines/Condensate Tank_A_Achievable Technical Potential | F6 | Industrial | Food Products | New | Process | Natural Gas | Gas Boiler - Insulate Steam Lines/Condensate Tank | A | Incremental Winter Peak Savings (MW) | Achievable Technical Potential | 0 | 0 | 0 | 0 | 0 | 0 | 0 | 0 | 0 | 0 | 0 | 0 | 0 | 0 | 0 | 0 | 0 | 0 | 0 | 0 | 0 | 0 | 0 | 0 | 0 | 0 | 0 | 0 | 0 | 0 | 0
F7_Industrial_Food Products_New_Process_Natural Gas_Gas Boiler - Insulate Steam Lines/Condensate Tank_A_Achievable Technical Potential | F7 | Industrial | Food Products | New | Process | Natural Gas | Gas Boiler - Insulate Steam Lines/Condensate Tank | A | Cumulative Energy Savings (MWh or mTherms) | Achievable Technical Potential | 0 | 0 | 0 | 0 | 0 | 0.16223 | 0.35368 | 0.57424 | 0.82367 | 1.1018 | 1.4093 | 1.7455 | 2.1105 | 2.5042 | 2.9263 | 3.3771 | 3.8565 | 4.3645 | 4.9011 | 5.4658 | 6.0591 | 6.6805 | 7.3296 | 8.0063 | 8.7106 | 8.7153 | 8.7196 | 8.7237 | 0 | 0 | 0
F8_Industrial_Food Products_New_Process_Natural Gas_Gas Boiler - Insulate Steam Lines/Condensate Tank_A_Achievable Technical Potential | F8 | Industrial | Food Products | New | Process | Natural Gas | Gas Boiler - Insulate Steam Lines/Condensate Tank | A | Cumulative Summer Peak Savings (MW) | Achievable Technical Potential | 0 | 0 | 0 | 0 | 0 | 0 | 0 | 0 | 0 | 0 | 0 | 0 | 0 | 0 | 0 | 0 | 0 | 0 | 0 | 0 | 0 | 0 | 0 | 0 | 0 | 0 | 0 | 0 | 0 | 0 | 0
F9_Industrial_Food Products_New_Process_Natural Gas_Gas Boiler - Insulate Steam Lines/Condensate Tank_A_Achievable Technical Potential | F9 | Industrial | Food Products | New | Process | Natural Gas | Gas Boiler - Insulate Steam Lines/Condensate Tank | A | Cumulative Winter Peak Savings (MW) | Achievable Technical Potential | 0 | 0 | 0 | 0 | 0 | 0 | 0 | 0 | 0 | 0 | 0 | 0 | 0 | 0 | 0 | 0 | 0 | 0 | 0 | 0 | 0 | 0 | 0 | 0 | 0 | 0 | 0 | 0 | 0 | 0 | 0
F10_Industrial_Food Products_New_Process_Natural Gas_Gas Boiler - Insulate Steam Lines/Condensate Tank_A_Achievable Technical Potential | F10 | Industrial | Food Products | New | Process | Natural Gas | Gas Boiler - Insulate Steam Lines/Condensate Tank | A | Purchases (Incremental) | Achievable Technical Potential | 0 | 0 | 0 | 0 | 0 | 0.43218 | 0.51201 | 0.5918 | 0.67112 | 0.75049 | 0.82992 | 0.90834 | 0.98654 | 1.0646 | 1.1414 | 1.2185 | 1.2949 | 1.3712 | 1.4472 | 1.5225 | 1.598 | 1.673 | 1.7478 | 1.8224 | 1.8966 | 0.43218 | 0.51201 | 0.5918 | 0.67112 | 0.75049 | 0.82992
F11_Industrial_Food Products_New_Process_Natural Gas_Gas Boiler - Insulate Steam Lines/Condensate Tank_A_Achievable Technical Potential | F11 | Industrial | Food Products | New | Process | Natural Gas | Gas Boiler - Insulate Steam Lines/Condensate Tank | A | Purchases (Cumulative) | Achievable Technical Potential | 0 | 0 | 0 | 0 | 0 | 0.43218 | 0.94419 | 1.536 | 2.2071 | 2.9576 | 3.7875 | 4.6959 | 5.6824 | 6.747 | 7.8884 | 9.1069 | 10.4018 | 11.773 | 13.2202 | 14.7428 | 16.3407 | 18.0138 | 19.7616 | 21.584 | 23.4806 | 23.4806 | 23.4806 | 23.4806 | 23.4806 | 23.4806 | 23.4806
F1_Industrial_Food Products_New_Space Heating_Natural Gas_Gas Boiler - Insulate Hot Water Lines_A_Achievable Technical Potential | F1 | Industrial | Food Products | New | Space Heating | Natural Gas | Gas Boiler - Insulate Hot Water Lines | A | Integrated Unit Energy Savings (kWh or therms) | Achievable Technical Potential | 0 | 0 | 0 | 0 | 0 | 0 | 0 | 0 | 0 | 0 | 0 | 0 | 0 | 0 | 0 | 0 | 0 | 0 | 0 | 0 | 0 | 0 | 0 | 0 | 0 | 0 | 0 | 0 | 0 | 0 | 0
F2_Industrial_Food Products_New_Space Heating_Natural Gas_Gas Boiler - Insulate Hot Water Lines_A_Achievable Technical Potential | F2 | Industrial | Food Products | New | Space Heating | Natural Gas | Gas Boiler - Insulate Hot Water Lines | A | Integrated Unit Summer Peak Savings (kW) | Achievable Technical Potential | 0 | 0 | 0 | 0 | 0 | 0 | 0 | 0 | 0 | 0 | 0 | 0 | 0 | 0 | 0 | 0 | 0 | 0 | 0 | 0 | 0 | 0 | 0 | 0 | 0 | 0 | 0 | 0 | 0 | 0 | 0
F3_Industrial_Food Products_New_Space Heating_Natural Gas_Gas Boiler - Insulate Hot Water Lines_A_Achievable Technical Potential | F3 | Industrial | Food Products | New | Space Heating | Natural Gas | Gas Boiler - Insulate Hot Water Lines | A | Integrated Unit Winter Peak Savings (kW) | Achievable Technical Potential | 0 | 0 | 0 | 0 | 0 | 0 | 0 | 0 | 0 | 0 | 0 | 0 | 0 | 0 | 0 | 0 | 0 | 0 | 0 | 0 | 0 | 0 | 0 | 0 | 0 | 0 | 0 | 0 | 0 | 0 | 0
F4_Industrial_Food Products_New_Space Heating_Natural Gas_Gas Boiler - Insulate Hot Water Lines_A_Achievable Technical Potential | F4 | Industrial | Food Products | New | Space Heating | Natural Gas | Gas Boiler - Insulate Hot Water Lines | A | Incremental Energy Savings (MWh or mTherms) | Achievable Technical Potential | 0 | 0 | 0 | 0 | 0 | 0 | 0 | 0 | 0 | 0 | 0 | 0 | 0 | 0 | 0 | 0 | 0 | 0 | 0 | 0 | 0 | 0 | 0 | 0 | 0 | 0 | 0 | 0 | 0 | 0 | 0
F5_Industrial_Food Products_New_Space Heating_Natural Gas_Gas Boiler - Insulate Hot Water Lines_A_Achievable Technical Potential | F5 | Industrial | Food Products | New | Space Heating | Natural Gas | Gas Boiler - Insulate Hot Water Lines | A | Incremental Summer Peak Savings (MW) | Achievable Technical Potential | 0 | 0 | 0 | 0 | 0 | 0 | 0 | 0 | 0 | 0 | 0 | 0 | 0 | 0 | 0 | 0 | 0 | 0 | 0 | 0 | 0 | 0 | 0 | 0 | 0 | 0 | 0 | 0 | 0 | 0 | 0
F6_Industrial_Food Products_New_Space Heating_Natural Gas_Gas Boiler - Insulate Hot Water Lines_A_Achievable Technical Potential | F6 | Industrial | Food Products | New | Space Heating | Natural Gas | Gas Boiler - Insulate Hot Water Lines | A | Incremental Winter Peak Savings (MW) | Achievable Technical Potential | 0 | 0 | 0 | 0 | 0 | 0 | 0 | 0 | 0 | 0 | 0 | 0 | 0 | 0 | 0 | 0 | 0 | 0 | 0 | 0 | 0 | 0 | 0 | 0 | 0 | 0 | 0 | 0 | 0 | 0 | 0
F7_Industrial_Food Products_New_Space Heating_Natural Gas_Gas Boiler - Insulate Hot Water Lines_A_Achievable Technical Potential | F7 | Industrial | Food Products | New | Space Heating | Natural Gas | Gas Boiler - Insulate Hot Water Lines | A | Cumulative Energy Savings (MWh or mTherms) | Achievable Technical Potential | 0 | 0 | 0 | 0 | 0 | 0 | 0 | 0 | 0 | 0 | 0 | 0 | 0 | 0 | 0 | 0 | 0 | 0 | 0 | 0 | 0 | 0 | 0 | 0 | 0 | 0 | 0 | 0 | 0 | 0 | 0
F8_Industrial_Food Products_New_Space Heating_Natural Gas_Gas Boiler - Insulate Hot Water Lines_A_Achievable Technical Potential | F8 | Industrial | Food Products | New | Space Heating | Natural Gas | Gas Boiler - Insulate Hot Water Lines | A | Cumulative Summer Peak Savings (MW) | Achievable Technical Potential | 0 | 0 | 0 | 0 | 0 | 0 | 0 | 0 | 0 | 0 | 0 | 0 | 0 | 0 | 0 | 0 | 0 | 0 | 0 | 0 | 0 | 0 | 0 | 0 | 0 | 0 | 0 | 0 | 0 | 0 | 0
F9_Industrial_Food Products_New_Space Heating_Natural Gas_Gas Boiler - Insulate Hot Water Lines_A_Achievable Technical Potential | F9 | Industrial | Food Products | New | Space Heating | Natural Gas | Gas Boiler - Insulate Hot Water Lines | A | Cumulative Winter Peak Savings (MW) | Achievable Technical Potential | 0 | 0 | 0 | 0 | 0 | 0 | 0 | 0 | 0 | 0 | 0 | 0 | 0 | 0 | 0 | 0 | 0 | 0 | 0 | 0 | 0 | 0 | 0 | 0 | 0 | 0 | 0 | 0 | 0 | 0 | 0
F10_Industrial_Food Products_New_Space Heating_Natural Gas_Gas Boiler - Insulate Hot Water Lines_A_Achievable Technical Potential | F10 | Industrial | Food Products | New | Space Heating | Natural Gas | Gas Boiler - Insulate Hot Water Lines | A | Purchases (Incremental) | Achievable Technical Potential | 0 | 0 | 0 | 0 | 0 | 0 | 0 | 0 | 0 | 0 | 0 | 0 | 0 | 0 | 0 | 0 | 0 | 0 | 0 | 0 | 0 | 0 | 0 | 0 | 0 | 0 | 0 | 0 | 0 | 0 | 0
F11_Industrial_Food Products_New_Space Heating_Natural Gas_Gas Boiler - Insulate Hot Water Lines_A_Achievable Technical Potential | F11 | Industrial | Food Products | New | Space Heating | Natural Gas | Gas Boiler - Insulate Hot Water Lines | A | Purchases (Cumulative) | Achievable Technical Potential | 0 | 0 | 0 | 0 | 0 | 0 | 0 | 0 | 0 | 0 | 0 | 0 | 0 | 0 | 0 | 0 | 0 | 0 | 0 | 0 | 0 | 0 | 0 | 0 | 0 | 0 | 0 | 0 | 0 | 0 | 0
F1_Industrial_Food Products_New_Process_Natural Gas_Gas Boiler - Insulate Hot Water Lines_A_Achievable Technical Potential | F1 | Industrial | Food Products | New | Process | Natural Gas | Gas Boiler - Insulate Hot Water Lines | A | Integrated Unit Energy Savings (kWh or therms) | Achievable Technical Potential | 0 | 0 | 0 | 0 | 0 | 424.6364 | 424.0044 | 423.4284 | 422.8999 | 422.3805 | 422.0624 | 421.7831 | 421.5452 | 421.3544 | 421.215 | 421.1361 | 421.1146 | 421.14 | 421.1971 | 421.2705 | 421.3772 | 421.4776 | 421.5691 | 421.6528 | 421.7297 | 421.8664 | 421.9929 | 422.1103 | 425.3792 | 425.3792 | 425.3792
F2_Industrial_Food Products_New_Process_Natural Gas_Gas Boiler - Insulate Hot Water Lines_A_Achievable Technical Potential | F2 | Industrial | Food Products | New | Process | Natural Gas | Gas Boiler - Insulate Hot Water Lines | A | Integrated Unit Summer Peak Savings (kW) | Achievable Technical Potential | 0 | 0 | 0 | 0 | 0 | 0 | 0 | 0 | 0 | 0 | 0 | 0 | 0 | 0 | 0 | 0 | 0 | 0 | 0 | 0 | 0 | 0 | 0 | 0 | 0 | 0 | 0 | 0 | 0 | 0 | 0
F3_Industrial_Food Products_New_Process_Natural Gas_Gas Boiler - Insulate Hot Water Lines_A_Achievable Technical Potential | F3 | Industrial | Food Products | New | Process | Natural Gas | Gas Boiler - Insulate Hot Water Lines | A | Integrated Unit Winter Peak Savings (kW) | Achievable Technical Potential | 0 | 0 | 0 | 0 | 0 | 0 | 0 | 0 | 0 | 0 | 0 | 0 | 0 | 0 | 0 | 0 | 0 | 0 | 0 | 0 | 0 | 0 | 0 | 0 | 0 | 0 | 0 | 0 | 0 | 0 | 0
F4_Industrial_Food Products_New_Process_Natural Gas_Gas Boiler - Insulate Hot Water Lines_A_Achievable Technical Potential | F4 | Industrial | Food Products | New | Process | Natural Gas | Gas Boiler - Insulate Hot Water Lines | A | Incremental Energy Savings (MWh or mTherms) | Achievable Technical Potential | 0 | 0 | 0 | 0 | 0 | 0.18352 | 0.2171 | 0.25059 | 0.28382 | 0.31699 | 0.35028 | 0.38312 | 0.41587 | 0.44857 | 0.48077 | 0.51315 | 0.54529 | 0.57748 | 0.60957 | 0.6414 | 0.67334 | 0.70515 | 0.73684 | 0.76841 | 0.79987 | 0.18232 | 0.21607 | 0.24981 | 0.28548 | 0.31924 | 0.35303
F5_Industrial_Food Products_New_Process_Natural Gas_Gas Boiler - Insulate Hot Water Lines_A_Achievable Technical Potential | F5 | Industrial | Food Products | New | Process | Natural Gas | Gas Boiler - Insulate Hot Water Lines | A | Incremental Summer Peak Savings (MW) | Achievable Technical Potential | 0 | 0 | 0 | 0 | 0 | 0 | 0 | 0 | 0 | 0 | 0 | 0 | 0 | 0 | 0 | 0 | 0 | 0 | 0 | 0 | 0 | 0 | 0 | 0 | 0 | 0 | 0 | 0 | 0 | 0 | 0
F6_Industrial_Food Products_New_Process_Natural Gas_Gas Boiler - Insulate Hot Water Lines_A_Achievable Technical Potential | F6 | Industrial | Food Products | New | Process | Natural Gas | Gas Boiler - Insulate Hot Water Lines | A | Incremental Winter Peak Savings (MW) | Achievable Technical Potential | 0 | 0 | 0 | 0 | 0 | 0 | 0 | 0 | 0 | 0 | 0 | 0 | 0 | 0 | 0 | 0 | 0 | 0 | 0 | 0 | 0 | 0 | 0 | 0 | 0 | 0 | 0 | 0 | 0 | 0 | 0
F7_Industrial_Food Products_New_Process_Natural Gas_Gas Boiler - Insulate Hot Water Lines_A_Achievable Technical Potential | F7 | Industrial | Food Products | New | Process | Natural Gas | Gas Boiler - Insulate Hot Water Lines | A | Cumulative Energy Savings (MWh or mTherms) | Achievable Technical Potential | 0 | 0 | 0 | 0 | 0 | 0.18352 | 0.40034 | 0.65038 | 0.93339 | 1.2492 | 1.5986 | 1.9806 | 2.3954 | 2.8429 | 3.3227 | 3.8352 | 4.3803 | 4.9581 | 5.5683 | 6.2107 | 6.8856 | 7.5924 | 8.3309 | 9.1009 | 9.9025 | 9.9057 | 9.9087 | 9.9114 | 0 | 0 | 0
F8_Industrial_Food Products_New_Process_Natural Gas_Gas Boiler - Insulate Hot Water Lines_A_Achievable Technical Potential | F8 | Industrial | Food Products | New | Process | Natural Gas | Gas Boiler - Insulate Hot Water Lines | A | Cumulative Summer Peak Savings (MW) | Achievable Technical Potential | 0 | 0 | 0 | 0 | 0 | 0 | 0 | 0 | 0 | 0 | 0 | 0 | 0 | 0 | 0 | 0 | 0 | 0 | 0 | 0 | 0 | 0 | 0 | 0 | 0 | 0 | 0 | 0 | 0 | 0 | 0
F9_Industrial_Food Products_New_Process_Natural Gas_Gas Boiler - Insulate Hot Water Lines_A_Achievable Technical Potential | F9 | Industrial | Food Products | New | Process | Natural Gas | Gas Boiler - Insulate Hot Water Lines | A | Cumulative Winter Peak Savings (MW) | Achievable Technical Potential | 0 | 0 | 0 | 0 | 0 | 0 | 0 | 0 | 0 | 0 | 0 | 0 | 0 | 0 | 0 | 0 | 0 | 0 | 0 | 0 | 0 | 0 | 0 | 0 | 0 | 0 | 0 | 0 | 0 | 0 | 0
F10_Industrial_Food Products_New_Process_Natural Gas_Gas Boiler - Insulate Hot Water Lines_A_Achievable Technical Potential | F10 | Industrial | Food Products | New | Process | Natural Gas | Gas Boiler - Insulate Hot Water Lines | A | Purchases (Incremental) | Achievable Technical Potential | 0 | 0 | 0 | 0 | 0 | 0.43218 | 0.51201 | 0.5918 | 0.67112 | 0.75049 | 0.82992 | 0.90834 | 0.98654 | 1.0646 | 1.1414 | 1.2185 | 1.2949 | 1.3712 | 1.4472 | 1.5225 | 1.598 | 1.673 | 1.7478 | 1.8224 | 1.8966 | 0.43218 | 0.51201 | 0.5918 | 0.67112 | 0.75049 | 0.82992
F11_Industrial_Food Products_New_Process_Natural Gas_Gas Boiler - Insulate Hot Water Lines_A_Achievable Technical Potential | F11 | Industrial | Food Products | New | Process | Natural Gas | Gas Boiler - Insulate Hot Water Lines | A | Purchases (Cumulative) | Achievable Technical Potential | 0 | 0 | 0 | 0 | 0 | 0.43218 | 0.94419 | 1.536 | 2.2071 | 2.9576 | 3.7875 | 4.6959 | 5.6824 | 6.747 | 7.8884 | 9.1069 | 10.4018 | 11.773 | 13.2202 | 14.7428 | 16.3407 | 18.0138 | 19.7616 | 21.584 | 23.4806 | 23.4806 | 23.4806 | 23.4806 | 23.4806 | 23.4806 | 23.4806
F1_Industrial_Food Products_New_Process_Natural Gas_Process - Insulate Heated Process Fluids_A_Achievable Technical Potential | F1 | Industrial | Food Products | New | Process | Natural Gas | Process - Insulate Heated Process Fluids | A | Integrated Unit Energy Savings (kWh or therms) | Achievable Technical Potential | 0 | 0 | 0 | 0 | 0 | 275.0372 | 274.5532 | 274.114 | 273.7107 | 273.3171 | 273.0565 | 272.8225 | 272.6168 | 272.4427 | 272.3022 | 272.2018 | 272.1388 | 272.1067 | 272.0954 | 272.0947 | 272.1159 | 272.1332 | 272.1449 | 272.1517 | 272.1542 | 272.2833 | 272.4028 | 272.5137 | 275.607 | 275.607 | 275.607
F2_Industrial_Food Products_New_Process_Natural Gas_Process - Insulate Heated Process Fluids_A_Achievable Technical Potential | F2 | Industrial | Food Products | New | Process | Natural Gas | Process - Insulate Heated Process Fluids | A | Integrated Unit Summer Peak Savings (kW) | Achievable Technical Potential | 0 | 0 | 0 | 0 | 0 | 0 | 0 | 0 | 0 | 0 | 0 | 0 | 0 | 0 | 0 | 0 | 0 | 0 | 0 | 0 | 0 | 0 | 0 | 0 | 0 | 0 | 0 | 0 | 0 | 0 | 0
F3_Industrial_Food Products_New_Process_Natural Gas_Process - Insulate Heated Process Fluids_A_Achievable Technical Potential | F3 | Industrial | Food Products | New | Process | Natural Gas | Process - Insulate Heated Process Fluids | A | Integrated Unit Winter Peak Savings (kW) | Achievable Technical Potential | 0 | 0 | 0 | 0 | 0 | 0 | 0 | 0 | 0 | 0 | 0 | 0 | 0 | 0 | 0 | 0 | 0 | 0 | 0 | 0 | 0 | 0 | 0 | 0 | 0 | 0 | 0 | 0 | 0 | 0 | 0
F4_Industrial_Food Products_New_Process_Natural Gas_Process - Insulate Heated Process Fluids_A_Achievable Technical Potential | F4 | Industrial | Food Products | New | Process | Natural Gas | Process - Insulate Heated Process Fluids | A | Incremental Energy Savings (MWh or mTherms) | Achievable Technical Potential | 0 | 0 | 0 | 0 | 0 | 0.26002 | 0.30751 | 0.35486 | 0.40183 | 0.4487 | 0.44615 | 0.39031 | 0.33887 | 0.29236 | 0.25063 | 0.21397 | 0.18186 | 0.15405 | 0.13007 | 0.10947 | 0.091919 | 0.00065646 | 0.00024494 | 8.7066e-05 | 2.9549e-05 | 0.25741 | 0.3051 | 0.35279 | 0.40461 | 0.45246 | 0.45031
F5_Industrial_Food Products_New_Process_Natural Gas_Process - Insulate Heated Process Fluids_A_Achievable Technical Potential | F5 | Industrial | Food Products | New | Process | Natural Gas | Process - Insulate Heated Process Fluids | A | Incremental Summer Peak Savings (MW) | Achievable Technical Potential | 0 | 0 | 0 | 0 | 0 | 0 | 0 | 0 | 0 | 0 | 0 | 0 | 0 | 0 | 0 | 0 | 0 | 0 | 0 | 0 | 0 | 0 | 0 | 0 | 0 | 0 | 0 | 0 | 0 | 0 | 0
F6_Industrial_Food Products_New_Process_Natural Gas_Process - Insulate Heated Process Fluids_A_Achievable Technical Potential | F6 | Industrial | Food Products | New | Process | Natural Gas | Process - Insulate Heated Process Fluids | A | Incremental Winter Peak Savings (MW) | Achievable Technical Potential | 0 | 0 | 0 | 0 | 0 | 0 | 0 | 0 | 0 | 0 | 0 | 0 | 0 | 0 | 0 | 0 | 0 | 0 | 0 | 0 | 0 | 0 | 0 | 0 | 0 | 0 | 0 | 0 | 0 | 0 | 0
F7_Industrial_Food Products_New_Process_Natural Gas_Process - Insulate Heated Process Fluids_A_Achievable Technical Potential | F7 | Industrial | Food Products | New | Process | Natural Gas | Process - Insulate Heated Process Fluids | A | Cumulative Energy Savings (MWh or mTherms) | Achievable Technical Potential | 0 | 0 | 0 | 0 | 0 | 0.26002 | 0.56706 | 0.92102 | 1.3215 | 1.7683 | 2.2128 | 2.6012 | 2.9381 | 3.2286 | 3.4775 | 3.6902 | 3.8712 | 4.0248 | 4.1547 | 4.2642 | 4.3564 | 4.3574 | 4.3578 | 4.358 | 4.3581 | 4.3601 | 4.362 | 4.3638 | 0 | 0 | 0
F8_Industrial_Food Products_New_Process_Natural Gas_Process - Insulate Heated Process Fluids_A_Achievable Technical Potential | F8 | Industrial | Food Products | New | Process | Natural Gas | Process - Insulate Heated Process Fluids | A | Cumulative Summer Peak Savings (MW) | Achievable Technical Potential | 0 | 0 | 0 | 0 | 0 | 0 | 0 | 0 | 0 | 0 | 0 | 0 | 0 | 0 | 0 | 0 | 0 | 0 | 0 | 0 | 0 | 0 | 0 | 0 | 0 | 0 | 0 | 0 | 0 | 0 | 0
F9_Industrial_Food Products_New_Process_Natural Gas_Process - Insulate Heated Process Fluids_A_Achievable Technical Potential | F9 | Industrial | Food Products | New | Process | Natural Gas | Process - Insulate Heated Process Fluids | A | Cumulative Winter Peak Savings (MW) | Achievable Technical Potential | 0 | 0 | 0 | 0 | 0 | 0 | 0 | 0 | 0 | 0 | 0 | 0 | 0 | 0 | 0 | 0 | 0 | 0 | 0 | 0 | 0 | 0 | 0 | 0 | 0 | 0 | 0 | 0 | 0 | 0 | 0
F10_Industrial_Food Products_New_Process_Natural Gas_Process - Insulate Heated Process Fluids_A_Achievable Technical Potential | F10 | Industrial | Food Products | New | Process | Natural Gas | Process - Insulate Heated Process Fluids | A | Purchases (Incremental) | Achievable Technical Potential | 0 | 0 | 0 | 0 | 0 | 0.94539 | 1.12 | 1.2946 | 1.4681 | 1.6417 | 1.6339 | 1.4306 | 1.243 | 1.0731 | 0.92042 | 0.78608 | 0.66827 | 0.56615 | 0.47802 | 0.40232 | 0.33779 | 0.0024123 | 0.00090005 | 0.00031992 | 0.00010857 | 0.94539 | 1.12 | 1.2946 | 1.4681 | 1.6417 | 1.6339
F11_Industrial_Food Products_New_Process_Natural Gas_Process - Insulate Heated Process Fluids_A_Achievable Technical Potential | F11 | Industrial | Food Products | New | Process | Natural Gas | Process - Insulate Heated Process Fluids | A | Purchases (Cumulative) | Achievable Technical Potential | 0 | 0 | 0 | 0 | 0 | 0.94539 | 2.0654 | 3.36 | 4.8281 | 6.4697 | 8.1036 | 9.5343 | 10.7773 | 11.8504 | 12.7708 | 13.5569 | 14.2252 | 14.7913 | 15.2694 | 15.6717 | 16.0095 | 16.0119 | 16.0128 | 16.0131 | 16.0132 | 16.0132 | 16.0132 | 16.0132 | 16.0132 | 16.0132 | 16.0132
F1_Industrial_Food Products_New_Process_Natural Gas_Process Heat Recovery_A_Achievable Technical Potential | F1 | Industrial | Food Products | New | Process | Natural Gas | Process Heat Recovery | A | Integrated Unit Energy Savings (kWh or therms) | Achievable Technical Potential | 0 | 0 | 0 | 0 | 0 | 3.2259 | 3.2175 | 3.2098 | 3.2026 | 3.1955 | 3.1902 | 3.1854 | 3.1812 | 3.1775 | 3.1745 | 3.1721 | 3.1704 | 3.1694 | 3.1687 | 3.1684 | 3.1685 | 3.1688 | 3.169 | 3.1692 | 3.1693 | 3.1718 | 3.1741 | 3.1762 | 0 | 0 | 0
F2_Industrial_Food Products_New_Process_Natural Gas_Process Heat Recovery_A_Achievable Technical Potential | F2 | Industrial | Food Products | New | Process | Natural Gas | Process Heat Recovery | A | Integrated Unit Summer Peak Savings (kW) | Achievable Technical Potential | 0 | 0 | 0 | 0 | 0 | 0 | 0 | 0 | 0 | 0 | 0 | 0 | 0 | 0 | 0 | 0 | 0 | 0 | 0 | 0 | 0 | 0 | 0 | 0 | 0 | 0 | 0 | 0 | 0 | 0 | 0
F3_Industrial_Food Products_New_Process_Natural Gas_Process Heat Recovery_A_Achievable Technical Potential | F3 | Industrial | Food Products | New | Process | Natural Gas | Process Heat Recovery | A | Integrated Unit Winter Peak Savings (kW) | Achievable Technical Potential | 0 | 0 | 0 | 0 | 0 | 0 | 0 | 0 | 0 | 0 | 0 | 0 | 0 | 0 | 0 | 0 | 0 | 0 | 0 | 0 | 0 | 0 | 0 | 0 | 0 | 0 | 0 | 0 | 0 | 0 | 0
F4_Industrial_Food Products_New_Process_Natural Gas_Process Heat Recovery_A_Achievable Technical Potential | F4 | Industrial | Food Products | New | Process | Natural Gas | Process Heat Recovery | A | Incremental Energy Savings (MWh or mTherms) | Achievable Technical Potential | 0 | 0 | 0 | 0 | 0 | 0.10979 | 0.12973 | 0.14959 | 0.16926 | 0.18886 | 0.18765 | 0.16406 | 0.14236 | 0.12275 | 0.10519 | 0.089767 | 0.076274 | 0.064596 | 0.05453 | 0.045889 | 0.10784 | 0.12777 | 0.14769 | 0.16749 | 0.18731 | 0.18656 | 0.16347 | 0.14213 | 0 | 0 | 0
F5_Industrial_Food Products_New_Process_Natural Gas_Process Heat Recovery_A_Achievable Technical Potential | F5 | Industrial | Food Products | New | Process | Natural Gas | Process Heat Recovery | A | Incremental Summer Peak Savings (MW) | Achievable Technical Potential | 0 | 0 | 0 | 0 | 0 | 0 | 0 | 0 | 0 | 0 | 0 | 0 | 0 | 0 | 0 | 0 | 0 | 0 | 0 | 0 | 0 | 0 | 0 | 0 | 0 | 0 | 0 | 0 | 0 | 0 | 0
F6_Industrial_Food Products_New_Process_Natural Gas_Process Heat Recovery_A_Achievable Technical Potential | F6 | Industrial | Food Products | New | Process | Natural Gas | Process Heat Recovery | A | Incremental Winter Peak Savings (MW) | Achievable Technical Potential | 0 | 0 | 0 | 0 | 0 | 0 | 0 | 0 | 0 | 0 | 0 | 0 | 0 | 0 | 0 | 0 | 0 | 0 | 0 | 0 | 0 | 0 | 0 | 0 | 0 | 0 | 0 | 0 | 0 | 0 | 0
F7_Industrial_Food Products_New_Process_Natural Gas_Process Heat Recovery_A_Achievable Technical Potential | F7 | Industrial | Food Products | New | Process | Natural Gas | Process Heat Recovery | A | Cumulative Energy Savings (MWh or mTherms) | Achievable Technical Potential | 0 | 0 | 0 | 0 | 0 | 0.10979 | 0.23923 | 0.38825 | 0.55665 | 0.74428 | 0.93067 | 1.0933 | 1.2342 | 1.3556 | 1.4595 | 1.5481 | 1.6236 | 1.6876 | 1.7418 | 1.7875 | 1.7876 | 1.7878 | 1.7879 | 1.788 | 1.7881 | 1.7895 | 1.7907 | 1.792 | 0 | 0 | 0
F8_Industrial_Food Products_New_Process_Natural Gas_Process Heat Recovery_A_Achievable Technical Potential | F8 | Industrial | Food Products | New | Process | Natural Gas | Process Heat Recovery | A | Cumulative Summer Peak Savings (MW) | Achievable Technical Potential | 0 | 0 | 0 | 0 | 0 | 0 | 0 | 0 | 0 | 0 | 0 | 0 | 0 | 0 | 0 | 0 | 0 | 0 | 0 | 0 | 0 | 0 | 0 | 0 | 0 | 0 | 0 | 0 | 0 | 0 | 0
F9_Industrial_Food Products_New_Process_Natural Gas_Process Heat Recovery_A_Achievable Technical Potential | F9 | Industrial | Food Products | New | Process | Natural Gas | Process Heat Recovery | A | Cumulative Winter Peak Savings (MW) | Achievable Technical Potential | 0 | 0 | 0 | 0 | 0 | 0 | 0 | 0 | 0 | 0 | 0 | 0 | 0 | 0 | 0 | 0 | 0 | 0 | 0 | 0 | 0 | 0 | 0 | 0 | 0 | 0 | 0 | 0 | 0 | 0 | 0
F10_Industrial_Food Products_New_Process_Natural Gas_Process Heat Recovery_A_Achievable Technical Potential | F10 | Industrial | Food Products | New | Process | Natural Gas | Process Heat Recovery | A | Purchases (Incremental) | Achievable Technical Potential | 0 | 0 | 0 | 0 | 0 | 34.0339 | 40.3209 | 46.6044 | 52.8509 | 59.1007 | 58.8202 | 51.5026 | 44.7495 | 38.6317 | 33.1352 | 28.2987 | 24.0578 | 20.3815 | 17.2088 | 14.4835 | 34.0339 | 40.3209 | 46.6044 | 52.8509 | 59.1007 | 58.8202 | 51.5026 | 44.7495 | 38.6317 | 33.1352 | 28.2987
F11_Industrial_Food Products_New_Process_Natural Gas_Process Heat Recovery_A_Achievable Technical Potential | F11 | Industrial | Food Products | New | Process | Natural Gas | Process Heat Recovery | A | Purchases (Cumulative) | Achievable Technical Potential | 0 | 0 | 0 | 0 | 0 | 34.0339 | 74.3547 | 120.9591 | 173.81 | 232.9107 | 291.7309 | 343.2334 | 387.9829 | 426.6146 | 459.7498 | 488.0485 | 512.1064 | 532.4878 | 549.6966 | 564.1801 | 564.1801 | 564.1801 | 564.1801 | 564.1801 | 564.1801 | 564.1801 | 564.1801 | 564.1801 | 564.1801 | 564.1801 | 564.1801
F1_Industrial_Food Products_New_Space Heating_Natural Gas_Building Automation System_A_Achievable Technical Potential | F1 | Industrial | Food Products | New | Space Heating | Natural Gas | Building Automation System | A | Integrated Unit Energy Savings (kWh or therms) | Achievable Technical Potential | 0 | 0 | 0 | 0 | 0 | 0.014544 | 0.014304 | 0.014105 | 0.013934 | 0.01378 | 0.013643 | 0.01348 | 0.013304 | 0.013126 | 0.01295 | 0.012792 | 0.01265 | 0.01253 | 0.012369 | 0.012246 | 0.012152 | 0.012078 | 0.012036 | 0.012009 | 0.011992 | 0.011984 | 0.011979 | 0.011978 | 0 | 0 | 0
F2_Industrial_Food Products_New_Space Heating_Natural Gas_Building Automation System_A_Achievable Technical Potential | F2 | Industrial | Food Products | New | Space Heating | Natural Gas | Building Automation System | A | Integrated Unit Summer Peak Savings (kW) | Achievable Technical Potential | 0 | 0 | 0 | 0 | 0 | 0 | 0 | 0 | 0 | 0 | 0 | 0 | 0 | 0 | 0 | 0 | 0 | 0 | 0 | 0 | 0 | 0 | 0 | 0 | 0 | 0 | 0 | 0 | 0 | 0 | 0
F3_Industrial_Food Products_New_Space Heating_Natural Gas_Building Automation System_A_Achievable Technical Potential | F3 | Industrial | Food Products | New | Space Heating | Natural Gas | Building Automation System | A | Integrated Unit Winter Peak Savings (kW) | Achievable Technical Potential | 0 | 0 | 0 | 0 | 0 | 0 | 0 | 0 | 0 | 0 | 0 | 0 | 0 | 0 | 0 | 0 | 0 | 0 | 0 | 0 | 0 | 0 | 0 | 0 | 0 | 0 | 0 | 0 | 0 | 0 | 0
F4_Industrial_Food Products_New_Space Heating_Natural Gas_Building Automation System_A_Achievable Technical Potential | F4 | Industrial | Food Products | New | Space Heating | Natural Gas | Building Automation System | A | Incremental Energy Savings (MWh or mTherms) | Achievable Technical Potential | 0 | 0 | 0 | 0 | 0 | 0.00019937 | 0.00046433 | 0.00093968 | 0.0017123 | 0.0028744 | 0.0045073 | 0.0066302 | 0.0092132 | 0.012132 | 0.015134 | 0.017905 | 0.020015 | 0.021083 | 0.020707 | 0.018962 | 0.016332 | 0.012996 | 0.0093673 | 0.0062258 | 0.0042199 | 0.003959 | 0.0058919 | 0.0082951 | 0 | 0 | 0
F5_Industrial_Food Products_New_Space Heating_Natural Gas_Building Automation System_A_Achievable Technical Potential | F5 | Industrial | Food Products | New | Space Heating | Natural Gas | Building Automation System | A | Incremental Summer Peak Savings (MW) | Achievable Technical Potential | 0 | 0 | 0 | 0 | 0 | 0 | 0 | 0 | 0 | 0 | 0 | 0 | 0 | 0 | 0 | 0 | 0 | 0 | 0 | 0 | 0 | 0 | 0 | 0 | 0 | 0 | 0 | 0 | 0 | 0 | 0
F6_Industrial_Food Products_New_Space Heating_Natural Gas_Building Automation System_A_Achievable Technical Potential | F6 | Industrial | Food Products | New | Space Heating | Natural Gas | Building Automation System | A | Incremental Winter Peak Savings (MW) | Achievable Technical Potential | 0 | 0 | 0 | 0 | 0 | 0 | 0 | 0 | 0 | 0 | 0 | 0 | 0 | 0 | 0 | 0 | 0 | 0 | 0 | 0 | 0 | 0 | 0 | 0 | 0 | 0 | 0 | 0 | 0 | 0 | 0
F7_Industrial_Food Products_New_Space Heating_Natural Gas_Building Automation System_A_Achievable Technical Potential | F7 | Industrial | Food Products | New | Space Heating | Natural Gas | Building Automation System | A | Cumulative Energy Savings (MWh or mTherms) | Achievable Technical Potential | 0 | 0 | 0 | 0 | 0 | 0.00019937 | 0.00066041 | 0.0015909 | 0.0032839 | 0.0061222 | 0.010569 | 0.017072 | 0.026063 | 0.037846 | 0.052474 | 0.069738 | 0.088976 | 0.10922 | 0.12852 | 0.1462 | 0.16125 | 0.17286 | 0.18084 | 0.18518 | 0.18664 | 0.1865 | 0.18643 | 0.18642 | 0 | 0 | 0
F8_Industrial_Food Products_New_Space Heating_Natural Gas_Building Automation System_A_Achievable Technical Potential | F8 | Industrial | Food Products | New | Space Heating | Natural Gas | Building Automation System | A | Cumulative Summer Peak Savings (MW) | Achievable Technical Potential | 0 | 0 | 0 | 0 | 0 | 0 | 0 | 0 | 0 | 0 | 0 | 0 | 0 | 0 | 0 | 0 | 0 | 0 | 0 | 0 | 0 | 0 | 0 | 0 | 0 | 0 | 0 | 0 | 0 | 0 | 0
F9_Industrial_Food Products_New_Space Heating_Natural Gas_Building Automation System_A_Achievable Technical Potential | F9 | Industrial | Food Products | New | Space Heating | Natural Gas | Building Automation System | A | Cumulative Winter Peak Savings (MW) | Achievable Technical Potential | 0 | 0 | 0 | 0 | 0 | 0 | 0 | 0 | 0 | 0 | 0 | 0 | 0 | 0 | 0 | 0 | 0 | 0 | 0 | 0 | 0 | 0 | 0 | 0 | 0 | 0 | 0 | 0 | 0 | 0 | 0
F10_Industrial_Food Products_New_Space Heating_Natural Gas_Building Automation System_A_Achievable Technical Potential | F10 | Industrial | Food Products | New | Space Heating | Natural Gas | Building Automation System | A | Purchases (Incremental) | Achievable Technical Potential | 0 | 0 | 0 | 0 | 0 | 13.7077 | 32.4625 | 66.621 | 122.893 | 208.593 | 330.3684 | 491.8557 | 692.5207 | 924.2903 | 1168.596 | 1399.6525 | 1582.2835 | 1682.6077 | 1674.0423 | 1548.4527 | 1343.9716 | 1076.0388 | 778.2554 | 518.4197 | 351.8796 | 330.3684 | 491.8557 | 692.5207 | 924.2903 | 1168.596 | 1399.6525
F11_Industrial_Food Products_New_Space Heating_Natural Gas_Building Automation System_A_Achievable Technical Potential | F11 | Industrial | Food Products | New | Space Heating | Natural Gas | Building Automation System | A | Purchases (Cumulative) | Achievable Technical Potential | 0 | 0 | 0 | 0 | 0 | 13.7077 | 46.1703 | 112.7913 | 235.6844 | 444.2774 | 774.6458 | 1266.5014 | 1959.0221 | 2883.3124 | 4051.9085 | 5451.561 | 7033.8444 | 8716.4522 | 10390.4945 | 11938.9471 | 13269.211 | 14312.7872 | 15024.4216 | 15419.9483 | 15563.2349 | 15563.2349 | 15563.2349 | 15563.2349 | 15563.2349 | 15563.2349 | 15563.2349
F1_Industrial_Food Products_New_Space Heating_Natural Gas_Steam System Efficiency Improvements_A_Achievable Technical Potential | F1 | Industrial | Food Products | New | Space Heating | Natural Gas | Steam System Efficiency Improvements | A | Integrated Unit Energy Savings (kWh or therms) | Achievable Technical Potential | 0 | 0 | 0 | 0 | 0 | 0 | 0 | 0 | 0 | 0 | 0 | 0 | 0 | 0 | 0 | 0 | 0 | 0 | 0 | 0 | 0 | 0 | 0 | 0 | 0 | 0 | 0 | 0 | 0 | 0 | 0
F2_Industrial_Food Products_New_Space Heating_Natural Gas_Steam System Efficiency Improvements_A_Achievable Technical Potential | F2 | Industrial | Food Products | New | Space Heating | Natural Gas | Steam System Efficiency Improvements | A | Integrated Unit Summer Peak Savings (kW) | Achievable Technical Potential | 0 | 0 | 0 | 0 | 0 | 0 | 0 | 0 | 0 | 0 | 0 | 0 | 0 | 0 | 0 | 0 | 0 | 0 | 0 | 0 | 0 | 0 | 0 | 0 | 0 | 0 | 0 | 0 | 0 | 0 | 0
F3_Industrial_Food Products_New_Space Heating_Natural Gas_Steam System Efficiency Improvements_A_Achievable Technical Potential | F3 | Industrial | Food Products | New | Space Heating | Natural Gas | Steam System Efficiency Improvements | A | Integrated Unit Winter Peak Savings (kW) | Achievable Technical Potential | 0 | 0 | 0 | 0 | 0 | 0 | 0 | 0 | 0 | 0 | 0 | 0 | 0 | 0 | 0 | 0 | 0 | 0 | 0 | 0 | 0 | 0 | 0 | 0 | 0 | 0 | 0 | 0 | 0 | 0 | 0
F4_Industrial_Food Products_New_Space Heating_Natural Gas_Steam System Efficiency Improvements_A_Achievable Technical Potential | F4 | Industrial | Food Products | New | Space Heating | Natural Gas | Steam System Efficiency Improvements | A | Incremental Energy Savings (MWh or mTherms) | Achievable Technical Potential | 0 | 0 | 0 | 0 | 0 | 0 | 0 | 0 | 0 | 0 | 0 | 0 | 0 | 0 | 0 | 0 | 0 | 0 | 0 | 0 | 0 | 0 | 0 | 0 | 0 | 0 | 0 | 0 | 0 | 0 | 0
F5_Industrial_Food Products_New_Space Heating_Natural Gas_Steam System Efficiency Improvements_A_Achievable Technical Potential | F5 | Industrial | Food Products | New | Space Heating | Natural Gas | Steam System Efficiency Improvements | A | Incremental Summer Peak Savings (MW) | Achievable Technical Potential | 0 | 0 | 0 | 0 | 0 | 0 | 0 | 0 | 0 | 0 | 0 | 0 | 0 | 0 | 0 | 0 | 0 | 0 | 0 | 0 | 0 | 0 | 0 | 0 | 0 | 0 | 0 | 0 | 0 | 0 | 0
F6_Industrial_Food Products_New_Space Heating_Natural Gas_Steam System Efficiency Improvements_A_Achievable Technical Potential | F6 | Industrial | Food Products | New | Space Heating | Natural Gas | Steam System Efficiency Improvements | A | Incremental Winter Peak Savings (MW) | Achievable Technical Potential | 0 | 0 | 0 | 0 | 0 | 0 | 0 | 0 | 0 | 0 | 0 | 0 | 0 | 0 | 0 | 0 | 0 | 0 | 0 | 0 | 0 | 0 | 0 | 0 | 0 | 0 | 0 | 0 | 0 | 0 | 0
F7_Industrial_Food Products_New_Space Heating_Natural Gas_Steam System Efficiency Improvements_A_Achievable Technical Potential | F7 | Industrial | Food Products | New | Space Heating | Natural Gas | Steam System Efficiency Improvements | A | Cumulative Energy Savings (MWh or mTherms) | Achievable Technical Potential | 0 | 0 | 0 | 0 | 0 | 0 | 0 | 0 | 0 | 0 | 0 | 0 | 0 | 0 | 0 | 0 | 0 | 0 | 0 | 0 | 0 | 0 | 0 | 0 | 0 | 0 | 0 | 0 | 0 | 0 | 0
F8_Industrial_Food Products_New_Space Heating_Natural Gas_Steam System Efficiency Improvements_A_Achievable Technical Potential | F8 | Industrial | Food Products | New | Space Heating | Natural Gas | Steam System Efficiency Improvements | A | Cumulative Summer Peak Savings (MW) | Achievable Technical Potential | 0 | 0 | 0 | 0 | 0 | 0 | 0 | 0 | 0 | 0 | 0 | 0 | 0 | 0 | 0 | 0 | 0 | 0 | 0 | 0 | 0 | 0 | 0 | 0 | 0 | 0 | 0 | 0 | 0 | 0 | 0
F9_Industrial_Food Products_New_Space Heating_Natural Gas_Steam System Efficiency Improvements_A_Achievable Technical Potential | F9 | Industrial | Food Products | New | Space Heating | Natural Gas | Steam System Efficiency Improvements | A | Cumulative Winter Peak Savings (MW) | Achievable Technical Potential | 0 | 0 | 0 | 0 | 0 | 0 | 0 | 0 | 0 | 0 | 0 | 0 | 0 | 0 | 0 | 0 | 0 | 0 | 0 | 0 | 0 | 0 | 0 | 0 | 0 | 0 | 0 | 0 | 0 | 0 | 0
F10_Industrial_Food Products_New_Space Heating_Natural Gas_Steam System Efficiency Improvements_A_Achievable Technical Potential | F10 | Industrial | Food Products | New | Space Heating | Natural Gas | Steam System Efficiency Improvements | A | Purchases (Incremental) | Achievable Technical Potential | 0 | 0 | 0 | 0 | 0 | 0 | 0 | 0 | 0 | 0 | 0 | 0 | 0 | 0 | 0 | 0 | 0 | 0 | 0 | 0 | 0 | 0 | 0 | 0 | 0 | 0 | 0 | 0 | 0 | 0 | 0
F11_Industrial_Food Products_New_Space Heating_Natural Gas_Steam System Efficiency Improvements_A_Achievable Technical Potential | F11 | Industrial | Food Products | New | Space Heating | Natural Gas | Steam System Efficiency Improvements | A | Purchases (Cumulative) | Achievable Technical Potential | 0 | 0 | 0 | 0 | 0 | 0 | 0 | 0 | 0 | 0 | 0 | 0 | 0 | 0 | 0 | 0 | 0 | 0 | 0 | 0 | 0 | 0 | 0 | 0 | 0 | 0 | 0 | 0 | 0 | 0 | 0
F1_Industrial_Food Products_New_Process_Natural Gas_Steam System Efficiency Improvements_A_Achievable Technical Potential | F1 | Industrial | Food Products | New | Process | Natural Gas | Steam System Efficiency Improvements | A | Integrated Unit Energy Savings (kWh or therms) | Achievable Technical Potential | 0 | 0 | 0 | 0 | 0 | 5.0872 | 5.0843 | 5.0818 | 5.0798 | 5.0779 | 5.0764 | 5.0754 | 5.0749 | 5.0746 | 5.0746 | 5.0747 | 5.0749 | 5.0752 | 5.0756 | 5.076 | 5.0767 | 5.0773 | 5.0779 | 5.0784 | 5.0789 | 5.0794 | 5.0798 | 5.0802 | 5.0908 | 5.0908 | 5.0908
F2_Industrial_Food Products_New_Process_Natural Gas_Steam System Efficiency Improvements_A_Achievable Technical Potential | F2 | Industrial | Food Products | New | Process | Natural Gas | Steam System Efficiency Improvements | A | Integrated Unit Summer Peak Savings (kW) | Achievable Technical Potential | 0 | 0 | 0 | 0 | 0 | 0 | 0 | 0 | 0 | 0 | 0 | 0 | 0 | 0 | 0 | 0 | 0 | 0 | 0 | 0 | 0 | 0 | 0 | 0 | 0 | 0 | 0 | 0 | 0 | 0 | 0
F3_Industrial_Food Products_New_Process_Natural Gas_Steam System Efficiency Improvements_A_Achievable Technical Potential | F3 | Industrial | Food Products | New | Process | Natural Gas | Steam System Efficiency Improvements | A | Integrated Unit Winter Peak Savings (kW) | Achievable Technical Potential | 0 | 0 | 0 | 0 | 0 | 0 | 0 | 0 | 0 | 0 | 0 | 0 | 0 | 0 | 0 | 0 | 0 | 0 | 0 | 0 | 0 | 0 | 0 | 0 | 0 | 0 | 0 | 0 | 0 | 0 | 0
F4_Industrial_Food Products_New_Process_Natural Gas_Steam System Efficiency Improvements_A_Achievable Technical Potential | F4 | Industrial | Food Products | New | Process | Natural Gas | Steam System Efficiency Improvements | A | Incremental Energy Savings (MWh or mTherms) | Achievable Technical Potential | 0 | 0 | 0 | 0 | 0 | 0.00067656 | 0.0016013 | 0.0032847 | 0.0060567 | 0.010277 | 0.016271 | 0.02422 | 0.034097 | 0.045507 | 0.057535 | 0.068912 | 0.077907 | 0.082852 | 0.082436 | 0.076257 | 0.068939 | 0.077944 | 0.082895 | 0.082482 | 0.076301 | 0.068975 | 0.077982 | 0.082932 | 0.082683 | 0.07648 | 0.069131
F5_Industrial_Food Products_New_Process_Natural Gas_Steam System Efficiency Improvements_A_Achievable Technical Potential | F5 | Industrial | Food Products | New | Process | Natural Gas | Steam System Efficiency Improvements | A | Incremental Summer Peak Savings (MW) | Achievable Technical Potential | 0 | 0 | 0 | 0 | 0 | 0 | 0 | 0 | 0 | 0 | 0 | 0 | 0 | 0 | 0 | 0 | 0 | 0 | 0 | 0 | 0 | 0 | 0 | 0 | 0 | 0 | 0 | 0 | 0 | 0 | 0
F6_Industrial_Food Products_New_Process_Natural Gas_Steam System Efficiency Improvements_A_Achievable Technical Potential | F6 | Industrial | Food Products | New | Process | Natural Gas | Steam System Efficiency Improvements | A | Incremental Winter Peak Savings (MW) | Achievable Technical Potential | 0 | 0 | 0 | 0 | 0 | 0 | 0 | 0 | 0 | 0 | 0 | 0 | 0 | 0 | 0 | 0 | 0 | 0 | 0 | 0 | 0 | 0 | 0 | 0 | 0 | 0 | 0 | 0 | 0 | 0 | 0
F7_Industrial_Food Products_New_Process_Natural Gas_Steam System Efficiency Improvements_A_Achievable Technical Potential | F7 | Industrial | Food Products | New | Process | Natural Gas | Steam System Efficiency Improvements | A | Cumulative Energy Savings (MWh or mTherms) | Achievable Technical Potential | 0 | 0 | 0 | 0 | 0 | 0.00067656 | 0.0022775 | 0.005561 | 0.011616 | 0.021888 | 0.037477 | 0.060091 | 0.090902 | 0.13035 | 0.17762 | 0.23027 | 0.28397 | 0.33274 | 0.36968 | 0.38842 | 0.38847 | 0.38852 | 0.38856 | 0.3886 | 0.38864 | 0.38867 | 0.38871 | 0.38874 | 0 | 0 | 0
F8_Industrial_Food Products_New_Process_Natural Gas_Steam System Efficiency Improvements_A_Achievable Technical Potential | F8 | Industrial | Food Products | New | Process | Natural Gas | Steam System Efficiency Improvements | A | Cumulative Summer Peak Savings (MW) | Achievable Technical Potential | 0 | 0 | 0 | 0 | 0 | 0 | 0 | 0 | 0 | 0 | 0 | 0 | 0 | 0 | 0 | 0 | 0 | 0 | 0 | 0 | 0 | 0 | 0 | 0 | 0 | 0 | 0 | 0 | 0 | 0 | 0
F9_Industrial_Food Products_New_Process_Natural Gas_Steam System Efficiency Improvements_A_Achievable Technical Potential | F9 | Industrial | Food Products | New | Process | Natural Gas | Steam System Efficiency Improvements | A | Cumulative Winter Peak Savings (MW) | Achievable Technical Potential | 0 | 0 | 0 | 0 | 0 | 0 | 0 | 0 | 0 | 0 | 0 | 0 | 0 | 0 | 0 | 0 | 0 | 0 | 0 | 0 | 0 | 0 | 0 | 0 | 0 | 0 | 0 | 0 | 0 | 0 | 0
F10_Industrial_Food Products_New_Process_Natural Gas_Steam System Efficiency Improvements_A_Achievable Technical Potential | F10 | Industrial | Food Products | New | Process | Natural Gas | Steam System Efficiency Improvements | A | Purchases (Incremental) | Achievable Technical Potential | 0 | 0 | 0 | 0 | 0 | 0.13299 | 0.31495 | 0.64636 | 1.1923 | 2.0238 | 3.2052 | 4.772 | 6.7189 | 8.9675 | 11.3378 | 13.5795 | 15.3514 | 16.3247 | 16.2416 | 15.0232 | 13.5795 | 15.3514 | 16.3247 | 16.2416 | 15.0232 | 13.5795 | 15.3514 | 16.3247 | 16.2416 | 15.0232 | 13.5795
F11_Industrial_Food Products_New_Process_Natural Gas_Steam System Efficiency Improvements_A_Achievable Technical Potential | F11 | Industrial | Food Products | New | Process | Natural Gas | Steam System Efficiency Improvements | A | Purchases (Cumulative) | Achievable Technical Potential | 0 | 0 | 0 | 0 | 0 | 0.13299 | 0.44795 | 1.0943 | 2.2866 | 4.3104 | 7.3827 | 11.8397 | 17.9122 | 25.6874 | 35.0014 | 45.3756 | 55.955 | 65.5609 | 72.835 | 76.5204 | 76.5204 | 76.5204 | 76.5204 | 76.5204 | 76.5204 | 76.5204 | 76.5204 | 76.5204 | 76.5204 | 76.5204 | 76.5204
F1_Industrial_Food Products_New_Space Heating_Natural Gas_Strategic Energy Management_A_Achievable Technical Potential | F1 | Industrial | Food Products | New | Space Heating | Natural Gas | Strategic Energy Management | A | Integrated Unit Energy Savings (kWh or therms) | Achievable Technical Potential | 0 | 0 | 0 | 0 | 0 | 7.3834 | 7.2635 | 7.1644 | 7.079 | 7.0026 | 6.9333 | 6.8505 | 6.7612 | 6.6708 | 6.5818 | 6.5015 | 6.4292 | 6.3684 | 6.2869 | 6.2242 | 6.1766 | 6.1387 | 6.1178 | 6.104 | 6.0955 | 6.0907 | 6.088 | 6.0873 | 0 | 0 | 0
F2_Industrial_Food Products_New_Space Heating_Natural Gas_Strategic Energy Management_A_Achievable Technical Potential | F2 | Industrial | Food Products | New | Space Heating | Natural Gas | Strategic Energy Management | A | Integrated Unit Summer Peak Savings (kW) | Achievable Technical Potential | 0 | 0 | 0 | 0 | 0 | 0 | 0 | 0 | 0 | 0 | 0 | 0 | 0 | 0 | 0 | 0 | 0 | 0 | 0 | 0 | 0 | 0 | 0 | 0 | 0 | 0 | 0 | 0 | 0 | 0 | 0
F3_Industrial_Food Products_New_Space Heating_Natural Gas_Strategic Energy Management_A_Achievable Technical Potential | F3 | Industrial | Food Products | New | Space Heating | Natural Gas | Strategic Energy Management | A | Integrated Unit Winter Peak Savings (kW) | Achievable Technical Potential | 0 | 0 | 0 | 0 | 0 | 0 | 0 | 0 | 0 | 0 | 0 | 0 | 0 | 0 | 0 | 0 | 0 | 0 | 0 | 0 | 0 | 0 | 0 | 0 | 0 | 0 | 0 | 0 | 0 | 0 | 0
F4_Industrial_Food Products_New_Space Heating_Natural Gas_Strategic Energy Management_A_Achievable Technical Potential | F4 | Industrial | Food Products | New | Space Heating | Natural Gas | Strategic Energy Management | A | Incremental Energy Savings (MWh or mTherms) | Achievable Technical Potential | 0 | 0 | 0 | 0 | 0 | 0.001254 | 0.0014616 | 0.0016663 | 0.0018671 | 0.0020654 | 0.0022614 | 0.0024455 | 0.0026214 | 0.002791 | 0.0029524 | 0.0031134 | 0.0032717 | 0.003432 | 0.0035758 | 0.0037243 | 0.0038789 | 0.0040363 | 0.0042023 | 0.0043716 | 0.0045435 | 0.003825 | 0.0040029 | 0.0041814 | 0 | 0 | 0
F5_Industrial_Food Products_New_Space Heating_Natural Gas_Strategic Energy Management_A_Achievable Technical Potential | F5 | Industrial | Food Products | New | Space Heating | Natural Gas | Strategic Energy Management | A | Incremental Summer Peak Savings (MW) | Achievable Technical Potential | 0 | 0 | 0 | 0 | 0 | 0 | 0 | 0 | 0 | 0 | 0 | 0 | 0 | 0 | 0 | 0 | 0 | 0 | 0 | 0 | 0 | 0 | 0 | 0 | 0 | 0 | 0 | 0 | 0 | 0 | 0
F6_Industrial_Food Products_New_Space Heating_Natural Gas_Strategic Energy Management_A_Achievable Technical Potential | F6 | Industrial | Food Products | New | Space Heating | Natural Gas | Strategic Energy Management | A | Incremental Winter Peak Savings (MW) | Achievable Technical Potential | 0 | 0 | 0 | 0 | 0 | 0 | 0 | 0 | 0 | 0 | 0 | 0 | 0 | 0 | 0 | 0 | 0 | 0 | 0 | 0 | 0 | 0 | 0 | 0 | 0 | 0 | 0 | 0 | 0 | 0 | 0
F7_Industrial_Food Products_New_Space Heating_Natural Gas_Strategic Energy Management_A_Achievable Technical Potential | F7 | Industrial | Food Products | New | Space Heating | Natural Gas | Strategic Energy Management | A | Cumulative Energy Savings (MWh or mTherms) | Achievable Technical Potential | 0 | 0 | 0 | 0 | 0 | 0.001254 | 0.0026953 | 0.0043248 | 0.0061404 | 0.0081394 | 0.0091427 | 0.0101 | 0.011018 | 0.011902 | 0.012754 | 0.013592 | 0.014417 | 0.015244 | 0.015994 | 0.016767 | 0.01756 | 0.018364 | 0.019207 | 0.020064 | 0.020932 | 0.020916 | 0.020906 | 0.020904 | 0 | 0 | 0
F8_Industrial_Food Products_New_Space Heating_Natural Gas_Strategic Energy Management_A_Achievable Technical Potential | F8 | Industrial | Food Products | New | Space Heating | Natural Gas | Strategic Energy Management | A | Cumulative Summer Peak Savings (MW) | Achievable Technical Potential | 0 | 0 | 0 | 0 | 0 | 0 | 0 | 0 | 0 | 0 | 0 | 0 | 0 | 0 | 0 | 0 | 0 | 0 | 0 | 0 | 0 | 0 | 0 | 0 | 0 | 0 | 0 | 0 | 0 | 0 | 0
F9_Industrial_Food Products_New_Space Heating_Natural Gas_Strategic Energy Management_A_Achievable Technical Potential | F9 | Industrial | Food Products | New | Space Heating | Natural Gas | Strategic Energy Management | A | Cumulative Winter Peak Savings (MW) | Achievable Technical Potential | 0 | 0 | 0 | 0 | 0 | 0 | 0 | 0 | 0 | 0 | 0 | 0 | 0 | 0 | 0 | 0 | 0 | 0 | 0 | 0 | 0 | 0 | 0 | 0 | 0 | 0 | 0 | 0 | 0 | 0 | 0
F10_Industrial_Food Products_New_Space Heating_Natural Gas_Strategic Energy Management_A_Achievable Technical Potential | F10 | Industrial | Food Products | New | Space Heating | Natural Gas | Strategic Energy Management | A | Purchases (Incremental) | Achievable Technical Potential | 0 | 0 | 0 | 0 | 0 | 0.16985 | 0.20122 | 0.23258 | 0.26375 | 0.29494 | 0.32616 | 0.35698 | 0.38771 | 0.41839 | 0.44857 | 0.47887 | 0.50889 | 0.5389 | 0.56877 | 0.59836 | 0.628 | 0.65751 | 0.68691 | 0.71619 | 0.74538 | 0.628 | 0.65751 | 0.68691 | 0.71619 | 0.74538 | 0.628
F11_Industrial_Food Products_New_Space Heating_Natural Gas_Strategic Energy Management_A_Achievable Technical Potential | F11 | Industrial | Food Products | New | Space Heating | Natural Gas | Strategic Energy Management | A | Purchases (Cumulative) | Achievable Technical Potential | 0 | 0 | 0 | 0 | 0 | 0.16985 | 0.37107 | 0.60365 | 0.8674 | 1.1623 | 1.3187 | 1.4744 | 1.6295 | 1.7842 | 1.9378 | 2.0905 | 2.2424 | 2.3936 | 2.544 | 2.6938 | 2.8429 | 2.9915 | 3.1395 | 3.287 | 3.434 | 3.434 | 3.434 | 3.434 | 3.434 | 3.434 | 3.434
F1_Industrial_Food Products_New_Process_Natural Gas_Strategic Energy Management_A_Achievable Technical Potential | F1 | Industrial | Food Products | New | Process | Natural Gas | Strategic Energy Management | A | Integrated Unit Energy Savings (kWh or therms) | Achievable Technical Potential | 0 | 0 | 0 | 0 | 0 | 30.186 | 30.1687 | 30.1539 | 30.1419 | 30.1303 | 30.121 | 30.1148 | 30.111 | 30.1088 | 30.1078 | 30.1078 | 30.1085 | 30.1097 | 30.1116 | 30.1138 | 30.1183 | 30.1223 | 30.1259 | 30.1293 | 30.1324 | 30.1352 | 30.1378 | 30.1402 | 0 | 0 | 0
F2_Industrial_Food Products_New_Process_Natural Gas_Strategic Energy Management_A_Achievable Technical Potential | F2 | Industrial | Food Products | New | Process | Natural Gas | Strategic Energy Management | A | Integrated Unit Summer Peak Savings (kW) | Achievable Technical Potential | 0 | 0 | 0 | 0 | 0 | 0 | 0 | 0 | 0 | 0 | 0 | 0 | 0 | 0 | 0 | 0 | 0 | 0 | 0 | 0 | 0 | 0 | 0 | 0 | 0 | 0 | 0 | 0 | 0 | 0 | 0
F3_Industrial_Food Products_New_Process_Natural Gas_Strategic Energy Management_A_Achievable Technical Potential | F3 | Industrial | Food Products | New | Process | Natural Gas | Strategic Energy Management | A | Integrated Unit Winter Peak Savings (kW) | Achievable Technical Potential | 0 | 0 | 0 | 0 | 0 | 0 | 0 | 0 | 0 | 0 | 0 | 0 | 0 | 0 | 0 | 0 | 0 | 0 | 0 | 0 | 0 | 0 | 0 | 0 | 0 | 0 | 0 | 0 | 0 | 0 | 0
F4_Industrial_Food Products_New_Process_Natural Gas_Strategic Energy Management_A_Achievable Technical Potential | F4 | Industrial | Food Products | New | Process | Natural Gas | Strategic Energy Management | A | Incremental Energy Savings (MWh or mTherms) | Achievable Technical Potential | 0 | 0 | 0 | 0 | 0 | 0.46965 | 0.55608 | 0.64243 | 0.72824 | 0.81405 | 0.89992 | 0.98476 | 1.0694 | 1.1539 | 1.2371 | 1.3207 | 1.4035 | 1.4864 | 1.5688 | 1.6506 | 1.7326 | 1.8142 | 1.8956 | 1.9766 | 2.0574 | 1.7336 | 1.8152 | 1.8965 | 0 | 0 | 0
F5_Industrial_Food Products_New_Process_Natural Gas_Strategic Energy Management_A_Achievable Technical Potential | F5 | Industrial | Food Products | New | Process | Natural Gas | Strategic Energy Management | A | Incremental Summer Peak Savings (MW) | Achievable Technical Potential | 0 | 0 | 0 | 0 | 0 | 0 | 0 | 0 | 0 | 0 | 0 | 0 | 0 | 0 | 0 | 0 | 0 | 0 | 0 | 0 | 0 | 0 | 0 | 0 | 0 | 0 | 0 | 0 | 0 | 0 | 0
F6_Industrial_Food Products_New_Process_Natural Gas_Strategic Energy Management_A_Achievable Technical Potential | F6 | Industrial | Food Products | New | Process | Natural Gas | Strategic Energy Management | A | Incremental Winter Peak Savings (MW) | Achievable Technical Potential | 0 | 0 | 0 | 0 | 0 | 0 | 0 | 0 | 0 | 0 | 0 | 0 | 0 | 0 | 0 | 0 | 0 | 0 | 0 | 0 | 0 | 0 | 0 | 0 | 0 | 0 | 0 | 0 | 0 | 0 | 0
F7_Industrial_Food Products_New_Process_Natural Gas_Strategic Energy Management_A_Achievable Technical Potential | F7 | Industrial | Food Products | New | Process | Natural Gas | Strategic Energy Management | A | Cumulative Energy Savings (MWh or mTherms) | Achievable Technical Potential | 0 | 0 | 0 | 0 | 0 | 0.46965 | 1.0255 | 1.6674 | 2.395 | 3.2081 | 3.6384 | 4.0673 | 4.4947 | 4.9209 | 5.3444 | 5.7656 | 6.1847 | 6.6019 | 7.0171 | 7.4308 | 7.8433 | 8.2545 | 8.6639 | 9.0718 | 9.4785 | 9.4794 | 9.4802 | 9.481 | 0 | 0 | 0
F8_Industrial_Food Products_New_Process_Natural Gas_Strategic Energy Management_A_Achievable Technical Potential | F8 | Industrial | Food Products | New | Process | Natural Gas | Strategic Energy Management | A | Cumulative Summer Peak Savings (MW) | Achievable Technical Potential | 0 | 0 | 0 | 0 | 0 | 0 | 0 | 0 | 0 | 0 | 0 | 0 | 0 | 0 | 0 | 0 | 0 | 0 | 0 | 0 | 0 | 0 | 0 | 0 | 0 | 0 | 0 | 0 | 0 | 0 | 0
F9_Industrial_Food Products_New_Process_Natural Gas_Strategic Energy Management_A_Achievable Technical Potential | F9 | Industrial | Food Products | New | Process | Natural Gas | Strategic Energy Management | A | Cumulative Winter Peak Savings (MW) | Achievable Technical Potential | 0 | 0 | 0 | 0 | 0 | 0 | 0 | 0 | 0 | 0 | 0 | 0 | 0 | 0 | 0 | 0 | 0 | 0 | 0 | 0 | 0 | 0 | 0 | 0 | 0 | 0 | 0 | 0 | 0 | 0 | 0
F10_Industrial_Food Products_New_Process_Natural Gas_Strategic Energy Management_A_Achievable Technical Potential | F10 | Industrial | Food Products | New | Process | Natural Gas | Strategic Energy Management | A | Purchases (Incremental) | Achievable Technical Potential | 0 | 0 | 0 | 0 | 0 | 15.5584 | 18.4325 | 21.3049 | 24.1605 | 27.0176 | 29.877 | 32.7002 | 35.5156 | 38.3253 | 41.0904 | 43.866 | 46.6152 | 49.3647 | 52.1004 | 54.8117 | 57.5262 | 60.2295 | 62.9223 | 65.6052 | 68.279 | 57.5262 | 60.2295 | 62.9223 | 65.6052 | 68.279 | 57.5262
F11_Industrial_Food Products_New_Process_Natural Gas_Strategic Energy Management_A_Achievable Technical Potential | F11 | Industrial | Food Products | New | Process | Natural Gas | Strategic Energy Management | A | Purchases (Cumulative) | Achievable Technical Potential | 0 | 0 | 0 | 0 | 0 | 15.5584 | 33.9909 | 55.2958 | 79.4563 | 106.4739 | 120.7925 | 135.0602 | 149.2708 | 163.4356 | 177.5084 | 191.4974 | 205.4124 | 219.2616 | 233.0367 | 246.7581 | 260.4182 | 274.0325 | 287.5901 | 301.0949 | 314.5622 | 314.5622 | 314.5622 | 314.5622 | 314.5622 | 314.5622 | 314.5622
F1_Industrial_Food Products_New_Miscellaneous_Natural Gas_Strategic Energy Management_A_Achievable Technical Potential | F1 | Industrial | Food Products | New | Miscellaneous | Natural Gas | Strategic Energy Management | A | Integrated Unit Energy Savings (kWh or therms) | Achievable Technical Potential | 0 | 0 | 0 | 0 | 0 | 2.7925 | 2.7925 | 2.7925 | 2.7925 | 2.7925 | 2.7925 | 2.7925 | 2.7925 | 2.7925 | 2.7925 | 2.7925 | 2.7925 | 2.7925 | 2.7925 | 2.7925 | 2.7925 | 2.7925 | 2.7925 | 2.7925 | 2.7925 | 2.7925 | 2.7925 | 2.7925 | 0 | 0 | 0
F2_Industrial_Food Products_New_Miscellaneous_Natural Gas_Strategic Energy Management_A_Achievable Technical Potential | F2 | Industrial | Food Products | New | Miscellaneous | Natural Gas | Strategic Energy Management | A | Integrated Unit Summer Peak Savings (kW) | Achievable Technical Potential | 0 | 0 | 0 | 0 | 0 | 0 | 0 | 0 | 0 | 0 | 0 | 0 | 0 | 0 | 0 | 0 | 0 | 0 | 0 | 0 | 0 | 0 | 0 | 0 | 0 | 0 | 0 | 0 | 0 | 0 | 0
F3_Industrial_Food Products_New_Miscellaneous_Natural Gas_Strategic Energy Management_A_Achievable Technical Potential | F3 | Industrial | Food Products | New | Miscellaneous | Natural Gas | Strategic Energy Management | A | Integrated Unit Winter Peak Savings (kW) | Achievable Technical Potential | 0 | 0 | 0 | 0 | 0 | 0 | 0 | 0 | 0 | 0 | 0 | 0 | 0 | 0 | 0 | 0 | 0 | 0 | 0 | 0 | 0 | 0 | 0 | 0 | 0 | 0 | 0 | 0 | 0 | 0 | 0
F4_Industrial_Food Products_New_Miscellaneous_Natural Gas_Strategic Energy Management_A_Achievable Technical Potential | F4 | Industrial | Food Products | New | Miscellaneous | Natural Gas | Strategic Energy Management | A | Incremental Energy Savings (MWh or mTherms) | Achievable Technical Potential | 0 | 0 | 0 | 0 | 0 | 0.010862 | 0.012868 | 0.014873 | 0.016867 | 0.018862 | 0.020858 | 0.022829 | 0.024794 | 0.026756 | 0.028686 | 0.030624 | 0.032543 | 0.034463 | 0.036372 | 0.038265 | 0.04016 | 0.042048 | 0.043927 | 0.0458 | 0.047667 | 0.04016 | 0.042048 | 0.043927 | 0 | 0 | 0
F5_Industrial_Food Products_New_Miscellaneous_Natural Gas_Strategic Energy Management_A_Achievable Technical Potential | F5 | Industrial | Food Products | New | Miscellaneous | Natural Gas | Strategic Energy Management | A | Incremental Summer Peak Savings (MW) | Achievable Technical Potential | 0 | 0 | 0 | 0 | 0 | 0 | 0 | 0 | 0 | 0 | 0 | 0 | 0 | 0 | 0 | 0 | 0 | 0 | 0 | 0 | 0 | 0 | 0 | 0 | 0 | 0 | 0 | 0 | 0 | 0 | 0
F6_Industrial_Food Products_New_Miscellaneous_Natural Gas_Strategic Energy Management_A_Achievable Technical Potential | F6 | Industrial | Food Products | New | Miscellaneous | Natural Gas | Strategic Energy Management | A | Incremental Winter Peak Savings (MW) | Achievable Technical Potential | 0 | 0 | 0 | 0 | 0 | 0 | 0 | 0 | 0 | 0 | 0 | 0 | 0 | 0 | 0 | 0 | 0 | 0 | 0 | 0 | 0 | 0 | 0 | 0 | 0 | 0 | 0 | 0 | 0 | 0 | 0
F7_Industrial_Food Products_New_Miscellaneous_Natural Gas_Strategic Energy Management_A_Achievable Technical Potential | F7 | Industrial | Food Products | New | Miscellaneous | Natural Gas | Strategic Energy Management | A | Cumulative Energy Savings (MWh or mTherms) | Achievable Technical Potential | 0 | 0 | 0 | 0 | 0 | 0.010862 | 0.02373 | 0.038603 | 0.05547 | 0.074332 | 0.084328 | 0.094288 | 0.10421 | 0.1141 | 0.12392 | 0.13369 | 0.1434 | 0.15307 | 0.16269 | 0.17227 | 0.1818 | 0.19131 | 0.20077 | 0.2102 | 0.2196 | 0.2196 | 0.2196 | 0.2196 | 0 | 0 | 0
F8_Industrial_Food Products_New_Miscellaneous_Natural Gas_Strategic Energy Management_A_Achievable Technical Potential | F8 | Industrial | Food Products | New | Miscellaneous | Natural Gas | Strategic Energy Management | A | Cumulative Summer Peak Savings (MW) | Achievable Technical Potential | 0 | 0 | 0 | 0 | 0 | 0 | 0 | 0 | 0 | 0 | 0 | 0 | 0 | 0 | 0 | 0 | 0 | 0 | 0 | 0 | 0 | 0 | 0 | 0 | 0 | 0 | 0 | 0 | 0 | 0 | 0
F9_Industrial_Food Products_New_Miscellaneous_Natural Gas_Strategic Energy Management_A_Achievable Technical Potential | F9 | Industrial | Food Products | New | Miscellaneous | Natural Gas | Strategic Energy Management | A | Cumulative Winter Peak Savings (MW) | Achievable Technical Potential | 0 | 0 | 0 | 0 | 0 | 0 | 0 | 0 | 0 | 0 | 0 | 0 | 0 | 0 | 0 | 0 | 0 | 0 | 0 | 0 | 0 | 0 | 0 | 0 | 0 | 0 | 0 | 0 | 0 | 0 | 0
F10_Industrial_Food Products_New_Miscellaneous_Natural Gas_Strategic Energy Management_A_Achievable Technical Potential | F10 | Industrial | Food Products | New | Miscellaneous | Natural Gas | Strategic Energy Management | A | Purchases (Incremental) | Achievable Technical Potential | 0 | 0 | 0 | 0 | 0 | 3.8896 | 4.6081 | 5.3262 | 6.0401 | 6.7544 | 7.4693 | 8.175 | 8.8789 | 9.5813 | 10.2726 | 10.9665 | 11.6538 | 12.3412 | 13.0251 | 13.7029 | 14.3816 | 15.0574 | 15.7306 | 16.4013 | 17.0698 | 14.3816 | 15.0574 | 15.7306 | 16.4013 | 17.0698 | 14.3816
F11_Industrial_Food Products_New_Miscellaneous_Natural Gas_Strategic Energy Management_A_Achievable Technical Potential | F11 | Industrial | Food Products | New | Miscellaneous | Natural Gas | Strategic Energy Management | A | Purchases (Cumulative) | Achievable Technical Potential | 0 | 0 | 0 | 0 | 0 | 3.8896 | 8.4977 | 13.824 | 19.8641 | 26.6185 | 30.1981 | 33.765 | 37.3177 | 40.8589 | 44.3771 | 47.8743 | 51.3531 | 54.8154 | 58.2592 | 61.6895 | 65.1046 | 68.5081 | 71.8975 | 75.2737 | 78.6406 | 78.6406 | 78.6406 | 78.6406 | 78.6406 | 78.6406 | 78.6406
F1_Industrial_Food Products_New_Space Heating_Natural Gas_Commissioning_A_Achievable Technical Potential | F1 | Industrial | Food Products | New | Space Heating | Natural Gas | Commissioning | A | Integrated Unit Energy Savings (kWh or therms) | Achievable Technical Potential | 0 | 0 | 0 | 0 | 0 | 10.0173 | 9.8546 | 9.7201 | 9.6044 | 9.5007 | 9.4067 | 9.2943 | 9.1731 | 9.0505 | 8.9298 | 8.8209 | 8.7227 | 8.6403 | 8.5296 | 8.4445 | 8.38 | 8.3286 | 8.3002 | 8.2815 | 8.27 | 8.2635 | 8.2597 | 8.2588 | 0 | 0 | 0
F2_Industrial_Food Products_New_Space Heating_Natural Gas_Commissioning_A_Achievable Technical Potential | F2 | Industrial | Food Products | New | Space Heating | Natural Gas | Commissioning | A | Integrated Unit Summer Peak Savings (kW) | Achievable Technical Potential | 0 | 0 | 0 | 0 | 0 | 0 | 0 | 0 | 0 | 0 | 0 | 0 | 0 | 0 | 0 | 0 | 0 | 0 | 0 | 0 | 0 | 0 | 0 | 0 | 0 | 0 | 0 | 0 | 0 | 0 | 0
F3_Industrial_Food Products_New_Space Heating_Natural Gas_Commissioning_A_Achievable Technical Potential | F3 | Industrial | Food Products | New | Space Heating | Natural Gas | Commissioning | A | Integrated Unit Winter Peak Savings (kW) | Achievable Technical Potential | 0 | 0 | 0 | 0 | 0 | 0 | 0 | 0 | 0 | 0 | 0 | 0 | 0 | 0 | 0 | 0 | 0 | 0 | 0 | 0 | 0 | 0 | 0 | 0 | 0 | 0 | 0 | 0 | 0 | 0 | 0
F4_Industrial_Food Products_New_Space Heating_Natural Gas_Commissioning_A_Achievable Technical Potential | F4 | Industrial | Food Products | New | Space Heating | Natural Gas | Commissioning | A | Incremental Energy Savings (MWh or mTherms) | Achievable Technical Potential | 0 | 0 | 0 | 0 | 0 | 0 | 0 | 0 | 0 | 0 | 0 | 0 | 0 | 0 | 0 | 0 | 0 | 0 | 0 | 0 | 0 | 0 | 0 | 0 | 0 | 0 | 0 | 0 | 0 | 0 | 0
F5_Industrial_Food Products_New_Space Heating_Natural Gas_Commissioning_A_Achievable Technical Potential | F5 | Industrial | Food Products | New | Space Heating | Natural Gas | Commissioning | A | Incremental Summer Peak Savings (MW) | Achievable Technical Potential | 0 | 0 | 0 | 0 | 0 | 0 | 0 | 0 | 0 | 0 | 0 | 0 | 0 | 0 | 0 | 0 | 0 | 0 | 0 | 0 | 0 | 0 | 0 | 0 | 0 | 0 | 0 | 0 | 0 | 0 | 0
F6_Industrial_Food Products_New_Space Heating_Natural Gas_Commissioning_A_Achievable Technical Potential | F6 | Industrial | Food Products | New | Space Heating | Natural Gas | Commissioning | A | Incremental Winter Peak Savings (MW) | Achievable Technical Potential | 0 | 0 | 0 | 0 | 0 | 0 | 0 | 0 | 0 | 0 | 0 | 0 | 0 | 0 | 0 | 0 | 0 | 0 | 0 | 0 | 0 | 0 | 0 | 0 | 0 | 0 | 0 | 0 | 0 | 0 | 0
F7_Industrial_Food Products_New_Space Heating_Natural Gas_Commissioning_A_Achievable Technical Potential | F7 | Industrial | Food Products | New | Space Heating | Natural Gas | Commissioning | A | Cumulative Energy Savings (MWh or mTherms) | Achievable Technical Potential | 0 | 0 | 0 | 0 | 0 | 0 | 0 | 0 | 0 | 0 | 0 | 0 | 0 | 0 | 0 | 0 | 0 | 0 | 0 | 0 | 0 | 0 | 0 | 0 | 0 | 0 | 0 | 0 | 0 | 0 | 0
F8_Industrial_Food Products_New_Space Heating_Natural Gas_Commissioning_A_Achievable Technical Potential | F8 | Industrial | Food Products | New | Space Heating | Natural Gas | Commissioning | A | Cumulative Summer Peak Savings (MW) | Achievable Technical Potential | 0 | 0 | 0 | 0 | 0 | 0 | 0 | 0 | 0 | 0 | 0 | 0 | 0 | 0 | 0 | 0 | 0 | 0 | 0 | 0 | 0 | 0 | 0 | 0 | 0 | 0 | 0 | 0 | 0 | 0 | 0
F9_Industrial_Food Products_New_Space Heating_Natural Gas_Commissioning_A_Achievable Technical Potential | F9 | Industrial | Food Products | New | Space Heating | Natural Gas | Commissioning | A | Cumulative Winter Peak Savings (MW) | Achievable Technical Potential | 0 | 0 | 0 | 0 | 0 | 0 | 0 | 0 | 0 | 0 | 0 | 0 | 0 | 0 | 0 | 0 | 0 | 0 | 0 | 0 | 0 | 0 | 0 | 0 | 0 | 0 | 0 | 0 | 0 | 0 | 0
F10_Industrial_Food Products_New_Space Heating_Natural Gas_Commissioning_A_Achievable Technical Potential | F10 | Industrial | Food Products | New | Space Heating | Natural Gas | Commissioning | A | Purchases (Incremental) | Achievable Technical Potential | 0 | 0 | 0 | 0 | 0 | 0 | 0 | 0 | 0 | 0 | 0 | 0 | 0 | 0 | 0 | 0 | 0 | 0 | 0 | 0 | 0 | 0 | 0 | 0 | 0 | 0 | 0 | 0 | 0 | 0 | 0
F11_Industrial_Food Products_New_Space Heating_Natural Gas_Commissioning_A_Achievable Technical Potential | F11 | Industrial | Food Products | New | Space Heating | Natural Gas | Commissioning | A | Purchases (Cumulative) | Achievable Technical Potential | 0 | 0 | 0 | 0 | 0 | 0 | 0 | 0 | 0 | 0 | 0 | 0 | 0 | 0 | 0 | 0 | 0 | 0 | 0 | 0 | 0 | 0 | 0 | 0 | 0 | 0 | 0 | 0 | 0 | 0 | 0
F1_Industrial_Food Products_New_Process_Natural Gas_Commissioning_A_Achievable Technical Potential | F1 | Industrial | Food Products | New | Process | Natural Gas | Commissioning | A | Integrated Unit Energy Savings (kWh or therms) | Achievable Technical Potential | 0 | 0 | 0 | 0 | 0 | 168.6012 | 168.6012 | 168.6012 | 168.6012 | 168.6012 | 168.6012 | 168.6012 | 168.6012 | 168.6012 | 168.6012 | 168.6012 | 168.6012 | 168.6012 | 168.6012 | 168.6012 | 168.6012 | 168.6012 | 168.6012 | 168.6012 | 168.6012 | 168.6012 | 168.6012 | 168.6012 | 0 | 0 | 0
F2_Industrial_Food Products_New_Process_Natural Gas_Commissioning_A_Achievable Technical Potential | F2 | Industrial | Food Products | New | Process | Natural Gas | Commissioning | A | Integrated Unit Summer Peak Savings (kW) | Achievable Technical Potential | 0 | 0 | 0 | 0 | 0 | 0 | 0 | 0 | 0 | 0 | 0 | 0 | 0 | 0 | 0 | 0 | 0 | 0 | 0 | 0 | 0 | 0 | 0 | 0 | 0 | 0 | 0 | 0 | 0 | 0 | 0
F3_Industrial_Food Products_New_Process_Natural Gas_Commissioning_A_Achievable Technical Potential | F3 | Industrial | Food Products | New | Process | Natural Gas | Commissioning | A | Integrated Unit Winter Peak Savings (kW) | Achievable Technical Potential | 0 | 0 | 0 | 0 | 0 | 0 | 0 | 0 | 0 | 0 | 0 | 0 | 0 | 0 | 0 | 0 | 0 | 0 | 0 | 0 | 0 | 0 | 0 | 0 | 0 | 0 | 0 | 0 | 0 | 0 | 0
F4_Industrial_Food Products_New_Process_Natural Gas_Commissioning_A_Achievable Technical Potential | F4 | Industrial | Food Products | New | Process | Natural Gas | Commissioning | A | Incremental Energy Savings (MWh or mTherms) | Achievable Technical Potential | 0 | 0 | 0 | 0 | 0 | 0 | 0 | 0 | 0 | 0 | 0 | 0 | 0 | 0 | 0 | 0 | 0 | 0 | 0 | 0 | 0 | 0 | 0 | 0 | 0 | 0 | 0 | 0 | 0 | 0 | 0
F5_Industrial_Food Products_New_Process_Natural Gas_Commissioning_A_Achievable Technical Potential | F5 | Industrial | Food Products | New | Process | Natural Gas | Commissioning | A | Incremental Summer Peak Savings (MW) | Achievable Technical Potential | 0 | 0 | 0 | 0 | 0 | 0 | 0 | 0 | 0 | 0 | 0 | 0 | 0 | 0 | 0 | 0 | 0 | 0 | 0 | 0 | 0 | 0 | 0 | 0 | 0 | 0 | 0 | 0 | 0 | 0 | 0
F6_Industrial_Food Products_New_Process_Natural Gas_Commissioning_A_Achievable Technical Potential | F6 | Industrial | Food Products | New | Process | Natural Gas | Commissioning | A | Incremental Winter Peak Savings (MW) | Achievable Technical Potential | 0 | 0 | 0 | 0 | 0 | 0 | 0 | 0 | 0 | 0 | 0 | 0 | 0 | 0 | 0 | 0 | 0 | 0 | 0 | 0 | 0 | 0 | 0 | 0 | 0 | 0 | 0 | 0 | 0 | 0 | 0
F7_Industrial_Food Products_New_Process_Natural Gas_Commissioning_A_Achievable Technical Potential | F7 | Industrial | Food Products | New | Process | Natural Gas | Commissioning | A | Cumulative Energy Savings (MWh or mTherms) | Achievable Technical Potential | 0 | 0 | 0 | 0 | 0 | 0 | 0 | 0 | 0 | 0 | 0 | 0 | 0 | 0 | 0 | 0 | 0 | 0 | 0 | 0 | 0 | 0 | 0 | 0 | 0 | 0 | 0 | 0 | 0 | 0 | 0
F8_Industrial_Food Products_New_Process_Natural Gas_Commissioning_A_Achievable Technical Potential | F8 | Industrial | Food Products | New | Process | Natural Gas | Commissioning | A | Cumulative Summer Peak Savings (MW) | Achievable Technical Potential | 0 | 0 | 0 | 0 | 0 | 0 | 0 | 0 | 0 | 0 | 0 | 0 | 0 | 0 | 0 | 0 | 0 | 0 | 0 | 0 | 0 | 0 | 0 | 0 | 0 | 0 | 0 | 0 | 0 | 0 | 0
F9_Industrial_Food Products_New_Process_Natural Gas_Commissioning_A_Achievable Technical Potential | F9 | Industrial | Food Products | New | Process | Natural Gas | Commissioning | A | Cumulative Winter Peak Savings (MW) | Achievable Technical Potential | 0 | 0 | 0 | 0 | 0 | 0 | 0 | 0 | 0 | 0 | 0 | 0 | 0 | 0 | 0 | 0 | 0 | 0 | 0 | 0 | 0 | 0 | 0 | 0 | 0 | 0 | 0 | 0 | 0 | 0 | 0
F10_Industrial_Food Products_New_Process_Natural Gas_Commissioning_A_Achievable Technical Potential | F10 | Industrial | Food Products | New | Process | Natural Gas | Commissioning | A | Purchases (Incremental) | Achievable Technical Potential | 0 | 0 | 0 | 0 | 0 | 0 | 0 | 0 | 0 | 0 | 0 | 0 | 0 | 0 | 0 | 0 | 0 | 0 | 0 | 0 | 0 | 0 | 0 | 0 | 0 | 0 | 0 | 0 | 0 | 0 | 0
F11_Industrial_Food Products_New_Process_Natural Gas_Commissioning_A_Achievable Technical Potential | F11 | Industrial | Food Products | New | Process | Natural Gas | Commissioning | A | Purchases (Cumulative) | Achievable Technical Potential | 0 | 0 | 0 | 0 | 0 | 0 | 0 | 0 | 0 | 0 | 0 | 0 | 0 | 0 | 0 | 0 | 0 | 0 | 0 | 0 | 0 | 0 | 0 | 0 | 0 | 0 | 0 | 0 | 0 | 0 | 0
F1_Industrial_Food Products_New_Space Heating_Natural Gas_Retrocommissioning_A_Achievable Technical Potential | F1 | Industrial | Food Products | New | Space Heating | Natural Gas | Retrocommissioning | A | Integrated Unit Energy Savings (kWh or therms) | Achievable Technical Potential | 0 | 0 | 0 | 0 | 0 | 0 | 0 | 0 | 0 | 0 | 0 | 0 | 0 | 0 | 0 | 0 | 0 | 0 | 0 | 0 | 0 | 0 | 0 | 0 | 0 | 0 | 0 | 0 | 0 | 0 | 0
F2_Industrial_Food Products_New_Space Heating_Natural Gas_Retrocommissioning_A_Achievable Technical Potential | F2 | Industrial | Food Products | New | Space Heating | Natural Gas | Retrocommissioning | A | Integrated Unit Summer Peak Savings (kW) | Achievable Technical Potential | 0 | 0 | 0 | 0 | 0 | 0 | 0 | 0 | 0 | 0 | 0 | 0 | 0 | 0 | 0 | 0 | 0 | 0 | 0 | 0 | 0 | 0 | 0 | 0 | 0 | 0 | 0 | 0 | 0 | 0 | 0
F3_Industrial_Food Products_New_Space Heating_Natural Gas_Retrocommissioning_A_Achievable Technical Potential | F3 | Industrial | Food Products | New | Space Heating | Natural Gas | Retrocommissioning | A | Integrated Unit Winter Peak Savings (kW) | Achievable Technical Potential | 0 | 0 | 0 | 0 | 0 | 0 | 0 | 0 | 0 | 0 | 0 | 0 | 0 | 0 | 0 | 0 | 0 | 0 | 0 | 0 | 0 | 0 | 0 | 0 | 0 | 0 | 0 | 0 | 0 | 0 | 0
F4_Industrial_Food Products_New_Space Heating_Natural Gas_Retrocommissioning_A_Achievable Technical Potential | F4 | Industrial | Food Products | New | Space Heating | Natural Gas | Retrocommissioning | A | Incremental Energy Savings (MWh or mTherms) | Achievable Technical Potential | 0 | 0 | 0 | 0 | 0 | 0 | 0 | 0 | 0 | 0 | 0 | 0 | 0 | 0 | 0 | 0 | 0 | 0 | 0 | 0 | 0 | 0 | 0 | 0 | 0 | 0 | 0 | 0 | 0 | 0 | 0
F5_Industrial_Food Products_New_Space Heating_Natural Gas_Retrocommissioning_A_Achievable Technical Potential | F5 | Industrial | Food Products | New | Space Heating | Natural Gas | Retrocommissioning | A | Incremental Summer Peak Savings (MW) | Achievable Technical Potential | 0 | 0 | 0 | 0 | 0 | 0 | 0 | 0 | 0 | 0 | 0 | 0 | 0 | 0 | 0 | 0 | 0 | 0 | 0 | 0 | 0 | 0 | 0 | 0 | 0 | 0 | 0 | 0 | 0 | 0 | 0
F6_Industrial_Food Products_New_Space Heating_Natural Gas_Retrocommissioning_A_Achievable Technical Potential | F6 | Industrial | Food Products | New | Space Heating | Natural Gas | Retrocommissioning | A | Incremental Winter Peak Savings (MW) | Achievable Technical Potential | 0 | 0 | 0 | 0 | 0 | 0 | 0 | 0 | 0 | 0 | 0 | 0 | 0 | 0 | 0 | 0 | 0 | 0 | 0 | 0 | 0 | 0 | 0 | 0 | 0 | 0 | 0 | 0 | 0 | 0 | 0
F7_Industrial_Food Products_New_Space Heating_Natural Gas_Retrocommissioning_A_Achievable Technical Potential | F7 | Industrial | Food Products | New | Space Heating | Natural Gas | Retrocommissioning | A | Cumulative Energy Savings (MWh or mTherms) | Achievable Technical Potential | 0 | 0 | 0 | 0 | 0 | 0 | 0 | 0 | 0 | 0 | 0 | 0 | 0 | 0 | 0 | 0 | 0 | 0 | 0 | 0 | 0 | 0 | 0 | 0 | 0 | 0 | 0 | 0 | 0 | 0 | 0
F8_Industrial_Food Products_New_Space Heating_Natural Gas_Retrocommissioning_A_Achievable Technical Potential | F8 | Industrial | Food Products | New | Space Heating | Natural Gas | Retrocommissioning | A | Cumulative Summer Peak Savings (MW) | Achievable Technical Potential | 0 | 0 | 0 | 0 | 0 | 0 | 0 | 0 | 0 | 0 | 0 | 0 | 0 | 0 | 0 | 0 | 0 | 0 | 0 | 0 | 0 | 0 | 0 | 0 | 0 | 0 | 0 | 0 | 0 | 0 | 0
F9_Industrial_Food Products_New_Space Heating_Natural Gas_Retrocommissioning_A_Achievable Technical Potential | F9 | Industrial | Food Products | New | Space Heating | Natural Gas | Retrocommissioning | A | Cumulative Winter Peak Savings (MW) | Achievable Technical Potential | 0 | 0 | 0 | 0 | 0 | 0 | 0 | 0 | 0 | 0 | 0 | 0 | 0 | 0 | 0 | 0 | 0 | 0 | 0 | 0 | 0 | 0 | 0 | 0 | 0 | 0 | 0 | 0 | 0 | 0 | 0
F10_Industrial_Food Products_New_Space Heating_Natural Gas_Retrocommissioning_A_Achievable Technical Potential | F10 | Industrial | Food Products | New | Space Heating | Natural Gas | Retrocommissioning | A | Purchases (Incremental) | Achievable Technical Potential | 0 | 0 | 0 | 0 | 0 | 0 | 0 | 0 | 0 | 0 | 0 | 0 | 0 | 0 | 0 | 0 | 0 | 0 | 0 | 0 | 0 | 0 | 0 | 0 | 0 | 0 | 0 | 0 | 0 | 0 | 0
F11_Industrial_Food Products_New_Space Heating_Natural Gas_Retrocommissioning_A_Achievable Technical Potential | F11 | Industrial | Food Products | New | Space Heating | Natural Gas | Retrocommissioning | A | Purchases (Cumulative) | Achievable Technical Potential | 0 | 0 | 0 | 0 | 0 | 0 | 0 | 0 | 0 | 0 | 0 | 0 | 0 | 0 | 0 | 0 | 0 | 0 | 0 | 0 | 0 | 0 | 0 | 0 | 0 | 0 | 0 | 0 | 0 | 0 | 0
F1_Industrial_Food Products_New_Process_Natural Gas_Retrocommissioning_A_Achievable Technical Potential | F1 | Industrial | Food Products | New | Process | Natural Gas | Retrocommissioning | A | Integrated Unit Energy Savings (kWh or therms) | Achievable Technical Potential | 0 | 0 | 0 | 0 | 0 | 0 | 0 | 0 | 0 | 0 | 0 | 0 | 0 | 0 | 0 | 0 | 0 | 0 | 0 | 0 | 0 | 0 | 0 | 0 | 0 | 0 | 0 | 0 | 0 | 0 | 0
F2_Industrial_Food Products_New_Process_Natural Gas_Retrocommissioning_A_Achievable Technical Potential | F2 | Industrial | Food Products | New | Process | Natural Gas | Retrocommissioning | A | Integrated Unit Summer Peak Savings (kW) | Achievable Technical Potential | 0 | 0 | 0 | 0 | 0 | 0 | 0 | 0 | 0 | 0 | 0 | 0 | 0 | 0 | 0 | 0 | 0 | 0 | 0 | 0 | 0 | 0 | 0 | 0 | 0 | 0 | 0 | 0 | 0 | 0 | 0
F3_Industrial_Food Products_New_Process_Natural Gas_Retrocommissioning_A_Achievable Technical Potential | F3 | Industrial | Food Products | New | Process | Natural Gas | Retrocommissioning | A | Integrated Unit Winter Peak Savings (kW) | Achievable Technical Potential | 0 | 0 | 0 | 0 | 0 | 0 | 0 | 0 | 0 | 0 | 0 | 0 | 0 | 0 | 0 | 0 | 0 | 0 | 0 | 0 | 0 | 0 | 0 | 0 | 0 | 0 | 0 | 0 | 0 | 0 | 0
F4_Industrial_Food Products_New_Process_Natural Gas_Retrocommissioning_A_Achievable Technical Potential | F4 | Industrial | Food Products | New | Process | Natural Gas | Retrocommissioning | A | Incremental Energy Savings (MWh or mTherms) | Achievable Technical Potential | 0 | 0 | 0 | 0 | 0 | 0 | 0 | 0 | 0 | 0 | 0 | 0 | 0 | 0 | 0 | 0 | 0 | 0 | 0 | 0 | 0 | 0 | 0 | 0 | 0 | 0 | 0 | 0 | 0 | 0 | 0
F5_Industrial_Food Products_New_Process_Natural Gas_Retrocommissioning_A_Achievable Technical Potential | F5 | Industrial | Food Products | New | Process | Natural Gas | Retrocommissioning | A | Incremental Summer Peak Savings (MW) | Achievable Technical Potential | 0 | 0 | 0 | 0 | 0 | 0 | 0 | 0 | 0 | 0 | 0 | 0 | 0 | 0 | 0 | 0 | 0 | 0 | 0 | 0 | 0 | 0 | 0 | 0 | 0 | 0 | 0 | 0 | 0 | 0 | 0
F6_Industrial_Food Products_New_Process_Natural Gas_Retrocommissioning_A_Achievable Technical Potential | F6 | Industrial | Food Products | New | Process | Natural Gas | Retrocommissioning | A | Incremental Winter Peak Savings (MW) | Achievable Technical Potential | 0 | 0 | 0 | 0 | 0 | 0 | 0 | 0 | 0 | 0 | 0 | 0 | 0 | 0 | 0 | 0 | 0 | 0 | 0 | 0 | 0 | 0 | 0 | 0 | 0 | 0 | 0 | 0 | 0 | 0 | 0
F7_Industrial_Food Products_New_Process_Natural Gas_Retrocommissioning_A_Achievable Technical Potential | F7 | Industrial | Food Products | New | Process | Natural Gas | Retrocommissioning | A | Cumulative Energy Savings (MWh or mTherms) | Achievable Technical Potential | 0 | 0 | 0 | 0 | 0 | 0 | 0 | 0 | 0 | 0 | 0 | 0 | 0 | 0 | 0 | 0 | 0 | 0 | 0 | 0 | 0 | 0 | 0 | 0 | 0 | 0 | 0 | 0 | 0 | 0 | 0
F8_Industrial_Food Products_New_Process_Natural Gas_Retrocommissioning_A_Achievable Technical Potential | F8 | Industrial | Food Products | New | Process | Natural Gas | Retrocommissioning | A | Cumulative Summer Peak Savings (MW) | Achievable Technical Potential | 0 | 0 | 0 | 0 | 0 | 0 | 0 | 0 | 0 | 0 | 0 | 0 | 0 | 0 | 0 | 0 | 0 | 0 | 0 | 0 | 0 | 0 | 0 | 0 | 0 | 0 | 0 | 0 | 0 | 0 | 0
F9_Industrial_Food Products_New_Process_Natural Gas_Retrocommissioning_A_Achievable Technical Potential | F9 | Industrial | Food Products | New | Process | Natural Gas | Retrocommissioning | A | Cumulative Winter Peak Savings (MW) | Achievable Technical Potential | 0 | 0 | 0 | 0 | 0 | 0 | 0 | 0 | 0 | 0 | 0 | 0 | 0 | 0 | 0 | 0 | 0 | 0 | 0 | 0 | 0 | 0 | 0 | 0 | 0 | 0 | 0 | 0 | 0 | 0 | 0
F10_Industrial_Food Products_New_Process_Natural Gas_Retrocommissioning_A_Achievable Technical Potential | F10 | Industrial | Food Products | New | Process | Natural Gas | Retrocommissioning | A | Purchases (Incremental) | Achievable Technical Potential | 0 | 0 | 0 | 0 | 0 | 0 | 0 | 0 | 0 | 0 | 0 | 0 | 0 | 0 | 0 | 0 | 0 | 0 | 0 | 0 | 0 | 0 | 0 | 0 | 0 | 0 | 0 | 0 | 0 | 0 | 0
F11_Industrial_Food Products_New_Process_Natural Gas_Retrocommissioning_A_Achievable Technical Potential | F11 | Industrial | Food Products | New | Process | Natural Gas | Retrocommissioning | A | Purchases (Cumulative) | Achievable Technical Potential | 0 | 0 | 0 | 0 | 0 | 0 | 0 | 0 | 0 | 0 | 0 | 0 | 0 | 0 | 0 | 0 | 0 | 0 | 0 | 0 | 0 | 0 | 0 | 0 | 0 | 0 | 0 | 0 | 0 | 0 | 0
F1_Industrial_Agriculture_Existing_Space Heating_Natural Gas_Insulation - Roof/Ceiling_A_Achievable Technical Potential | F1 | Industrial | Agriculture | Existing | Space Heating | Natural Gas | Insulation - Roof/Ceiling | A | Integrated Unit Energy Savings (kWh or therms) | Achievable Technical Potential | 0 | 0 | 0 | 0 | 0 | 0.099387 | 0.09866 | 0.097772 | 0.096797 | 0.095722 | 0.094545 | 0.093282 | 0.091939 | 0.090472 | 0.08891 | 0.087312 | 0.085731 | 0.084198 | 0.082729 | 0.081422 | 0.080202 | 0.079048 | 0.078073 | 0.077256 | 0.076515 | 0.07599 | 0.075539 | 0.075119 | 0 | 0 | 0
F2_Industrial_Agriculture_Existing_Space Heating_Natural Gas_Insulation - Roof/Ceiling_A_Achievable Technical Potential | F2 | Industrial | Agriculture | Existing | Space Heating | Natural Gas | Insulation - Roof/Ceiling | A | Integrated Unit Summer Peak Savings (kW) | Achievable Technical Potential | 0 | 0 | 0 | 0 | 0 | 0 | 0 | 0 | 0 | 0 | 0 | 0 | 0 | 0 | 0 | 0 | 0 | 0 | 0 | 0 | 0 | 0 | 0 | 0 | 0 | 0 | 0 | 0 | 0 | 0 | 0
F3_Industrial_Agriculture_Existing_Space Heating_Natural Gas_Insulation - Roof/Ceiling_A_Achievable Technical Potential | F3 | Industrial | Agriculture | Existing | Space Heating | Natural Gas | Insulation - Roof/Ceiling | A | Integrated Unit Winter Peak Savings (kW) | Achievable Technical Potential | 0 | 0 | 0 | 0 | 0 | 0 | 0 | 0 | 0 | 0 | 0 | 0 | 0 | 0 | 0 | 0 | 0 | 0 | 0 | 0 | 0 | 0 | 0 | 0 | 0 | 0 | 0 | 0 | 0 | 0 | 0
F4_Industrial_Agriculture_Existing_Space Heating_Natural Gas_Insulation - Roof/Ceiling_A_Achievable Technical Potential | F4 | Industrial | Agriculture | Existing | Space Heating | Natural Gas | Insulation - Roof/Ceiling | A | Incremental Energy Savings (MWh or mTherms) | Achievable Technical Potential | 0 | 0 | 0 | 0 | 0 | 0.97869 | 1.6993 | 2.6041 | 3.6113 | 4.5489 | 5.1752 | 5.4838 | 5.3939 | 4.8753 | 4.2083 | 3.3709 | 2.5747 | 1.8538 | 1.2637 | 0.83011 | 0.51819 | 0.30967 | 0.20633 | 0 | 0 | 0 | 0 | 0 | 0 | 0 | 0
F5_Industrial_Agriculture_Existing_Space Heating_Natural Gas_Insulation - Roof/Ceiling_A_Achievable Technical Potential | F5 | Industrial | Agriculture | Existing | Space Heating | Natural Gas | Insulation - Roof/Ceiling | A | Incremental Summer Peak Savings (MW) | Achievable Technical Potential | 0 | 0 | 0 | 0 | 0 | 0 | 0 | 0 | 0 | 0 | 0 | 0 | 0 | 0 | 0 | 0 | 0 | 0 | 0 | 0 | 0 | 0 | 0 | 0 | 0 | 0 | 0 | 0 | 0 | 0 | 0
F6_Industrial_Agriculture_Existing_Space Heating_Natural Gas_Insulation - Roof/Ceiling_A_Achievable Technical Potential | F6 | Industrial | Agriculture | Existing | Space Heating | Natural Gas | Insulation - Roof/Ceiling | A | Incremental Winter Peak Savings (MW) | Achievable Technical Potential | 0 | 0 | 0 | 0 | 0 | 0 | 0 | 0 | 0 | 0 | 0 | 0 | 0 | 0 | 0 | 0 | 0 | 0 | 0 | 0 | 0 | 0 | 0 | 0 | 0 | 0 | 0 | 0 | 0 | 0 | 0
F7_Industrial_Agriculture_Existing_Space Heating_Natural Gas_Insulation - Roof/Ceiling_A_Achievable Technical Potential | F7 | Industrial | Agriculture | Existing | Space Heating | Natural Gas | Insulation - Roof/Ceiling | A | Cumulative Energy Savings (MWh or mTherms) | Achievable Technical Potential | 0 | 0 | 0 | 0 | 0 | 0.97869 | 2.6708 | 5.2508 | 8.8097 | 13.2607 | 18.2729 | 23.5125 | 28.568 | 32.9877 | 36.6264 | 39.3388 | 41.2013 | 42.318 | 42.8437 | 42.997 | 42.8709 | 42.5637 | 42.2447 | 41.8027 | 41.4018 | 41.1178 | 40.8738 | 40.6463 | 0 | 0 | 0
F8_Industrial_Agriculture_Existing_Space Heating_Natural Gas_Insulation - Roof/Ceiling_A_Achievable Technical Potential | F8 | Industrial | Agriculture | Existing | Space Heating | Natural Gas | Insulation - Roof/Ceiling | A | Cumulative Summer Peak Savings (MW) | Achievable Technical Potential | 0 | 0 | 0 | 0 | 0 | 0 | 0 | 0 | 0 | 0 | 0 | 0 | 0 | 0 | 0 | 0 | 0 | 0 | 0 | 0 | 0 | 0 | 0 | 0 | 0 | 0 | 0 | 0 | 0 | 0 | 0
F9_Industrial_Agriculture_Existing_Space Heating_Natural Gas_Insulation - Roof/Ceiling_A_Achievable Technical Potential | F9 | Industrial | Agriculture | Existing | Space Heating | Natural Gas | Insulation - Roof/Ceiling | A | Cumulative Winter Peak Savings (MW) | Achievable Technical Potential | 0 | 0 | 0 | 0 | 0 | 0 | 0 | 0 | 0 | 0 | 0 | 0 | 0 | 0 | 0 | 0 | 0 | 0 | 0 | 0 | 0 | 0 | 0 | 0 | 0 | 0 | 0 | 0 | 0 | 0 | 0
F10_Industrial_Agriculture_Existing_Space Heating_Natural Gas_Insulation - Roof/Ceiling_A_Achievable Technical Potential | F10 | Industrial | Agriculture | Existing | Space Heating | Natural Gas | Insulation - Roof/Ceiling | A | Purchases (Incremental) | Achievable Technical Potential | 0 | 0 | 0 | 0 | 0 | 9847.3552 | 17223.4135 | 26633.9747 | 37307.7237 | 47521.8199 | 54738.0652 | 58787.5983 | 58668.2342 | 53887.496 | 47331.5852 | 38607.2374 | 30031.7482 | 22017.2821 | 15274.6225 | 10195.1441 | 6460.9903 | 3917.4808 | 2642.7978 | 0 | 0 | 0 | 0 | 0 | 0 | 0 | 0
F11_Industrial_Agriculture_Existing_Space Heating_Natural Gas_Insulation - Roof/Ceiling_A_Achievable Technical Potential | F11 | Industrial | Agriculture | Existing | Space Heating | Natural Gas | Insulation - Roof/Ceiling | A | Purchases (Cumulative) | Achievable Technical Potential | 0 | 0 | 0 | 0 | 0 | 9847.3552 | 27070.7687 | 53704.7433 | 91012.4671 | 138534.287 | 193272.3522 | 252059.9505 | 310728.1847 | 364615.6806 | 411947.2659 | 450554.5033 | 480586.2515 | 502603.5336 | 517878.1561 | 528073.3001 | 534534.2904 | 538451.7712 | 541094.569 | 541094.569 | 541094.569 | 541094.569 | 541094.569 | 541094.569 | 541094.569 | 541094.569 | 541094.569
F1_Industrial_Agriculture_Existing_Space Heating_Natural Gas_Insulation - Wall Cavity_A_Achievable Technical Potential | F1 | Industrial | Agriculture | Existing | Space Heating | Natural Gas | Insulation - Wall Cavity | A | Integrated Unit Energy Savings (kWh or therms) | Achievable Technical Potential | 0 | 0 | 0 | 0 | 0 | 0.017877 | 0.017709 | 0.017493 | 0.017241 | 0.016952 | 0.016628 | 0.016286 | 0.015934 | 0.015562 | 0.015204 | 0.014847 | 0.014521 | 0.014215 | 0.01393 | 0.013692 | 0.01347 | 0.013265 | 0.013093 | 0.012952 | 0.012824 | 0.012734 | 0.012656 | 0.012583 | 0 | 0 | 0
F2_Industrial_Agriculture_Existing_Space Heating_Natural Gas_Insulation - Wall Cavity_A_Achievable Technical Potential | F2 | Industrial | Agriculture | Existing | Space Heating | Natural Gas | Insulation - Wall Cavity | A | Integrated Unit Summer Peak Savings (kW) | Achievable Technical Potential | 0 | 0 | 0 | 0 | 0 | 0 | 0 | 0 | 0 | 0 | 0 | 0 | 0 | 0 | 0 | 0 | 0 | 0 | 0 | 0 | 0 | 0 | 0 | 0 | 0 | 0 | 0 | 0 | 0 | 0 | 0
F3_Industrial_Agriculture_Existing_Space Heating_Natural Gas_Insulation - Wall Cavity_A_Achievable Technical Potential | F3 | Industrial | Agriculture | Existing | Space Heating | Natural Gas | Insulation - Wall Cavity | A | Integrated Unit Winter Peak Savings (kW) | Achievable Technical Potential | 0 | 0 | 0 | 0 | 0 | 0 | 0 | 0 | 0 | 0 | 0 | 0 | 0 | 0 | 0 | 0 | 0 | 0 | 0 | 0 | 0 | 0 | 0 | 0 | 0 | 0 | 0 | 0 | 0 | 0 | 0
F4_Industrial_Agriculture_Existing_Space Heating_Natural Gas_Insulation - Wall Cavity_A_Achievable Technical Potential | F4 | Industrial | Agriculture | Existing | Space Heating | Natural Gas | Insulation - Wall Cavity | A | Incremental Energy Savings (MWh or mTherms) | Achievable Technical Potential | 0 | 0 | 0 | 0 | 0 | 0.17604 | 0.30501 | 0.46591 | 0.64322 | 0.80561 | 0.91021 | 0.95744 | 0.93481 | 0.83861 | 0.71961 | 0.57322 | 0.4361 | 0.31298 | 0.21277 | 0.13959 | 0.087031 | 0.051966 | 0.034602 | 0 | 0 | 0 | 0 | 0 | 0 | 0 | 0
F5_Industrial_Agriculture_Existing_Space Heating_Natural Gas_Insulation - Wall Cavity_A_Achievable Technical Potential | F5 | Industrial | Agriculture | Existing | Space Heating | Natural Gas | Insulation - Wall Cavity | A | Incremental Summer Peak Savings (MW) | Achievable Technical Potential | 0 | 0 | 0 | 0 | 0 | 0 | 0 | 0 | 0 | 0 | 0 | 0 | 0 | 0 | 0 | 0 | 0 | 0 | 0 | 0 | 0 | 0 | 0 | 0 | 0 | 0 | 0 | 0 | 0 | 0 | 0
F6_Industrial_Agriculture_Existing_Space Heating_Natural Gas_Insulation - Wall Cavity_A_Achievable Technical Potential | F6 | Industrial | Agriculture | Existing | Space Heating | Natural Gas | Insulation - Wall Cavity | A | Incremental Winter Peak Savings (MW) | Achievable Technical Potential | 0 | 0 | 0 | 0 | 0 | 0 | 0 | 0 | 0 | 0 | 0 | 0 | 0 | 0 | 0 | 0 | 0 | 0 | 0 | 0 | 0 | 0 | 0 | 0 | 0 | 0 | 0 | 0 | 0 | 0 | 0
F7_Industrial_Agriculture_Existing_Space Heating_Natural Gas_Insulation - Wall Cavity_A_Achievable Technical Potential | F7 | Industrial | Agriculture | Existing | Space Heating | Natural Gas | Insulation - Wall Cavity | A | Cumulative Energy Savings (MWh or mTherms) | Achievable Technical Potential | 0 | 0 | 0 | 0 | 0 | 0.17604 | 0.4794 | 0.93946 | 1.5691 | 2.3485 | 3.2138 | 4.1051 | 4.9511 | 5.6742 | 6.2631 | 6.6896 | 6.9787 | 7.1445 | 7.2139 | 7.2302 | 7.2003 | 7.1427 | 7.0845 | 7.0083 | 6.9392 | 6.8902 | 6.8479 | 6.8086 | 0 | 0 | 0
F8_Industrial_Agriculture_Existing_Space Heating_Natural Gas_Insulation - Wall Cavity_A_Achievable Technical Potential | F8 | Industrial | Agriculture | Existing | Space Heating | Natural Gas | Insulation - Wall Cavity | A | Cumulative Summer Peak Savings (MW) | Achievable Technical Potential | 0 | 0 | 0 | 0 | 0 | 0 | 0 | 0 | 0 | 0 | 0 | 0 | 0 | 0 | 0 | 0 | 0 | 0 | 0 | 0 | 0 | 0 | 0 | 0 | 0 | 0 | 0 | 0 | 0 | 0 | 0
F9_Industrial_Agriculture_Existing_Space Heating_Natural Gas_Insulation - Wall Cavity_A_Achievable Technical Potential | F9 | Industrial | Agriculture | Existing | Space Heating | Natural Gas | Insulation - Wall Cavity | A | Cumulative Winter Peak Savings (MW) | Achievable Technical Potential | 0 | 0 | 0 | 0 | 0 | 0 | 0 | 0 | 0 | 0 | 0 | 0 | 0 | 0 | 0 | 0 | 0 | 0 | 0 | 0 | 0 | 0 | 0 | 0 | 0 | 0 | 0 | 0 | 0 | 0 | 0
F10_Industrial_Agriculture_Existing_Space Heating_Natural Gas_Insulation - Wall Cavity_A_Achievable Technical Potential | F10 | Industrial | Agriculture | Existing | Space Heating | Natural Gas | Insulation - Wall Cavity | A | Purchases (Incremental) | Achievable Technical Potential | 0 | 0 | 0 | 0 | 0 | 9847.3552 | 17223.4135 | 26633.9747 | 37307.7237 | 47521.8199 | 54738.0652 | 58787.5983 | 58668.2342 | 53887.496 | 47331.5852 | 38607.2374 | 30031.7482 | 22017.2821 | 15274.6225 | 10195.1441 | 6460.9903 | 3917.4808 | 2642.7978 | 0 | 0 | 0 | 0 | 0 | 0 | 0 | 0
F11_Industrial_Agriculture_Existing_Space Heating_Natural Gas_Insulation - Wall Cavity_A_Achievable Technical Potential | F11 | Industrial | Agriculture | Existing | Space Heating | Natural Gas | Insulation - Wall Cavity | A | Purchases (Cumulative) | Achievable Technical Potential | 0 | 0 | 0 | 0 | 0 | 9847.3552 | 27070.7687 | 53704.7433 | 91012.4671 | 138534.287 | 193272.3522 | 252059.9505 | 310728.1847 | 364615.6806 | 411947.2659 | 450554.5033 | 480586.2515 | 502603.5336 | 517878.1561 | 528073.3001 | 534534.2904 | 538451.7712 | 541094.569 | 541094.569 | 541094.569 | 541094.569 | 541094.569 | 541094.569 | 541094.569 | 541094.569 | 541094.569
F1_Industrial_Agriculture_Existing_Space Heating_Natural Gas_Insulation - Ducting_A_Achievable Technical Potential | F1 | Industrial | Agriculture | Existing | Space Heating | Natural Gas | Insulation - Ducting | A | Integrated Unit Energy Savings (kWh or therms) | Achievable Technical Potential | 0 | 0 | 0 | 0 | 0 | 0.0016224 | 0.0015971 | 0.0015652 | 0.0015303 | 0.0014925 | 0.001452 | 0.0014108 | 0.0013699 | 0.0013284 | 0.0012897 | 0.0012524 | 0.001219 | 0.0011876 | 0.0011582 | 0.0011333 | 0.0011097 | 0.0010879 | 0.0010681 | 0.0010512 | 0.0010355 | 0.0010248 | 0.0010154 | 0.0010065 | 0.00131 | 0.0013019 | 0.0012943
F2_Industrial_Agriculture_Existing_Space Heating_Natural Gas_Insulation - Ducting_A_Achievable Technical Potential | F2 | Industrial | Agriculture | Existing | Space Heating | Natural Gas | Insulation - Ducting | A | Integrated Unit Summer Peak Savings (kW) | Achievable Technical Potential | 0 | 0 | 0 | 0 | 0 | 0 | 0 | 0 | 0 | 0 | 0 | 0 | 0 | 0 | 0 | 0 | 0 | 0 | 0 | 0 | 0 | 0 | 0 | 0 | 0 | 0 | 0 | 0 | 0 | 0 | 0
F3_Industrial_Agriculture_Existing_Space Heating_Natural Gas_Insulation - Ducting_A_Achievable Technical Potential | F3 | Industrial | Agriculture | Existing | Space Heating | Natural Gas | Insulation - Ducting | A | Integrated Unit Winter Peak Savings (kW) | Achievable Technical Potential | 0 | 0 | 0 | 0 | 0 | 0 | 0 | 0 | 0 | 0 | 0 | 0 | 0 | 0 | 0 | 0 | 0 | 0 | 0 | 0 | 0 | 0 | 0 | 0 | 0 | 0 | 0 | 0 | 0 | 0 | 0
F4_Industrial_Agriculture_Existing_Space Heating_Natural Gas_Insulation - Ducting_A_Achievable Technical Potential | F4 | Industrial | Agriculture | Existing | Space Heating | Natural Gas | Insulation - Ducting | A | Incremental Energy Savings (MWh or mTherms) | Achievable Technical Potential | 0 | 0 | 0 | 0 | 0 | 0.006724 | 0.008123 | 0.0096842 | 0.010997 | 0.012244 | 0.013749 | 0.014615 | 0.014468 | 0.013011 | 0.0109 | 0.0081127 | 0.0052267 | 0.0029418 | 0.0013691 | 0.00056742 | 0.00020121 | 6.1375e-05 | 1.3085e-05 | 2.1096e-06 | 2.4865e-07 | 0 | 0 | 0 | 0 | 0 | 0
F5_Industrial_Agriculture_Existing_Space Heating_Natural Gas_Insulation - Ducting_A_Achievable Technical Potential | F5 | Industrial | Agriculture | Existing | Space Heating | Natural Gas | Insulation - Ducting | A | Incremental Summer Peak Savings (MW) | Achievable Technical Potential | 0 | 0 | 0 | 0 | 0 | 0 | 0 | 0 | 0 | 0 | 0 | 0 | 0 | 0 | 0 | 0 | 0 | 0 | 0 | 0 | 0 | 0 | 0 | 0 | 0 | 0 | 0 | 0 | 0 | 0 | 0
F6_Industrial_Agriculture_Existing_Space Heating_Natural Gas_Insulation - Ducting_A_Achievable Technical Potential | F6 | Industrial | Agriculture | Existing | Space Heating | Natural Gas | Insulation - Ducting | A | Incremental Winter Peak Savings (MW) | Achievable Technical Potential | 0 | 0 | 0 | 0 | 0 | 0 | 0 | 0 | 0 | 0 | 0 | 0 | 0 | 0 | 0 | 0 | 0 | 0 | 0 | 0 | 0 | 0 | 0 | 0 | 0 | 0 | 0 | 0 | 0 | 0 | 0
F7_Industrial_Agriculture_Existing_Space Heating_Natural Gas_Insulation - Ducting_A_Achievable Technical Potential | F7 | Industrial | Agriculture | Existing | Space Heating | Natural Gas | Insulation - Ducting | A | Cumulative Energy Savings (MWh or mTherms) | Achievable Technical Potential | 0 | 0 | 0 | 0 | 0 | 0.006724 | 0.014742 | 0.024132 | 0.034591 | 0.045981 | 0.058482 | 0.071435 | 0.083835 | 0.094305 | 0.10246 | 0.10761 | 0.10996 | 0.11007 | 0.10872 | 0.10695 | 0.10492 | 0.10292 | 0.10106 | 0.099462 | 0.097976 | 0.096969 | 0.096075 | 0.095237 | 0 | 0 | 0
F8_Industrial_Agriculture_Existing_Space Heating_Natural Gas_Insulation - Ducting_A_Achievable Technical Potential | F8 | Industrial | Agriculture | Existing | Space Heating | Natural Gas | Insulation - Ducting | A | Cumulative Summer Peak Savings (MW) | Achievable Technical Potential | 0 | 0 | 0 | 0 | 0 | 0 | 0 | 0 | 0 | 0 | 0 | 0 | 0 | 0 | 0 | 0 | 0 | 0 | 0 | 0 | 0 | 0 | 0 | 0 | 0 | 0 | 0 | 0 | 0 | 0 | 0
F9_Industrial_Agriculture_Existing_Space Heating_Natural Gas_Insulation - Ducting_A_Achievable Technical Potential | F9 | Industrial | Agriculture | Existing | Space Heating | Natural Gas | Insulation - Ducting | A | Cumulative Winter Peak Savings (MW) | Achievable Technical Potential | 0 | 0 | 0 | 0 | 0 | 0 | 0 | 0 | 0 | 0 | 0 | 0 | 0 | 0 | 0 | 0 | 0 | 0 | 0 | 0 | 0 | 0 | 0 | 0 | 0 | 0 | 0 | 0 | 0 | 0 | 0
F10_Industrial_Agriculture_Existing_Space Heating_Natural Gas_Insulation - Ducting_A_Achievable Technical Potential | F10 | Industrial | Agriculture | Existing | Space Heating | Natural Gas | Insulation - Ducting | A | Purchases (Incremental) | Achievable Technical Potential | 0 | 0 | 0 | 0 | 0 | 4144.4886 | 5085.9781 | 6187.0452 | 7186.0676 | 8203.3977 | 9468.9652 | 10359.216 | 10561.1835 | 9794.6034 | 8451.4364 | 6477.7101 | 4287.6423 | 2477.0685 | 1182.0241 | 500.6795 | 181.3124 | 56.4136 | 12.2508 | 2.0068 | 0.24013 | 0 | 0 | 0 | 0 | 0 | 0
F11_Industrial_Agriculture_Existing_Space Heating_Natural Gas_Insulation - Ducting_A_Achievable Technical Potential | F11 | Industrial | Agriculture | Existing | Space Heating | Natural Gas | Insulation - Ducting | A | Purchases (Cumulative) | Achievable Technical Potential | 0 | 0 | 0 | 0 | 0 | 4144.4886 | 9230.4667 | 15417.5119 | 22603.5795 | 30806.9772 | 40275.9424 | 50635.1584 | 61196.3419 | 70990.9453 | 79442.3817 | 85920.0918 | 90207.7341 | 92684.8027 | 93866.8268 | 94367.5063 | 94548.8187 | 94605.2323 | 94617.4831 | 94619.4899 | 94619.73 | 94619.73 | 94619.73 | 94619.73 | 94619.73 | 94619.73 | 94619.73
F1_Industrial_Agriculture_Existing_Space Heating_Natural Gas_HVAC - Duct Repair and Sealing_A_Achievable Technical Potential | F1 | Industrial | Agriculture | Existing | Space Heating | Natural Gas | HVAC - Duct Repair and Sealing | A | Integrated Unit Energy Savings (kWh or therms) | Achievable Technical Potential | 0 | 0 | 0 | 0 | 0 | 0.003827 | 0.0037755 | 0.0037089 | 0.0036356 | 0.0035559 | 0.0034705 | 0.0033827 | 0.0032955 | 0.0032069 | 0.0031228 | 0.0030421 | 0.0029692 | 0.0029006 | 0.0028367 | 0.0027818 | 0.0027302 | 0.0026826 | 0.0026393 | 0.0026027 | 0.0025689 | 0.0025428 | 0.0025197 | 0.0024981 | 0.0030839 | 0.0030649 | 0.0030471
F2_Industrial_Agriculture_Existing_Space Heating_Natural Gas_HVAC - Duct Repair and Sealing_A_Achievable Technical Potential | F2 | Industrial | Agriculture | Existing | Space Heating | Natural Gas | HVAC - Duct Repair and Sealing | A | Integrated Unit Summer Peak Savings (kW) | Achievable Technical Potential | 0 | 0 | 0 | 0 | 0 | 0 | 0 | 0 | 0 | 0 | 0 | 0 | 0 | 0 | 0 | 0 | 0 | 0 | 0 | 0 | 0 | 0 | 0 | 0 | 0 | 0 | 0 | 0 | 0 | 0 | 0
F3_Industrial_Agriculture_Existing_Space Heating_Natural Gas_HVAC - Duct Repair and Sealing_A_Achievable Technical Potential | F3 | Industrial | Agriculture | Existing | Space Heating | Natural Gas | HVAC - Duct Repair and Sealing | A | Integrated Unit Winter Peak Savings (kW) | Achievable Technical Potential | 0 | 0 | 0 | 0 | 0 | 0 | 0 | 0 | 0 | 0 | 0 | 0 | 0 | 0 | 0 | 0 | 0 | 0 | 0 | 0 | 0 | 0 | 0 | 0 | 0 | 0 | 0 | 0 | 0 | 0 | 0
F4_Industrial_Agriculture_Existing_Space Heating_Natural Gas_HVAC - Duct Repair and Sealing_A_Achievable Technical Potential | F4 | Industrial | Agriculture | Existing | Space Heating | Natural Gas | HVAC - Duct Repair and Sealing | A | Incremental Energy Savings (MWh or mTherms) | Achievable Technical Potential | 0 | 0 | 0 | 0 | 0 | 0.032275 | 0.031823 | 0.031078 | 0.03048 | 0.029836 | 0.02875 | 0.027946 | 0.02717 | 0.02602 | 0.025435 | 0.024541 | 0.023956 | 0.023285 | 0.022569 | 0.022158 | 0.021657 | 0.021197 | 0.020779 | 0.020421 | 0.020092 | 0 | 0 | 0 | 0 | 0 | 0
F5_Industrial_Agriculture_Existing_Space Heating_Natural Gas_HVAC - Duct Repair and Sealing_A_Achievable Technical Potential | F5 | Industrial | Agriculture | Existing | Space Heating | Natural Gas | HVAC - Duct Repair and Sealing | A | Incremental Summer Peak Savings (MW) | Achievable Technical Potential | 0 | 0 | 0 | 0 | 0 | 0 | 0 | 0 | 0 | 0 | 0 | 0 | 0 | 0 | 0 | 0 | 0 | 0 | 0 | 0 | 0 | 0 | 0 | 0 | 0 | 0 | 0 | 0 | 0 | 0 | 0
F6_Industrial_Agriculture_Existing_Space Heating_Natural Gas_HVAC - Duct Repair and Sealing_A_Achievable Technical Potential | F6 | Industrial | Agriculture | Existing | Space Heating | Natural Gas | HVAC - Duct Repair and Sealing | A | Incremental Winter Peak Savings (MW) | Achievable Technical Potential | 0 | 0 | 0 | 0 | 0 | 0 | 0 | 0 | 0 | 0 | 0 | 0 | 0 | 0 | 0 | 0 | 0 | 0 | 0 | 0 | 0 | 0 | 0 | 0 | 0 | 0 | 0 | 0 | 0 | 0 | 0
F7_Industrial_Agriculture_Existing_Space Heating_Natural Gas_HVAC - Duct Repair and Sealing_A_Achievable Technical Potential | F7 | Industrial | Agriculture | Existing | Space Heating | Natural Gas | HVAC - Duct Repair and Sealing | A | Cumulative Energy Savings (MWh or mTherms) | Achievable Technical Potential | 0 | 0 | 0 | 0 | 0 | 0.032275 | 0.063664 | 0.093619 | 0.12225 | 0.14941 | 0.17457 | 0.1981 | 0.22016 | 0.24026 | 0.2594 | 0.27723 | 0.29454 | 0.31103 | 0.32675 | 0.34258 | 0.35788 | 0.37283 | 0.3876 | 0.40264 | 0.4175 | 0.41327 | 0.40952 | 0.406 | 0 | 0 | 0
F8_Industrial_Agriculture_Existing_Space Heating_Natural Gas_HVAC - Duct Repair and Sealing_A_Achievable Technical Potential | F8 | Industrial | Agriculture | Existing | Space Heating | Natural Gas | HVAC - Duct Repair and Sealing | A | Cumulative Summer Peak Savings (MW) | Achievable Technical Potential | 0 | 0 | 0 | 0 | 0 | 0 | 0 | 0 | 0 | 0 | 0 | 0 | 0 | 0 | 0 | 0 | 0 | 0 | 0 | 0 | 0 | 0 | 0 | 0 | 0 | 0 | 0 | 0 | 0 | 0 | 0
F9_Industrial_Agriculture_Existing_Space Heating_Natural Gas_HVAC - Duct Repair and Sealing_A_Achievable Technical Potential | F9 | Industrial | Agriculture | Existing | Space Heating | Natural Gas | HVAC - Duct Repair and Sealing | A | Cumulative Winter Peak Savings (MW) | Achievable Technical Potential | 0 | 0 | 0 | 0 | 0 | 0 | 0 | 0 | 0 | 0 | 0 | 0 | 0 | 0 | 0 | 0 | 0 | 0 | 0 | 0 | 0 | 0 | 0 | 0 | 0 | 0 | 0 | 0 | 0 | 0 | 0
F10_Industrial_Agriculture_Existing_Space Heating_Natural Gas_HVAC - Duct Repair and Sealing_A_Achievable Technical Potential | F10 | Industrial | Agriculture | Existing | Space Heating | Natural Gas | HVAC - Duct Repair and Sealing | A | Purchases (Incremental) | Achievable Technical Potential | 0 | 0 | 0 | 0 | 0 | 8433.5524 | 8428.9238 | 8379.2154 | 8383.7455 | 8390.6779 | 8284.1249 | 8261.4871 | 8244.7127 | 8113.7895 | 8144.7683 | 8067.0973 | 8068.1442 | 8027.5369 | 7955.9317 | 7965.3559 | 7932.4173 | 7901.5655 | 7872.775 | 7846.0208 | 7821.2787 | 0 | 0 | 0 | 0 | 0 | 0
F11_Industrial_Agriculture_Existing_Space Heating_Natural Gas_HVAC - Duct Repair and Sealing_A_Achievable Technical Potential | F11 | Industrial | Agriculture | Existing | Space Heating | Natural Gas | HVAC - Duct Repair and Sealing | A | Purchases (Cumulative) | Achievable Technical Potential | 0 | 0 | 0 | 0 | 0 | 8433.5524 | 16862.4762 | 25241.6915 | 33625.437 | 42016.1149 | 50300.2398 | 58561.7269 | 66806.4396 | 74920.2292 | 83064.9974 | 91132.0947 | 99200.2389 | 107227.7757 | 115183.7075 | 123149.0634 | 131081.4807 | 138983.0462 | 146855.8212 | 154701.8419 | 162523.1207 | 162523.1207 | 162523.1207 | 162523.1207 | 162523.1207 | 162523.1207 | 162523.1207
F1_Industrial_Agriculture_Existing_Space Heating_Natural Gas_Windows - High Efficiency_A_Achievable Technical Potential | F1 | Industrial | Agriculture | Existing | Space Heating | Natural Gas | Windows - High Efficiency | A | Integrated Unit Energy Savings (kWh or therms) | Achievable Technical Potential | 0 | 0 | 0 | 0 | 0 | 0.0056624 | 0.0055974 | 0.0055161 | 0.0054227 | 0.0053169 | 0.0051988 | 0.0050756 | 0.0049497 | 0.0048174 | 0.0046924 | 0.004568 | 0.0044555 | 0.0043497 | 0.0042508 | 0.004169 | 0.0040923 | 0.0040212 | 0.0039607 | 0.0039104 | 0.0038643 | 0.0038364 | 0.0038124 | 0.00379 | 0 | 0 | 0
F2_Industrial_Agriculture_Existing_Space Heating_Natural Gas_Windows - High Efficiency_A_Achievable Technical Potential | F2 | Industrial | Agriculture | Existing | Space Heating | Natural Gas | Windows - High Efficiency | A | Integrated Unit Summer Peak Savings (kW) | Achievable Technical Potential | 0 | 0 | 0 | 0 | 0 | 0 | 0 | 0 | 0 | 0 | 0 | 0 | 0 | 0 | 0 | 0 | 0 | 0 | 0 | 0 | 0 | 0 | 0 | 0 | 0 | 0 | 0 | 0 | 0 | 0 | 0
F3_Industrial_Agriculture_Existing_Space Heating_Natural Gas_Windows - High Efficiency_A_Achievable Technical Potential | F3 | Industrial | Agriculture | Existing | Space Heating | Natural Gas | Windows - High Efficiency | A | Integrated Unit Winter Peak Savings (kW) | Achievable Technical Potential | 0 | 0 | 0 | 0 | 0 | 0 | 0 | 0 | 0 | 0 | 0 | 0 | 0 | 0 | 0 | 0 | 0 | 0 | 0 | 0 | 0 | 0 | 0 | 0 | 0 | 0 | 0 | 0 | 0 | 0 | 0
F4_Industrial_Agriculture_Existing_Space Heating_Natural Gas_Windows - High Efficiency_A_Achievable Technical Potential | F4 | Industrial | Agriculture | Existing | Space Heating | Natural Gas | Windows - High Efficiency | A | Incremental Energy Savings (MWh or mTherms) | Achievable Technical Potential | 0 | 0 | 0 | 0 | 0 | 0.037683 | 0.07442 | 0.12945 | 0.20711 | 0.30849 | 0.42652 | 0.5649 | 0.71269 | 0.84428 | 0.9735 | 1.0531 | 1.0928 | 1.066 | 0.97325 | 0.84023 | 0.67925 | 0.50842 | 0.34542 | 0.21714 | 0.13951 | 0 | 0 | 0 | 0 | 0 | 0
F5_Industrial_Agriculture_Existing_Space Heating_Natural Gas_Windows - High Efficiency_A_Achievable Technical Potential | F5 | Industrial | Agriculture | Existing | Space Heating | Natural Gas | Windows - High Efficiency | A | Incremental Summer Peak Savings (MW) | Achievable Technical Potential | 0 | 0 | 0 | 0 | 0 | 0 | 0 | 0 | 0 | 0 | 0 | 0 | 0 | 0 | 0 | 0 | 0 | 0 | 0 | 0 | 0 | 0 | 0 | 0 | 0 | 0 | 0 | 0 | 0 | 0 | 0
F6_Industrial_Agriculture_Existing_Space Heating_Natural Gas_Windows - High Efficiency_A_Achievable Technical Potential | F6 | Industrial | Agriculture | Existing | Space Heating | Natural Gas | Windows - High Efficiency | A | Incremental Winter Peak Savings (MW) | Achievable Technical Potential | 0 | 0 | 0 | 0 | 0 | 0 | 0 | 0 | 0 | 0 | 0 | 0 | 0 | 0 | 0 | 0 | 0 | 0 | 0 | 0 | 0 | 0 | 0 | 0 | 0 | 0 | 0 | 0 | 0 | 0 | 0
F7_Industrial_Agriculture_Existing_Space Heating_Natural Gas_Windows - High Efficiency_A_Achievable Technical Potential | F7 | Industrial | Agriculture | Existing | Space Heating | Natural Gas | Windows - High Efficiency | A | Cumulative Energy Savings (MWh or mTherms) | Achievable Technical Potential | 0 | 0 | 0 | 0 | 0 | 0.037683 | 0.11167 | 0.2395 | 0.44255 | 0.74242 | 1.1524 | 1.69 | 2.3608 | 3.142 | 4.034 | 4.9801 | 5.9503 | 6.8749 | 7.6919 | 8.3841 | 8.909 | 9.2628 | 9.4689 | 9.5657 | 9.5925 | 9.5232 | 9.4636 | 9.4081 | 0 | 0 | 0
F8_Industrial_Agriculture_Existing_Space Heating_Natural Gas_Windows - High Efficiency_A_Achievable Technical Potential | F8 | Industrial | Agriculture | Existing | Space Heating | Natural Gas | Windows - High Efficiency | A | Cumulative Summer Peak Savings (MW) | Achievable Technical Potential | 0 | 0 | 0 | 0 | 0 | 0 | 0 | 0 | 0 | 0 | 0 | 0 | 0 | 0 | 0 | 0 | 0 | 0 | 0 | 0 | 0 | 0 | 0 | 0 | 0 | 0 | 0 | 0 | 0 | 0 | 0
F9_Industrial_Agriculture_Existing_Space Heating_Natural Gas_Windows - High Efficiency_A_Achievable Technical Potential | F9 | Industrial | Agriculture | Existing | Space Heating | Natural Gas | Windows - High Efficiency | A | Cumulative Winter Peak Savings (MW) | Achievable Technical Potential | 0 | 0 | 0 | 0 | 0 | 0 | 0 | 0 | 0 | 0 | 0 | 0 | 0 | 0 | 0 | 0 | 0 | 0 | 0 | 0 | 0 | 0 | 0 | 0 | 0 | 0 | 0 | 0 | 0 | 0 | 0
F10_Industrial_Agriculture_Existing_Space Heating_Natural Gas_Windows - High Efficiency_A_Achievable Technical Potential | F10 | Industrial | Agriculture | Existing | Space Heating | Natural Gas | Windows - High Efficiency | A | Purchases (Incremental) | Achievable Technical Potential | 0 | 0 | 0 | 0 | 0 | 6654.9279 | 13295.4632 | 23467.4799 | 38193.7105 | 58020.6544 | 82042.7159 | 111295.6567 | 143986.4189 | 175258.4341 | 207460.4048 | 230537.4496 | 245280.2684 | 245064.6209 | 228954.0969 | 201540.3111 | 165982.3835 | 126434.0412 | 87212.326 | 55529.6353 | 36100.7774 | 0 | 0 | 0 | 0 | 0 | 0
F11_Industrial_Agriculture_Existing_Space Heating_Natural Gas_Windows - High Efficiency_A_Achievable Technical Potential | F11 | Industrial | Agriculture | Existing | Space Heating | Natural Gas | Windows - High Efficiency | A | Purchases (Cumulative) | Achievable Technical Potential | 0 | 0 | 0 | 0 | 0 | 6654.9279 | 19950.3911 | 43417.871 | 81611.5814 | 139632.2358 | 221674.9517 | 332970.6084 | 476957.0274 | 652215.4614 | 859675.8663 | 1090213.3159 | 1335493.5842 | 1580558.2052 | 1809512.3021 | 2011052.6132 | 2177034.9967 | 2303469.0379 | 2390681.364 | 2446210.9993 | 2482311.7767 | 2482311.7767 | 2482311.7767 | 2482311.7767 | 2482311.7767 | 2482311.7767 | 2482311.7767
F1_Industrial_Agriculture_Existing_Space Heating_Natural Gas_Gas Boiler - Maintenance_A_Achievable Technical Potential | F1 | Industrial | Agriculture | Existing | Space Heating | Natural Gas | Gas Boiler - Maintenance | A | Integrated Unit Energy Savings (kWh or therms) | Achievable Technical Potential | 0 | 0 | 0 | 0 | 0 | 1.1526 | 1.1441 | 1.1354 | 1.1263 | 1.1167 | 1.107 | 1.097 | 1.0868 | 1.0761 | 1.0644 | 1.0531 | 1.0417 | 1.0306 | 1.0195 | 1.009 | 0.99879 | 0.98836 | 0.97885 | 0.97048 | 0.9623 | 0.95487 | 0.94851 | 0.94264 | 0.99593 | 0.99184 | 0.9881
F2_Industrial_Agriculture_Existing_Space Heating_Natural Gas_Gas Boiler - Maintenance_A_Achievable Technical Potential | F2 | Industrial | Agriculture | Existing | Space Heating | Natural Gas | Gas Boiler - Maintenance | A | Integrated Unit Summer Peak Savings (kW) | Achievable Technical Potential | 0 | 0 | 0 | 0 | 0 | 0 | 0 | 0 | 0 | 0 | 0 | 0 | 0 | 0 | 0 | 0 | 0 | 0 | 0 | 0 | 0 | 0 | 0 | 0 | 0 | 0 | 0 | 0 | 0 | 0 | 0
F3_Industrial_Agriculture_Existing_Space Heating_Natural Gas_Gas Boiler - Maintenance_A_Achievable Technical Potential | F3 | Industrial | Agriculture | Existing | Space Heating | Natural Gas | Gas Boiler - Maintenance | A | Integrated Unit Winter Peak Savings (kW) | Achievable Technical Potential | 0 | 0 | 0 | 0 | 0 | 0 | 0 | 0 | 0 | 0 | 0 | 0 | 0 | 0 | 0 | 0 | 0 | 0 | 0 | 0 | 0 | 0 | 0 | 0 | 0 | 0 | 0 | 0 | 0 | 0 | 0
F4_Industrial_Agriculture_Existing_Space Heating_Natural Gas_Gas Boiler - Maintenance_A_Achievable Technical Potential | F4 | Industrial | Agriculture | Existing | Space Heating | Natural Gas | Gas Boiler - Maintenance | A | Incremental Energy Savings (MWh or mTherms) | Achievable Technical Potential | 0 | 0 | 0 | 0 | 0 | 0.035866 | 0.02494 | 0.017032 | 0.013165 | 0.011447 | 0.0096944 | 0.0082077 | 0.006894 | 0.0056676 | 0.0047199 | 0.0038595 | 0.0029737 | 0.0022795 | 0.0017407 | 0.0013432 | 0.0012158 | 0.00093792 | 0.00079697 | 0.00066046 | 0.00052728 | 0 | 0 | 0 | 0 | 0 | 0
F5_Industrial_Agriculture_Existing_Space Heating_Natural Gas_Gas Boiler - Maintenance_A_Achievable Technical Potential | F5 | Industrial | Agriculture | Existing | Space Heating | Natural Gas | Gas Boiler - Maintenance | A | Incremental Summer Peak Savings (MW) | Achievable Technical Potential | 0 | 0 | 0 | 0 | 0 | 0 | 0 | 0 | 0 | 0 | 0 | 0 | 0 | 0 | 0 | 0 | 0 | 0 | 0 | 0 | 0 | 0 | 0 | 0 | 0 | 0 | 0 | 0 | 0 | 0 | 0
F6_Industrial_Agriculture_Existing_Space Heating_Natural Gas_Gas Boiler - Maintenance_A_Achievable Technical Potential | F6 | Industrial | Agriculture | Existing | Space Heating | Natural Gas | Gas Boiler - Maintenance | A | Incremental Winter Peak Savings (MW) | Achievable Technical Potential | 0 | 0 | 0 | 0 | 0 | 0 | 0 | 0 | 0 | 0 | 0 | 0 | 0 | 0 | 0 | 0 | 0 | 0 | 0 | 0 | 0 | 0 | 0 | 0 | 0 | 0 | 0 | 0 | 0 | 0 | 0
F7_Industrial_Agriculture_Existing_Space Heating_Natural Gas_Gas Boiler - Maintenance_A_Achievable Technical Potential | F7 | Industrial | Agriculture | Existing | Space Heating | Natural Gas | Gas Boiler - Maintenance | A | Cumulative Energy Savings (MWh or mTherms) | Achievable Technical Potential | 0 | 0 | 0 | 0 | 0 | 0.035866 | 0.060542 | 0.077112 | 0.089657 | 0.10035 | 0.10917 | 0.11639 | 0.1222 | 0.12666 | 0.13001 | 0.13249 | 0.13403 | 0.13487 | 0.13517 | 0.13511 | 0.13496 | 0.13449 | 0.134 | 0.13351 | 0.13291 | 0.13189 | 0.13101 | 0.1302 | 0 | 0 | 0
F8_Industrial_Agriculture_Existing_Space Heating_Natural Gas_Gas Boiler - Maintenance_A_Achievable Technical Potential | F8 | Industrial | Agriculture | Existing | Space Heating | Natural Gas | Gas Boiler - Maintenance | A | Cumulative Summer Peak Savings (MW) | Achievable Technical Potential | 0 | 0 | 0 | 0 | 0 | 0 | 0 | 0 | 0 | 0 | 0 | 0 | 0 | 0 | 0 | 0 | 0 | 0 | 0 | 0 | 0 | 0 | 0 | 0 | 0 | 0 | 0 | 0 | 0 | 0 | 0
F9_Industrial_Agriculture_Existing_Space Heating_Natural Gas_Gas Boiler - Maintenance_A_Achievable Technical Potential | F9 | Industrial | Agriculture | Existing | Space Heating | Natural Gas | Gas Boiler - Maintenance | A | Cumulative Winter Peak Savings (MW) | Achievable Technical Potential | 0 | 0 | 0 | 0 | 0 | 0 | 0 | 0 | 0 | 0 | 0 | 0 | 0 | 0 | 0 | 0 | 0 | 0 | 0 | 0 | 0 | 0 | 0 | 0 | 0 | 0 | 0 | 0 | 0 | 0 | 0
F10_Industrial_Agriculture_Existing_Space Heating_Natural Gas_Gas Boiler - Maintenance_A_Achievable Technical Potential | F10 | Industrial | Agriculture | Existing | Space Heating | Natural Gas | Gas Boiler - Maintenance | A | Purchases (Incremental) | Achievable Technical Potential | 0 | 0 | 0 | 0 | 0 | 31.117 | 21.7986 | 15.0015 | 11.6895 | 10.2502 | 8.7572 | 7.4816 | 6.3435 | 5.267 | 4.4344 | 3.6649 | 2.8546 | 2.212 | 1.7073 | 1.3312 | 1.2173 | 0.94896 | 0.81419 | 0.68054 | 0.54794 | 0 | 0 | 0 | 0 | 0 | 0
F11_Industrial_Agriculture_Existing_Space Heating_Natural Gas_Gas Boiler - Maintenance_A_Achievable Technical Potential | F11 | Industrial | Agriculture | Existing | Space Heating | Natural Gas | Gas Boiler - Maintenance | A | Purchases (Cumulative) | Achievable Technical Potential | 0 | 0 | 0 | 0 | 0 | 31.117 | 52.9156 | 67.917 | 79.6065 | 89.8567 | 98.6139 | 106.0956 | 112.4391 | 117.7061 | 122.1404 | 125.8053 | 128.6599 | 130.8719 | 132.5792 | 133.9104 | 135.1277 | 136.0767 | 136.8909 | 137.5714 | 138.1193 | 138.1193 | 138.1193 | 138.1193 | 138.1193 | 138.1193 | 138.1193
F1_Industrial_Agriculture_Existing_Process_Natural Gas_Gas Boiler - Maintenance_A_Achievable Technical Potential | F1 | Industrial | Agriculture | Existing | Process | Natural Gas | Gas Boiler - Maintenance | A | Integrated Unit Energy Savings (kWh or therms) | Achievable Technical Potential | 0 | 0 | 0 | 0 | 0 | 1.5559 | 1.5559 | 1.5559 | 1.5559 | 1.5559 | 1.5559 | 1.5559 | 1.5559 | 1.5559 | 1.5559 | 1.5559 | 1.5559 | 1.5559 | 1.5559 | 1.5559 | 1.5559 | 1.5559 | 1.5559 | 1.5559 | 1.5559 | 1.5559 | 1.5559 | 1.5559 | 1.5559 | 1.5559 | 1.5559
F2_Industrial_Agriculture_Existing_Process_Natural Gas_Gas Boiler - Maintenance_A_Achievable Technical Potential | F2 | Industrial | Agriculture | Existing | Process | Natural Gas | Gas Boiler - Maintenance | A | Integrated Unit Summer Peak Savings (kW) | Achievable Technical Potential | 0 | 0 | 0 | 0 | 0 | 0 | 0 | 0 | 0 | 0 | 0 | 0 | 0 | 0 | 0 | 0 | 0 | 0 | 0 | 0 | 0 | 0 | 0 | 0 | 0 | 0 | 0 | 0 | 0 | 0 | 0
F3_Industrial_Agriculture_Existing_Process_Natural Gas_Gas Boiler - Maintenance_A_Achievable Technical Potential | F3 | Industrial | Agriculture | Existing | Process | Natural Gas | Gas Boiler - Maintenance | A | Integrated Unit Winter Peak Savings (kW) | Achievable Technical Potential | 0 | 0 | 0 | 0 | 0 | 0 | 0 | 0 | 0 | 0 | 0 | 0 | 0 | 0 | 0 | 0 | 0 | 0 | 0 | 0 | 0 | 0 | 0 | 0 | 0 | 0 | 0 | 0 | 0 | 0 | 0
F4_Industrial_Agriculture_Existing_Process_Natural Gas_Gas Boiler - Maintenance_A_Achievable Technical Potential | F4 | Industrial | Agriculture | Existing | Process | Natural Gas | Gas Boiler - Maintenance | A | Incremental Energy Savings (MWh or mTherms) | Achievable Technical Potential | 0 | 0 | 0 | 0 | 0 | 0.40048 | 0.28055 | 0.19307 | 0.15045 | 0.13192 | 0.11271 | 0.09629 | 0.081642 | 0.067787 | 0.057071 | 0.047168 | 0.036739 | 0.028468 | 0.021973 | 0.017133 | 0.015667 | 0.012213 | 0.010479 | 0.0087587 | 0.007052 | 0 | 0 | 0 | 0 | 0 | 0
F5_Industrial_Agriculture_Existing_Process_Natural Gas_Gas Boiler - Maintenance_A_Achievable Technical Potential | F5 | Industrial | Agriculture | Existing | Process | Natural Gas | Gas Boiler - Maintenance | A | Incremental Summer Peak Savings (MW) | Achievable Technical Potential | 0 | 0 | 0 | 0 | 0 | 0 | 0 | 0 | 0 | 0 | 0 | 0 | 0 | 0 | 0 | 0 | 0 | 0 | 0 | 0 | 0 | 0 | 0 | 0 | 0 | 0 | 0 | 0 | 0 | 0 | 0
F6_Industrial_Agriculture_Existing_Process_Natural Gas_Gas Boiler - Maintenance_A_Achievable Technical Potential | F6 | Industrial | Agriculture | Existing | Process | Natural Gas | Gas Boiler - Maintenance | A | Incremental Winter Peak Savings (MW) | Achievable Technical Potential | 0 | 0 | 0 | 0 | 0 | 0 | 0 | 0 | 0 | 0 | 0 | 0 | 0 | 0 | 0 | 0 | 0 | 0 | 0 | 0 | 0 | 0 | 0 | 0 | 0 | 0 | 0 | 0 | 0 | 0 | 0
F7_Industrial_Agriculture_Existing_Process_Natural Gas_Gas Boiler - Maintenance_A_Achievable Technical Potential | F7 | Industrial | Agriculture | Existing | Process | Natural Gas | Gas Boiler - Maintenance | A | Cumulative Energy Savings (MWh or mTherms) | Achievable Technical Potential | 0 | 0 | 0 | 0 | 0 | 0.40048 | 0.68103 | 0.8741 | 1.0245 | 1.1565 | 1.2692 | 1.3655 | 1.4471 | 1.5149 | 1.572 | 1.6191 | 1.6559 | 1.6843 | 1.7063 | 1.7234 | 1.7391 | 1.7513 | 1.7618 | 1.7706 | 1.7776 | 1.7776 | 1.7776 | 1.7776 | 0 | 0 | 0
F8_Industrial_Agriculture_Existing_Process_Natural Gas_Gas Boiler - Maintenance_A_Achievable Technical Potential | F8 | Industrial | Agriculture | Existing | Process | Natural Gas | Gas Boiler - Maintenance | A | Cumulative Summer Peak Savings (MW) | Achievable Technical Potential | 0 | 0 | 0 | 0 | 0 | 0 | 0 | 0 | 0 | 0 | 0 | 0 | 0 | 0 | 0 | 0 | 0 | 0 | 0 | 0 | 0 | 0 | 0 | 0 | 0 | 0 | 0 | 0 | 0 | 0 | 0
F9_Industrial_Agriculture_Existing_Process_Natural Gas_Gas Boiler - Maintenance_A_Achievable Technical Potential | F9 | Industrial | Agriculture | Existing | Process | Natural Gas | Gas Boiler - Maintenance | A | Cumulative Winter Peak Savings (MW) | Achievable Technical Potential | 0 | 0 | 0 | 0 | 0 | 0 | 0 | 0 | 0 | 0 | 0 | 0 | 0 | 0 | 0 | 0 | 0 | 0 | 0 | 0 | 0 | 0 | 0 | 0 | 0 | 0 | 0 | 0 | 0 | 0 | 0
F10_Industrial_Agriculture_Existing_Process_Natural Gas_Gas Boiler - Maintenance_A_Achievable Technical Potential | F10 | Industrial | Agriculture | Existing | Process | Natural Gas | Gas Boiler - Maintenance | A | Purchases (Incremental) | Achievable Technical Potential | 0 | 0 | 0 | 0 | 0 | 257.3986 | 180.317 | 124.0914 | 96.6947 | 84.7892 | 72.4393 | 61.8878 | 52.4731 | 43.5686 | 36.6809 | 30.3157 | 23.613 | 18.2972 | 14.1228 | 11.0119 | 10.0694 | 7.8498 | 6.7349 | 5.6294 | 4.5325 | 0 | 0 | 0 | 0 | 0 | 0
F11_Industrial_Agriculture_Existing_Process_Natural Gas_Gas Boiler - Maintenance_A_Achievable Technical Potential | F11 | Industrial | Agriculture | Existing | Process | Natural Gas | Gas Boiler - Maintenance | A | Purchases (Cumulative) | Achievable Technical Potential | 0 | 0 | 0 | 0 | 0 | 257.3986 | 437.7156 | 561.807 | 658.5018 | 743.291 | 815.7303 | 877.6181 | 930.0912 | 973.6599 | 1010.3407 | 1040.6565 | 1064.2695 | 1082.5667 | 1096.6895 | 1107.7014 | 1117.7708 | 1125.6206 | 1132.3555 | 1137.985 | 1142.5175 | 1142.5175 | 1142.5175 | 1142.5175 | 1142.5175 | 1142.5175 | 1142.5175
F1_Industrial_Agriculture_Existing_Space Heating_Natural Gas_Gas Furnace - Maintenance_A_Achievable Technical Potential | F1 | Industrial | Agriculture | Existing | Space Heating | Natural Gas | Gas Furnace - Maintenance | A | Integrated Unit Energy Savings (kWh or therms) | Achievable Technical Potential | 0 | 0 | 0 | 0 | 0 | 0.0091884 | 0.0090978 | 0.0089825 | 0.008863 | 0.0087401 | 0.0086163 | 0.0084913 | 0.00837 | 0.0082503 | 0.0081266 | 0.0080123 | 0.0079019 | 0.0077967 | 0.0076963 | 0.0075991 | 0.0075053 | 0.0074119 | 0.0073221 | 0.0072419 | 0.0071659 | 0.0070964 | 0.0070347 | 0.0069768 | 0.0073847 | 0.0073392 | 0.0072965
F2_Industrial_Agriculture_Existing_Space Heating_Natural Gas_Gas Furnace - Maintenance_A_Achievable Technical Potential | F2 | Industrial | Agriculture | Existing | Space Heating | Natural Gas | Gas Furnace - Maintenance | A | Integrated Unit Summer Peak Savings (kW) | Achievable Technical Potential | 0 | 0 | 0 | 0 | 0 | 0 | 0 | 0 | 0 | 0 | 0 | 0 | 0 | 0 | 0 | 0 | 0 | 0 | 0 | 0 | 0 | 0 | 0 | 0 | 0 | 0 | 0 | 0 | 0 | 0 | 0
F3_Industrial_Agriculture_Existing_Space Heating_Natural Gas_Gas Furnace - Maintenance_A_Achievable Technical Potential | F3 | Industrial | Agriculture | Existing | Space Heating | Natural Gas | Gas Furnace - Maintenance | A | Integrated Unit Winter Peak Savings (kW) | Achievable Technical Potential | 0 | 0 | 0 | 0 | 0 | 0 | 0 | 0 | 0 | 0 | 0 | 0 | 0 | 0 | 0 | 0 | 0 | 0 | 0 | 0 | 0 | 0 | 0 | 0 | 0 | 0 | 0 | 0 | 0 | 0 | 0
F4_Industrial_Agriculture_Existing_Space Heating_Natural Gas_Gas Furnace - Maintenance_A_Achievable Technical Potential | F4 | Industrial | Agriculture | Existing | Space Heating | Natural Gas | Gas Furnace - Maintenance | A | Incremental Energy Savings (MWh or mTherms) | Achievable Technical Potential | 0 | 0 | 0 | 0 | 0 | 0.00057792 | 0.00040086 | 0.00027237 | 0.00020941 | 0.00018108 | 0.00015252 | 0.00012841 | 0.00010732 | 8.7834e-05 | 7.2839e-05 | 5.9353e-05 | 4.5593e-05 | 3.4859e-05 | 2.656e-05 | 2.0448e-05 | 1.8467e-05 | 1.4217e-05 | 1.205e-05 | 9.9618e-06 | 7.9366e-06 | 0 | 0 | 0 | 0 | 0 | 0
F5_Industrial_Agriculture_Existing_Space Heating_Natural Gas_Gas Furnace - Maintenance_A_Achievable Technical Potential | F5 | Industrial | Agriculture | Existing | Space Heating | Natural Gas | Gas Furnace - Maintenance | A | Incremental Summer Peak Savings (MW) | Achievable Technical Potential | 0 | 0 | 0 | 0 | 0 | 0 | 0 | 0 | 0 | 0 | 0 | 0 | 0 | 0 | 0 | 0 | 0 | 0 | 0 | 0 | 0 | 0 | 0 | 0 | 0 | 0 | 0 | 0 | 0 | 0 | 0
F6_Industrial_Agriculture_Existing_Space Heating_Natural Gas_Gas Furnace - Maintenance_A_Achievable Technical Potential | F6 | Industrial | Agriculture | Existing | Space Heating | Natural Gas | Gas Furnace - Maintenance | A | Incremental Winter Peak Savings (MW) | Achievable Technical Potential | 0 | 0 | 0 | 0 | 0 | 0 | 0 | 0 | 0 | 0 | 0 | 0 | 0 | 0 | 0 | 0 | 0 | 0 | 0 | 0 | 0 | 0 | 0 | 0 | 0 | 0 | 0 | 0 | 0 | 0 | 0
F7_Industrial_Agriculture_Existing_Space Heating_Natural Gas_Gas Furnace - Maintenance_A_Achievable Technical Potential | F7 | Industrial | Agriculture | Existing | Space Heating | Natural Gas | Gas Furnace - Maintenance | A | Cumulative Energy Savings (MWh or mTherms) | Achievable Technical Potential | 0 | 0 | 0 | 0 | 0 | 0.00057792 | 0.00097308 | 0.0012331 | 0.0014261 | 0.0015874 | 0.0017175 | 0.001821 | 0.0019023 | 0.0019629 | 0.0020063 | 0.0020374 | 0.002055 | 0.0020625 | 0.0020625 | 0.0020568 | 0.0020499 | 0.0020387 | 0.002026 | 0.0020138 | 0.0020006 | 0.0019812 | 0.0019639 | 0.0019478 | 0 | 0 | 0
F8_Industrial_Agriculture_Existing_Space Heating_Natural Gas_Gas Furnace - Maintenance_A_Achievable Technical Potential | F8 | Industrial | Agriculture | Existing | Space Heating | Natural Gas | Gas Furnace - Maintenance | A | Cumulative Summer Peak Savings (MW) | Achievable Technical Potential | 0 | 0 | 0 | 0 | 0 | 0 | 0 | 0 | 0 | 0 | 0 | 0 | 0 | 0 | 0 | 0 | 0 | 0 | 0 | 0 | 0 | 0 | 0 | 0 | 0 | 0 | 0 | 0 | 0 | 0 | 0
F9_Industrial_Agriculture_Existing_Space Heating_Natural Gas_Gas Furnace - Maintenance_A_Achievable Technical Potential | F9 | Industrial | Agriculture | Existing | Space Heating | Natural Gas | Gas Furnace - Maintenance | A | Cumulative Winter Peak Savings (MW) | Achievable Technical Potential | 0 | 0 | 0 | 0 | 0 | 0 | 0 | 0 | 0 | 0 | 0 | 0 | 0 | 0 | 0 | 0 | 0 | 0 | 0 | 0 | 0 | 0 | 0 | 0 | 0 | 0 | 0 | 0 | 0 | 0 | 0
F10_Industrial_Agriculture_Existing_Space Heating_Natural Gas_Gas Furnace - Maintenance_A_Achievable Technical Potential | F10 | Industrial | Agriculture | Existing | Space Heating | Natural Gas | Gas Furnace - Maintenance | A | Purchases (Incremental) | Achievable Technical Potential | 0 | 0 | 0 | 0 | 0 | 62.8964 | 44.0612 | 30.3222 | 23.6277 | 20.7186 | 17.7008 | 15.1225 | 12.822 | 10.6462 | 8.9631 | 7.4078 | 5.7699 | 4.471 | 3.451 | 2.6908 | 2.4605 | 1.9181 | 1.6457 | 1.3756 | 1.1075 | 0 | 0 | 0 | 0 | 0 | 0
F11_Industrial_Agriculture_Existing_Space Heating_Natural Gas_Gas Furnace - Maintenance_A_Achievable Technical Potential | F11 | Industrial | Agriculture | Existing | Space Heating | Natural Gas | Gas Furnace - Maintenance | A | Purchases (Cumulative) | Achievable Technical Potential | 0 | 0 | 0 | 0 | 0 | 62.8964 | 106.9575 | 137.2798 | 160.9075 | 181.6261 | 199.3269 | 214.4494 | 227.2715 | 237.9176 | 246.8807 | 254.2885 | 260.0584 | 264.5294 | 267.9804 | 270.6712 | 273.1317 | 275.0498 | 276.6955 | 278.0711 | 279.1786 | 279.1786 | 279.1786 | 279.1786 | 279.1786 | 279.1786 | 279.1786
F1_Industrial_Agriculture_Existing_Space Heating_Natural Gas_Gas Boiler - Hot Water Reset_A_Achievable Technical Potential | F1 | Industrial | Agriculture | Existing | Space Heating | Natural Gas | Gas Boiler - Hot Water Reset | A | Integrated Unit Energy Savings (kWh or therms) | Achievable Technical Potential | 0 | 0 | 0 | 0 | 0 | 4.1902 | 4.1583 | 4.1255 | 4.0914 | 4.0559 | 4.0196 | 3.9826 | 3.9445 | 3.9048 | 3.8618 | 3.8201 | 3.7782 | 3.737 | 3.6964 | 3.6575 | 3.6201 | 3.5817 | 3.5467 | 3.5159 | 3.4857 | 3.4588 | 3.4357 | 3.4144 | 3.6216 | 3.6067 | 3.5931
F2_Industrial_Agriculture_Existing_Space Heating_Natural Gas_Gas Boiler - Hot Water Reset_A_Achievable Technical Potential | F2 | Industrial | Agriculture | Existing | Space Heating | Natural Gas | Gas Boiler - Hot Water Reset | A | Integrated Unit Summer Peak Savings (kW) | Achievable Technical Potential | 0 | 0 | 0 | 0 | 0 | 0 | 0 | 0 | 0 | 0 | 0 | 0 | 0 | 0 | 0 | 0 | 0 | 0 | 0 | 0 | 0 | 0 | 0 | 0 | 0 | 0 | 0 | 0 | 0 | 0 | 0
F3_Industrial_Agriculture_Existing_Space Heating_Natural Gas_Gas Boiler - Hot Water Reset_A_Achievable Technical Potential | F3 | Industrial | Agriculture | Existing | Space Heating | Natural Gas | Gas Boiler - Hot Water Reset | A | Integrated Unit Winter Peak Savings (kW) | Achievable Technical Potential | 0 | 0 | 0 | 0 | 0 | 0 | 0 | 0 | 0 | 0 | 0 | 0 | 0 | 0 | 0 | 0 | 0 | 0 | 0 | 0 | 0 | 0 | 0 | 0 | 0 | 0 | 0 | 0 | 0 | 0 | 0
F4_Industrial_Agriculture_Existing_Space Heating_Natural Gas_Gas Boiler - Hot Water Reset_A_Achievable Technical Potential | F4 | Industrial | Agriculture | Existing | Space Heating | Natural Gas | Gas Boiler - Hot Water Reset | A | Incremental Energy Savings (MWh or mTherms) | Achievable Technical Potential | 0 | 0 | 0 | 0 | 0 | 0.063366 | 0.077169 | 0.093135 | 0.10728 | 0.1214 | 0.13888 | 0.15054 | 0.152 | 0.13955 | 0.11909 | 0.090291 | 0.05911 | 0.033777 | 0.015943 | 0.0066819 | 0.002395 | 0.00073728 | 0.00015854 | 2.5745e-05 | 3.0542e-06 | 0 | 0 | 0 | 0 | 0 | 0
F5_Industrial_Agriculture_Existing_Space Heating_Natural Gas_Gas Boiler - Hot Water Reset_A_Achievable Technical Potential | F5 | Industrial | Agriculture | Existing | Space Heating | Natural Gas | Gas Boiler - Hot Water Reset | A | Incremental Summer Peak Savings (MW) | Achievable Technical Potential | 0 | 0 | 0 | 0 | 0 | 0 | 0 | 0 | 0 | 0 | 0 | 0 | 0 | 0 | 0 | 0 | 0 | 0 | 0 | 0 | 0 | 0 | 0 | 0 | 0 | 0 | 0 | 0 | 0 | 0 | 0
F6_Industrial_Agriculture_Existing_Space Heating_Natural Gas_Gas Boiler - Hot Water Reset_A_Achievable Technical Potential | F6 | Industrial | Agriculture | Existing | Space Heating | Natural Gas | Gas Boiler - Hot Water Reset | A | Incremental Winter Peak Savings (MW) | Achievable Technical Potential | 0 | 0 | 0 | 0 | 0 | 0 | 0 | 0 | 0 | 0 | 0 | 0 | 0 | 0 | 0 | 0 | 0 | 0 | 0 | 0 | 0 | 0 | 0 | 0 | 0 | 0 | 0 | 0 | 0 | 0 | 0
F7_Industrial_Agriculture_Existing_Space Heating_Natural Gas_Gas Boiler - Hot Water Reset_A_Achievable Technical Potential | F7 | Industrial | Agriculture | Existing | Space Heating | Natural Gas | Gas Boiler - Hot Water Reset | A | Cumulative Energy Savings (MWh or mTherms) | Achievable Technical Potential | 0 | 0 | 0 | 0 | 0 | 0.063366 | 0.14005 | 0.23208 | 0.33744 | 0.45592 | 0.59072 | 0.73581 | 0.88078 | 1.0115 | 1.1194 | 1.1976 | 1.2436 | 1.2638 | 1.266 | 1.2594 | 1.2489 | 1.2364 | 1.2245 | 1.2139 | 1.2035 | 1.1942 | 1.1862 | 1.1788 | 0 | 0 | 0
F8_Industrial_Agriculture_Existing_Space Heating_Natural Gas_Gas Boiler - Hot Water Reset_A_Achievable Technical Potential | F8 | Industrial | Agriculture | Existing | Space Heating | Natural Gas | Gas Boiler - Hot Water Reset | A | Cumulative Summer Peak Savings (MW) | Achievable Technical Potential | 0 | 0 | 0 | 0 | 0 | 0 | 0 | 0 | 0 | 0 | 0 | 0 | 0 | 0 | 0 | 0 | 0 | 0 | 0 | 0 | 0 | 0 | 0 | 0 | 0 | 0 | 0 | 0 | 0 | 0 | 0
F9_Industrial_Agriculture_Existing_Space Heating_Natural Gas_Gas Boiler - Hot Water Reset_A_Achievable Technical Potential | F9 | Industrial | Agriculture | Existing | Space Heating | Natural Gas | Gas Boiler - Hot Water Reset | A | Cumulative Winter Peak Savings (MW) | Achievable Technical Potential | 0 | 0 | 0 | 0 | 0 | 0 | 0 | 0 | 0 | 0 | 0 | 0 | 0 | 0 | 0 | 0 | 0 | 0 | 0 | 0 | 0 | 0 | 0 | 0 | 0 | 0 | 0 | 0 | 0 | 0 | 0
F10_Industrial_Agriculture_Existing_Space Heating_Natural Gas_Gas Boiler - Hot Water Reset_A_Achievable Technical Potential | F10 | Industrial | Agriculture | Existing | Space Heating | Natural Gas | Gas Boiler - Hot Water Reset | A | Purchases (Incremental) | Achievable Technical Potential | 0 | 0 | 0 | 0 | 0 | 15.1225 | 18.5578 | 22.5754 | 26.2206 | 29.9327 | 34.5505 | 37.7989 | 38.5358 | 35.7387 | 30.8377 | 23.636 | 15.6448 | 9.0384 | 4.313 | 1.8269 | 0.66158 | 0.20584 | 0.044701 | 0.0073226 | 0.00087619 | 0 | 0 | 0 | 0 | 0 | 0
F11_Industrial_Agriculture_Existing_Space Heating_Natural Gas_Gas Boiler - Hot Water Reset_A_Achievable Technical Potential | F11 | Industrial | Agriculture | Existing | Space Heating | Natural Gas | Gas Boiler - Hot Water Reset | A | Purchases (Cumulative) | Achievable Technical Potential | 0 | 0 | 0 | 0 | 0 | 15.1225 | 33.6803 | 56.2556 | 82.4763 | 112.4089 | 146.9594 | 184.7583 | 223.2941 | 259.0328 | 289.8705 | 313.5065 | 329.1513 | 338.1896 | 342.5026 | 344.3295 | 344.9911 | 345.1969 | 345.2416 | 345.249 | 345.2498 | 345.2498 | 345.2498 | 345.2498 | 345.2498 | 345.2498 | 345.2498
F1_Industrial_Agriculture_Existing_Process_Natural Gas_Gas Boiler - Hot Water Reset_A_Achievable Technical Potential | F1 | Industrial | Agriculture | Existing | Process | Natural Gas | Gas Boiler - Hot Water Reset | A | Integrated Unit Energy Savings (kWh or therms) | Achievable Technical Potential | 0 | 0 | 0 | 0 | 0 | 2.8264 | 2.8241 | 2.8219 | 2.8198 | 2.8177 | 2.8157 | 2.8141 | 2.8128 | 2.8115 | 2.8106 | 2.8097 | 2.809 | 2.8083 | 2.8076 | 2.8072 | 2.8067 | 2.8064 | 2.8061 | 2.8058 | 2.8055 | 2.8054 | 2.8053 | 2.8053 | 2.8289 | 2.8289 | 2.8289
F2_Industrial_Agriculture_Existing_Process_Natural Gas_Gas Boiler - Hot Water Reset_A_Achievable Technical Potential | F2 | Industrial | Agriculture | Existing | Process | Natural Gas | Gas Boiler - Hot Water Reset | A | Integrated Unit Summer Peak Savings (kW) | Achievable Technical Potential | 0 | 0 | 0 | 0 | 0 | 0 | 0 | 0 | 0 | 0 | 0 | 0 | 0 | 0 | 0 | 0 | 0 | 0 | 0 | 0 | 0 | 0 | 0 | 0 | 0 | 0 | 0 | 0 | 0 | 0 | 0
F3_Industrial_Agriculture_Existing_Process_Natural Gas_Gas Boiler - Hot Water Reset_A_Achievable Technical Potential | F3 | Industrial | Agriculture | Existing | Process | Natural Gas | Gas Boiler - Hot Water Reset | A | Integrated Unit Winter Peak Savings (kW) | Achievable Technical Potential | 0 | 0 | 0 | 0 | 0 | 0 | 0 | 0 | 0 | 0 | 0 | 0 | 0 | 0 | 0 | 0 | 0 | 0 | 0 | 0 | 0 | 0 | 0 | 0 | 0 | 0 | 0 | 0 | 0 | 0 | 0
F4_Industrial_Agriculture_Existing_Process_Natural Gas_Gas Boiler - Hot Water Reset_A_Achievable Technical Potential | F4 | Industrial | Agriculture | Existing | Process | Natural Gas | Gas Boiler - Hot Water Reset | A | Incremental Energy Savings (MWh or mTherms) | Achievable Technical Potential | 0 | 0 | 0 | 0 | 0 | 0.35356 | 0.43352 | 0.52697 | 0.6116 | 0.69768 | 0.80473 | 0.8799 | 0.89663 | 0.83115 | 0.71696 | 0.54933 | 0.36352 | 0.20996 | 0.10017 | 0.042423 | 0.01536 | 0.0047785 | 0.0010376 | 0.00016995 | 2.0333e-05 | 0 | 0 | 0 | 0 | 0 | 0
F5_Industrial_Agriculture_Existing_Process_Natural Gas_Gas Boiler - Hot Water Reset_A_Achievable Technical Potential | F5 | Industrial | Agriculture | Existing | Process | Natural Gas | Gas Boiler - Hot Water Reset | A | Incremental Summer Peak Savings (MW) | Achievable Technical Potential | 0 | 0 | 0 | 0 | 0 | 0 | 0 | 0 | 0 | 0 | 0 | 0 | 0 | 0 | 0 | 0 | 0 | 0 | 0 | 0 | 0 | 0 | 0 | 0 | 0 | 0 | 0 | 0 | 0 | 0 | 0
F6_Industrial_Agriculture_Existing_Process_Natural Gas_Gas Boiler - Hot Water Reset_A_Achievable Technical Potential | F6 | Industrial | Agriculture | Existing | Process | Natural Gas | Gas Boiler - Hot Water Reset | A | Incremental Winter Peak Savings (MW) | Achievable Technical Potential | 0 | 0 | 0 | 0 | 0 | 0 | 0 | 0 | 0 | 0 | 0 | 0 | 0 | 0 | 0 | 0 | 0 | 0 | 0 | 0 | 0 | 0 | 0 | 0 | 0 | 0 | 0 | 0 | 0 | 0 | 0
F7_Industrial_Agriculture_Existing_Process_Natural Gas_Gas Boiler - Hot Water Reset_A_Achievable Technical Potential | F7 | Industrial | Agriculture | Existing | Process | Natural Gas | Gas Boiler - Hot Water Reset | A | Cumulative Energy Savings (MWh or mTherms) | Achievable Technical Potential | 0 | 0 | 0 | 0 | 0 | 0.35356 | 0.78679 | 1.3131 | 1.9238 | 2.62 | 3.4229 | 4.3009 | 5.1955 | 6.0242 | 6.7393 | 7.2863 | 7.6481 | 7.8563 | 7.9545 | 7.9958 | 8.0097 | 8.0136 | 8.0137 | 8.013 | 8.0121 | 8.0119 | 8.0117 | 8.0116 | 0 | 0 | 0
F8_Industrial_Agriculture_Existing_Process_Natural Gas_Gas Boiler - Hot Water Reset_A_Achievable Technical Potential | F8 | Industrial | Agriculture | Existing | Process | Natural Gas | Gas Boiler - Hot Water Reset | A | Cumulative Summer Peak Savings (MW) | Achievable Technical Potential | 0 | 0 | 0 | 0 | 0 | 0 | 0 | 0 | 0 | 0 | 0 | 0 | 0 | 0 | 0 | 0 | 0 | 0 | 0 | 0 | 0 | 0 | 0 | 0 | 0 | 0 | 0 | 0 | 0 | 0 | 0
F9_Industrial_Agriculture_Existing_Process_Natural Gas_Gas Boiler - Hot Water Reset_A_Achievable Technical Potential | F9 | Industrial | Agriculture | Existing | Process | Natural Gas | Gas Boiler - Hot Water Reset | A | Cumulative Winter Peak Savings (MW) | Achievable Technical Potential | 0 | 0 | 0 | 0 | 0 | 0 | 0 | 0 | 0 | 0 | 0 | 0 | 0 | 0 | 0 | 0 | 0 | 0 | 0 | 0 | 0 | 0 | 0 | 0 | 0 | 0 | 0 | 0 | 0 | 0 | 0
F10_Industrial_Agriculture_Existing_Process_Natural Gas_Gas Boiler - Hot Water Reset_A_Achievable Technical Potential | F10 | Industrial | Agriculture | Existing | Process | Natural Gas | Gas Boiler - Hot Water Reset | A | Purchases (Incremental) | Achievable Technical Potential | 0 | 0 | 0 | 0 | 0 | 125.0924 | 153.5093 | 186.7426 | 216.8959 | 247.6019 | 285.8003 | 312.6706 | 318.7665 | 295.629 | 255.0884 | 195.5157 | 129.4132 | 74.765 | 35.6768 | 15.1119 | 5.4725 | 1.7027 | 0.36976 | 0.060572 | 0.0072478 | 0 | 0 | 0 | 0 | 0 | 0
F11_Industrial_Agriculture_Existing_Process_Natural Gas_Gas Boiler - Hot Water Reset_A_Achievable Technical Potential | F11 | Industrial | Agriculture | Existing | Process | Natural Gas | Gas Boiler - Hot Water Reset | A | Purchases (Cumulative) | Achievable Technical Potential | 0 | 0 | 0 | 0 | 0 | 125.0924 | 278.6017 | 465.3443 | 682.2403 | 929.8421 | 1215.6424 | 1528.313 | 1847.0796 | 2142.7085 | 2397.7969 | 2593.3126 | 2722.7259 | 2797.4908 | 2833.1677 | 2848.2796 | 2853.7521 | 2855.4548 | 2855.8246 | 2855.8852 | 2855.8924 | 2855.8924 | 2855.8924 | 2855.8924 | 2855.8924 | 2855.8924 | 2855.8924
F1_Industrial_Agriculture_Existing_Space Heating_Natural Gas_Steam Trap Maintenance_A_Achievable Technical Potential | F1 | Industrial | Agriculture | Existing | Space Heating | Natural Gas | Steam Trap Maintenance | A | Integrated Unit Energy Savings (kWh or therms) | Achievable Technical Potential | 0 | 0 | 0 | 0 | 0 | 1.4803 | 1.4691 | 1.4575 | 1.4455 | 1.433 | 1.4202 | 1.4071 | 1.3937 | 1.3797 | 1.3645 | 1.3498 | 1.335 | 1.3205 | 1.3061 | 1.2924 | 1.2792 | 1.2657 | 1.2533 | 1.2425 | 1.2318 | 1.2223 | 1.2141 | 1.2066 | 1.2794 | 1.2742 | 1.2694
F2_Industrial_Agriculture_Existing_Space Heating_Natural Gas_Steam Trap Maintenance_A_Achievable Technical Potential | F2 | Industrial | Agriculture | Existing | Space Heating | Natural Gas | Steam Trap Maintenance | A | Integrated Unit Summer Peak Savings (kW) | Achievable Technical Potential | 0 | 0 | 0 | 0 | 0 | 0 | 0 | 0 | 0 | 0 | 0 | 0 | 0 | 0 | 0 | 0 | 0 | 0 | 0 | 0 | 0 | 0 | 0 | 0 | 0 | 0 | 0 | 0 | 0 | 0 | 0
F3_Industrial_Agriculture_Existing_Space Heating_Natural Gas_Steam Trap Maintenance_A_Achievable Technical Potential | F3 | Industrial | Agriculture | Existing | Space Heating | Natural Gas | Steam Trap Maintenance | A | Integrated Unit Winter Peak Savings (kW) | Achievable Technical Potential | 0 | 0 | 0 | 0 | 0 | 0 | 0 | 0 | 0 | 0 | 0 | 0 | 0 | 0 | 0 | 0 | 0 | 0 | 0 | 0 | 0 | 0 | 0 | 0 | 0 | 0 | 0 | 0 | 0 | 0 | 0
F4_Industrial_Agriculture_Existing_Space Heating_Natural Gas_Steam Trap Maintenance_A_Achievable Technical Potential | F4 | Industrial | Agriculture | Existing | Space Heating | Natural Gas | Steam Trap Maintenance | A | Incremental Energy Savings (MWh or mTherms) | Achievable Technical Potential | 0 | 0 | 0 | 0 | 0 | 0.012495 | 0.012393 | 0.012223 | 0.012129 | 0.012033 | 0.011775 | 0.011634 | 0.0115 | 0.011203 | 0.011123 | 0.010898 | 0.01078 | 0.010609 | 0.0104 | 0.010303 | 0.010156 | 0.010009 | 0.0098753 | 0.0097563 | 0.0096422 | 0 | 0 | 0 | 0 | 0 | 0
F5_Industrial_Agriculture_Existing_Space Heating_Natural Gas_Steam Trap Maintenance_A_Achievable Technical Potential | F5 | Industrial | Agriculture | Existing | Space Heating | Natural Gas | Steam Trap Maintenance | A | Incremental Summer Peak Savings (MW) | Achievable Technical Potential | 0 | 0 | 0 | 0 | 0 | 0 | 0 | 0 | 0 | 0 | 0 | 0 | 0 | 0 | 0 | 0 | 0 | 0 | 0 | 0 | 0 | 0 | 0 | 0 | 0 | 0 | 0 | 0 | 0 | 0 | 0
F6_Industrial_Agriculture_Existing_Space Heating_Natural Gas_Steam Trap Maintenance_A_Achievable Technical Potential | F6 | Industrial | Agriculture | Existing | Space Heating | Natural Gas | Steam Trap Maintenance | A | Incremental Winter Peak Savings (MW) | Achievable Technical Potential | 0 | 0 | 0 | 0 | 0 | 0 | 0 | 0 | 0 | 0 | 0 | 0 | 0 | 0 | 0 | 0 | 0 | 0 | 0 | 0 | 0 | 0 | 0 | 0 | 0 | 0 | 0 | 0 | 0 | 0 | 0
F7_Industrial_Agriculture_Existing_Space Heating_Natural Gas_Steam Trap Maintenance_A_Achievable Technical Potential | F7 | Industrial | Agriculture | Existing | Space Heating | Natural Gas | Steam Trap Maintenance | A | Cumulative Energy Savings (MWh or mTherms) | Achievable Technical Potential | 0 | 0 | 0 | 0 | 0 | 0.012495 | 0.024793 | 0.036821 | 0.048645 | 0.060257 | 0.071494 | 0.08247 | 0.093183 | 0.10345 | 0.11344 | 0.12311 | 0.13254 | 0.14171 | 0.15057 | 0.15929 | 0.16782 | 0.17605 | 0.18421 | 0.19237 | 0.20036 | 0.19881 | 0.19749 | 0.19626 | 0 | 0 | 0
F8_Industrial_Agriculture_Existing_Space Heating_Natural Gas_Steam Trap Maintenance_A_Achievable Technical Potential | F8 | Industrial | Agriculture | Existing | Space Heating | Natural Gas | Steam Trap Maintenance | A | Cumulative Summer Peak Savings (MW) | Achievable Technical Potential | 0 | 0 | 0 | 0 | 0 | 0 | 0 | 0 | 0 | 0 | 0 | 0 | 0 | 0 | 0 | 0 | 0 | 0 | 0 | 0 | 0 | 0 | 0 | 0 | 0 | 0 | 0 | 0 | 0 | 0 | 0
F9_Industrial_Agriculture_Existing_Space Heating_Natural Gas_Steam Trap Maintenance_A_Achievable Technical Potential | F9 | Industrial | Agriculture | Existing | Space Heating | Natural Gas | Steam Trap Maintenance | A | Cumulative Winter Peak Savings (MW) | Achievable Technical Potential | 0 | 0 | 0 | 0 | 0 | 0 | 0 | 0 | 0 | 0 | 0 | 0 | 0 | 0 | 0 | 0 | 0 | 0 | 0 | 0 | 0 | 0 | 0 | 0 | 0 | 0 | 0 | 0 | 0 | 0 | 0
F10_Industrial_Agriculture_Existing_Space Heating_Natural Gas_Steam Trap Maintenance_A_Achievable Technical Potential | F10 | Industrial | Agriculture | Existing | Space Heating | Natural Gas | Steam Trap Maintenance | A | Purchases (Incremental) | Achievable Technical Potential | 0 | 0 | 0 | 0 | 0 | 8.4404 | 8.4358 | 8.3861 | 8.3906 | 8.3975 | 8.2909 | 8.2682 | 8.2515 | 8.1204 | 8.1514 | 8.0737 | 8.0747 | 8.0341 | 7.9624 | 7.9719 | 7.9389 | 7.908 | 7.8792 | 7.8524 | 7.8277 | 0 | 0 | 0 | 0 | 0 | 0
F11_Industrial_Agriculture_Existing_Space Heating_Natural Gas_Steam Trap Maintenance_A_Achievable Technical Potential | F11 | Industrial | Agriculture | Existing | Space Heating | Natural Gas | Steam Trap Maintenance | A | Purchases (Cumulative) | Achievable Technical Potential | 0 | 0 | 0 | 0 | 0 | 8.4404 | 16.8763 | 25.2623 | 33.6529 | 42.0505 | 50.3414 | 58.6096 | 66.8611 | 74.9815 | 83.1329 | 91.2066 | 99.2813 | 107.3155 | 115.2779 | 123.2498 | 131.1887 | 139.0967 | 146.9759 | 154.8283 | 162.656 | 162.656 | 162.656 | 162.656 | 162.656 | 162.656 | 162.656
F1_Industrial_Agriculture_Existing_Process_Natural Gas_Steam Trap Maintenance_A_Achievable Technical Potential | F1 | Industrial | Agriculture | Existing | Process | Natural Gas | Steam Trap Maintenance | A | Integrated Unit Energy Savings (kWh or therms) | Achievable Technical Potential | 0 | 0 | 0 | 0 | 0 | 1.9972 | 1.9957 | 1.9943 | 1.993 | 1.9917 | 1.9904 | 1.9894 | 1.9887 | 1.9879 | 1.9874 | 1.9869 | 1.9866 | 1.9863 | 1.986 | 1.9859 | 1.9857 | 1.9856 | 1.9855 | 1.9855 | 1.9854 | 1.9854 | 1.9854 | 1.9853 | 1.9988 | 1.9988 | 1.9988
F2_Industrial_Agriculture_Existing_Process_Natural Gas_Steam Trap Maintenance_A_Achievable Technical Potential | F2 | Industrial | Agriculture | Existing | Process | Natural Gas | Steam Trap Maintenance | A | Integrated Unit Summer Peak Savings (kW) | Achievable Technical Potential | 0 | 0 | 0 | 0 | 0 | 0 | 0 | 0 | 0 | 0 | 0 | 0 | 0 | 0 | 0 | 0 | 0 | 0 | 0 | 0 | 0 | 0 | 0 | 0 | 0 | 0 | 0 | 0 | 0 | 0 | 0
F3_Industrial_Agriculture_Existing_Process_Natural Gas_Steam Trap Maintenance_A_Achievable Technical Potential | F3 | Industrial | Agriculture | Existing | Process | Natural Gas | Steam Trap Maintenance | A | Integrated Unit Winter Peak Savings (kW) | Achievable Technical Potential | 0 | 0 | 0 | 0 | 0 | 0 | 0 | 0 | 0 | 0 | 0 | 0 | 0 | 0 | 0 | 0 | 0 | 0 | 0 | 0 | 0 | 0 | 0 | 0 | 0 | 0 | 0 | 0 | 0 | 0 | 0
F4_Industrial_Agriculture_Existing_Process_Natural Gas_Steam Trap Maintenance_A_Achievable Technical Potential | F4 | Industrial | Agriculture | Existing | Process | Natural Gas | Steam Trap Maintenance | A | Incremental Energy Savings (MWh or mTherms) | Achievable Technical Potential | 0 | 0 | 0 | 0 | 0 | 0.13944 | 0.13926 | 0.13834 | 0.13833 | 0.13835 | 0.13651 | 0.13607 | 0.13574 | 0.13353 | 0.13401 | 0.1327 | 0.13269 | 0.13201 | 0.13081 | 0.13095 | 0.1304 | 0.12989 | 0.12941 | 0.12897 | 0.12856 | 0 | 0 | 0 | 0 | 0 | 0
F5_Industrial_Agriculture_Existing_Process_Natural Gas_Steam Trap Maintenance_A_Achievable Technical Potential | F5 | Industrial | Agriculture | Existing | Process | Natural Gas | Steam Trap Maintenance | A | Incremental Summer Peak Savings (MW) | Achievable Technical Potential | 0 | 0 | 0 | 0 | 0 | 0 | 0 | 0 | 0 | 0 | 0 | 0 | 0 | 0 | 0 | 0 | 0 | 0 | 0 | 0 | 0 | 0 | 0 | 0 | 0 | 0 | 0 | 0 | 0 | 0 | 0
F6_Industrial_Agriculture_Existing_Process_Natural Gas_Steam Trap Maintenance_A_Achievable Technical Potential | F6 | Industrial | Agriculture | Existing | Process | Natural Gas | Steam Trap Maintenance | A | Incremental Winter Peak Savings (MW) | Achievable Technical Potential | 0 | 0 | 0 | 0 | 0 | 0 | 0 | 0 | 0 | 0 | 0 | 0 | 0 | 0 | 0 | 0 | 0 | 0 | 0 | 0 | 0 | 0 | 0 | 0 | 0 | 0 | 0 | 0 | 0 | 0 | 0
F7_Industrial_Agriculture_Existing_Process_Natural Gas_Steam Trap Maintenance_A_Achievable Technical Potential | F7 | Industrial | Agriculture | Existing | Process | Natural Gas | Steam Trap Maintenance | A | Cumulative Energy Savings (MWh or mTherms) | Achievable Technical Potential | 0 | 0 | 0 | 0 | 0 | 0.13944 | 0.2786 | 0.41675 | 0.55479 | 0.69278 | 0.82885 | 0.96452 | 1.0999 | 1.233 | 1.3667 | 1.4991 | 1.6315 | 1.7633 | 1.8938 | 2.0246 | 2.1548 | 2.2846 | 2.414 | 2.5429 | 2.6714 | 2.6713 | 2.6713 | 2.6712 | 0 | 0 | 0
F8_Industrial_Agriculture_Existing_Process_Natural Gas_Steam Trap Maintenance_A_Achievable Technical Potential | F8 | Industrial | Agriculture | Existing | Process | Natural Gas | Steam Trap Maintenance | A | Cumulative Summer Peak Savings (MW) | Achievable Technical Potential | 0 | 0 | 0 | 0 | 0 | 0 | 0 | 0 | 0 | 0 | 0 | 0 | 0 | 0 | 0 | 0 | 0 | 0 | 0 | 0 | 0 | 0 | 0 | 0 | 0 | 0 | 0 | 0 | 0 | 0 | 0
F9_Industrial_Agriculture_Existing_Process_Natural Gas_Steam Trap Maintenance_A_Achievable Technical Potential | F9 | Industrial | Agriculture | Existing | Process | Natural Gas | Steam Trap Maintenance | A | Cumulative Winter Peak Savings (MW) | Achievable Technical Potential | 0 | 0 | 0 | 0 | 0 | 0 | 0 | 0 | 0 | 0 | 0 | 0 | 0 | 0 | 0 | 0 | 0 | 0 | 0 | 0 | 0 | 0 | 0 | 0 | 0 | 0 | 0 | 0 | 0 | 0 | 0
F10_Industrial_Agriculture_Existing_Process_Natural Gas_Steam Trap Maintenance_A_Achievable Technical Potential | F10 | Industrial | Agriculture | Existing | Process | Natural Gas | Steam Trap Maintenance | A | Purchases (Incremental) | Achievable Technical Potential | 0 | 0 | 0 | 0 | 0 | 69.819 | 69.7807 | 69.3692 | 69.4067 | 69.4641 | 68.582 | 68.3946 | 68.2557 | 67.1718 | 67.4283 | 66.7853 | 66.7939 | 66.4578 | 65.865 | 65.943 | 65.6703 | 65.4149 | 65.1765 | 64.955 | 64.7502 | 0 | 0 | 0 | 0 | 0 | 0
F11_Industrial_Agriculture_Existing_Process_Natural Gas_Steam Trap Maintenance_A_Achievable Technical Potential | F11 | Industrial | Agriculture | Existing | Process | Natural Gas | Steam Trap Maintenance | A | Purchases (Cumulative) | Achievable Technical Potential | 0 | 0 | 0 | 0 | 0 | 69.819 | 139.5998 | 208.969 | 278.3757 | 347.8398 | 416.4217 | 484.8163 | 553.072 | 620.2438 | 687.6721 | 754.4573 | 821.2513 | 887.709 | 953.574 | 1019.5169 | 1085.1872 | 1150.6021 | 1215.7786 | 1280.7336 | 1345.4838 | 1345.4838 | 1345.4838 | 1345.4838 | 1345.4838 | 1345.4838 | 1345.4838
F1_Industrial_Agriculture_Existing_Space Heating_Natural Gas_Gas Boiler - High Turndown_A_Achievable Technical Potential | F1 | Industrial | Agriculture | Existing | Space Heating | Natural Gas | Gas Boiler - High Turndown | A | Integrated Unit Energy Savings (kWh or therms) | Achievable Technical Potential | 0 | 0 | 0 | 0 | 0 | 1.5672 | 1.5497 | 1.5299 | 1.5074 | 1.4822 | 1.4544 | 1.4253 | 1.3953 | 1.3637 | 1.3335 | 1.3034 | 1.2759 | 1.2496 | 1.2246 | 1.2035 | 1.1837 | 1.1652 | 1.1492 | 1.1358 | 1.1232 | 1.1141 | 1.1062 | 1.099 | 1.3581 | 1.3525 | 1.3474
F2_Industrial_Agriculture_Existing_Space Heating_Natural Gas_Gas Boiler - High Turndown_A_Achievable Technical Potential | F2 | Industrial | Agriculture | Existing | Space Heating | Natural Gas | Gas Boiler - High Turndown | A | Integrated Unit Summer Peak Savings (kW) | Achievable Technical Potential | 0 | 0 | 0 | 0 | 0 | 0 | 0 | 0 | 0 | 0 | 0 | 0 | 0 | 0 | 0 | 0 | 0 | 0 | 0 | 0 | 0 | 0 | 0 | 0 | 0 | 0 | 0 | 0 | 0 | 0 | 0
F3_Industrial_Agriculture_Existing_Space Heating_Natural Gas_Gas Boiler - High Turndown_A_Achievable Technical Potential | F3 | Industrial | Agriculture | Existing | Space Heating | Natural Gas | Gas Boiler - High Turndown | A | Integrated Unit Winter Peak Savings (kW) | Achievable Technical Potential | 0 | 0 | 0 | 0 | 0 | 0 | 0 | 0 | 0 | 0 | 0 | 0 | 0 | 0 | 0 | 0 | 0 | 0 | 0 | 0 | 0 | 0 | 0 | 0 | 0 | 0 | 0 | 0 | 0 | 0 | 0
F4_Industrial_Agriculture_Existing_Space Heating_Natural Gas_Gas Boiler - High Turndown_A_Achievable Technical Potential | F4 | Industrial | Agriculture | Existing | Space Heating | Natural Gas | Gas Boiler - High Turndown | A | Incremental Energy Savings (MWh or mTherms) | Achievable Technical Potential | 0 | 0 | 0 | 0 | 0 | 0.036171 | 0.035747 | 0.035081 | 0.034584 | 0.034034 | 0.029674 | 0.023201 | 0.018134 | 0.013953 | 0.010957 | 0.0084861 | 0.0066464 | 0.0051811 | 0.0040258 | 0.0031689 | 0.0024832 | 1.6608e-05 | 5.8284e-06 | 1.9572e-06 | 6.2915e-07 | 5.2887e-07 | 5.2373e-07 | 5.1904e-07 | 6.4003e-07 | 6.3616e-07 | 6.3269e-07
F5_Industrial_Agriculture_Existing_Space Heating_Natural Gas_Gas Boiler - High Turndown_A_Achievable Technical Potential | F5 | Industrial | Agriculture | Existing | Space Heating | Natural Gas | Gas Boiler - High Turndown | A | Incremental Summer Peak Savings (MW) | Achievable Technical Potential | 0 | 0 | 0 | 0 | 0 | 0 | 0 | 0 | 0 | 0 | 0 | 0 | 0 | 0 | 0 | 0 | 0 | 0 | 0 | 0 | 0 | 0 | 0 | 0 | 0 | 0 | 0 | 0 | 0 | 0 | 0
F6_Industrial_Agriculture_Existing_Space Heating_Natural Gas_Gas Boiler - High Turndown_A_Achievable Technical Potential | F6 | Industrial | Agriculture | Existing | Space Heating | Natural Gas | Gas Boiler - High Turndown | A | Incremental Winter Peak Savings (MW) | Achievable Technical Potential | 0 | 0 | 0 | 0 | 0 | 0 | 0 | 0 | 0 | 0 | 0 | 0 | 0 | 0 | 0 | 0 | 0 | 0 | 0 | 0 | 0 | 0 | 0 | 0 | 0 | 0 | 0 | 0 | 0 | 0 | 0
F7_Industrial_Agriculture_Existing_Space Heating_Natural Gas_Gas Boiler - High Turndown_A_Achievable Technical Potential | F7 | Industrial | Agriculture | Existing | Space Heating | Natural Gas | Gas Boiler - High Turndown | A | Cumulative Energy Savings (MWh or mTherms) | Achievable Technical Potential | 0 | 0 | 0 | 0 | 0 | 0.036171 | 0.071514 | 0.10568 | 0.13871 | 0.17042 | 0.1969 | 0.21616 | 0.22975 | 0.23851 | 0.24417 | 0.24715 | 0.24858 | 0.24863 | 0.24768 | 0.24659 | 0.24502 | 0.24121 | 0.2379 | 0.23513 | 0.23253 | 0.23063 | 0.229 | 0.2275 | 0 | 0 | 0
F8_Industrial_Agriculture_Existing_Space Heating_Natural Gas_Gas Boiler - High Turndown_A_Achievable Technical Potential | F8 | Industrial | Agriculture | Existing | Space Heating | Natural Gas | Gas Boiler - High Turndown | A | Cumulative Summer Peak Savings (MW) | Achievable Technical Potential | 0 | 0 | 0 | 0 | 0 | 0 | 0 | 0 | 0 | 0 | 0 | 0 | 0 | 0 | 0 | 0 | 0 | 0 | 0 | 0 | 0 | 0 | 0 | 0 | 0 | 0 | 0 | 0 | 0 | 0 | 0
F9_Industrial_Agriculture_Existing_Space Heating_Natural Gas_Gas Boiler - High Turndown_A_Achievable Technical Potential | F9 | Industrial | Agriculture | Existing | Space Heating | Natural Gas | Gas Boiler - High Turndown | A | Cumulative Winter Peak Savings (MW) | Achievable Technical Potential | 0 | 0 | 0 | 0 | 0 | 0 | 0 | 0 | 0 | 0 | 0 | 0 | 0 | 0 | 0 | 0 | 0 | 0 | 0 | 0 | 0 | 0 | 0 | 0 | 0 | 0 | 0 | 0 | 0 | 0 | 0
F10_Industrial_Agriculture_Existing_Space Heating_Natural Gas_Gas Boiler - High Turndown_A_Achievable Technical Potential | F10 | Industrial | Agriculture | Existing | Space Heating | Natural Gas | Gas Boiler - High Turndown | A | Purchases (Incremental) | Achievable Technical Potential | 0 | 0 | 0 | 0 | 0 | 23.0793 | 23.0666 | 22.9306 | 22.943 | 22.9619 | 20.4033 | 16.278 | 12.996 | 10.2317 | 8.2166 | 6.5106 | 5.2092 | 4.1464 | 3.2875 | 2.6331 | 2.0978 | 0.014253 | 0.0050717 | 0.0017231 | 0.00056012 | 0.00047471 | 0.00047345 | 0.0004723 | 0.00047127 | 0.00047036 | 0.00046956
F11_Industrial_Agriculture_Existing_Space Heating_Natural Gas_Gas Boiler - High Turndown_A_Achievable Technical Potential | F11 | Industrial | Agriculture | Existing | Space Heating | Natural Gas | Gas Boiler - High Turndown | A | Purchases (Cumulative) | Achievable Technical Potential | 0 | 0 | 0 | 0 | 0 | 23.0793 | 46.1459 | 69.0764 | 92.0194 | 114.9813 | 135.3846 | 151.6627 | 164.6587 | 174.8904 | 183.107 | 189.6176 | 194.8267 | 198.9731 | 202.2606 | 204.8937 | 206.9915 | 207.0057 | 207.0108 | 207.0125 | 207.0131 | 207.0135 | 207.014 | 207.0145 | 207.015 | 207.0154 | 207.0159
F1_Industrial_Agriculture_Existing_Process_Natural Gas_Gas Boiler - High Turndown_A_Achievable Technical Potential | F1 | Industrial | Agriculture | Existing | Process | Natural Gas | Gas Boiler - High Turndown | A | Integrated Unit Energy Savings (kWh or therms) | Achievable Technical Potential | 0 | 0 | 0 | 0 | 0 | 2.1147 | 2.1078 | 2.1009 | 2.094 | 2.087 | 2.0798 | 2.0732 | 2.0669 | 2.0602 | 2.055 | 2.0493 | 2.0446 | 2.0398 | 2.0349 | 2.031 | 2.0267 | 2.0227 | 2.0186 | 2.0146 | 2.0106 | 2.0103 | 2.01 | 2.0098 | 2.1216 | 2.1216 | 2.1216
F2_Industrial_Agriculture_Existing_Process_Natural Gas_Gas Boiler - High Turndown_A_Achievable Technical Potential | F2 | Industrial | Agriculture | Existing | Process | Natural Gas | Gas Boiler - High Turndown | A | Integrated Unit Summer Peak Savings (kW) | Achievable Technical Potential | 0 | 0 | 0 | 0 | 0 | 0 | 0 | 0 | 0 | 0 | 0 | 0 | 0 | 0 | 0 | 0 | 0 | 0 | 0 | 0 | 0 | 0 | 0 | 0 | 0 | 0 | 0 | 0 | 0 | 0 | 0
F3_Industrial_Agriculture_Existing_Process_Natural Gas_Gas Boiler - High Turndown_A_Achievable Technical Potential | F3 | Industrial | Agriculture | Existing | Process | Natural Gas | Gas Boiler - High Turndown | A | Integrated Unit Winter Peak Savings (kW) | Achievable Technical Potential | 0 | 0 | 0 | 0 | 0 | 0 | 0 | 0 | 0 | 0 | 0 | 0 | 0 | 0 | 0 | 0 | 0 | 0 | 0 | 0 | 0 | 0 | 0 | 0 | 0 | 0 | 0 | 0 | 0 | 0 | 0
F4_Industrial_Agriculture_Existing_Process_Natural Gas_Gas Boiler - High Turndown_A_Achievable Technical Potential | F4 | Industrial | Agriculture | Existing | Process | Natural Gas | Gas Boiler - High Turndown | A | Incremental Energy Savings (MWh or mTherms) | Achievable Technical Potential | 0 | 0 | 0 | 0 | 0 | 0.40372 | 0.40219 | 0.3985 | 0.3974 | 0.39641 | 0.35101 | 0.27915 | 0.2222 | 0.17437 | 0.13967 | 0.11036 | 0.088101 | 0.069963 | 0.055338 | 0.044238 | 0.035169 | 0.00023847 | 8.4688e-05 | 2.8716e-05 | 9.3158e-06 | 7.8941e-06 | 7.872e-06 | 7.8518e-06 | 8.2709e-06 | 8.2549e-06 | 8.2408e-06
F5_Industrial_Agriculture_Existing_Process_Natural Gas_Gas Boiler - High Turndown_A_Achievable Technical Potential | F5 | Industrial | Agriculture | Existing | Process | Natural Gas | Gas Boiler - High Turndown | A | Incremental Summer Peak Savings (MW) | Achievable Technical Potential | 0 | 0 | 0 | 0 | 0 | 0 | 0 | 0 | 0 | 0 | 0 | 0 | 0 | 0 | 0 | 0 | 0 | 0 | 0 | 0 | 0 | 0 | 0 | 0 | 0 | 0 | 0 | 0 | 0 | 0 | 0
F6_Industrial_Agriculture_Existing_Process_Natural Gas_Gas Boiler - High Turndown_A_Achievable Technical Potential | F6 | Industrial | Agriculture | Existing | Process | Natural Gas | Gas Boiler - High Turndown | A | Incremental Winter Peak Savings (MW) | Achievable Technical Potential | 0 | 0 | 0 | 0 | 0 | 0 | 0 | 0 | 0 | 0 | 0 | 0 | 0 | 0 | 0 | 0 | 0 | 0 | 0 | 0 | 0 | 0 | 0 | 0 | 0 | 0 | 0 | 0 | 0 | 0 | 0
F7_Industrial_Agriculture_Existing_Process_Natural Gas_Gas Boiler - High Turndown_A_Achievable Technical Potential | F7 | Industrial | Agriculture | Existing | Process | Natural Gas | Gas Boiler - High Turndown | A | Cumulative Energy Savings (MWh or mTherms) | Achievable Technical Potential | 0 | 0 | 0 | 0 | 0 | 0.40372 | 0.80459 | 1.2004 | 1.5939 | 1.985 | 2.3291 | 2.6009 | 2.8152 | 2.9805 | 3.1126 | 3.2143 | 3.2951 | 3.3573 | 3.4046 | 3.4423 | 3.4702 | 3.4635 | 3.4567 | 3.4498 | 3.443 | 3.4425 | 3.442 | 3.4415 | 0 | 0 | 0
F8_Industrial_Agriculture_Existing_Process_Natural Gas_Gas Boiler - High Turndown_A_Achievable Technical Potential | F8 | Industrial | Agriculture | Existing | Process | Natural Gas | Gas Boiler - High Turndown | A | Cumulative Summer Peak Savings (MW) | Achievable Technical Potential | 0 | 0 | 0 | 0 | 0 | 0 | 0 | 0 | 0 | 0 | 0 | 0 | 0 | 0 | 0 | 0 | 0 | 0 | 0 | 0 | 0 | 0 | 0 | 0 | 0 | 0 | 0 | 0 | 0 | 0 | 0
F9_Industrial_Agriculture_Existing_Process_Natural Gas_Gas Boiler - High Turndown_A_Achievable Technical Potential | F9 | Industrial | Agriculture | Existing | Process | Natural Gas | Gas Boiler - High Turndown | A | Cumulative Winter Peak Savings (MW) | Achievable Technical Potential | 0 | 0 | 0 | 0 | 0 | 0 | 0 | 0 | 0 | 0 | 0 | 0 | 0 | 0 | 0 | 0 | 0 | 0 | 0 | 0 | 0 | 0 | 0 | 0 | 0 | 0 | 0 | 0 | 0 | 0 | 0
F10_Industrial_Agriculture_Existing_Process_Natural Gas_Gas Boiler - High Turndown_A_Achievable Technical Potential | F10 | Industrial | Agriculture | Existing | Process | Natural Gas | Gas Boiler - High Turndown | A | Purchases (Incremental) | Achievable Technical Potential | 0 | 0 | 0 | 0 | 0 | 190.9107 | 190.806 | 189.6807 | 189.7833 | 189.9402 | 168.7753 | 134.6513 | 107.5023 | 84.6362 | 67.9675 | 53.8554 | 43.0899 | 34.2985 | 27.194 | 21.781 | 17.3527 | 0.1179 | 0.041953 | 0.014254 | 0.0046333 | 0.0039268 | 0.0039164 | 0.0039069 | 0.0038983 | 0.0038908 | 0.0038842
F11_Industrial_Agriculture_Existing_Process_Natural Gas_Gas Boiler - High Turndown_A_Achievable Technical Potential | F11 | Industrial | Agriculture | Existing | Process | Natural Gas | Gas Boiler - High Turndown | A | Purchases (Cumulative) | Achievable Technical Potential | 0 | 0 | 0 | 0 | 0 | 190.9107 | 381.7167 | 571.3974 | 761.1806 | 951.1208 | 1119.8961 | 1254.5474 | 1362.0497 | 1446.6859 | 1514.6534 | 1568.5088 | 1611.5987 | 1645.8972 | 1673.0912 | 1694.8722 | 1712.2249 | 1712.3428 | 1712.3848 | 1712.399 | 1712.4036 | 1712.4076 | 1712.4115 | 1712.4154 | 1712.4193 | 1712.4232 | 1712.4271
F1_Industrial_Agriculture_Existing_Space Heating_Natural Gas_Gas Boiler - Burner Control Optimization_A_Achievable Technical Potential | F1 | Industrial | Agriculture | Existing | Space Heating | Natural Gas | Gas Boiler - Burner Control Optimization | A | Integrated Unit Energy Savings (kWh or therms) | Achievable Technical Potential | 0 | 0 | 0 | 0 | 0 | 0.45448 | 0.44938 | 0.44361 | 0.43707 | 0.42975 | 0.42166 | 0.41322 | 0.40452 | 0.39535 | 0.38658 | 0.37786 | 0.36987 | 0.36223 | 0.35499 | 0.34887 | 0.34314 | 0.33778 | 0.33313 | 0.32925 | 0.32561 | 0.32295 | 0.32067 | 0.31857 | 0.39384 | 0.39223 | 0.39075
F2_Industrial_Agriculture_Existing_Space Heating_Natural Gas_Gas Boiler - Burner Control Optimization_A_Achievable Technical Potential | F2 | Industrial | Agriculture | Existing | Space Heating | Natural Gas | Gas Boiler - Burner Control Optimization | A | Integrated Unit Summer Peak Savings (kW) | Achievable Technical Potential | 0 | 0 | 0 | 0 | 0 | 0 | 0 | 0 | 0 | 0 | 0 | 0 | 0 | 0 | 0 | 0 | 0 | 0 | 0 | 0 | 0 | 0 | 0 | 0 | 0 | 0 | 0 | 0 | 0 | 0 | 0
F3_Industrial_Agriculture_Existing_Space Heating_Natural Gas_Gas Boiler - Burner Control Optimization_A_Achievable Technical Potential | F3 | Industrial | Agriculture | Existing | Space Heating | Natural Gas | Gas Boiler - Burner Control Optimization | A | Integrated Unit Winter Peak Savings (kW) | Achievable Technical Potential | 0 | 0 | 0 | 0 | 0 | 0 | 0 | 0 | 0 | 0 | 0 | 0 | 0 | 0 | 0 | 0 | 0 | 0 | 0 | 0 | 0 | 0 | 0 | 0 | 0 | 0 | 0 | 0 | 0 | 0 | 0
F4_Industrial_Agriculture_Existing_Space Heating_Natural Gas_Gas Boiler - Burner Control Optimization_A_Achievable Technical Potential | F4 | Industrial | Agriculture | Existing | Space Heating | Natural Gas | Gas Boiler - Burner Control Optimization | A | Incremental Energy Savings (MWh or mTherms) | Achievable Technical Potential | 0 | 0 | 0 | 0 | 0 | 0.0028295 | 0.0043954 | 0.0086266 | 0.014882 | 0.022781 | 0.030895 | 0.038429 | 0.043801 | 0.04537 | 0.044532 | 0.040238 | 0.034469 | 0.02766 | 0.020895 | 0.015149 | 0.010387 | 0.0067899 | 0.0042458 | 0.0025457 | 0.0016992 | 0 | 0 | 0 | 0 | 0 | 0
F5_Industrial_Agriculture_Existing_Space Heating_Natural Gas_Gas Boiler - Burner Control Optimization_A_Achievable Technical Potential | F5 | Industrial | Agriculture | Existing | Space Heating | Natural Gas | Gas Boiler - Burner Control Optimization | A | Incremental Summer Peak Savings (MW) | Achievable Technical Potential | 0 | 0 | 0 | 0 | 0 | 0 | 0 | 0 | 0 | 0 | 0 | 0 | 0 | 0 | 0 | 0 | 0 | 0 | 0 | 0 | 0 | 0 | 0 | 0 | 0 | 0 | 0 | 0 | 0 | 0 | 0
F6_Industrial_Agriculture_Existing_Space Heating_Natural Gas_Gas Boiler - Burner Control Optimization_A_Achievable Technical Potential | F6 | Industrial | Agriculture | Existing | Space Heating | Natural Gas | Gas Boiler - Burner Control Optimization | A | Incremental Winter Peak Savings (MW) | Achievable Technical Potential | 0 | 0 | 0 | 0 | 0 | 0 | 0 | 0 | 0 | 0 | 0 | 0 | 0 | 0 | 0 | 0 | 0 | 0 | 0 | 0 | 0 | 0 | 0 | 0 | 0 | 0 | 0 | 0 | 0 | 0 | 0
F7_Industrial_Agriculture_Existing_Space Heating_Natural Gas_Gas Boiler - Burner Control Optimization_A_Achievable Technical Potential | F7 | Industrial | Agriculture | Existing | Space Heating | Natural Gas | Gas Boiler - Burner Control Optimization | A | Cumulative Energy Savings (MWh or mTherms) | Achievable Technical Potential | 0 | 0 | 0 | 0 | 0 | 0.0028295 | 0.0071931 | 0.015727 | 0.030377 | 0.052649 | 0.082554 | 0.11933 | 0.16062 | 0.20235 | 0.24239 | 0.27716 | 0.30577 | 0.32712 | 0.34147 | 0.35074 | 0.35536 | 0.3566 | 0.35594 | 0.35434 | 0.35212 | 0.34924 | 0.34677 | 0.3445 | 0 | 0 | 0
F8_Industrial_Agriculture_Existing_Space Heating_Natural Gas_Gas Boiler - Burner Control Optimization_A_Achievable Technical Potential | F8 | Industrial | Agriculture | Existing | Space Heating | Natural Gas | Gas Boiler - Burner Control Optimization | A | Cumulative Summer Peak Savings (MW) | Achievable Technical Potential | 0 | 0 | 0 | 0 | 0 | 0 | 0 | 0 | 0 | 0 | 0 | 0 | 0 | 0 | 0 | 0 | 0 | 0 | 0 | 0 | 0 | 0 | 0 | 0 | 0 | 0 | 0 | 0 | 0 | 0 | 0
F9_Industrial_Agriculture_Existing_Space Heating_Natural Gas_Gas Boiler - Burner Control Optimization_A_Achievable Technical Potential | F9 | Industrial | Agriculture | Existing | Space Heating | Natural Gas | Gas Boiler - Burner Control Optimization | A | Cumulative Winter Peak Savings (MW) | Achievable Technical Potential | 0 | 0 | 0 | 0 | 0 | 0 | 0 | 0 | 0 | 0 | 0 | 0 | 0 | 0 | 0 | 0 | 0 | 0 | 0 | 0 | 0 | 0 | 0 | 0 | 0 | 0 | 0 | 0 | 0 | 0 | 0
F10_Industrial_Agriculture_Existing_Space Heating_Natural Gas_Gas Boiler - Burner Control Optimization_A_Achievable Technical Potential | F10 | Industrial | Agriculture | Existing | Space Heating | Natural Gas | Gas Boiler - Burner Control Optimization | A | Purchases (Incremental) | Achievable Technical Potential | 0 | 0 | 0 | 0 | 0 | 6.2257 | 9.7809 | 19.4464 | 34.0497 | 53.0099 | 73.2715 | 92.9998 | 108.2794 | 114.7569 | 115.1951 | 106.4901 | 93.1909 | 76.3592 | 58.8607 | 43.4224 | 30.27 | 20.1015 | 12.7453 | 7.7316 | 5.2184 | 0 | 0 | 0 | 0 | 0 | 0
F11_Industrial_Agriculture_Existing_Space Heating_Natural Gas_Gas Boiler - Burner Control Optimization_A_Achievable Technical Potential | F11 | Industrial | Agriculture | Existing | Space Heating | Natural Gas | Gas Boiler - Burner Control Optimization | A | Purchases (Cumulative) | Achievable Technical Potential | 0 | 0 | 0 | 0 | 0 | 6.2257 | 16.0066 | 35.4531 | 69.5027 | 122.5127 | 195.7841 | 288.7839 | 397.0633 | 511.8202 | 627.0153 | 733.5054 | 826.6963 | 903.0555 | 961.9162 | 1005.3386 | 1035.6086 | 1055.7102 | 1068.4554 | 1076.1871 | 1081.4055 | 1081.4055 | 1081.4055 | 1081.4055 | 1081.4055 | 1081.4055 | 1081.4055
F1_Industrial_Agriculture_Existing_Process_Natural Gas_Gas Boiler - Burner Control Optimization_A_Achievable Technical Potential | F1 | Industrial | Agriculture | Existing | Process | Natural Gas | Gas Boiler - Burner Control Optimization | A | Integrated Unit Energy Savings (kWh or therms) | Achievable Technical Potential | 0 | 0 | 0 | 0 | 0 | 0.61313 | 0.61099 | 0.60884 | 0.60671 | 0.60456 | 0.60232 | 0.6003 | 0.59841 | 0.59639 | 0.59484 | 0.59314 | 0.59175 | 0.59034 | 0.58889 | 0.58774 | 0.58648 | 0.58531 | 0.58413 | 0.58297 | 0.58181 | 0.58171 | 0.58162 | 0.58154 | 0.61528 | 0.61528 | 0.61528
F2_Industrial_Agriculture_Existing_Process_Natural Gas_Gas Boiler - Burner Control Optimization_A_Achievable Technical Potential | F2 | Industrial | Agriculture | Existing | Process | Natural Gas | Gas Boiler - Burner Control Optimization | A | Integrated Unit Summer Peak Savings (kW) | Achievable Technical Potential | 0 | 0 | 0 | 0 | 0 | 0 | 0 | 0 | 0 | 0 | 0 | 0 | 0 | 0 | 0 | 0 | 0 | 0 | 0 | 0 | 0 | 0 | 0 | 0 | 0 | 0 | 0 | 0 | 0 | 0 | 0
F3_Industrial_Agriculture_Existing_Process_Natural Gas_Gas Boiler - Burner Control Optimization_A_Achievable Technical Potential | F3 | Industrial | Agriculture | Existing | Process | Natural Gas | Gas Boiler - Burner Control Optimization | A | Integrated Unit Winter Peak Savings (kW) | Achievable Technical Potential | 0 | 0 | 0 | 0 | 0 | 0 | 0 | 0 | 0 | 0 | 0 | 0 | 0 | 0 | 0 | 0 | 0 | 0 | 0 | 0 | 0 | 0 | 0 | 0 | 0 | 0 | 0 | 0 | 0 | 0 | 0
F4_Industrial_Agriculture_Existing_Process_Natural Gas_Gas Boiler - Burner Control Optimization_A_Achievable Technical Potential | F4 | Industrial | Agriculture | Existing | Process | Natural Gas | Gas Boiler - Burner Control Optimization | A | Incremental Energy Savings (MWh or mTherms) | Achievable Technical Potential | 0 | 0 | 0 | 0 | 0 | 0.031575 | 0.049434 | 0.097938 | 0.17088 | 0.2651 | 0.36506 | 0.46181 | 0.53599 | 0.56614 | 0.56681 | 0.52248 | 0.45616 | 0.37288 | 0.28673 | 0.21111 | 0.14685 | 0.097324 | 0.061584 | 0.037284 | 0.025115 | 0 | 0 | 0 | 0 | 0 | 0
F5_Industrial_Agriculture_Existing_Process_Natural Gas_Gas Boiler - Burner Control Optimization_A_Achievable Technical Potential | F5 | Industrial | Agriculture | Existing | Process | Natural Gas | Gas Boiler - Burner Control Optimization | A | Incremental Summer Peak Savings (MW) | Achievable Technical Potential | 0 | 0 | 0 | 0 | 0 | 0 | 0 | 0 | 0 | 0 | 0 | 0 | 0 | 0 | 0 | 0 | 0 | 0 | 0 | 0 | 0 | 0 | 0 | 0 | 0 | 0 | 0 | 0 | 0 | 0 | 0
F6_Industrial_Agriculture_Existing_Process_Natural Gas_Gas Boiler - Burner Control Optimization_A_Achievable Technical Potential | F6 | Industrial | Agriculture | Existing | Process | Natural Gas | Gas Boiler - Burner Control Optimization | A | Incremental Winter Peak Savings (MW) | Achievable Technical Potential | 0 | 0 | 0 | 0 | 0 | 0 | 0 | 0 | 0 | 0 | 0 | 0 | 0 | 0 | 0 | 0 | 0 | 0 | 0 | 0 | 0 | 0 | 0 | 0 | 0 | 0 | 0 | 0 | 0 | 0 | 0
F7_Industrial_Agriculture_Existing_Process_Natural Gas_Gas Boiler - Burner Control Optimization_A_Achievable Technical Potential | F7 | Industrial | Agriculture | Existing | Process | Natural Gas | Gas Boiler - Burner Control Optimization | A | Cumulative Energy Savings (MWh or mTherms) | Achievable Technical Potential | 0 | 0 | 0 | 0 | 0 | 0.031575 | 0.080899 | 0.17855 | 0.34881 | 0.61267 | 0.97546 | 1.434 | 1.9655 | 2.525 | 3.0852 | 3.5989 | 4.0466 | 4.4098 | 4.6858 | 4.8877 | 5.0241 | 5.1114 | 5.1627 | 5.1897 | 5.2045 | 5.2036 | 5.2028 | 5.2021 | 0 | 0 | 0
F8_Industrial_Agriculture_Existing_Process_Natural Gas_Gas Boiler - Burner Control Optimization_A_Achievable Technical Potential | F8 | Industrial | Agriculture | Existing | Process | Natural Gas | Gas Boiler - Burner Control Optimization | A | Cumulative Summer Peak Savings (MW) | Achievable Technical Potential | 0 | 0 | 0 | 0 | 0 | 0 | 0 | 0 | 0 | 0 | 0 | 0 | 0 | 0 | 0 | 0 | 0 | 0 | 0 | 0 | 0 | 0 | 0 | 0 | 0 | 0 | 0 | 0 | 0 | 0 | 0
F9_Industrial_Agriculture_Existing_Process_Natural Gas_Gas Boiler - Burner Control Optimization_A_Achievable Technical Potential | F9 | Industrial | Agriculture | Existing | Process | Natural Gas | Gas Boiler - Burner Control Optimization | A | Cumulative Winter Peak Savings (MW) | Achievable Technical Potential | 0 | 0 | 0 | 0 | 0 | 0 | 0 | 0 | 0 | 0 | 0 | 0 | 0 | 0 | 0 | 0 | 0 | 0 | 0 | 0 | 0 | 0 | 0 | 0 | 0 | 0 | 0 | 0 | 0 | 0 | 0
F10_Industrial_Agriculture_Existing_Process_Natural Gas_Gas Boiler - Burner Control Optimization_A_Achievable Technical Potential | F10 | Industrial | Agriculture | Existing | Process | Natural Gas | Gas Boiler - Burner Control Optimization | A | Purchases (Incremental) | Achievable Technical Potential | 0 | 0 | 0 | 0 | 0 | 51.499 | 80.9072 | 160.8601 | 281.6574 | 438.496 | 606.0986 | 769.2902 | 895.683 | 949.2644 | 952.8887 | 880.8816 | 770.8714 | 631.6401 | 486.8935 | 359.1886 | 250.3923 | 166.279 | 105.4283 | 63.9557 | 43.1668 | 0 | 0 | 0 | 0 | 0 | 0
F11_Industrial_Agriculture_Existing_Process_Natural Gas_Gas Boiler - Burner Control Optimization_A_Achievable Technical Potential | F11 | Industrial | Agriculture | Existing | Process | Natural Gas | Gas Boiler - Burner Control Optimization | A | Purchases (Cumulative) | Achievable Technical Potential | 0 | 0 | 0 | 0 | 0 | 51.499 | 132.4062 | 293.2663 | 574.9237 | 1013.4197 | 1619.5183 | 2388.8086 | 3284.4915 | 4233.756 | 5186.6447 | 6067.5263 | 6838.3977 | 7470.0379 | 7956.9314 | 8316.12 | 8566.5123 | 8732.7912 | 8838.2196 | 8902.1753 | 8945.3421 | 8945.3421 | 8945.3421 | 8945.3421 | 8945.3421 | 8945.3421 | 8945.3421
F1_Industrial_Agriculture_Existing_Space Heating_Natural Gas_HVAC - Demand Controlled Ventilation_A_Achievable Technical Potential | F1 | Industrial | Agriculture | Existing | Space Heating | Natural Gas | HVAC - Demand Controlled Ventilation | A | Integrated Unit Energy Savings (kWh or therms) | Achievable Technical Potential | 0 | 0 | 0 | 0 | 0 | 0.045672 | 0.045201 | 0.044596 | 0.043959 | 0.043289 | 0.042591 | 0.041866 | 0.041134 | 0.040379 | 0.039595 | 0.038833 | 0.038093 | 0.037379 | 0.036698 | 0.036074 | 0.035488 | 0.034939 | 0.034438 | 0.034008 | 0.033614 | 0.033282 | 0.032988 | 0.032712 | 0.036718 | 0.036492 | 0.03628
F2_Industrial_Agriculture_Existing_Space Heating_Natural Gas_HVAC - Demand Controlled Ventilation_A_Achievable Technical Potential | F2 | Industrial | Agriculture | Existing | Space Heating | Natural Gas | HVAC - Demand Controlled Ventilation | A | Integrated Unit Summer Peak Savings (kW) | Achievable Technical Potential | 0 | 0 | 0 | 0 | 0 | 0 | 0 | 0 | 0 | 0 | 0 | 0 | 0 | 0 | 0 | 0 | 0 | 0 | 0 | 0 | 0 | 0 | 0 | 0 | 0 | 0 | 0 | 0 | 0 | 0 | 0
F3_Industrial_Agriculture_Existing_Space Heating_Natural Gas_HVAC - Demand Controlled Ventilation_A_Achievable Technical Potential | F3 | Industrial | Agriculture | Existing | Space Heating | Natural Gas | HVAC - Demand Controlled Ventilation | A | Integrated Unit Winter Peak Savings (kW) | Achievable Technical Potential | 0 | 0 | 0 | 0 | 0 | 0 | 0 | 0 | 0 | 0 | 0 | 0 | 0 | 0 | 0 | 0 | 0 | 0 | 0 | 0 | 0 | 0 | 0 | 0 | 0 | 0 | 0 | 0 | 0 | 0 | 0
F4_Industrial_Agriculture_Existing_Space Heating_Natural Gas_HVAC - Demand Controlled Ventilation_A_Achievable Technical Potential | F4 | Industrial | Agriculture | Existing | Space Heating | Natural Gas | HVAC - Demand Controlled Ventilation | A | Incremental Energy Savings (MWh or mTherms) | Achievable Technical Potential | 0 | 0 | 0 | 0 | 0 | 0.2201 | 0.21771 | 0.21353 | 0.2106 | 0.20755 | 0.20162 | 0.19764 | 0.19379 | 0.18722 | 0.18428 | 0.17901 | 0.17562 | 0.17146 | 0.16684 | 0.16419 | 0.16086 | 0.15775 | 0.15493 | 0.15247 | 0.15023 | 0 | 0 | 0 | 0 | 0 | 0
F5_Industrial_Agriculture_Existing_Space Heating_Natural Gas_HVAC - Demand Controlled Ventilation_A_Achievable Technical Potential | F5 | Industrial | Agriculture | Existing | Space Heating | Natural Gas | HVAC - Demand Controlled Ventilation | A | Incremental Summer Peak Savings (MW) | Achievable Technical Potential | 0 | 0 | 0 | 0 | 0 | 0 | 0 | 0 | 0 | 0 | 0 | 0 | 0 | 0 | 0 | 0 | 0 | 0 | 0 | 0 | 0 | 0 | 0 | 0 | 0 | 0 | 0 | 0 | 0 | 0 | 0
F6_Industrial_Agriculture_Existing_Space Heating_Natural Gas_HVAC - Demand Controlled Ventilation_A_Achievable Technical Potential | F6 | Industrial | Agriculture | Existing | Space Heating | Natural Gas | HVAC - Demand Controlled Ventilation | A | Incremental Winter Peak Savings (MW) | Achievable Technical Potential | 0 | 0 | 0 | 0 | 0 | 0 | 0 | 0 | 0 | 0 | 0 | 0 | 0 | 0 | 0 | 0 | 0 | 0 | 0 | 0 | 0 | 0 | 0 | 0 | 0 | 0 | 0 | 0 | 0 | 0 | 0
F7_Industrial_Agriculture_Existing_Space Heating_Natural Gas_HVAC - Demand Controlled Ventilation_A_Achievable Technical Potential | F7 | Industrial | Agriculture | Existing | Space Heating | Natural Gas | HVAC - Demand Controlled Ventilation | A | Cumulative Energy Savings (MWh or mTherms) | Achievable Technical Potential | 0 | 0 | 0 | 0 | 0 | 0.2201 | 0.43554 | 0.64325 | 0.84466 | 1.0393 | 1.2242 | 1.401 | 1.5703 | 1.7287 | 1.8794 | 2.0223 | 2.1594 | 2.2903 | 2.4154 | 2.5385 | 2.6582 | 2.7748 | 2.8899 | 3.0064 | 3.1218 | 3.091 | 3.0636 | 3.0379 | 0 | 0 | 0
F8_Industrial_Agriculture_Existing_Space Heating_Natural Gas_HVAC - Demand Controlled Ventilation_A_Achievable Technical Potential | F8 | Industrial | Agriculture | Existing | Space Heating | Natural Gas | HVAC - Demand Controlled Ventilation | A | Cumulative Summer Peak Savings (MW) | Achievable Technical Potential | 0 | 0 | 0 | 0 | 0 | 0 | 0 | 0 | 0 | 0 | 0 | 0 | 0 | 0 | 0 | 0 | 0 | 0 | 0 | 0 | 0 | 0 | 0 | 0 | 0 | 0 | 0 | 0 | 0 | 0 | 0
F9_Industrial_Agriculture_Existing_Space Heating_Natural Gas_HVAC - Demand Controlled Ventilation_A_Achievable Technical Potential | F9 | Industrial | Agriculture | Existing | Space Heating | Natural Gas | HVAC - Demand Controlled Ventilation | A | Cumulative Winter Peak Savings (MW) | Achievable Technical Potential | 0 | 0 | 0 | 0 | 0 | 0 | 0 | 0 | 0 | 0 | 0 | 0 | 0 | 0 | 0 | 0 | 0 | 0 | 0 | 0 | 0 | 0 | 0 | 0 | 0 | 0 | 0 | 0 | 0 | 0 | 0
F10_Industrial_Agriculture_Existing_Space Heating_Natural Gas_HVAC - Demand Controlled Ventilation_A_Achievable Technical Potential | F10 | Industrial | Agriculture | Existing | Space Heating | Natural Gas | HVAC - Demand Controlled Ventilation | A | Purchases (Incremental) | Achievable Technical Potential | 0 | 0 | 0 | 0 | 0 | 4819.1728 | 4816.5279 | 4788.1231 | 4790.7117 | 4794.6731 | 4733.7857 | 4720.8498 | 4711.2644 | 4636.4512 | 4654.1533 | 4609.7699 | 4610.3681 | 4587.1639 | 4546.2467 | 4551.632 | 4532.8099 | 4515.1803 | 4498.7286 | 4483.4404 | 4469.3021 | 0 | 0 | 0 | 0 | 0 | 0
F11_Industrial_Agriculture_Existing_Space Heating_Natural Gas_HVAC - Demand Controlled Ventilation_A_Achievable Technical Potential | F11 | Industrial | Agriculture | Existing | Space Heating | Natural Gas | HVAC - Demand Controlled Ventilation | A | Purchases (Cumulative) | Achievable Technical Potential | 0 | 0 | 0 | 0 | 0 | 4819.1728 | 9635.7007 | 14423.8237 | 19214.5354 | 24009.2085 | 28742.9942 | 33463.8439 | 38175.1084 | 42811.5595 | 47465.7128 | 52075.4827 | 56685.8508 | 61273.0147 | 65819.2614 | 70370.8934 | 74903.7033 | 79418.8835 | 83917.6121 | 88401.0525 | 92870.3547 | 92870.3547 | 92870.3547 | 92870.3547 | 92870.3547 | 92870.3547 | 92870.3547
F1_Industrial_Agriculture_Existing_Space Heating_Natural Gas_Gas Boiler - Stack Economizer_A_Achievable Technical Potential | F1 | Industrial | Agriculture | Existing | Space Heating | Natural Gas | Gas Boiler - Stack Economizer | A | Integrated Unit Energy Savings (kWh or therms) | Achievable Technical Potential | 0 | 0 | 0 | 0 | 0 | 1.1473 | 1.1388 | 1.1301 | 1.121 | 1.1115 | 1.1018 | 1.0919 | 1.0817 | 1.071 | 1.0594 | 1.0481 | 1.0368 | 1.0257 | 1.0147 | 1.0042 | 0.99406 | 0.98367 | 0.97421 | 0.96588 | 0.95774 | 0.95034 | 0.94401 | 0.93817 | 0.9914 | 0.98733 | 0.98361
F2_Industrial_Agriculture_Existing_Space Heating_Natural Gas_Gas Boiler - Stack Economizer_A_Achievable Technical Potential | F2 | Industrial | Agriculture | Existing | Space Heating | Natural Gas | Gas Boiler - Stack Economizer | A | Integrated Unit Summer Peak Savings (kW) | Achievable Technical Potential | 0 | 0 | 0 | 0 | 0 | 0 | 0 | 0 | 0 | 0 | 0 | 0 | 0 | 0 | 0 | 0 | 0 | 0 | 0 | 0 | 0 | 0 | 0 | 0 | 0 | 0 | 0 | 0 | 0 | 0 | 0
F3_Industrial_Agriculture_Existing_Space Heating_Natural Gas_Gas Boiler - Stack Economizer_A_Achievable Technical Potential | F3 | Industrial | Agriculture | Existing | Space Heating | Natural Gas | Gas Boiler - Stack Economizer | A | Integrated Unit Winter Peak Savings (kW) | Achievable Technical Potential | 0 | 0 | 0 | 0 | 0 | 0 | 0 | 0 | 0 | 0 | 0 | 0 | 0 | 0 | 0 | 0 | 0 | 0 | 0 | 0 | 0 | 0 | 0 | 0 | 0 | 0 | 0 | 0 | 0 | 0 | 0
F4_Industrial_Agriculture_Existing_Space Heating_Natural Gas_Gas Boiler - Stack Economizer_A_Achievable Technical Potential | F4 | Industrial | Agriculture | Existing | Space Heating | Natural Gas | Gas Boiler - Stack Economizer | A | Incremental Energy Savings (MWh or mTherms) | Achievable Technical Potential | 0 | 0 | 0 | 0 | 0 | 0.070611 | 0.070051 | 0.069105 | 0.068585 | 0.068061 | 0.05995 | 0.047397 | 0.037486 | 0.029221 | 0.023212 | 0.018197 | 0.014402 | 0.011341 | 0.0088956 | 0.007051 | 0.0055609 | 3.7387e-05 | 1.3176e-05 | 4.4382e-06 | 1.4305e-06 | 1.203e-06 | 1.1918e-06 | 1.1816e-06 | 1.2459e-06 | 1.2384e-06 | 1.2316e-06
F5_Industrial_Agriculture_Existing_Space Heating_Natural Gas_Gas Boiler - Stack Economizer_A_Achievable Technical Potential | F5 | Industrial | Agriculture | Existing | Space Heating | Natural Gas | Gas Boiler - Stack Economizer | A | Incremental Summer Peak Savings (MW) | Achievable Technical Potential | 0 | 0 | 0 | 0 | 0 | 0 | 0 | 0 | 0 | 0 | 0 | 0 | 0 | 0 | 0 | 0 | 0 | 0 | 0 | 0 | 0 | 0 | 0 | 0 | 0 | 0 | 0 | 0 | 0 | 0 | 0
F6_Industrial_Agriculture_Existing_Space Heating_Natural Gas_Gas Boiler - Stack Economizer_A_Achievable Technical Potential | F6 | Industrial | Agriculture | Existing | Space Heating | Natural Gas | Gas Boiler - Stack Economizer | A | Incremental Winter Peak Savings (MW) | Achievable Technical Potential | 0 | 0 | 0 | 0 | 0 | 0 | 0 | 0 | 0 | 0 | 0 | 0 | 0 | 0 | 0 | 0 | 0 | 0 | 0 | 0 | 0 | 0 | 0 | 0 | 0 | 0 | 0 | 0 | 0 | 0 | 0
F7_Industrial_Agriculture_Existing_Space Heating_Natural Gas_Gas Boiler - Stack Economizer_A_Achievable Technical Potential | F7 | Industrial | Agriculture | Existing | Space Heating | Natural Gas | Gas Boiler - Stack Economizer | A | Cumulative Energy Savings (MWh or mTherms) | Achievable Technical Potential | 0 | 0 | 0 | 0 | 0 | 0.070611 | 0.14014 | 0.20817 | 0.27508 | 0.34081 | 0.39779 | 0.4416 | 0.47495 | 0.49948 | 0.51728 | 0.52998 | 0.53866 | 0.54422 | 0.54729 | 0.54867 | 0.5487 | 0.543 | 0.53779 | 0.5332 | 0.5287 | 0.52462 | 0.52113 | 0.51791 | 0 | 0 | 0
F8_Industrial_Agriculture_Existing_Space Heating_Natural Gas_Gas Boiler - Stack Economizer_A_Achievable Technical Potential | F8 | Industrial | Agriculture | Existing | Space Heating | Natural Gas | Gas Boiler - Stack Economizer | A | Cumulative Summer Peak Savings (MW) | Achievable Technical Potential | 0 | 0 | 0 | 0 | 0 | 0 | 0 | 0 | 0 | 0 | 0 | 0 | 0 | 0 | 0 | 0 | 0 | 0 | 0 | 0 | 0 | 0 | 0 | 0 | 0 | 0 | 0 | 0 | 0 | 0 | 0
F9_Industrial_Agriculture_Existing_Space Heating_Natural Gas_Gas Boiler - Stack Economizer_A_Achievable Technical Potential | F9 | Industrial | Agriculture | Existing | Space Heating | Natural Gas | Gas Boiler - Stack Economizer | A | Cumulative Winter Peak Savings (MW) | Achievable Technical Potential | 0 | 0 | 0 | 0 | 0 | 0 | 0 | 0 | 0 | 0 | 0 | 0 | 0 | 0 | 0 | 0 | 0 | 0 | 0 | 0 | 0 | 0 | 0 | 0 | 0 | 0 | 0 | 0 | 0 | 0 | 0
F10_Industrial_Agriculture_Existing_Space Heating_Natural Gas_Gas Boiler - Stack Economizer_A_Achievable Technical Potential | F10 | Industrial | Agriculture | Existing | Space Heating | Natural Gas | Gas Boiler - Stack Economizer | A | Purchases (Incremental) | Achievable Technical Potential | 0 | 0 | 0 | 0 | 0 | 61.5447 | 61.5109 | 61.1482 | 61.1812 | 61.2318 | 54.4088 | 43.4081 | 34.656 | 27.2845 | 21.911 | 17.3616 | 13.8911 | 11.0569 | 8.7666 | 7.0216 | 5.5941 | 0.038007 | 0.013525 | 0.004595 | 0.0014936 | 0.0012659 | 0.0012625 | 0.0012595 | 0.0012567 | 0.0012543 | 0.0012522
F11_Industrial_Agriculture_Existing_Space Heating_Natural Gas_Gas Boiler - Stack Economizer_A_Achievable Technical Potential | F11 | Industrial | Agriculture | Existing | Space Heating | Natural Gas | Gas Boiler - Stack Economizer | A | Purchases (Cumulative) | Achievable Technical Potential | 0 | 0 | 0 | 0 | 0 | 61.5447 | 123.0556 | 184.2038 | 245.385 | 306.6169 | 361.0257 | 404.4338 | 439.0898 | 466.3743 | 488.2853 | 505.6469 | 519.5379 | 530.5949 | 539.3615 | 546.3832 | 551.9772 | 552.0152 | 552.0288 | 552.0334 | 552.0349 | 552.0361 | 552.0374 | 552.0386 | 552.0399 | 552.0412 | 552.0424
F1_Industrial_Agriculture_Existing_Process_Natural Gas_Gas Boiler - Stack Economizer_A_Achievable Technical Potential | F1 | Industrial | Agriculture | Existing | Process | Natural Gas | Gas Boiler - Stack Economizer | A | Integrated Unit Energy Savings (kWh or therms) | Achievable Technical Potential | 0 | 0 | 0 | 0 | 0 | 2.0363 | 2.036 | 2.0358 | 2.0356 | 2.0355 | 2.0353 | 2.0352 | 2.0351 | 2.035 | 2.0349 | 2.0349 | 2.0348 | 2.0348 | 2.0347 | 2.0347 | 2.0347 | 2.0347 | 2.0346 | 2.0346 | 2.0346 | 2.0346 | 2.0346 | 2.0346 | 2.0368 | 2.0368 | 2.0368
F2_Industrial_Agriculture_Existing_Process_Natural Gas_Gas Boiler - Stack Economizer_A_Achievable Technical Potential | F2 | Industrial | Agriculture | Existing | Process | Natural Gas | Gas Boiler - Stack Economizer | A | Integrated Unit Summer Peak Savings (kW) | Achievable Technical Potential | 0 | 0 | 0 | 0 | 0 | 0 | 0 | 0 | 0 | 0 | 0 | 0 | 0 | 0 | 0 | 0 | 0 | 0 | 0 | 0 | 0 | 0 | 0 | 0 | 0 | 0 | 0 | 0 | 0 | 0 | 0
F3_Industrial_Agriculture_Existing_Process_Natural Gas_Gas Boiler - Stack Economizer_A_Achievable Technical Potential | F3 | Industrial | Agriculture | Existing | Process | Natural Gas | Gas Boiler - Stack Economizer | A | Integrated Unit Winter Peak Savings (kW) | Achievable Technical Potential | 0 | 0 | 0 | 0 | 0 | 0 | 0 | 0 | 0 | 0 | 0 | 0 | 0 | 0 | 0 | 0 | 0 | 0 | 0 | 0 | 0 | 0 | 0 | 0 | 0 | 0 | 0 | 0 | 0 | 0 | 0
F4_Industrial_Agriculture_Existing_Process_Natural Gas_Gas Boiler - Stack Economizer_A_Achievable Technical Potential | F4 | Industrial | Agriculture | Existing | Process | Natural Gas | Gas Boiler - Stack Economizer | A | Incremental Energy Savings (MWh or mTherms) | Achievable Technical Potential | 0 | 0 | 0 | 0 | 0 | 1.0367 | 1.036 | 1.0297 | 1.0302 | 1.031 | 0.91603 | 0.73078 | 0.58341 | 0.45929 | 0.36882 | 0.29224 | 0.23381 | 0.18611 | 0.14755 | 0.11818 | 0.094153 | 0.00063969 | 0.00022763 | 7.7335e-05 | 2.5138e-05 | 2.1305e-05 | 2.1248e-05 | 2.1197e-05 | 2.1174e-05 | 2.1132e-05 | 2.1097e-05
F5_Industrial_Agriculture_Existing_Process_Natural Gas_Gas Boiler - Stack Economizer_A_Achievable Technical Potential | F5 | Industrial | Agriculture | Existing | Process | Natural Gas | Gas Boiler - Stack Economizer | A | Incremental Summer Peak Savings (MW) | Achievable Technical Potential | 0 | 0 | 0 | 0 | 0 | 0 | 0 | 0 | 0 | 0 | 0 | 0 | 0 | 0 | 0 | 0 | 0 | 0 | 0 | 0 | 0 | 0 | 0 | 0 | 0 | 0 | 0 | 0 | 0 | 0 | 0
F6_Industrial_Agriculture_Existing_Process_Natural Gas_Gas Boiler - Stack Economizer_A_Achievable Technical Potential | F6 | Industrial | Agriculture | Existing | Process | Natural Gas | Gas Boiler - Stack Economizer | A | Incremental Winter Peak Savings (MW) | Achievable Technical Potential | 0 | 0 | 0 | 0 | 0 | 0 | 0 | 0 | 0 | 0 | 0 | 0 | 0 | 0 | 0 | 0 | 0 | 0 | 0 | 0 | 0 | 0 | 0 | 0 | 0 | 0 | 0 | 0 | 0 | 0 | 0
F7_Industrial_Agriculture_Existing_Process_Natural Gas_Gas Boiler - Stack Economizer_A_Achievable Technical Potential | F7 | Industrial | Agriculture | Existing | Process | Natural Gas | Gas Boiler - Stack Economizer | A | Cumulative Energy Savings (MWh or mTherms) | Achievable Technical Potential | 0 | 0 | 0 | 0 | 0 | 1.0367 | 2.0725 | 3.102 | 4.1319 | 5.1626 | 6.0782 | 6.8087 | 7.3918 | 7.8507 | 8.2192 | 8.5112 | 8.7448 | 8.9307 | 9.0781 | 9.1962 | 9.2902 | 9.2908 | 9.2909 | 9.2909 | 9.2908 | 9.2908 | 9.2908 | 9.2908 | 0 | 0 | 0
F8_Industrial_Agriculture_Existing_Process_Natural Gas_Gas Boiler - Stack Economizer_A_Achievable Technical Potential | F8 | Industrial | Agriculture | Existing | Process | Natural Gas | Gas Boiler - Stack Economizer | A | Cumulative Summer Peak Savings (MW) | Achievable Technical Potential | 0 | 0 | 0 | 0 | 0 | 0 | 0 | 0 | 0 | 0 | 0 | 0 | 0 | 0 | 0 | 0 | 0 | 0 | 0 | 0 | 0 | 0 | 0 | 0 | 0 | 0 | 0 | 0 | 0 | 0 | 0
F9_Industrial_Agriculture_Existing_Process_Natural Gas_Gas Boiler - Stack Economizer_A_Achievable Technical Potential | F9 | Industrial | Agriculture | Existing | Process | Natural Gas | Gas Boiler - Stack Economizer | A | Cumulative Winter Peak Savings (MW) | Achievable Technical Potential | 0 | 0 | 0 | 0 | 0 | 0 | 0 | 0 | 0 | 0 | 0 | 0 | 0 | 0 | 0 | 0 | 0 | 0 | 0 | 0 | 0 | 0 | 0 | 0 | 0 | 0 | 0 | 0 | 0 | 0 | 0
F10_Industrial_Agriculture_Existing_Process_Natural Gas_Gas Boiler - Stack Economizer_A_Achievable Technical Potential | F10 | Industrial | Agriculture | Existing | Process | Natural Gas | Gas Boiler - Stack Economizer | A | Purchases (Incremental) | Achievable Technical Potential | 0 | 0 | 0 | 0 | 0 | 509.0953 | 508.8159 | 505.8152 | 506.0887 | 506.5071 | 450.0675 | 359.0701 | 286.6728 | 225.6965 | 181.2465 | 143.6145 | 114.9065 | 91.4625 | 72.5174 | 58.0826 | 46.2739 | 0.3144 | 0.11188 | 0.03801 | 0.012355 | 0.010472 | 0.010444 | 0.010418 | 0.010396 | 0.010375 | 0.010358
F11_Industrial_Agriculture_Existing_Process_Natural Gas_Gas Boiler - Stack Economizer_A_Achievable Technical Potential | F11 | Industrial | Agriculture | Existing | Process | Natural Gas | Gas Boiler - Stack Economizer | A | Purchases (Cumulative) | Achievable Technical Potential | 0 | 0 | 0 | 0 | 0 | 509.0953 | 1017.9112 | 1523.7264 | 2029.815 | 2536.3222 | 2986.3897 | 3345.4598 | 3632.1326 | 3857.8291 | 4039.0756 | 4182.6901 | 4297.5966 | 4389.0592 | 4461.5765 | 4519.6591 | 4565.9331 | 4566.2475 | 4566.3593 | 4566.3974 | 4566.4097 | 4566.4202 | 4566.4306 | 4566.441 | 4566.4514 | 4566.4618 | 4566.4722
F1_Industrial_Agriculture_Existing_Space Heating_Natural Gas_Gas Furnace Tube Inserts_A_Achievable Technical Potential | F1 | Industrial | Agriculture | Existing | Space Heating | Natural Gas | Gas Furnace Tube Inserts | A | Integrated Unit Energy Savings (kWh or therms) | Achievable Technical Potential | 0 | 0 | 0 | 0 | 0 | 0.086153 | 0.085315 | 0.084246 | 0.083137 | 0.081995 | 0.080846 | 0.079685 | 0.078557 | 0.077446 | 0.076294 | 0.075233 | 0.074207 | 0.07323 | 0.072298 | 0.071394 | 0.070523 | 0.069657 | 0.068822 | 0.068079 | 0.067375 | 0.066721 | 0.066142 | 0.065598 | 0.069231 | 0.068805 | 0.068405
F2_Industrial_Agriculture_Existing_Space Heating_Natural Gas_Gas Furnace Tube Inserts_A_Achievable Technical Potential | F2 | Industrial | Agriculture | Existing | Space Heating | Natural Gas | Gas Furnace Tube Inserts | A | Integrated Unit Summer Peak Savings (kW) | Achievable Technical Potential | 0 | 0 | 0 | 0 | 0 | 0 | 0 | 0 | 0 | 0 | 0 | 0 | 0 | 0 | 0 | 0 | 0 | 0 | 0 | 0 | 0 | 0 | 0 | 0 | 0 | 0 | 0 | 0 | 0 | 0 | 0
F3_Industrial_Agriculture_Existing_Space Heating_Natural Gas_Gas Furnace Tube Inserts_A_Achievable Technical Potential | F3 | Industrial | Agriculture | Existing | Space Heating | Natural Gas | Gas Furnace Tube Inserts | A | Integrated Unit Winter Peak Savings (kW) | Achievable Technical Potential | 0 | 0 | 0 | 0 | 0 | 0 | 0 | 0 | 0 | 0 | 0 | 0 | 0 | 0 | 0 | 0 | 0 | 0 | 0 | 0 | 0 | 0 | 0 | 0 | 0 | 0 | 0 | 0 | 0 | 0 | 0
F4_Industrial_Agriculture_Existing_Space Heating_Natural Gas_Gas Furnace Tube Inserts_A_Achievable Technical Potential | F4 | Industrial | Agriculture | Existing | Space Heating | Natural Gas | Gas Furnace Tube Inserts | A | Incremental Energy Savings (MWh or mTherms) | Achievable Technical Potential | 0 | 0 | 0 | 0 | 0 | 0 | 0 | 0 | 0 | 0 | 0 | 0 | 0 | 0 | 0 | 0 | 0 | 0 | 0 | 0 | 0 | 0 | 0 | 0 | 0 | 0 | 0 | 0 | 0 | 0 | 0
F5_Industrial_Agriculture_Existing_Space Heating_Natural Gas_Gas Furnace Tube Inserts_A_Achievable Technical Potential | F5 | Industrial | Agriculture | Existing | Space Heating | Natural Gas | Gas Furnace Tube Inserts | A | Incremental Summer Peak Savings (MW) | Achievable Technical Potential | 0 | 0 | 0 | 0 | 0 | 0 | 0 | 0 | 0 | 0 | 0 | 0 | 0 | 0 | 0 | 0 | 0 | 0 | 0 | 0 | 0 | 0 | 0 | 0 | 0 | 0 | 0 | 0 | 0 | 0 | 0
F6_Industrial_Agriculture_Existing_Space Heating_Natural Gas_Gas Furnace Tube Inserts_A_Achievable Technical Potential | F6 | Industrial | Agriculture | Existing | Space Heating | Natural Gas | Gas Furnace Tube Inserts | A | Incremental Winter Peak Savings (MW) | Achievable Technical Potential | 0 | 0 | 0 | 0 | 0 | 0 | 0 | 0 | 0 | 0 | 0 | 0 | 0 | 0 | 0 | 0 | 0 | 0 | 0 | 0 | 0 | 0 | 0 | 0 | 0 | 0 | 0 | 0 | 0 | 0 | 0
F7_Industrial_Agriculture_Existing_Space Heating_Natural Gas_Gas Furnace Tube Inserts_A_Achievable Technical Potential | F7 | Industrial | Agriculture | Existing | Space Heating | Natural Gas | Gas Furnace Tube Inserts | A | Cumulative Energy Savings (MWh or mTherms) | Achievable Technical Potential | 0 | 0 | 0 | 0 | 0 | 0 | 0 | 0 | 0 | 0 | 0 | 0 | 0 | 0 | 0 | 0 | 0 | 0 | 0 | 0 | 0 | 0 | 0 | 0 | 0 | 0 | 0 | 0 | 0 | 0 | 0
F8_Industrial_Agriculture_Existing_Space Heating_Natural Gas_Gas Furnace Tube Inserts_A_Achievable Technical Potential | F8 | Industrial | Agriculture | Existing | Space Heating | Natural Gas | Gas Furnace Tube Inserts | A | Cumulative Summer Peak Savings (MW) | Achievable Technical Potential | 0 | 0 | 0 | 0 | 0 | 0 | 0 | 0 | 0 | 0 | 0 | 0 | 0 | 0 | 0 | 0 | 0 | 0 | 0 | 0 | 0 | 0 | 0 | 0 | 0 | 0 | 0 | 0 | 0 | 0 | 0
F9_Industrial_Agriculture_Existing_Space Heating_Natural Gas_Gas Furnace Tube Inserts_A_Achievable Technical Potential | F9 | Industrial | Agriculture | Existing | Space Heating | Natural Gas | Gas Furnace Tube Inserts | A | Cumulative Winter Peak Savings (MW) | Achievable Technical Potential | 0 | 0 | 0 | 0 | 0 | 0 | 0 | 0 | 0 | 0 | 0 | 0 | 0 | 0 | 0 | 0 | 0 | 0 | 0 | 0 | 0 | 0 | 0 | 0 | 0 | 0 | 0 | 0 | 0 | 0 | 0
F10_Industrial_Agriculture_Existing_Space Heating_Natural Gas_Gas Furnace Tube Inserts_A_Achievable Technical Potential | F10 | Industrial | Agriculture | Existing | Space Heating | Natural Gas | Gas Furnace Tube Inserts | A | Purchases (Incremental) | Achievable Technical Potential | 0 | 0 | 0 | 0 | 0 | 0 | 0 | 0 | 0 | 0 | 0 | 0 | 0 | 0 | 0 | 0 | 0 | 0 | 0 | 0 | 0 | 0 | 0 | 0 | 0 | 0 | 0 | 0 | 0 | 0 | 0
F11_Industrial_Agriculture_Existing_Space Heating_Natural Gas_Gas Furnace Tube Inserts_A_Achievable Technical Potential | F11 | Industrial | Agriculture | Existing | Space Heating | Natural Gas | Gas Furnace Tube Inserts | A | Purchases (Cumulative) | Achievable Technical Potential | 0 | 0 | 0 | 0 | 0 | 0 | 0 | 0 | 0 | 0 | 0 | 0 | 0 | 0 | 0 | 0 | 0 | 0 | 0 | 0 | 0 | 0 | 0 | 0 | 0 | 0 | 0 | 0 | 0 | 0 | 0
F1_Industrial_Agriculture_Existing_Space Heating_Natural Gas_Space Heating - Heat Recovery Ventilator_A_Achievable Technical Potential | F1 | Industrial | Agriculture | Existing | Space Heating | Natural Gas | Space Heating - Heat Recovery Ventilator | A | Integrated Unit Energy Savings (kWh or therms) | Achievable Technical Potential | 0 | 0 | 0 | 0 | 0 | 0.013179 | 0.01305 | 0.012883 | 0.012687 | 0.012462 | 0.012207 | 0.011939 | 0.011664 | 0.011375 | 0.011098 | 0.010825 | 0.010577 | 0.010345 | 0.010129 | 0.0099514 | 0.0097863 | 0.0096343 | 0.009507 | 0.0094036 | 0.0093101 | 0.0092439 | 0.0091868 | 0.0091338 | 0 | 0 | 0
F2_Industrial_Agriculture_Existing_Space Heating_Natural Gas_Space Heating - Heat Recovery Ventilator_A_Achievable Technical Potential | F2 | Industrial | Agriculture | Existing | Space Heating | Natural Gas | Space Heating - Heat Recovery Ventilator | A | Integrated Unit Summer Peak Savings (kW) | Achievable Technical Potential | 0 | 0 | 0 | 0 | 0 | 0 | 0 | 0 | 0 | 0 | 0 | 0 | 0 | 0 | 0 | 0 | 0 | 0 | 0 | 0 | 0 | 0 | 0 | 0 | 0 | 0 | 0 | 0 | 0 | 0 | 0
F3_Industrial_Agriculture_Existing_Space Heating_Natural Gas_Space Heating - Heat Recovery Ventilator_A_Achievable Technical Potential | F3 | Industrial | Agriculture | Existing | Space Heating | Natural Gas | Space Heating - Heat Recovery Ventilator | A | Integrated Unit Winter Peak Savings (kW) | Achievable Technical Potential | 0 | 0 | 0 | 0 | 0 | 0 | 0 | 0 | 0 | 0 | 0 | 0 | 0 | 0 | 0 | 0 | 0 | 0 | 0 | 0 | 0 | 0 | 0 | 0 | 0 | 0 | 0 | 0 | 0 | 0 | 0
F4_Industrial_Agriculture_Existing_Space Heating_Natural Gas_Space Heating - Heat Recovery Ventilator_A_Achievable Technical Potential | F4 | Industrial | Agriculture | Existing | Space Heating | Natural Gas | Space Heating - Heat Recovery Ventilator | A | Incremental Energy Savings (MWh or mTherms) | Achievable Technical Potential | 0 | 0 | 0 | 0 | 0 | 0.15546 | 0.15386 | 0.15099 | 0.14878 | 0.14625 | 0.14145 | 0.13796 | 0.13451 | 0.12909 | 0.12643 | 0.12214 | 0.11936 | 0.11615 | 0.11272 | 0.11087 | 0.10858 | 0.10648 | 0.10469 | 0.1032 | 0.10185 | 0 | 0 | 0 | 0 | 0 | 0
F5_Industrial_Agriculture_Existing_Space Heating_Natural Gas_Space Heating - Heat Recovery Ventilator_A_Achievable Technical Potential | F5 | Industrial | Agriculture | Existing | Space Heating | Natural Gas | Space Heating - Heat Recovery Ventilator | A | Incremental Summer Peak Savings (MW) | Achievable Technical Potential | 0 | 0 | 0 | 0 | 0 | 0 | 0 | 0 | 0 | 0 | 0 | 0 | 0 | 0 | 0 | 0 | 0 | 0 | 0 | 0 | 0 | 0 | 0 | 0 | 0 | 0 | 0 | 0 | 0 | 0 | 0
F6_Industrial_Agriculture_Existing_Space Heating_Natural Gas_Space Heating - Heat Recovery Ventilator_A_Achievable Technical Potential | F6 | Industrial | Agriculture | Existing | Space Heating | Natural Gas | Space Heating - Heat Recovery Ventilator | A | Incremental Winter Peak Savings (MW) | Achievable Technical Potential | 0 | 0 | 0 | 0 | 0 | 0 | 0 | 0 | 0 | 0 | 0 | 0 | 0 | 0 | 0 | 0 | 0 | 0 | 0 | 0 | 0 | 0 | 0 | 0 | 0 | 0 | 0 | 0 | 0 | 0 | 0
F7_Industrial_Agriculture_Existing_Space Heating_Natural Gas_Space Heating - Heat Recovery Ventilator_A_Achievable Technical Potential | F7 | Industrial | Agriculture | Existing | Space Heating | Natural Gas | Space Heating - Heat Recovery Ventilator | A | Cumulative Energy Savings (MWh or mTherms) | Achievable Technical Potential | 0 | 0 | 0 | 0 | 0 | 0.15546 | 0.3078 | 0.45486 | 0.59671 | 0.73234 | 0.85885 | 0.97796 | 1.0899 | 1.192 | 1.2894 | 1.3798 | 1.4675 | 1.5515 | 1.6319 | 1.7141 | 1.7943 | 1.8729 | 1.9528 | 2.0348 | 2.1164 | 2.1013 | 2.0884 | 2.0763 | 0 | 0 | 0
F8_Industrial_Agriculture_Existing_Space Heating_Natural Gas_Space Heating - Heat Recovery Ventilator_A_Achievable Technical Potential | F8 | Industrial | Agriculture | Existing | Space Heating | Natural Gas | Space Heating - Heat Recovery Ventilator | A | Cumulative Summer Peak Savings (MW) | Achievable Technical Potential | 0 | 0 | 0 | 0 | 0 | 0 | 0 | 0 | 0 | 0 | 0 | 0 | 0 | 0 | 0 | 0 | 0 | 0 | 0 | 0 | 0 | 0 | 0 | 0 | 0 | 0 | 0 | 0 | 0 | 0 | 0
F9_Industrial_Agriculture_Existing_Space Heating_Natural Gas_Space Heating - Heat Recovery Ventilator_A_Achievable Technical Potential | F9 | Industrial | Agriculture | Existing | Space Heating | Natural Gas | Space Heating - Heat Recovery Ventilator | A | Cumulative Winter Peak Savings (MW) | Achievable Technical Potential | 0 | 0 | 0 | 0 | 0 | 0 | 0 | 0 | 0 | 0 | 0 | 0 | 0 | 0 | 0 | 0 | 0 | 0 | 0 | 0 | 0 | 0 | 0 | 0 | 0 | 0 | 0 | 0 | 0 | 0 | 0
F10_Industrial_Agriculture_Existing_Space Heating_Natural Gas_Space Heating - Heat Recovery Ventilator_A_Achievable Technical Potential | F10 | Industrial | Agriculture | Existing | Space Heating | Natural Gas | Space Heating - Heat Recovery Ventilator | A | Purchases (Incremental) | Achievable Technical Potential | 0 | 0 | 0 | 0 | 0 | 11796.0172 | 11789.5431 | 11720.016 | 11726.3523 | 11736.0486 | 11587.0128 | 11555.3494 | 11531.887 | 11348.7646 | 11392.0946 | 11283.4561 | 11284.9204 | 11228.1229 | 11127.9688 | 11141.1504 | 11095.0791 | 11051.9267 | 11011.6573 | 10974.2362 | 10939.6295 | 0 | 0 | 0 | 0 | 0 | 0
F11_Industrial_Agriculture_Existing_Space Heating_Natural Gas_Space Heating - Heat Recovery Ventilator_A_Achievable Technical Potential | F11 | Industrial | Agriculture | Existing | Space Heating | Natural Gas | Space Heating - Heat Recovery Ventilator | A | Purchases (Cumulative) | Achievable Technical Potential | 0 | 0 | 0 | 0 | 0 | 11796.0172 | 23585.5604 | 35305.5763 | 47031.9286 | 58767.9772 | 70354.99 | 81910.3394 | 93442.2264 | 104790.991 | 116183.0856 | 127466.5417 | 138751.4622 | 149979.5851 | 161107.5539 | 172248.7043 | 183343.7834 | 194395.7101 | 205407.3674 | 216381.6037 | 227321.2332 | 227321.2332 | 227321.2332 | 227321.2332 | 227321.2332 | 227321.2332 | 227321.2332
F1_Industrial_Agriculture_Existing_Space Heating_Natural Gas_Thermostat - Programmable_A_Achievable Technical Potential | F1 | Industrial | Agriculture | Existing | Space Heating | Natural Gas | Thermostat - Programmable | A | Integrated Unit Energy Savings (kWh or therms) | Achievable Technical Potential | 0 | 0 | 0 | 0 | 0 | 0.0065417 | 0.0064726 | 0.0063845 | 0.0062822 | 0.0061654 | 0.0060343 | 0.0058969 | 0.0057561 | 0.005608 | 0.0054675 | 0.005328 | 0.0052015 | 0.0050829 | 0.0049725 | 0.0048812 | 0.0047961 | 0.0047174 | 0.004651 | 0.0045964 | 0.0045466 | 0.0045141 | 0.004486 | 0.0044599 | 0 | 0 | 0
F2_Industrial_Agriculture_Existing_Space Heating_Natural Gas_Thermostat - Programmable_A_Achievable Technical Potential | F2 | Industrial | Agriculture | Existing | Space Heating | Natural Gas | Thermostat - Programmable | A | Integrated Unit Summer Peak Savings (kW) | Achievable Technical Potential | 0 | 0 | 0 | 0 | 0 | 0 | 0 | 0 | 0 | 0 | 0 | 0 | 0 | 0 | 0 | 0 | 0 | 0 | 0 | 0 | 0 | 0 | 0 | 0 | 0 | 0 | 0 | 0 | 0 | 0 | 0
F3_Industrial_Agriculture_Existing_Space Heating_Natural Gas_Thermostat - Programmable_A_Achievable Technical Potential | F3 | Industrial | Agriculture | Existing | Space Heating | Natural Gas | Thermostat - Programmable | A | Integrated Unit Winter Peak Savings (kW) | Achievable Technical Potential | 0 | 0 | 0 | 0 | 0 | 0 | 0 | 0 | 0 | 0 | 0 | 0 | 0 | 0 | 0 | 0 | 0 | 0 | 0 | 0 | 0 | 0 | 0 | 0 | 0 | 0 | 0 | 0 | 0 | 0 | 0
F4_Industrial_Agriculture_Existing_Space Heating_Natural Gas_Thermostat - Programmable_A_Achievable Technical Potential | F4 | Industrial | Agriculture | Existing | Space Heating | Natural Gas | Thermostat - Programmable | A | Incremental Energy Savings (MWh or mTherms) | Achievable Technical Potential | 0 | 0 | 0 | 0 | 0 | 0.2315 | 0.22893 | 0.22448 | 0.221 | 0.21707 | 0.20976 | 0.20442 | 0.19914 | 0.19093 | 0.18686 | 0.18035 | 0.1761 | 0.17122 | 0.166 | 0.16315 | 0.15964 | 0.15641 | 0.15364 | 0.15132 | 0.14922 | 0 | 0 | 0 | 0 | 0 | 0
F5_Industrial_Agriculture_Existing_Space Heating_Natural Gas_Thermostat - Programmable_A_Achievable Technical Potential | F5 | Industrial | Agriculture | Existing | Space Heating | Natural Gas | Thermostat - Programmable | A | Incremental Summer Peak Savings (MW) | Achievable Technical Potential | 0 | 0 | 0 | 0 | 0 | 0 | 0 | 0 | 0 | 0 | 0 | 0 | 0 | 0 | 0 | 0 | 0 | 0 | 0 | 0 | 0 | 0 | 0 | 0 | 0 | 0 | 0 | 0 | 0 | 0 | 0
F6_Industrial_Agriculture_Existing_Space Heating_Natural Gas_Thermostat - Programmable_A_Achievable Technical Potential | F6 | Industrial | Agriculture | Existing | Space Heating | Natural Gas | Thermostat - Programmable | A | Incremental Winter Peak Savings (MW) | Achievable Technical Potential | 0 | 0 | 0 | 0 | 0 | 0 | 0 | 0 | 0 | 0 | 0 | 0 | 0 | 0 | 0 | 0 | 0 | 0 | 0 | 0 | 0 | 0 | 0 | 0 | 0 | 0 | 0 | 0 | 0 | 0 | 0
F7_Industrial_Agriculture_Existing_Space Heating_Natural Gas_Thermostat - Programmable_A_Achievable Technical Potential | F7 | Industrial | Agriculture | Existing | Space Heating | Natural Gas | Thermostat - Programmable | A | Cumulative Energy Savings (MWh or mTherms) | Achievable Technical Potential | 0 | 0 | 0 | 0 | 0 | 0.2315 | 0.45798 | 0.67623 | 0.88639 | 1.087 | 1.2736 | 1.4491 | 1.6136 | 1.763 | 1.9057 | 2.0374 | 2.1652 | 2.287 | 2.4033 | 2.5224 | 2.638 | 2.7511 | 2.866 | 2.9837 | 3.1006 | 3.0784 | 3.0593 | 3.0415 | 0 | 0 | 0
F8_Industrial_Agriculture_Existing_Space Heating_Natural Gas_Thermostat - Programmable_A_Achievable Technical Potential | F8 | Industrial | Agriculture | Existing | Space Heating | Natural Gas | Thermostat - Programmable | A | Cumulative Summer Peak Savings (MW) | Achievable Technical Potential | 0 | 0 | 0 | 0 | 0 | 0 | 0 | 0 | 0 | 0 | 0 | 0 | 0 | 0 | 0 | 0 | 0 | 0 | 0 | 0 | 0 | 0 | 0 | 0 | 0 | 0 | 0 | 0 | 0 | 0 | 0
F9_Industrial_Agriculture_Existing_Space Heating_Natural Gas_Thermostat - Programmable_A_Achievable Technical Potential | F9 | Industrial | Agriculture | Existing | Space Heating | Natural Gas | Thermostat - Programmable | A | Cumulative Winter Peak Savings (MW) | Achievable Technical Potential | 0 | 0 | 0 | 0 | 0 | 0 | 0 | 0 | 0 | 0 | 0 | 0 | 0 | 0 | 0 | 0 | 0 | 0 | 0 | 0 | 0 | 0 | 0 | 0 | 0 | 0 | 0 | 0 | 0 | 0 | 0
F10_Industrial_Agriculture_Existing_Space Heating_Natural Gas_Thermostat - Programmable_A_Achievable Technical Potential | F10 | Industrial | Agriculture | Existing | Space Heating | Natural Gas | Thermostat - Programmable | A | Purchases (Incremental) | Achievable Technical Potential | 0 | 0 | 0 | 0 | 0 | 35388.0517 | 35368.6294 | 35160.0479 | 35179.0569 | 35208.1457 | 34761.0385 | 34666.0481 | 34595.661 | 34046.2939 | 34176.2838 | 33850.3684 | 33854.7613 | 33684.3688 | 33383.9063 | 33423.4513 | 33285.2373 | 33155.78 | 33034.972 | 32922.7087 | 32818.8885 | 0 | 0 | 0 | 0 | 0 | 0
F11_Industrial_Agriculture_Existing_Space Heating_Natural Gas_Thermostat - Programmable_A_Achievable Technical Potential | F11 | Industrial | Agriculture | Existing | Space Heating | Natural Gas | Thermostat - Programmable | A | Purchases (Cumulative) | Achievable Technical Potential | 0 | 0 | 0 | 0 | 0 | 35388.0517 | 70756.6811 | 105916.729 | 141095.7859 | 176303.9316 | 211064.9701 | 245731.0182 | 280326.6792 | 314372.9731 | 348549.2569 | 382399.6252 | 416254.3865 | 449938.7554 | 483322.6616 | 516746.1129 | 550031.3502 | 583187.1303 | 616222.1023 | 649144.811 | 681963.6995 | 681963.6995 | 681963.6995 | 681963.6995 | 681963.6995 | 681963.6995 | 681963.6995
F1_Industrial_Agriculture_Existing_Space Heating_Natural Gas_ENERGY STAR Connected Thermostat_A_Achievable Technical Potential | F1 | Industrial | Agriculture | Existing | Space Heating | Natural Gas | ENERGY STAR Connected Thermostat | A | Integrated Unit Energy Savings (kWh or therms) | Achievable Technical Potential | 0 | 0 | 0 | 0 | 0 | 0.015395 | 0.015228 | 0.015017 | 0.014772 | 0.014494 | 0.014182 | 0.013855 | 0.01352 | 0.013168 | 0.012835 | 0.012504 | 0.012204 | 0.011922 | 0.01166 | 0.011442 | 0.011239 | 0.011052 | 0.010893 | 0.010762 | 0.010643 | 0.010566 | 0.0105 | 0.010439 | 0 | 0 | 0
F2_Industrial_Agriculture_Existing_Space Heating_Natural Gas_ENERGY STAR Connected Thermostat_A_Achievable Technical Potential | F2 | Industrial | Agriculture | Existing | Space Heating | Natural Gas | ENERGY STAR Connected Thermostat | A | Integrated Unit Summer Peak Savings (kW) | Achievable Technical Potential | 0 | 0 | 0 | 0 | 0 | 0 | 0 | 0 | 0 | 0 | 0 | 0 | 0 | 0 | 0 | 0 | 0 | 0 | 0 | 0 | 0 | 0 | 0 | 0 | 0 | 0 | 0 | 0 | 0 | 0 | 0
F3_Industrial_Agriculture_Existing_Space Heating_Natural Gas_ENERGY STAR Connected Thermostat_A_Achievable Technical Potential | F3 | Industrial | Agriculture | Existing | Space Heating | Natural Gas | ENERGY STAR Connected Thermostat | A | Integrated Unit Winter Peak Savings (kW) | Achievable Technical Potential | 0 | 0 | 0 | 0 | 0 | 0 | 0 | 0 | 0 | 0 | 0 | 0 | 0 | 0 | 0 | 0 | 0 | 0 | 0 | 0 | 0 | 0 | 0 | 0 | 0 | 0 | 0 | 0 | 0 | 0 | 0
F4_Industrial_Agriculture_Existing_Space Heating_Natural Gas_ENERGY STAR Connected Thermostat_A_Achievable Technical Potential | F4 | Industrial | Agriculture | Existing | Space Heating | Natural Gas | ENERGY STAR Connected Thermostat | A | Incremental Energy Savings (MWh or mTherms) | Achievable Technical Potential | 0 | 0 | 0 | 0 | 0 | 0.5448 | 0.5386 | 0.528 | 0.51967 | 0.5103 | 0.49297 | 0.48029 | 0.46774 | 0.44834 | 0.43866 | 0.42326 | 0.41315 | 0.40159 | 0.38924 | 0.38245 | 0.37411 | 0.36644 | 0.35985 | 0.35432 | 0.34928 | 0 | 0 | 0 | 0 | 0 | 0
F5_Industrial_Agriculture_Existing_Space Heating_Natural Gas_ENERGY STAR Connected Thermostat_A_Achievable Technical Potential | F5 | Industrial | Agriculture | Existing | Space Heating | Natural Gas | ENERGY STAR Connected Thermostat | A | Incremental Summer Peak Savings (MW) | Achievable Technical Potential | 0 | 0 | 0 | 0 | 0 | 0 | 0 | 0 | 0 | 0 | 0 | 0 | 0 | 0 | 0 | 0 | 0 | 0 | 0 | 0 | 0 | 0 | 0 | 0 | 0 | 0 | 0 | 0 | 0 | 0 | 0
F6_Industrial_Agriculture_Existing_Space Heating_Natural Gas_ENERGY STAR Connected Thermostat_A_Achievable Technical Potential | F6 | Industrial | Agriculture | Existing | Space Heating | Natural Gas | ENERGY STAR Connected Thermostat | A | Incremental Winter Peak Savings (MW) | Achievable Technical Potential | 0 | 0 | 0 | 0 | 0 | 0 | 0 | 0 | 0 | 0 | 0 | 0 | 0 | 0 | 0 | 0 | 0 | 0 | 0 | 0 | 0 | 0 | 0 | 0 | 0 | 0 | 0 | 0 | 0 | 0 | 0
F7_Industrial_Agriculture_Existing_Space Heating_Natural Gas_ENERGY STAR Connected Thermostat_A_Achievable Technical Potential | F7 | Industrial | Agriculture | Existing | Space Heating | Natural Gas | ENERGY STAR Connected Thermostat | A | Cumulative Energy Savings (MWh or mTherms) | Achievable Technical Potential | 0 | 0 | 0 | 0 | 0 | 0.5448 | 1.0775 | 1.5906 | 2.0843 | 2.5553 | 2.9932 | 3.4046 | 3.7901 | 4.1398 | 4.4737 | 4.7814 | 5.0798 | 5.3642 | 5.6353 | 5.9128 | 6.1821 | 6.4454 | 6.7126 | 6.9862 | 7.2579 | 7.2058 | 7.1609 | 7.1191 | 0 | 0 | 0
F8_Industrial_Agriculture_Existing_Space Heating_Natural Gas_ENERGY STAR Connected Thermostat_A_Achievable Technical Potential | F8 | Industrial | Agriculture | Existing | Space Heating | Natural Gas | ENERGY STAR Connected Thermostat | A | Cumulative Summer Peak Savings (MW) | Achievable Technical Potential | 0 | 0 | 0 | 0 | 0 | 0 | 0 | 0 | 0 | 0 | 0 | 0 | 0 | 0 | 0 | 0 | 0 | 0 | 0 | 0 | 0 | 0 | 0 | 0 | 0 | 0 | 0 | 0 | 0 | 0 | 0
F9_Industrial_Agriculture_Existing_Space Heating_Natural Gas_ENERGY STAR Connected Thermostat_A_Achievable Technical Potential | F9 | Industrial | Agriculture | Existing | Space Heating | Natural Gas | ENERGY STAR Connected Thermostat | A | Cumulative Winter Peak Savings (MW) | Achievable Technical Potential | 0 | 0 | 0 | 0 | 0 | 0 | 0 | 0 | 0 | 0 | 0 | 0 | 0 | 0 | 0 | 0 | 0 | 0 | 0 | 0 | 0 | 0 | 0 | 0 | 0 | 0 | 0 | 0 | 0 | 0 | 0
F10_Industrial_Agriculture_Existing_Space Heating_Natural Gas_ENERGY STAR Connected Thermostat_A_Achievable Technical Potential | F10 | Industrial | Agriculture | Existing | Space Heating | Natural Gas | ENERGY STAR Connected Thermostat | A | Purchases (Incremental) | Achievable Technical Potential | 0 | 0 | 0 | 0 | 0 | 35388.0517 | 35368.6294 | 35160.0479 | 35179.0569 | 35208.1457 | 34761.0385 | 34666.0481 | 34595.661 | 34046.2939 | 34176.2838 | 33850.3684 | 33854.7613 | 33684.3688 | 33383.9063 | 33423.4513 | 33285.2373 | 33155.78 | 33034.972 | 32922.7087 | 32818.8885 | 0 | 0 | 0 | 0 | 0 | 0
F11_Industrial_Agriculture_Existing_Space Heating_Natural Gas_ENERGY STAR Connected Thermostat_A_Achievable Technical Potential | F11 | Industrial | Agriculture | Existing | Space Heating | Natural Gas | ENERGY STAR Connected Thermostat | A | Purchases (Cumulative) | Achievable Technical Potential | 0 | 0 | 0 | 0 | 0 | 35388.0517 | 70756.6811 | 105916.729 | 141095.7859 | 176303.9316 | 211064.9701 | 245731.0182 | 280326.6792 | 314372.9731 | 348549.2569 | 382399.6252 | 416254.3865 | 449938.7554 | 483322.6616 | 516746.1129 | 550031.3502 | 583187.1303 | 616222.1023 | 649144.811 | 681963.6995 | 681963.6995 | 681963.6995 | 681963.6995 | 681963.6995 | 681963.6995 | 681963.6995
F1_Industrial_Agriculture_Existing_Space Heating_Natural Gas_Destratification Fans (HVLS)_A_Achievable Technical Potential | F1 | Industrial | Agriculture | Existing | Space Heating | Natural Gas | Destratification Fans (HVLS) | A | Integrated Unit Energy Savings (kWh or therms) | Achievable Technical Potential | 0 | 0 | 0 | 0 | 0 | 0.015409 | 0.015256 | 0.015058 | 0.014826 | 0.01456 | 0.01426 | 0.013944 | 0.01362 | 0.01328 | 0.012955 | 0.012633 | 0.012341 | 0.012068 | 0.011814 | 0.011605 | 0.01141 | 0.011231 | 0.01108 | 0.010958 | 0.010847 | 0.010769 | 0.010703 | 0.010641 | 0 | 0 | 0
F2_Industrial_Agriculture_Existing_Space Heating_Natural Gas_Destratification Fans (HVLS)_A_Achievable Technical Potential | F2 | Industrial | Agriculture | Existing | Space Heating | Natural Gas | Destratification Fans (HVLS) | A | Integrated Unit Summer Peak Savings (kW) | Achievable Technical Potential | 0 | 0 | 0 | 0 | 0 | 0 | 0 | 0 | 0 | 0 | 0 | 0 | 0 | 0 | 0 | 0 | 0 | 0 | 0 | 0 | 0 | 0 | 0 | 0 | 0 | 0 | 0 | 0 | 0 | 0 | 0
F3_Industrial_Agriculture_Existing_Space Heating_Natural Gas_Destratification Fans (HVLS)_A_Achievable Technical Potential | F3 | Industrial | Agriculture | Existing | Space Heating | Natural Gas | Destratification Fans (HVLS) | A | Integrated Unit Winter Peak Savings (kW) | Achievable Technical Potential | 0 | 0 | 0 | 0 | 0 | 0 | 0 | 0 | 0 | 0 | 0 | 0 | 0 | 0 | 0 | 0 | 0 | 0 | 0 | 0 | 0 | 0 | 0 | 0 | 0 | 0 | 0 | 0 | 0 | 0 | 0
F4_Industrial_Agriculture_Existing_Space Heating_Natural Gas_Destratification Fans (HVLS)_A_Achievable Technical Potential | F4 | Industrial | Agriculture | Existing | Space Heating | Natural Gas | Destratification Fans (HVLS) | A | Incremental Energy Savings (MWh or mTherms) | Achievable Technical Potential | 0 | 0 | 0 | 0 | 0 | 0.5453 | 0.53958 | 0.52945 | 0.52157 | 0.51262 | 0.4957 | 0.4834 | 0.4712 | 0.45212 | 0.44275 | 0.42764 | 0.41781 | 0.40651 | 0.39441 | 0.38788 | 0.37979 | 0.37237 | 0.36603 | 0.36076 | 0.35597 | 0 | 0 | 0 | 0 | 0 | 0
F5_Industrial_Agriculture_Existing_Space Heating_Natural Gas_Destratification Fans (HVLS)_A_Achievable Technical Potential | F5 | Industrial | Agriculture | Existing | Space Heating | Natural Gas | Destratification Fans (HVLS) | A | Incremental Summer Peak Savings (MW) | Achievable Technical Potential | 0 | 0 | 0 | 0 | 0 | 0 | 0 | 0 | 0 | 0 | 0 | 0 | 0 | 0 | 0 | 0 | 0 | 0 | 0 | 0 | 0 | 0 | 0 | 0 | 0 | 0 | 0 | 0 | 0 | 0 | 0
F6_Industrial_Agriculture_Existing_Space Heating_Natural Gas_Destratification Fans (HVLS)_A_Achievable Technical Potential | F6 | Industrial | Agriculture | Existing | Space Heating | Natural Gas | Destratification Fans (HVLS) | A | Incremental Winter Peak Savings (MW) | Achievable Technical Potential | 0 | 0 | 0 | 0 | 0 | 0 | 0 | 0 | 0 | 0 | 0 | 0 | 0 | 0 | 0 | 0 | 0 | 0 | 0 | 0 | 0 | 0 | 0 | 0 | 0 | 0 | 0 | 0 | 0 | 0 | 0
F7_Industrial_Agriculture_Existing_Space Heating_Natural Gas_Destratification Fans (HVLS)_A_Achievable Technical Potential | F7 | Industrial | Agriculture | Existing | Space Heating | Natural Gas | Destratification Fans (HVLS) | A | Cumulative Energy Savings (MWh or mTherms) | Achievable Technical Potential | 0 | 0 | 0 | 0 | 0 | 0.5453 | 1.0795 | 1.5949 | 2.0919 | 2.567 | 3.0098 | 3.4266 | 3.8181 | 4.1748 | 4.5154 | 4.8309 | 5.1371 | 5.4299 | 5.7102 | 5.9968 | 6.276 | 6.5497 | 6.8279 | 7.1131 | 7.3969 | 7.3442 | 7.2989 | 7.2566 | 0 | 0 | 0
F8_Industrial_Agriculture_Existing_Space Heating_Natural Gas_Destratification Fans (HVLS)_A_Achievable Technical Potential | F8 | Industrial | Agriculture | Existing | Space Heating | Natural Gas | Destratification Fans (HVLS) | A | Cumulative Summer Peak Savings (MW) | Achievable Technical Potential | 0 | 0 | 0 | 0 | 0 | 0 | 0 | 0 | 0 | 0 | 0 | 0 | 0 | 0 | 0 | 0 | 0 | 0 | 0 | 0 | 0 | 0 | 0 | 0 | 0 | 0 | 0 | 0 | 0 | 0 | 0
F9_Industrial_Agriculture_Existing_Space Heating_Natural Gas_Destratification Fans (HVLS)_A_Achievable Technical Potential | F9 | Industrial | Agriculture | Existing | Space Heating | Natural Gas | Destratification Fans (HVLS) | A | Cumulative Winter Peak Savings (MW) | Achievable Technical Potential | 0 | 0 | 0 | 0 | 0 | 0 | 0 | 0 | 0 | 0 | 0 | 0 | 0 | 0 | 0 | 0 | 0 | 0 | 0 | 0 | 0 | 0 | 0 | 0 | 0 | 0 | 0 | 0 | 0 | 0 | 0
F10_Industrial_Agriculture_Existing_Space Heating_Natural Gas_Destratification Fans (HVLS)_A_Achievable Technical Potential | F10 | Industrial | Agriculture | Existing | Space Heating | Natural Gas | Destratification Fans (HVLS) | A | Purchases (Incremental) | Achievable Technical Potential | 0 | 0 | 0 | 0 | 0 | 35388.0517 | 35368.6294 | 35160.0479 | 35179.0569 | 35208.1457 | 34761.0385 | 34666.0481 | 34595.661 | 34046.2939 | 34176.2838 | 33850.3684 | 33854.7613 | 33684.3688 | 33383.9063 | 33423.4513 | 33285.2373 | 33155.78 | 33034.972 | 32922.7087 | 32818.8885 | 0 | 0 | 0 | 0 | 0 | 0
F11_Industrial_Agriculture_Existing_Space Heating_Natural Gas_Destratification Fans (HVLS)_A_Achievable Technical Potential | F11 | Industrial | Agriculture | Existing | Space Heating | Natural Gas | Destratification Fans (HVLS) | A | Purchases (Cumulative) | Achievable Technical Potential | 0 | 0 | 0 | 0 | 0 | 35388.0517 | 70756.6811 | 105916.729 | 141095.7859 | 176303.9316 | 211064.9701 | 245731.0182 | 280326.6792 | 314372.9731 | 348549.2569 | 382399.6252 | 416254.3865 | 449938.7554 | 483322.6616 | 516746.1129 | 550031.3502 | 583187.1303 | 616222.1023 | 649144.811 | 681963.6995 | 681963.6995 | 681963.6995 | 681963.6995 | 681963.6995 | 681963.6995 | 681963.6995
F1_Industrial_Agriculture_Existing_Space Heating_Natural Gas_Gas Boiler - Insulate Steam Lines/Condensate Tank_A_Achievable Technical Potential | F1 | Industrial | Agriculture | Existing | Space Heating | Natural Gas | Gas Boiler - Insulate Steam Lines/Condensate Tank | A | Integrated Unit Energy Savings (kWh or therms) | Achievable Technical Potential | 0 | 0 | 0 | 0 | 0 | 12.472 | 12.3682 | 12.2591 | 12.1425 | 12.0173 | 11.8831 | 11.7404 | 11.5878 | 11.4209 | 11.2419 | 11.0591 | 10.8769 | 10.6961 | 10.5199 | 10.3607 | 10.2118 | 10.0698 | 9.9466 | 9.8425 | 9.745 | 9.6681 | 9.602 | 9.5412 | 10.7858 | 10.7415 | 10.701
F2_Industrial_Agriculture_Existing_Space Heating_Natural Gas_Gas Boiler - Insulate Steam Lines/Condensate Tank_A_Achievable Technical Potential | F2 | Industrial | Agriculture | Existing | Space Heating | Natural Gas | Gas Boiler - Insulate Steam Lines/Condensate Tank | A | Integrated Unit Summer Peak Savings (kW) | Achievable Technical Potential | 0 | 0 | 0 | 0 | 0 | 0 | 0 | 0 | 0 | 0 | 0 | 0 | 0 | 0 | 0 | 0 | 0 | 0 | 0 | 0 | 0 | 0 | 0 | 0 | 0 | 0 | 0 | 0 | 0 | 0 | 0
F3_Industrial_Agriculture_Existing_Space Heating_Natural Gas_Gas Boiler - Insulate Steam Lines/Condensate Tank_A_Achievable Technical Potential | F3 | Industrial | Agriculture | Existing | Space Heating | Natural Gas | Gas Boiler - Insulate Steam Lines/Condensate Tank | A | Integrated Unit Winter Peak Savings (kW) | Achievable Technical Potential | 0 | 0 | 0 | 0 | 0 | 0 | 0 | 0 | 0 | 0 | 0 | 0 | 0 | 0 | 0 | 0 | 0 | 0 | 0 | 0 | 0 | 0 | 0 | 0 | 0 | 0 | 0 | 0 | 0 | 0 | 0
F4_Industrial_Agriculture_Existing_Space Heating_Natural Gas_Gas Boiler - Insulate Steam Lines/Condensate Tank_A_Achievable Technical Potential | F4 | Industrial | Agriculture | Existing | Space Heating | Natural Gas | Gas Boiler - Insulate Steam Lines/Condensate Tank | A | Incremental Energy Savings (MWh or mTherms) | Achievable Technical Potential | 0 | 0 | 0 | 0 | 0 | 0.043862 | 0.043473 | 0.042836 | 0.042451 | 0.042048 | 0.041051 | 0.040447 | 0.03984 | 0.038643 | 0.038182 | 0.037203 | 0.036595 | 0.035806 | 0.034902 | 0.034414 | 0.033779 | 0.03318 | 0.032655 | 0.032203 | 0.031784 | 0 | 0 | 0 | 0 | 0 | 0
F5_Industrial_Agriculture_Existing_Space Heating_Natural Gas_Gas Boiler - Insulate Steam Lines/Condensate Tank_A_Achievable Technical Potential | F5 | Industrial | Agriculture | Existing | Space Heating | Natural Gas | Gas Boiler - Insulate Steam Lines/Condensate Tank | A | Incremental Summer Peak Savings (MW) | Achievable Technical Potential | 0 | 0 | 0 | 0 | 0 | 0 | 0 | 0 | 0 | 0 | 0 | 0 | 0 | 0 | 0 | 0 | 0 | 0 | 0 | 0 | 0 | 0 | 0 | 0 | 0 | 0 | 0 | 0 | 0 | 0 | 0
F6_Industrial_Agriculture_Existing_Space Heating_Natural Gas_Gas Boiler - Insulate Steam Lines/Condensate Tank_A_Achievable Technical Potential | F6 | Industrial | Agriculture | Existing | Space Heating | Natural Gas | Gas Boiler - Insulate Steam Lines/Condensate Tank | A | Incremental Winter Peak Savings (MW) | Achievable Technical Potential | 0 | 0 | 0 | 0 | 0 | 0 | 0 | 0 | 0 | 0 | 0 | 0 | 0 | 0 | 0 | 0 | 0 | 0 | 0 | 0 | 0 | 0 | 0 | 0 | 0 | 0 | 0 | 0 | 0 | 0 | 0
F7_Industrial_Agriculture_Existing_Space Heating_Natural Gas_Gas Boiler - Insulate Steam Lines/Condensate Tank_A_Achievable Technical Potential | F7 | Industrial | Agriculture | Existing | Space Heating | Natural Gas | Gas Boiler - Insulate Steam Lines/Condensate Tank | A | Cumulative Energy Savings (MWh or mTherms) | Achievable Technical Potential | 0 | 0 | 0 | 0 | 0 | 0.043862 | 0.08697 | 0.12904 | 0.17026 | 0.21055 | 0.24926 | 0.28671 | 0.32282 | 0.35681 | 0.38941 | 0.42028 | 0.44995 | 0.47827 | 0.5053 | 0.53207 | 0.5582 | 0.58361 | 0.60913 | 0.63496 | 0.66045 | 0.65524 | 0.65076 | 0.64664 | 0 | 0 | 0
F8_Industrial_Agriculture_Existing_Space Heating_Natural Gas_Gas Boiler - Insulate Steam Lines/Condensate Tank_A_Achievable Technical Potential | F8 | Industrial | Agriculture | Existing | Space Heating | Natural Gas | Gas Boiler - Insulate Steam Lines/Condensate Tank | A | Cumulative Summer Peak Savings (MW) | Achievable Technical Potential | 0 | 0 | 0 | 0 | 0 | 0 | 0 | 0 | 0 | 0 | 0 | 0 | 0 | 0 | 0 | 0 | 0 | 0 | 0 | 0 | 0 | 0 | 0 | 0 | 0 | 0 | 0 | 0 | 0 | 0 | 0
F9_Industrial_Agriculture_Existing_Space Heating_Natural Gas_Gas Boiler - Insulate Steam Lines/Condensate Tank_A_Achievable Technical Potential | F9 | Industrial | Agriculture | Existing | Space Heating | Natural Gas | Gas Boiler - Insulate Steam Lines/Condensate Tank | A | Cumulative Winter Peak Savings (MW) | Achievable Technical Potential | 0 | 0 | 0 | 0 | 0 | 0 | 0 | 0 | 0 | 0 | 0 | 0 | 0 | 0 | 0 | 0 | 0 | 0 | 0 | 0 | 0 | 0 | 0 | 0 | 0 | 0 | 0 | 0 | 0 | 0 | 0
F10_Industrial_Agriculture_Existing_Space Heating_Natural Gas_Gas Boiler - Insulate Steam Lines/Condensate Tank_A_Achievable Technical Potential | F10 | Industrial | Agriculture | Existing | Space Heating | Natural Gas | Gas Boiler - Insulate Steam Lines/Condensate Tank | A | Purchases (Incremental) | Achievable Technical Potential | 0 | 0 | 0 | 0 | 0 | 3.5169 | 3.5149 | 3.4942 | 3.4961 | 3.499 | 3.4545 | 3.4451 | 3.4381 | 3.3835 | 3.3964 | 3.364 | 3.3645 | 3.3475 | 3.3177 | 3.3216 | 3.3079 | 3.295 | 3.283 | 3.2718 | 3.2615 | 0 | 0 | 0 | 0 | 0 | 0
F11_Industrial_Agriculture_Existing_Space Heating_Natural Gas_Gas Boiler - Insulate Steam Lines/Condensate Tank_A_Achievable Technical Potential | F11 | Industrial | Agriculture | Existing | Space Heating | Natural Gas | Gas Boiler - Insulate Steam Lines/Condensate Tank | A | Purchases (Cumulative) | Achievable Technical Potential | 0 | 0 | 0 | 0 | 0 | 3.5169 | 7.0318 | 10.526 | 14.0221 | 17.521 | 20.9756 | 24.4207 | 27.8588 | 31.2423 | 34.6387 | 38.0028 | 41.3672 | 44.7148 | 48.0325 | 51.3541 | 54.6619 | 57.957 | 61.24 | 64.5118 | 67.7733 | 67.7733 | 67.7733 | 67.7733 | 67.7733 | 67.7733 | 67.7733
F1_Industrial_Agriculture_Existing_Process_Natural Gas_Gas Boiler - Insulate Steam Lines/Condensate Tank_A_Achievable Technical Potential | F1 | Industrial | Agriculture | Existing | Process | Natural Gas | Gas Boiler - Insulate Steam Lines/Condensate Tank | A | Integrated Unit Energy Savings (kWh or therms) | Achievable Technical Potential | 0 | 0 | 0 | 0 | 0 | 16.8213 | 16.7932 | 16.7646 | 16.736 | 16.7069 | 16.676 | 16.6475 | 16.6206 | 16.5921 | 16.5704 | 16.5474 | 16.5297 | 16.5124 | 16.4951 | 16.4822 | 16.4679 | 16.4546 | 16.4415 | 16.4285 | 16.4155 | 16.4143 | 16.4131 | 16.412 | 16.8499 | 16.8499 | 16.8499
F2_Industrial_Agriculture_Existing_Process_Natural Gas_Gas Boiler - Insulate Steam Lines/Condensate Tank_A_Achievable Technical Potential | F2 | Industrial | Agriculture | Existing | Process | Natural Gas | Gas Boiler - Insulate Steam Lines/Condensate Tank | A | Integrated Unit Summer Peak Savings (kW) | Achievable Technical Potential | 0 | 0 | 0 | 0 | 0 | 0 | 0 | 0 | 0 | 0 | 0 | 0 | 0 | 0 | 0 | 0 | 0 | 0 | 0 | 0 | 0 | 0 | 0 | 0 | 0 | 0 | 0 | 0 | 0 | 0 | 0
F3_Industrial_Agriculture_Existing_Process_Natural Gas_Gas Boiler - Insulate Steam Lines/Condensate Tank_A_Achievable Technical Potential | F3 | Industrial | Agriculture | Existing | Process | Natural Gas | Gas Boiler - Insulate Steam Lines/Condensate Tank | A | Integrated Unit Winter Peak Savings (kW) | Achievable Technical Potential | 0 | 0 | 0 | 0 | 0 | 0 | 0 | 0 | 0 | 0 | 0 | 0 | 0 | 0 | 0 | 0 | 0 | 0 | 0 | 0 | 0 | 0 | 0 | 0 | 0 | 0 | 0 | 0 | 0 | 0 | 0
F4_Industrial_Agriculture_Existing_Process_Natural Gas_Gas Boiler - Insulate Steam Lines/Condensate Tank_A_Achievable Technical Potential | F4 | Industrial | Agriculture | Existing | Process | Natural Gas | Gas Boiler - Insulate Steam Lines/Condensate Tank | A | Incremental Energy Savings (MWh or mTherms) | Achievable Technical Potential | 0 | 0 | 0 | 0 | 0 | 0.48935 | 0.48827 | 0.48456 | 0.484 | 0.48355 | 0.47653 | 0.47442 | 0.47269 | 0.46438 | 0.46555 | 0.46047 | 0.46004 | 0.45724 | 0.45269 | 0.45287 | 0.4506 | 0.44849 | 0.4465 | 0.44463 | 0.44288 | 0 | 0 | 0 | 0 | 0 | 0
F5_Industrial_Agriculture_Existing_Process_Natural Gas_Gas Boiler - Insulate Steam Lines/Condensate Tank_A_Achievable Technical Potential | F5 | Industrial | Agriculture | Existing | Process | Natural Gas | Gas Boiler - Insulate Steam Lines/Condensate Tank | A | Incremental Summer Peak Savings (MW) | Achievable Technical Potential | 0 | 0 | 0 | 0 | 0 | 0 | 0 | 0 | 0 | 0 | 0 | 0 | 0 | 0 | 0 | 0 | 0 | 0 | 0 | 0 | 0 | 0 | 0 | 0 | 0 | 0 | 0 | 0 | 0 | 0 | 0
F6_Industrial_Agriculture_Existing_Process_Natural Gas_Gas Boiler - Insulate Steam Lines/Condensate Tank_A_Achievable Technical Potential | F6 | Industrial | Agriculture | Existing | Process | Natural Gas | Gas Boiler - Insulate Steam Lines/Condensate Tank | A | Incremental Winter Peak Savings (MW) | Achievable Technical Potential | 0 | 0 | 0 | 0 | 0 | 0 | 0 | 0 | 0 | 0 | 0 | 0 | 0 | 0 | 0 | 0 | 0 | 0 | 0 | 0 | 0 | 0 | 0 | 0 | 0 | 0 | 0 | 0 | 0 | 0 | 0
F7_Industrial_Agriculture_Existing_Process_Natural Gas_Gas Boiler - Insulate Steam Lines/Condensate Tank_A_Achievable Technical Potential | F7 | Industrial | Agriculture | Existing | Process | Natural Gas | Gas Boiler - Insulate Steam Lines/Condensate Tank | A | Cumulative Energy Savings (MWh or mTherms) | Achievable Technical Potential | 0 | 0 | 0 | 0 | 0 | 0.48935 | 0.9768 | 1.4597 | 1.9412 | 2.4214 | 2.8934 | 3.3629 | 3.8302 | 4.288 | 4.7479 | 5.2018 | 5.6563 | 6.1076 | 6.5539 | 7.0016 | 7.4461 | 7.8886 | 8.3288 | 8.7669 | 9.2028 | 9.2021 | 9.2015 | 9.2009 | 0 | 0 | 0
F8_Industrial_Agriculture_Existing_Process_Natural Gas_Gas Boiler - Insulate Steam Lines/Condensate Tank_A_Achievable Technical Potential | F8 | Industrial | Agriculture | Existing | Process | Natural Gas | Gas Boiler - Insulate Steam Lines/Condensate Tank | A | Cumulative Summer Peak Savings (MW) | Achievable Technical Potential | 0 | 0 | 0 | 0 | 0 | 0 | 0 | 0 | 0 | 0 | 0 | 0 | 0 | 0 | 0 | 0 | 0 | 0 | 0 | 0 | 0 | 0 | 0 | 0 | 0 | 0 | 0 | 0 | 0 | 0 | 0
F9_Industrial_Agriculture_Existing_Process_Natural Gas_Gas Boiler - Insulate Steam Lines/Condensate Tank_A_Achievable Technical Potential | F9 | Industrial | Agriculture | Existing | Process | Natural Gas | Gas Boiler - Insulate Steam Lines/Condensate Tank | A | Cumulative Winter Peak Savings (MW) | Achievable Technical Potential | 0 | 0 | 0 | 0 | 0 | 0 | 0 | 0 | 0 | 0 | 0 | 0 | 0 | 0 | 0 | 0 | 0 | 0 | 0 | 0 | 0 | 0 | 0 | 0 | 0 | 0 | 0 | 0 | 0 | 0 | 0
F10_Industrial_Agriculture_Existing_Process_Natural Gas_Gas Boiler - Insulate Steam Lines/Condensate Tank_A_Achievable Technical Potential | F10 | Industrial | Agriculture | Existing | Process | Natural Gas | Gas Boiler - Insulate Steam Lines/Condensate Tank | A | Purchases (Incremental) | Achievable Technical Potential | 0 | 0 | 0 | 0 | 0 | 29.0913 | 29.0753 | 28.9038 | 28.9195 | 28.9434 | 28.5758 | 28.4977 | 28.4399 | 27.9883 | 28.0951 | 27.8272 | 27.8308 | 27.6907 | 27.4437 | 27.4762 | 27.3626 | 27.2562 | 27.1569 | 27.0646 | 26.9792 | 0 | 0 | 0 | 0 | 0 | 0
F11_Industrial_Agriculture_Existing_Process_Natural Gas_Gas Boiler - Insulate Steam Lines/Condensate Tank_A_Achievable Technical Potential | F11 | Industrial | Agriculture | Existing | Process | Natural Gas | Gas Boiler - Insulate Steam Lines/Condensate Tank | A | Purchases (Cumulative) | Achievable Technical Potential | 0 | 0 | 0 | 0 | 0 | 29.0913 | 58.1666 | 87.0704 | 115.9899 | 144.9332 | 173.5091 | 202.0068 | 230.4467 | 258.4349 | 286.53 | 314.3572 | 342.188 | 369.8788 | 397.3225 | 424.7987 | 452.1613 | 479.4175 | 506.5744 | 533.639 | 560.6183 | 560.6183 | 560.6183 | 560.6183 | 560.6183 | 560.6183 | 560.6183
F1_Industrial_Agriculture_Existing_Space Heating_Natural Gas_Gas Boiler - Insulate Hot Water Lines_A_Achievable Technical Potential | F1 | Industrial | Agriculture | Existing | Space Heating | Natural Gas | Gas Boiler - Insulate Hot Water Lines | A | Integrated Unit Energy Savings (kWh or therms) | Achievable Technical Potential | 0 | 0 | 0 | 0 | 0 | 14.1044 | 13.9958 | 13.884 | 13.7674 | 13.6459 | 13.5215 | 13.3942 | 13.2636 | 13.1274 | 12.981 | 12.839 | 12.6973 | 12.5582 | 12.4212 | 12.2905 | 12.1646 | 12.0356 | 11.9179 | 11.8142 | 11.7128 | 11.6223 | 11.5446 | 11.4731 | 12.1913 | 12.1412 | 12.0955
F2_Industrial_Agriculture_Existing_Space Heating_Natural Gas_Gas Boiler - Insulate Hot Water Lines_A_Achievable Technical Potential | F2 | Industrial | Agriculture | Existing | Space Heating | Natural Gas | Gas Boiler - Insulate Hot Water Lines | A | Integrated Unit Summer Peak Savings (kW) | Achievable Technical Potential | 0 | 0 | 0 | 0 | 0 | 0 | 0 | 0 | 0 | 0 | 0 | 0 | 0 | 0 | 0 | 0 | 0 | 0 | 0 | 0 | 0 | 0 | 0 | 0 | 0 | 0 | 0 | 0 | 0 | 0 | 0
F3_Industrial_Agriculture_Existing_Space Heating_Natural Gas_Gas Boiler - Insulate Hot Water Lines_A_Achievable Technical Potential | F3 | Industrial | Agriculture | Existing | Space Heating | Natural Gas | Gas Boiler - Insulate Hot Water Lines | A | Integrated Unit Winter Peak Savings (kW) | Achievable Technical Potential | 0 | 0 | 0 | 0 | 0 | 0 | 0 | 0 | 0 | 0 | 0 | 0 | 0 | 0 | 0 | 0 | 0 | 0 | 0 | 0 | 0 | 0 | 0 | 0 | 0 | 0 | 0 | 0 | 0 | 0 | 0
F4_Industrial_Agriculture_Existing_Space Heating_Natural Gas_Gas Boiler - Insulate Hot Water Lines_A_Achievable Technical Potential | F4 | Industrial | Agriculture | Existing | Space Heating | Natural Gas | Gas Boiler - Insulate Hot Water Lines | A | Incremental Energy Savings (MWh or mTherms) | Achievable Technical Potential | 0 | 0 | 0 | 0 | 0 | 0.099206 | 0.098388 | 0.097027 | 0.096264 | 0.095493 | 0.093421 | 0.092289 | 0.091204 | 0.088833 | 0.088178 | 0.086382 | 0.08544 | 0.084078 | 0.082419 | 0.081649 | 0.080478 | 0.079315 | 0.078253 | 0.077308 | 0.076404 | 0 | 0 | 0 | 0 | 0 | 0
F5_Industrial_Agriculture_Existing_Space Heating_Natural Gas_Gas Boiler - Insulate Hot Water Lines_A_Achievable Technical Potential | F5 | Industrial | Agriculture | Existing | Space Heating | Natural Gas | Gas Boiler - Insulate Hot Water Lines | A | Incremental Summer Peak Savings (MW) | Achievable Technical Potential | 0 | 0 | 0 | 0 | 0 | 0 | 0 | 0 | 0 | 0 | 0 | 0 | 0 | 0 | 0 | 0 | 0 | 0 | 0 | 0 | 0 | 0 | 0 | 0 | 0 | 0 | 0 | 0 | 0 | 0 | 0
F6_Industrial_Agriculture_Existing_Space Heating_Natural Gas_Gas Boiler - Insulate Hot Water Lines_A_Achievable Technical Potential | F6 | Industrial | Agriculture | Existing | Space Heating | Natural Gas | Gas Boiler - Insulate Hot Water Lines | A | Incremental Winter Peak Savings (MW) | Achievable Technical Potential | 0 | 0 | 0 | 0 | 0 | 0 | 0 | 0 | 0 | 0 | 0 | 0 | 0 | 0 | 0 | 0 | 0 | 0 | 0 | 0 | 0 | 0 | 0 | 0 | 0 | 0 | 0 | 0 | 0 | 0 | 0
F7_Industrial_Agriculture_Existing_Space Heating_Natural Gas_Gas Boiler - Insulate Hot Water Lines_A_Achievable Technical Potential | F7 | Industrial | Agriculture | Existing | Space Heating | Natural Gas | Gas Boiler - Insulate Hot Water Lines | A | Cumulative Energy Savings (MWh or mTherms) | Achievable Technical Potential | 0 | 0 | 0 | 0 | 0 | 0.099206 | 0.19683 | 0.29229 | 0.38609 | 0.47818 | 0.56724 | 0.65419 | 0.73902 | 0.82026 | 0.89929 | 0.97583 | 1.0505 | 1.1231 | 1.1932 | 1.2623 | 1.3299 | 1.3951 | 1.4597 | 1.5243 | 1.5876 | 1.5754 | 1.5648 | 1.5551 | 0 | 0 | 0
F8_Industrial_Agriculture_Existing_Space Heating_Natural Gas_Gas Boiler - Insulate Hot Water Lines_A_Achievable Technical Potential | F8 | Industrial | Agriculture | Existing | Space Heating | Natural Gas | Gas Boiler - Insulate Hot Water Lines | A | Cumulative Summer Peak Savings (MW) | Achievable Technical Potential | 0 | 0 | 0 | 0 | 0 | 0 | 0 | 0 | 0 | 0 | 0 | 0 | 0 | 0 | 0 | 0 | 0 | 0 | 0 | 0 | 0 | 0 | 0 | 0 | 0 | 0 | 0 | 0 | 0 | 0 | 0
F9_Industrial_Agriculture_Existing_Space Heating_Natural Gas_Gas Boiler - Insulate Hot Water Lines_A_Achievable Technical Potential | F9 | Industrial | Agriculture | Existing | Space Heating | Natural Gas | Gas Boiler - Insulate Hot Water Lines | A | Cumulative Winter Peak Savings (MW) | Achievable Technical Potential | 0 | 0 | 0 | 0 | 0 | 0 | 0 | 0 | 0 | 0 | 0 | 0 | 0 | 0 | 0 | 0 | 0 | 0 | 0 | 0 | 0 | 0 | 0 | 0 | 0 | 0 | 0 | 0 | 0 | 0 | 0
F10_Industrial_Agriculture_Existing_Space Heating_Natural Gas_Gas Boiler - Insulate Hot Water Lines_A_Achievable Technical Potential | F10 | Industrial | Agriculture | Existing | Space Heating | Natural Gas | Gas Boiler - Insulate Hot Water Lines | A | Purchases (Incremental) | Achievable Technical Potential | 0 | 0 | 0 | 0 | 0 | 7.0337 | 7.0298 | 6.9884 | 6.9922 | 6.9979 | 6.9091 | 6.8902 | 6.8762 | 6.767 | 6.7929 | 6.7281 | 6.729 | 6.6951 | 6.6354 | 6.6432 | 6.6158 | 6.59 | 6.566 | 6.5437 | 6.5231 | 0 | 0 | 0 | 0 | 0 | 0
F11_Industrial_Agriculture_Existing_Space Heating_Natural Gas_Gas Boiler - Insulate Hot Water Lines_A_Achievable Technical Potential | F11 | Industrial | Agriculture | Existing | Space Heating | Natural Gas | Gas Boiler - Insulate Hot Water Lines | A | Purchases (Cumulative) | Achievable Technical Potential | 0 | 0 | 0 | 0 | 0 | 7.0337 | 14.0636 | 21.0519 | 28.0441 | 35.0421 | 41.9511 | 48.8413 | 55.7176 | 62.4846 | 69.2774 | 76.0055 | 82.7345 | 89.4295 | 96.0649 | 102.7081 | 109.3239 | 115.9139 | 122.4799 | 129.0236 | 135.5467 | 135.5467 | 135.5467 | 135.5467 | 135.5467 | 135.5467 | 135.5467
F1_Industrial_Agriculture_Existing_Process_Natural Gas_Gas Boiler - Insulate Hot Water Lines_A_Achievable Technical Potential | F1 | Industrial | Agriculture | Existing | Process | Natural Gas | Gas Boiler - Insulate Hot Water Lines | A | Integrated Unit Energy Savings (kWh or therms) | Achievable Technical Potential | 0 | 0 | 0 | 0 | 0 | 19.0252 | 19.0051 | 18.9846 | 18.964 | 18.9428 | 18.9201 | 18.8998 | 18.8811 | 18.862 | 18.8487 | 18.8354 | 18.827 | 18.8197 | 18.8132 | 18.81 | 18.8061 | 18.8035 | 18.801 | 18.7986 | 18.7963 | 18.7956 | 18.7949 | 18.7943 | 19.0457 | 19.0457 | 19.0457
F2_Industrial_Agriculture_Existing_Process_Natural Gas_Gas Boiler - Insulate Hot Water Lines_A_Achievable Technical Potential | F2 | Industrial | Agriculture | Existing | Process | Natural Gas | Gas Boiler - Insulate Hot Water Lines | A | Integrated Unit Summer Peak Savings (kW) | Achievable Technical Potential | 0 | 0 | 0 | 0 | 0 | 0 | 0 | 0 | 0 | 0 | 0 | 0 | 0 | 0 | 0 | 0 | 0 | 0 | 0 | 0 | 0 | 0 | 0 | 0 | 0 | 0 | 0 | 0 | 0 | 0 | 0
F3_Industrial_Agriculture_Existing_Process_Natural Gas_Gas Boiler - Insulate Hot Water Lines_A_Achievable Technical Potential | F3 | Industrial | Agriculture | Existing | Process | Natural Gas | Gas Boiler - Insulate Hot Water Lines | A | Integrated Unit Winter Peak Savings (kW) | Achievable Technical Potential | 0 | 0 | 0 | 0 | 0 | 0 | 0 | 0 | 0 | 0 | 0 | 0 | 0 | 0 | 0 | 0 | 0 | 0 | 0 | 0 | 0 | 0 | 0 | 0 | 0 | 0 | 0 | 0 | 0 | 0 | 0
F4_Industrial_Agriculture_Existing_Process_Natural Gas_Gas Boiler - Insulate Hot Water Lines_A_Achievable Technical Potential | F4 | Industrial | Agriculture | Existing | Process | Natural Gas | Gas Boiler - Insulate Hot Water Lines | A | Incremental Energy Savings (MWh or mTherms) | Achievable Technical Potential | 0 | 0 | 0 | 0 | 0 | 1.1069 | 1.1052 | 1.0975 | 1.0969 | 1.0965 | 1.0813 | 1.0772 | 1.074 | 1.0558 | 1.0591 | 1.0483 | 1.0479 | 1.0423 | 1.0326 | 1.0337 | 1.0292 | 1.025 | 1.0212 | 1.0176 | 1.0142 | 0 | 0 | 0 | 0 | 0 | 0
F5_Industrial_Agriculture_Existing_Process_Natural Gas_Gas Boiler - Insulate Hot Water Lines_A_Achievable Technical Potential | F5 | Industrial | Agriculture | Existing | Process | Natural Gas | Gas Boiler - Insulate Hot Water Lines | A | Incremental Summer Peak Savings (MW) | Achievable Technical Potential | 0 | 0 | 0 | 0 | 0 | 0 | 0 | 0 | 0 | 0 | 0 | 0 | 0 | 0 | 0 | 0 | 0 | 0 | 0 | 0 | 0 | 0 | 0 | 0 | 0 | 0 | 0 | 0 | 0 | 0 | 0
F6_Industrial_Agriculture_Existing_Process_Natural Gas_Gas Boiler - Insulate Hot Water Lines_A_Achievable Technical Potential | F6 | Industrial | Agriculture | Existing | Process | Natural Gas | Gas Boiler - Insulate Hot Water Lines | A | Incremental Winter Peak Savings (MW) | Achievable Technical Potential | 0 | 0 | 0 | 0 | 0 | 0 | 0 | 0 | 0 | 0 | 0 | 0 | 0 | 0 | 0 | 0 | 0 | 0 | 0 | 0 | 0 | 0 | 0 | 0 | 0 | 0 | 0 | 0 | 0 | 0 | 0
F7_Industrial_Agriculture_Existing_Process_Natural Gas_Gas Boiler - Insulate Hot Water Lines_A_Achievable Technical Potential | F7 | Industrial | Agriculture | Existing | Process | Natural Gas | Gas Boiler - Insulate Hot Water Lines | A | Cumulative Energy Savings (MWh or mTherms) | Achievable Technical Potential | 0 | 0 | 0 | 0 | 0 | 1.1069 | 2.2109 | 3.306 | 4.3993 | 5.4909 | 6.5656 | 7.6358 | 8.7022 | 9.7492 | 10.8014 | 11.8421 | 12.8847 | 13.922 | 14.9498 | 15.9809 | 17.0068 | 18.0295 | 19.0483 | 20.0634 | 21.0751 | 21.0743 | 21.0736 | 21.0729 | 0 | 0 | 0
F8_Industrial_Agriculture_Existing_Process_Natural Gas_Gas Boiler - Insulate Hot Water Lines_A_Achievable Technical Potential | F8 | Industrial | Agriculture | Existing | Process | Natural Gas | Gas Boiler - Insulate Hot Water Lines | A | Cumulative Summer Peak Savings (MW) | Achievable Technical Potential | 0 | 0 | 0 | 0 | 0 | 0 | 0 | 0 | 0 | 0 | 0 | 0 | 0 | 0 | 0 | 0 | 0 | 0 | 0 | 0 | 0 | 0 | 0 | 0 | 0 | 0 | 0 | 0 | 0 | 0 | 0
F9_Industrial_Agriculture_Existing_Process_Natural Gas_Gas Boiler - Insulate Hot Water Lines_A_Achievable Technical Potential | F9 | Industrial | Agriculture | Existing | Process | Natural Gas | Gas Boiler - Insulate Hot Water Lines | A | Cumulative Winter Peak Savings (MW) | Achievable Technical Potential | 0 | 0 | 0 | 0 | 0 | 0 | 0 | 0 | 0 | 0 | 0 | 0 | 0 | 0 | 0 | 0 | 0 | 0 | 0 | 0 | 0 | 0 | 0 | 0 | 0 | 0 | 0 | 0 | 0 | 0 | 0
F10_Industrial_Agriculture_Existing_Process_Natural Gas_Gas Boiler - Insulate Hot Water Lines_A_Achievable Technical Potential | F10 | Industrial | Agriculture | Existing | Process | Natural Gas | Gas Boiler - Insulate Hot Water Lines | A | Purchases (Incremental) | Achievable Technical Potential | 0 | 0 | 0 | 0 | 0 | 58.1825 | 58.1506 | 57.8077 | 57.8389 | 57.8867 | 57.1516 | 56.9955 | 56.8797 | 55.9765 | 56.1902 | 55.6544 | 55.6616 | 55.3815 | 54.8875 | 54.9525 | 54.7252 | 54.5124 | 54.3138 | 54.1292 | 53.9585 | 0 | 0 | 0 | 0 | 0 | 0
F11_Industrial_Agriculture_Existing_Process_Natural Gas_Gas Boiler - Insulate Hot Water Lines_A_Achievable Technical Potential | F11 | Industrial | Agriculture | Existing | Process | Natural Gas | Gas Boiler - Insulate Hot Water Lines | A | Purchases (Cumulative) | Achievable Technical Potential | 0 | 0 | 0 | 0 | 0 | 58.1825 | 116.3331 | 174.1408 | 231.9797 | 289.8665 | 347.0181 | 404.0136 | 460.8933 | 516.8698 | 573.0601 | 628.7144 | 684.376 | 739.7575 | 794.645 | 849.5974 | 904.3227 | 958.8351 | 1013.1488 | 1067.278 | 1121.2365 | 1121.2365 | 1121.2365 | 1121.2365 | 1121.2365 | 1121.2365 | 1121.2365
F1_Industrial_Agriculture_Existing_Process_Natural Gas_Process - Insulate Heated Process Fluids_A_Achievable Technical Potential | F1 | Industrial | Agriculture | Existing | Process | Natural Gas | Process - Insulate Heated Process Fluids | A | Integrated Unit Energy Savings (kWh or therms) | Achievable Technical Potential | 0 | 0 | 0 | 0 | 0 | 13.5824 | 13.5559 | 13.5291 | 13.5024 | 13.4752 | 13.4463 | 13.4197 | 13.3942 | 13.3671 | 13.3461 | 13.3236 | 13.3057 | 13.2878 | 13.2699 | 13.2559 | 13.2405 | 13.226 | 13.2116 | 13.1972 | 13.183 | 13.1817 | 13.1806 | 13.1796 | 13.6092 | 13.6092 | 13.6092
F2_Industrial_Agriculture_Existing_Process_Natural Gas_Process - Insulate Heated Process Fluids_A_Achievable Technical Potential | F2 | Industrial | Agriculture | Existing | Process | Natural Gas | Process - Insulate Heated Process Fluids | A | Integrated Unit Summer Peak Savings (kW) | Achievable Technical Potential | 0 | 0 | 0 | 0 | 0 | 0 | 0 | 0 | 0 | 0 | 0 | 0 | 0 | 0 | 0 | 0 | 0 | 0 | 0 | 0 | 0 | 0 | 0 | 0 | 0 | 0 | 0 | 0 | 0 | 0 | 0
F3_Industrial_Agriculture_Existing_Process_Natural Gas_Process - Insulate Heated Process Fluids_A_Achievable Technical Potential | F3 | Industrial | Agriculture | Existing | Process | Natural Gas | Process - Insulate Heated Process Fluids | A | Integrated Unit Winter Peak Savings (kW) | Achievable Technical Potential | 0 | 0 | 0 | 0 | 0 | 0 | 0 | 0 | 0 | 0 | 0 | 0 | 0 | 0 | 0 | 0 | 0 | 0 | 0 | 0 | 0 | 0 | 0 | 0 | 0 | 0 | 0 | 0 | 0 | 0 | 0
F4_Industrial_Agriculture_Existing_Process_Natural Gas_Process - Insulate Heated Process Fluids_A_Achievable Technical Potential | F4 | Industrial | Agriculture | Existing | Process | Natural Gas | Process - Insulate Heated Process Fluids | A | Incremental Energy Savings (MWh or mTherms) | Achievable Technical Potential | 0 | 0 | 0 | 0 | 0 | 0.86434 | 0.86219 | 0.85541 | 0.85418 | 0.85316 | 0.75647 | 0.60233 | 0.47997 | 0.37711 | 0.30237 | 0.23918 | 0.19111 | 0.15192 | 0.12029 | 0.096242 | 0.076586 | 0.00051977 | 0.00018476 | 6.2703e-05 | 2.036e-05 | 1.7254e-05 | 1.7207e-05 | 1.7164e-05 | 1.7684e-05 | 1.765e-05 | 1.762e-05
F5_Industrial_Agriculture_Existing_Process_Natural Gas_Process - Insulate Heated Process Fluids_A_Achievable Technical Potential | F5 | Industrial | Agriculture | Existing | Process | Natural Gas | Process - Insulate Heated Process Fluids | A | Incremental Summer Peak Savings (MW) | Achievable Technical Potential | 0 | 0 | 0 | 0 | 0 | 0 | 0 | 0 | 0 | 0 | 0 | 0 | 0 | 0 | 0 | 0 | 0 | 0 | 0 | 0 | 0 | 0 | 0 | 0 | 0 | 0 | 0 | 0 | 0 | 0 | 0
F6_Industrial_Agriculture_Existing_Process_Natural Gas_Process - Insulate Heated Process Fluids_A_Achievable Technical Potential | F6 | Industrial | Agriculture | Existing | Process | Natural Gas | Process - Insulate Heated Process Fluids | A | Incremental Winter Peak Savings (MW) | Achievable Technical Potential | 0 | 0 | 0 | 0 | 0 | 0 | 0 | 0 | 0 | 0 | 0 | 0 | 0 | 0 | 0 | 0 | 0 | 0 | 0 | 0 | 0 | 0 | 0 | 0 | 0 | 0 | 0 | 0 | 0 | 0 | 0
F7_Industrial_Agriculture_Existing_Process_Natural Gas_Process - Insulate Heated Process Fluids_A_Achievable Technical Potential | F7 | Industrial | Agriculture | Existing | Process | Natural Gas | Process - Insulate Heated Process Fluids | A | Cumulative Energy Savings (MWh or mTherms) | Achievable Technical Potential | 0 | 0 | 0 | 0 | 0 | 0.86434 | 1.7248 | 2.5768 | 3.4259 | 4.2722 | 5.0195 | 5.6119 | 6.0812 | 6.446 | 6.7382 | 6.9661 | 7.1478 | 7.2901 | 7.4006 | 7.489 | 7.5569 | 7.5491 | 7.5411 | 7.533 | 7.5248 | 7.5242 | 7.5235 | 7.523 | 0 | 0 | 0
F8_Industrial_Agriculture_Existing_Process_Natural Gas_Process - Insulate Heated Process Fluids_A_Achievable Technical Potential | F8 | Industrial | Agriculture | Existing | Process | Natural Gas | Process - Insulate Heated Process Fluids | A | Cumulative Summer Peak Savings (MW) | Achievable Technical Potential | 0 | 0 | 0 | 0 | 0 | 0 | 0 | 0 | 0 | 0 | 0 | 0 | 0 | 0 | 0 | 0 | 0 | 0 | 0 | 0 | 0 | 0 | 0 | 0 | 0 | 0 | 0 | 0 | 0 | 0 | 0
F9_Industrial_Agriculture_Existing_Process_Natural Gas_Process - Insulate Heated Process Fluids_A_Achievable Technical Potential | F9 | Industrial | Agriculture | Existing | Process | Natural Gas | Process - Insulate Heated Process Fluids | A | Cumulative Winter Peak Savings (MW) | Achievable Technical Potential | 0 | 0 | 0 | 0 | 0 | 0 | 0 | 0 | 0 | 0 | 0 | 0 | 0 | 0 | 0 | 0 | 0 | 0 | 0 | 0 | 0 | 0 | 0 | 0 | 0 | 0 | 0 | 0 | 0 | 0 | 0
F10_Industrial_Agriculture_Existing_Process_Natural Gas_Process - Insulate Heated Process Fluids_A_Achievable Technical Potential | F10 | Industrial | Agriculture | Existing | Process | Natural Gas | Process - Insulate Heated Process Fluids | A | Purchases (Incremental) | Achievable Technical Potential | 0 | 0 | 0 | 0 | 0 | 63.6369 | 63.602 | 63.2269 | 63.2611 | 63.3134 | 56.2584 | 44.8838 | 35.8341 | 28.2121 | 22.6558 | 17.9518 | 14.3633 | 11.4328 | 9.0647 | 7.2603 | 5.7842 | 0.0393 | 0.013984 | 0.0047512 | 0.0015444 | 0.0013089 | 0.0013055 | 0.0013023 | 0.0012994 | 0.0012969 | 0.0012947
F11_Industrial_Agriculture_Existing_Process_Natural Gas_Process - Insulate Heated Process Fluids_A_Achievable Technical Potential | F11 | Industrial | Agriculture | Existing | Process | Natural Gas | Process - Insulate Heated Process Fluids | A | Purchases (Cumulative) | Achievable Technical Potential | 0 | 0 | 0 | 0 | 0 | 63.6369 | 127.2389 | 190.4658 | 253.7269 | 317.0403 | 373.2987 | 418.1825 | 454.0166 | 482.2286 | 504.8845 | 522.8363 | 537.1996 | 548.6324 | 557.6971 | 564.9574 | 570.7416 | 570.7809 | 570.7949 | 570.7997 | 570.8012 | 570.8025 | 570.8038 | 570.8051 | 570.8064 | 570.8077 | 570.809
F1_Industrial_Agriculture_Existing_Process_Natural Gas_Process Heat Recovery_A_Achievable Technical Potential | F1 | Industrial | Agriculture | Existing | Process | Natural Gas | Process Heat Recovery | A | Integrated Unit Energy Savings (kWh or therms) | Achievable Technical Potential | 0 | 0 | 0 | 0 | 0 | 0.13582 | 0.13534 | 0.13485 | 0.13437 | 0.13387 | 0.13334 | 0.13286 | 0.1324 | 0.1319 | 0.13151 | 0.13108 | 0.13073 | 0.13039 | 0.13004 | 0.12976 | 0.12947 | 0.1292 | 0.12893 | 0.12867 | 0.12841 | 0.12838 | 0.12836 | 0.12834 | 0 | 0 | 0
F2_Industrial_Agriculture_Existing_Process_Natural Gas_Process Heat Recovery_A_Achievable Technical Potential | F2 | Industrial | Agriculture | Existing | Process | Natural Gas | Process Heat Recovery | A | Integrated Unit Summer Peak Savings (kW) | Achievable Technical Potential | 0 | 0 | 0 | 0 | 0 | 0 | 0 | 0 | 0 | 0 | 0 | 0 | 0 | 0 | 0 | 0 | 0 | 0 | 0 | 0 | 0 | 0 | 0 | 0 | 0 | 0 | 0 | 0 | 0 | 0 | 0
F3_Industrial_Agriculture_Existing_Process_Natural Gas_Process Heat Recovery_A_Achievable Technical Potential | F3 | Industrial | Agriculture | Existing | Process | Natural Gas | Process Heat Recovery | A | Integrated Unit Winter Peak Savings (kW) | Achievable Technical Potential | 0 | 0 | 0 | 0 | 0 | 0 | 0 | 0 | 0 | 0 | 0 | 0 | 0 | 0 | 0 | 0 | 0 | 0 | 0 | 0 | 0 | 0 | 0 | 0 | 0 | 0 | 0 | 0 | 0 | 0 | 0
F4_Industrial_Agriculture_Existing_Process_Natural Gas_Process Heat Recovery_A_Achievable Technical Potential | F4 | Industrial | Agriculture | Existing | Process | Natural Gas | Process Heat Recovery | A | Incremental Energy Savings (MWh or mTherms) | Achievable Technical Potential | 0 | 0 | 0 | 0 | 0 | 0.31114 | 0.30988 | 0.30695 | 0.30601 | 0.30513 | 0.27006 | 0.21468 | 0.17079 | 0.13396 | 0.10726 | 0.084714 | 0.0676 | 0.053665 | 0.042435 | 0.033916 | 0.026959 | 0.00018278 | 6.4908e-05 | 2.2007e-05 | 7.1392e-06 | 6.0496e-06 | 6.0325e-06 | 6.017e-06 | 0 | 0 | 0
F5_Industrial_Agriculture_Existing_Process_Natural Gas_Process Heat Recovery_A_Achievable Technical Potential | F5 | Industrial | Agriculture | Existing | Process | Natural Gas | Process Heat Recovery | A | Incremental Summer Peak Savings (MW) | Achievable Technical Potential | 0 | 0 | 0 | 0 | 0 | 0 | 0 | 0 | 0 | 0 | 0 | 0 | 0 | 0 | 0 | 0 | 0 | 0 | 0 | 0 | 0 | 0 | 0 | 0 | 0 | 0 | 0 | 0 | 0 | 0 | 0
F6_Industrial_Agriculture_Existing_Process_Natural Gas_Process Heat Recovery_A_Achievable Technical Potential | F6 | Industrial | Agriculture | Existing | Process | Natural Gas | Process Heat Recovery | A | Incremental Winter Peak Savings (MW) | Achievable Technical Potential | 0 | 0 | 0 | 0 | 0 | 0 | 0 | 0 | 0 | 0 | 0 | 0 | 0 | 0 | 0 | 0 | 0 | 0 | 0 | 0 | 0 | 0 | 0 | 0 | 0 | 0 | 0 | 0 | 0 | 0 | 0
F7_Industrial_Agriculture_Existing_Process_Natural Gas_Process Heat Recovery_A_Achievable Technical Potential | F7 | Industrial | Agriculture | Existing | Process | Natural Gas | Process Heat Recovery | A | Cumulative Energy Savings (MWh or mTherms) | Achievable Technical Potential | 0 | 0 | 0 | 0 | 0 | 0.31114 | 0.61993 | 0.92466 | 1.2273 | 1.5279 | 1.792 | 2.0001 | 2.164 | 2.2898 | 2.3903 | 2.4672 | 2.5283 | 2.5752 | 2.6108 | 2.6392 | 2.6601 | 2.6547 | 2.6493 | 2.6439 | 2.6386 | 2.6381 | 2.6377 | 2.6373 | 0 | 0 | 0
F8_Industrial_Agriculture_Existing_Process_Natural Gas_Process Heat Recovery_A_Achievable Technical Potential | F8 | Industrial | Agriculture | Existing | Process | Natural Gas | Process Heat Recovery | A | Cumulative Summer Peak Savings (MW) | Achievable Technical Potential | 0 | 0 | 0 | 0 | 0 | 0 | 0 | 0 | 0 | 0 | 0 | 0 | 0 | 0 | 0 | 0 | 0 | 0 | 0 | 0 | 0 | 0 | 0 | 0 | 0 | 0 | 0 | 0 | 0 | 0 | 0
F9_Industrial_Agriculture_Existing_Process_Natural Gas_Process Heat Recovery_A_Achievable Technical Potential | F9 | Industrial | Agriculture | Existing | Process | Natural Gas | Process Heat Recovery | A | Cumulative Winter Peak Savings (MW) | Achievable Technical Potential | 0 | 0 | 0 | 0 | 0 | 0 | 0 | 0 | 0 | 0 | 0 | 0 | 0 | 0 | 0 | 0 | 0 | 0 | 0 | 0 | 0 | 0 | 0 | 0 | 0 | 0 | 0 | 0 | 0 | 0 | 0
F10_Industrial_Agriculture_Existing_Process_Natural Gas_Process Heat Recovery_A_Achievable Technical Potential | F10 | Industrial | Agriculture | Existing | Process | Natural Gas | Process Heat Recovery | A | Purchases (Incremental) | Achievable Technical Potential | 0 | 0 | 0 | 0 | 0 | 2290.9288 | 2289.6714 | 2276.1684 | 2277.399 | 2279.2821 | 2025.3038 | 1615.8155 | 1290.0277 | 1015.634 | 815.6094 | 646.2652 | 517.0793 | 411.5814 | 326.3281 | 261.3717 | 208.2327 | 1.4148 | 0.50344 | 0.17104 | 0.055599 | 0.047122 | 0.046996 | 0.046882 | 9.3059e-07 | 9.3059e-07 | 9.3059e-07
F11_Industrial_Agriculture_Existing_Process_Natural Gas_Process Heat Recovery_A_Achievable Technical Potential | F11 | Industrial | Agriculture | Existing | Process | Natural Gas | Process Heat Recovery | A | Purchases (Cumulative) | Achievable Technical Potential | 0 | 0 | 0 | 0 | 0 | 2290.9288 | 4580.6002 | 6856.7686 | 9134.1676 | 11413.4498 | 13438.7536 | 15054.5691 | 16344.5969 | 17360.2309 | 18175.8403 | 18822.1056 | 19339.1848 | 19750.7662 | 20077.0944 | 20338.4661 | 20546.6988 | 20548.1136 | 20548.617 | 20548.7881 | 20548.8437 | 20548.8908 | 20548.9378 | 20548.9847 | 20548.9847 | 20548.9847 | 20548.9847
F1_Industrial_Agriculture_Existing_Space Heating_Natural Gas_Building Automation System_A_Achievable Technical Potential | F1 | Industrial | Agriculture | Existing | Space Heating | Natural Gas | Building Automation System | A | Integrated Unit Energy Savings (kWh or therms) | Achievable Technical Potential | 0 | 0 | 0 | 0 | 0 | 0.015454 | 0.015362 | 0.015248 | 0.015124 | 0.01499 | 0.014849 | 0.0147 | 0.014548 | 0.014388 | 0.014215 | 0.014047 | 0.013879 | 0.013721 | 0.013569 | 0.013428 | 0.013293 | 0.013156 | 0.013037 | 0.012934 | 0.012838 | 0.012752 | 0.012679 | 0.012611 | 0 | 0 | 0
F2_Industrial_Agriculture_Existing_Space Heating_Natural Gas_Building Automation System_A_Achievable Technical Potential | F2 | Industrial | Agriculture | Existing | Space Heating | Natural Gas | Building Automation System | A | Integrated Unit Summer Peak Savings (kW) | Achievable Technical Potential | 0 | 0 | 0 | 0 | 0 | 0 | 0 | 0 | 0 | 0 | 0 | 0 | 0 | 0 | 0 | 0 | 0 | 0 | 0 | 0 | 0 | 0 | 0 | 0 | 0 | 0 | 0 | 0 | 0 | 0 | 0
F3_Industrial_Agriculture_Existing_Space Heating_Natural Gas_Building Automation System_A_Achievable Technical Potential | F3 | Industrial | Agriculture | Existing | Space Heating | Natural Gas | Building Automation System | A | Integrated Unit Winter Peak Savings (kW) | Achievable Technical Potential | 0 | 0 | 0 | 0 | 0 | 0 | 0 | 0 | 0 | 0 | 0 | 0 | 0 | 0 | 0 | 0 | 0 | 0 | 0 | 0 | 0 | 0 | 0 | 0 | 0 | 0 | 0 | 0 | 0 | 0 | 0
F4_Industrial_Agriculture_Existing_Space Heating_Natural Gas_Building Automation System_A_Achievable Technical Potential | F4 | Industrial | Agriculture | Existing | Space Heating | Natural Gas | Building Automation System | A | Incremental Energy Savings (MWh or mTherms) | Achievable Technical Potential | 0 | 0 | 0 | 0 | 0 | 0.11219 | 0.22281 | 0.39037 | 0.63017 | 0.94882 | 1.329 | 1.7848 | 2.2851 | 2.7509 | 3.2171 | 3.5327 | 3.7138 | 3.6681 | 3.3892 | 2.9522 | 2.4069 | 1.8146 | 1.2403 | 0.78351 | 0.50558 | 0 | 0 | 0 | 0 | 0 | 0
F5_Industrial_Agriculture_Existing_Space Heating_Natural Gas_Building Automation System_A_Achievable Technical Potential | F5 | Industrial | Agriculture | Existing | Space Heating | Natural Gas | Building Automation System | A | Incremental Summer Peak Savings (MW) | Achievable Technical Potential | 0 | 0 | 0 | 0 | 0 | 0 | 0 | 0 | 0 | 0 | 0 | 0 | 0 | 0 | 0 | 0 | 0 | 0 | 0 | 0 | 0 | 0 | 0 | 0 | 0 | 0 | 0 | 0 | 0 | 0 | 0
F6_Industrial_Agriculture_Existing_Space Heating_Natural Gas_Building Automation System_A_Achievable Technical Potential | F6 | Industrial | Agriculture | Existing | Space Heating | Natural Gas | Building Automation System | A | Incremental Winter Peak Savings (MW) | Achievable Technical Potential | 0 | 0 | 0 | 0 | 0 | 0 | 0 | 0 | 0 | 0 | 0 | 0 | 0 | 0 | 0 | 0 | 0 | 0 | 0 | 0 | 0 | 0 | 0 | 0 | 0 | 0 | 0 | 0 | 0 | 0 | 0
F7_Industrial_Agriculture_Existing_Space Heating_Natural Gas_Building Automation System_A_Achievable Technical Potential | F7 | Industrial | Agriculture | Existing | Space Heating | Natural Gas | Building Automation System | A | Cumulative Energy Savings (MWh or mTherms) | Achievable Technical Potential | 0 | 0 | 0 | 0 | 0 | 0.11219 | 0.33434 | 0.72223 | 1.3465 | 2.2834 | 3.5908 | 5.3397 | 7.5694 | 10.2372 | 13.3312 | 16.7062 | 20.221 | 23.6579 | 26.7863 | 29.4587 | 31.5696 | 33.0596 | 34 | 34.5154 | 34.764 | 34.5329 | 34.3347 | 34.1496 | 0 | 0 | 0
F8_Industrial_Agriculture_Existing_Space Heating_Natural Gas_Building Automation System_A_Achievable Technical Potential | F8 | Industrial | Agriculture | Existing | Space Heating | Natural Gas | Building Automation System | A | Cumulative Summer Peak Savings (MW) | Achievable Technical Potential | 0 | 0 | 0 | 0 | 0 | 0 | 0 | 0 | 0 | 0 | 0 | 0 | 0 | 0 | 0 | 0 | 0 | 0 | 0 | 0 | 0 | 0 | 0 | 0 | 0 | 0 | 0 | 0 | 0 | 0 | 0
F9_Industrial_Agriculture_Existing_Space Heating_Natural Gas_Building Automation System_A_Achievable Technical Potential | F9 | Industrial | Agriculture | Existing | Space Heating | Natural Gas | Building Automation System | A | Cumulative Winter Peak Savings (MW) | Achievable Technical Potential | 0 | 0 | 0 | 0 | 0 | 0 | 0 | 0 | 0 | 0 | 0 | 0 | 0 | 0 | 0 | 0 | 0 | 0 | 0 | 0 | 0 | 0 | 0 | 0 | 0 | 0 | 0 | 0 | 0 | 0 | 0
F10_Industrial_Agriculture_Existing_Space Heating_Natural Gas_Building Automation System_A_Achievable Technical Potential | F10 | Industrial | Agriculture | Existing | Space Heating | Natural Gas | Building Automation System | A | Purchases (Incremental) | Achievable Technical Potential | 0 | 0 | 0 | 0 | 0 | 7259.9213 | 14504.1417 | 25600.8871 | 41665.866 | 63295.2593 | 89501.1447 | 121413.4437 | 157076.0934 | 191191.019 | 226320.4416 | 251495.3996 | 267578.4746 | 267343.2228 | 249768.1057 | 219862.1576 | 181071.6911 | 137928.0449 | 95140.7193 | 60577.784 | 39382.6662 | 0 | 0 | 0 | 0 | 0 | 0
F11_Industrial_Agriculture_Existing_Space Heating_Natural Gas_Building Automation System_A_Achievable Technical Potential | F11 | Industrial | Agriculture | Existing | Space Heating | Natural Gas | Building Automation System | A | Purchases (Cumulative) | Achievable Technical Potential | 0 | 0 | 0 | 0 | 0 | 7259.9213 | 21764.063 | 47364.9502 | 89030.8161 | 152326.0754 | 241827.2201 | 363240.6638 | 520316.7571 | 711507.7761 | 937828.2177 | 1189323.6173 | 1456902.0919 | 1724245.3147 | 1974013.4205 | 2193875.5781 | 2374947.2692 | 2512875.3141 | 2608016.0334 | 2668593.8174 | 2707976.4836 | 2707976.4836 | 2707976.4836 | 2707976.4836 | 2707976.4836 | 2707976.4836 | 2707976.4836
F1_Industrial_Agriculture_Existing_Space Heating_Natural Gas_Steam System Efficiency Improvements_A_Achievable Technical Potential | F1 | Industrial | Agriculture | Existing | Space Heating | Natural Gas | Steam System Efficiency Improvements | A | Integrated Unit Energy Savings (kWh or therms) | Achievable Technical Potential | 0 | 0 | 0 | 0 | 0 | 0.13732 | 0.13572 | 0.13389 | 0.13181 | 0.12946 | 0.12686 | 0.12416 | 0.12138 | 0.11846 | 0.11571 | 0.11298 | 0.11051 | 0.10816 | 0.10594 | 0.10409 | 0.10235 | 0.10073 | 0.09933 | 0.098166 | 0.097072 | 0.096276 | 0.095592 | 0.094963 | 0.11902 | 0.11854 | 0.11809
F2_Industrial_Agriculture_Existing_Space Heating_Natural Gas_Steam System Efficiency Improvements_A_Achievable Technical Potential | F2 | Industrial | Agriculture | Existing | Space Heating | Natural Gas | Steam System Efficiency Improvements | A | Integrated Unit Summer Peak Savings (kW) | Achievable Technical Potential | 0 | 0 | 0 | 0 | 0 | 0 | 0 | 0 | 0 | 0 | 0 | 0 | 0 | 0 | 0 | 0 | 0 | 0 | 0 | 0 | 0 | 0 | 0 | 0 | 0 | 0 | 0 | 0 | 0 | 0 | 0
F3_Industrial_Agriculture_Existing_Space Heating_Natural Gas_Steam System Efficiency Improvements_A_Achievable Technical Potential | F3 | Industrial | Agriculture | Existing | Space Heating | Natural Gas | Steam System Efficiency Improvements | A | Integrated Unit Winter Peak Savings (kW) | Achievable Technical Potential | 0 | 0 | 0 | 0 | 0 | 0 | 0 | 0 | 0 | 0 | 0 | 0 | 0 | 0 | 0 | 0 | 0 | 0 | 0 | 0 | 0 | 0 | 0 | 0 | 0 | 0 | 0 | 0 | 0 | 0 | 0
F4_Industrial_Agriculture_Existing_Space Heating_Natural Gas_Steam System Efficiency Improvements_A_Achievable Technical Potential | F4 | Industrial | Agriculture | Existing | Space Heating | Natural Gas | Steam System Efficiency Improvements | A | Incremental Energy Savings (MWh or mTherms) | Achievable Technical Potential | 0 | 0 | 0 | 0 | 0 | 0.0070651 | 0.013951 | 0.024293 | 0.038922 | 0.058075 | 0.08047 | 0.10683 | 0.13512 | 0.16051 | 0.18559 | 0.20137 | 0.20956 | 0.20492 | 0.18753 | 0.16218 | 0.13134 | 0.098467 | 0.066976 | 0.042145 | 0.027094 | 0 | 0 | 0 | 0 | 0 | 0
F5_Industrial_Agriculture_Existing_Space Heating_Natural Gas_Steam System Efficiency Improvements_A_Achievable Technical Potential | F5 | Industrial | Agriculture | Existing | Space Heating | Natural Gas | Steam System Efficiency Improvements | A | Incremental Summer Peak Savings (MW) | Achievable Technical Potential | 0 | 0 | 0 | 0 | 0 | 0 | 0 | 0 | 0 | 0 | 0 | 0 | 0 | 0 | 0 | 0 | 0 | 0 | 0 | 0 | 0 | 0 | 0 | 0 | 0 | 0 | 0 | 0 | 0 | 0 | 0
F6_Industrial_Agriculture_Existing_Space Heating_Natural Gas_Steam System Efficiency Improvements_A_Achievable Technical Potential | F6 | Industrial | Agriculture | Existing | Space Heating | Natural Gas | Steam System Efficiency Improvements | A | Incremental Winter Peak Savings (MW) | Achievable Technical Potential | 0 | 0 | 0 | 0 | 0 | 0 | 0 | 0 | 0 | 0 | 0 | 0 | 0 | 0 | 0 | 0 | 0 | 0 | 0 | 0 | 0 | 0 | 0 | 0 | 0 | 0 | 0 | 0 | 0 | 0 | 0
F7_Industrial_Agriculture_Existing_Space Heating_Natural Gas_Steam System Efficiency Improvements_A_Achievable Technical Potential | F7 | Industrial | Agriculture | Existing | Space Heating | Natural Gas | Steam System Efficiency Improvements | A | Cumulative Energy Savings (MWh or mTherms) | Achievable Technical Potential | 0 | 0 | 0 | 0 | 0 | 0.0070651 | 0.020934 | 0.044946 | 0.083168 | 0.13976 | 0.21743 | 0.31962 | 0.44758 | 0.59735 | 0.76904 | 0.95227 | 1.141 | 1.3217 | 1.4821 | 1.6183 | 1.7227 | 1.7939 | 1.836 | 1.8566 | 1.863 | 1.8477 | 1.8346 | 1.8225 | 0 | 0 | 0
F8_Industrial_Agriculture_Existing_Space Heating_Natural Gas_Steam System Efficiency Improvements_A_Achievable Technical Potential | F8 | Industrial | Agriculture | Existing | Space Heating | Natural Gas | Steam System Efficiency Improvements | A | Cumulative Summer Peak Savings (MW) | Achievable Technical Potential | 0 | 0 | 0 | 0 | 0 | 0 | 0 | 0 | 0 | 0 | 0 | 0 | 0 | 0 | 0 | 0 | 0 | 0 | 0 | 0 | 0 | 0 | 0 | 0 | 0 | 0 | 0 | 0 | 0 | 0 | 0
F9_Industrial_Agriculture_Existing_Space Heating_Natural Gas_Steam System Efficiency Improvements_A_Achievable Technical Potential | F9 | Industrial | Agriculture | Existing | Space Heating | Natural Gas | Steam System Efficiency Improvements | A | Cumulative Winter Peak Savings (MW) | Achievable Technical Potential | 0 | 0 | 0 | 0 | 0 | 0 | 0 | 0 | 0 | 0 | 0 | 0 | 0 | 0 | 0 | 0 | 0 | 0 | 0 | 0 | 0 | 0 | 0 | 0 | 0 | 0 | 0 | 0 | 0 | 0 | 0
F10_Industrial_Agriculture_Existing_Space Heating_Natural Gas_Steam System Efficiency Improvements_A_Achievable Technical Potential | F10 | Industrial | Agriculture | Existing | Space Heating | Natural Gas | Steam System Efficiency Improvements | A | Purchases (Incremental) | Achievable Technical Potential | 0 | 0 | 0 | 0 | 0 | 51.452 | 102.7926 | 181.4366 | 295.2911 | 448.5812 | 634.3056 | 860.4719 | 1113.2175 | 1354.9941 | 1603.9607 | 1782.3787 | 1896.3614 | 1894.6941 | 1770.1371 | 1558.19 | 1283.2772 | 977.5129 | 674.2739 | 429.3222 | 279.1098 | 0 | 0 | 0 | 0 | 0 | 0
F11_Industrial_Agriculture_Existing_Space Heating_Natural Gas_Steam System Efficiency Improvements_A_Achievable Technical Potential | F11 | Industrial | Agriculture | Existing | Space Heating | Natural Gas | Steam System Efficiency Improvements | A | Purchases (Cumulative) | Achievable Technical Potential | 0 | 0 | 0 | 0 | 0 | 51.452 | 154.2446 | 335.6812 | 630.9723 | 1079.5535 | 1713.8591 | 2574.331 | 3687.5485 | 5042.5426 | 6646.5033 | 8428.882 | 10325.2433 | 12219.9375 | 13990.0746 | 15548.2646 | 16831.5418 | 17809.0547 | 18483.3286 | 18912.6508 | 19191.7606 | 19191.7606 | 19191.7606 | 19191.7606 | 19191.7606 | 19191.7606 | 19191.7606
F1_Industrial_Agriculture_Existing_Process_Natural Gas_Steam System Efficiency Improvements_A_Achievable Technical Potential | F1 | Industrial | Agriculture | Existing | Process | Natural Gas | Steam System Efficiency Improvements | A | Integrated Unit Energy Savings (kWh or therms) | Achievable Technical Potential | 0 | 0 | 0 | 0 | 0 | 0.18529 | 0.18464 | 0.18398 | 0.18332 | 0.18264 | 0.18192 | 0.18127 | 0.18064 | 0.17996 | 0.17943 | 0.17886 | 0.17839 | 0.17792 | 0.17745 | 0.17709 | 0.17669 | 0.17632 | 0.17596 | 0.1756 | 0.17525 | 0.17522 | 0.17519 | 0.17516 | 0.18594 | 0.18594 | 0.18594
F2_Industrial_Agriculture_Existing_Process_Natural Gas_Steam System Efficiency Improvements_A_Achievable Technical Potential | F2 | Industrial | Agriculture | Existing | Process | Natural Gas | Steam System Efficiency Improvements | A | Integrated Unit Summer Peak Savings (kW) | Achievable Technical Potential | 0 | 0 | 0 | 0 | 0 | 0 | 0 | 0 | 0 | 0 | 0 | 0 | 0 | 0 | 0 | 0 | 0 | 0 | 0 | 0 | 0 | 0 | 0 | 0 | 0 | 0 | 0 | 0 | 0 | 0 | 0
F3_Industrial_Agriculture_Existing_Process_Natural Gas_Steam System Efficiency Improvements_A_Achievable Technical Potential | F3 | Industrial | Agriculture | Existing | Process | Natural Gas | Steam System Efficiency Improvements | A | Integrated Unit Winter Peak Savings (kW) | Achievable Technical Potential | 0 | 0 | 0 | 0 | 0 | 0 | 0 | 0 | 0 | 0 | 0 | 0 | 0 | 0 | 0 | 0 | 0 | 0 | 0 | 0 | 0 | 0 | 0 | 0 | 0 | 0 | 0 | 0 | 0 | 0 | 0
F4_Industrial_Agriculture_Existing_Process_Natural Gas_Steam System Efficiency Improvements_A_Achievable Technical Potential | F4 | Industrial | Agriculture | Existing | Process | Natural Gas | Steam System Efficiency Improvements | A | Incremental Energy Savings (MWh or mTherms) | Achievable Technical Potential | 0 | 0 | 0 | 0 | 0 | 0.0016588 | 0.0033023 | 0.0058079 | 0.0094184 | 0.014255 | 0.020078 | 0.027138 | 0.034988 | 0.042428 | 0.050076 | 0.055468 | 0.058861 | 0.058655 | 0.054654 | 0.04801 | 0.039451 | 0.029988 | 0.020643 | 0.013117 | 0.0085104 | 0 | 0 | 0 | 0 | 0 | 0
F5_Industrial_Agriculture_Existing_Process_Natural Gas_Steam System Efficiency Improvements_A_Achievable Technical Potential | F5 | Industrial | Agriculture | Existing | Process | Natural Gas | Steam System Efficiency Improvements | A | Incremental Summer Peak Savings (MW) | Achievable Technical Potential | 0 | 0 | 0 | 0 | 0 | 0 | 0 | 0 | 0 | 0 | 0 | 0 | 0 | 0 | 0 | 0 | 0 | 0 | 0 | 0 | 0 | 0 | 0 | 0 | 0 | 0 | 0 | 0 | 0 | 0 | 0
F6_Industrial_Agriculture_Existing_Process_Natural Gas_Steam System Efficiency Improvements_A_Achievable Technical Potential | F6 | Industrial | Agriculture | Existing | Process | Natural Gas | Steam System Efficiency Improvements | A | Incremental Winter Peak Savings (MW) | Achievable Technical Potential | 0 | 0 | 0 | 0 | 0 | 0 | 0 | 0 | 0 | 0 | 0 | 0 | 0 | 0 | 0 | 0 | 0 | 0 | 0 | 0 | 0 | 0 | 0 | 0 | 0 | 0 | 0 | 0 | 0 | 0 | 0
F7_Industrial_Agriculture_Existing_Process_Natural Gas_Steam System Efficiency Improvements_A_Achievable Technical Potential | F7 | Industrial | Agriculture | Existing | Process | Natural Gas | Steam System Efficiency Improvements | A | Cumulative Energy Savings (MWh or mTherms) | Achievable Technical Potential | 0 | 0 | 0 | 0 | 0 | 0.0016588 | 0.0049552 | 0.010745 | 0.020125 | 0.034306 | 0.054249 | 0.081191 | 0.1159 | 0.15789 | 0.2075 | 0.26231 | 0.32048 | 0.3783 | 0.43195 | 0.47906 | 0.51744 | 0.54635 | 0.56587 | 0.57784 | 0.58518 | 0.58508 | 0.58499 | 0.5849 | 0 | 0 | 0
F8_Industrial_Agriculture_Existing_Process_Natural Gas_Steam System Efficiency Improvements_A_Achievable Technical Potential | F8 | Industrial | Agriculture | Existing | Process | Natural Gas | Steam System Efficiency Improvements | A | Cumulative Summer Peak Savings (MW) | Achievable Technical Potential | 0 | 0 | 0 | 0 | 0 | 0 | 0 | 0 | 0 | 0 | 0 | 0 | 0 | 0 | 0 | 0 | 0 | 0 | 0 | 0 | 0 | 0 | 0 | 0 | 0 | 0 | 0 | 0 | 0 | 0 | 0
F9_Industrial_Agriculture_Existing_Process_Natural Gas_Steam System Efficiency Improvements_A_Achievable Technical Potential | F9 | Industrial | Agriculture | Existing | Process | Natural Gas | Steam System Efficiency Improvements | A | Cumulative Winter Peak Savings (MW) | Achievable Technical Potential | 0 | 0 | 0 | 0 | 0 | 0 | 0 | 0 | 0 | 0 | 0 | 0 | 0 | 0 | 0 | 0 | 0 | 0 | 0 | 0 | 0 | 0 | 0 | 0 | 0 | 0 | 0 | 0 | 0 | 0 | 0
F10_Industrial_Agriculture_Existing_Process_Natural Gas_Steam System Efficiency Improvements_A_Achievable Technical Potential | F10 | Industrial | Agriculture | Existing | Process | Natural Gas | Steam System Efficiency Improvements | A | Purchases (Incremental) | Achievable Technical Potential | 0 | 0 | 0 | 0 | 0 | 8.9522 | 17.885 | 31.5684 | 51.3781 | 78.0492 | 110.3636 | 149.7146 | 193.6901 | 235.7571 | 279.0751 | 310.1182 | 329.9502 | 329.6601 | 307.9883 | 271.1114 | 223.279 | 170.0787 | 117.3177 | 74.6983 | 48.5626 | 0 | 0 | 0 | 0 | 0 | 0
F11_Industrial_Agriculture_Existing_Process_Natural Gas_Steam System Efficiency Improvements_A_Achievable Technical Potential | F11 | Industrial | Agriculture | Existing | Process | Natural Gas | Steam System Efficiency Improvements | A | Purchases (Cumulative) | Achievable Technical Potential | 0 | 0 | 0 | 0 | 0 | 8.9522 | 26.8372 | 58.4056 | 109.7836 | 187.8328 | 298.1964 | 447.911 | 641.601 | 877.3581 | 1156.4332 | 1466.5514 | 1796.5016 | 2126.1617 | 2434.15 | 2705.2614 | 2928.5404 | 3098.619 | 3215.9367 | 3290.635 | 3339.1977 | 3339.1977 | 3339.1977 | 3339.1977 | 3339.1977 | 3339.1977 | 3339.1977
F1_Industrial_Agriculture_Existing_Space Heating_Natural Gas_Strategic Energy Management_A_Achievable Technical Potential | F1 | Industrial | Agriculture | Existing | Space Heating | Natural Gas | Strategic Energy Management | A | Integrated Unit Energy Savings (kWh or therms) | Achievable Technical Potential | 0 | 0 | 0 | 0 | 0 | 4.0732 | 4.0467 | 4.0137 | 3.9769 | 3.936 | 3.891 | 3.8422 | 3.7901 | 3.7331 | 3.6716 | 3.6089 | 3.5465 | 3.4861 | 3.4285 | 3.3771 | 3.3295 | 3.2845 | 3.2468 | 3.2157 | 3.1877 | 3.166 | 3.1474 | 3.13 | 0 | 0 | 0
F2_Industrial_Agriculture_Existing_Space Heating_Natural Gas_Strategic Energy Management_A_Achievable Technical Potential | F2 | Industrial | Agriculture | Existing | Space Heating | Natural Gas | Strategic Energy Management | A | Integrated Unit Summer Peak Savings (kW) | Achievable Technical Potential | 0 | 0 | 0 | 0 | 0 | 0 | 0 | 0 | 0 | 0 | 0 | 0 | 0 | 0 | 0 | 0 | 0 | 0 | 0 | 0 | 0 | 0 | 0 | 0 | 0 | 0 | 0 | 0 | 0 | 0 | 0
F3_Industrial_Agriculture_Existing_Space Heating_Natural Gas_Strategic Energy Management_A_Achievable Technical Potential | F3 | Industrial | Agriculture | Existing | Space Heating | Natural Gas | Strategic Energy Management | A | Integrated Unit Winter Peak Savings (kW) | Achievable Technical Potential | 0 | 0 | 0 | 0 | 0 | 0 | 0 | 0 | 0 | 0 | 0 | 0 | 0 | 0 | 0 | 0 | 0 | 0 | 0 | 0 | 0 | 0 | 0 | 0 | 0 | 0 | 0 | 0 | 0 | 0 | 0
F4_Industrial_Agriculture_Existing_Space Heating_Natural Gas_Strategic Energy Management_A_Achievable Technical Potential | F4 | Industrial | Agriculture | Existing | Space Heating | Natural Gas | Strategic Energy Management | A | Incremental Energy Savings (MWh or mTherms) | Achievable Technical Potential | 0 | 0 | 0 | 0 | 0 | 0.70516 | 0.70019 | 0.69038 | 0.68442 | 0.67794 | 0.66168 | 0.6516 | 0.64146 | 0.62178 | 0.61387 | 0.59763 | 0.58738 | 0.57447 | 0.55994 | 0.5522 | 0.54216 | 0.53275 | 0.52472 | 0.51793 | 0.5118 | 0 | 0 | 0 | 0 | 0 | 0
F5_Industrial_Agriculture_Existing_Space Heating_Natural Gas_Strategic Energy Management_A_Achievable Technical Potential | F5 | Industrial | Agriculture | Existing | Space Heating | Natural Gas | Strategic Energy Management | A | Incremental Summer Peak Savings (MW) | Achievable Technical Potential | 0 | 0 | 0 | 0 | 0 | 0 | 0 | 0 | 0 | 0 | 0 | 0 | 0 | 0 | 0 | 0 | 0 | 0 | 0 | 0 | 0 | 0 | 0 | 0 | 0 | 0 | 0 | 0 | 0 | 0 | 0
F6_Industrial_Agriculture_Existing_Space Heating_Natural Gas_Strategic Energy Management_A_Achievable Technical Potential | F6 | Industrial | Agriculture | Existing | Space Heating | Natural Gas | Strategic Energy Management | A | Incremental Winter Peak Savings (MW) | Achievable Technical Potential | 0 | 0 | 0 | 0 | 0 | 0 | 0 | 0 | 0 | 0 | 0 | 0 | 0 | 0 | 0 | 0 | 0 | 0 | 0 | 0 | 0 | 0 | 0 | 0 | 0 | 0 | 0 | 0 | 0 | 0 | 0
F7_Industrial_Agriculture_Existing_Space Heating_Natural Gas_Strategic Energy Management_A_Achievable Technical Potential | F7 | Industrial | Agriculture | Existing | Space Heating | Natural Gas | Strategic Energy Management | A | Cumulative Energy Savings (MWh or mTherms) | Achievable Technical Potential | 0 | 0 | 0 | 0 | 0 | 0.70516 | 1.4008 | 2.0797 | 2.7451 | 3.3948 | 4.0177 | 4.6189 | 5.1977 | 5.7414 | 6.2606 | 6.7513 | 7.222 | 7.6735 | 8.1067 | 8.5373 | 8.959 | 9.3707 | 9.788 | 10.2121 | 10.635 | 10.5626 | 10.5004 | 10.4424 | 0 | 0 | 0
F8_Industrial_Agriculture_Existing_Space Heating_Natural Gas_Strategic Energy Management_A_Achievable Technical Potential | F8 | Industrial | Agriculture | Existing | Space Heating | Natural Gas | Strategic Energy Management | A | Cumulative Summer Peak Savings (MW) | Achievable Technical Potential | 0 | 0 | 0 | 0 | 0 | 0 | 0 | 0 | 0 | 0 | 0 | 0 | 0 | 0 | 0 | 0 | 0 | 0 | 0 | 0 | 0 | 0 | 0 | 0 | 0 | 0 | 0 | 0 | 0 | 0 | 0
F9_Industrial_Agriculture_Existing_Space Heating_Natural Gas_Strategic Energy Management_A_Achievable Technical Potential | F9 | Industrial | Agriculture | Existing | Space Heating | Natural Gas | Strategic Energy Management | A | Cumulative Winter Peak Savings (MW) | Achievable Technical Potential | 0 | 0 | 0 | 0 | 0 | 0 | 0 | 0 | 0 | 0 | 0 | 0 | 0 | 0 | 0 | 0 | 0 | 0 | 0 | 0 | 0 | 0 | 0 | 0 | 0 | 0 | 0 | 0 | 0 | 0 | 0
F10_Industrial_Agriculture_Existing_Space Heating_Natural Gas_Strategic Energy Management_A_Achievable Technical Potential | F10 | Industrial | Agriculture | Existing | Space Heating | Natural Gas | Strategic Energy Management | A | Purchases (Incremental) | Achievable Technical Potential | 0 | 0 | 0 | 0 | 0 | 173.1218 | 173.0268 | 172.0064 | 172.0994 | 172.2417 | 170.0544 | 169.5897 | 169.2454 | 166.5578 | 167.1937 | 165.5993 | 165.6208 | 164.7872 | 163.3173 | 163.5108 | 162.8346 | 162.2013 | 161.6103 | 161.0611 | 160.5532 | 0 | 0 | 0 | 0 | 0 | 0
F11_Industrial_Agriculture_Existing_Space Heating_Natural Gas_Strategic Energy Management_A_Achievable Technical Potential | F11 | Industrial | Agriculture | Existing | Space Heating | Natural Gas | Strategic Energy Management | A | Purchases (Cumulative) | Achievable Technical Potential | 0 | 0 | 0 | 0 | 0 | 173.1218 | 346.1486 | 518.155 | 690.2544 | 862.4961 | 1032.5505 | 1202.1402 | 1371.3855 | 1537.9433 | 1705.1371 | 1870.7364 | 2036.3572 | 2201.1444 | 2364.4617 | 2527.9725 | 2690.8072 | 2853.0085 | 3014.6188 | 3175.6799 | 3336.2331 | 3336.2331 | 3336.2331 | 3336.2331 | 3336.2331 | 3336.2331 | 3336.2331
F1_Industrial_Agriculture_Existing_Process_Natural Gas_Strategic Energy Management_A_Achievable Technical Potential | F1 | Industrial | Agriculture | Existing | Process | Natural Gas | Strategic Energy Management | A | Integrated Unit Energy Savings (kWh or therms) | Achievable Technical Potential | 0 | 0 | 0 | 0 | 0 | 1.4031 | 1.3997 | 1.3962 | 1.3928 | 1.3893 | 1.3857 | 1.3825 | 1.3795 | 1.3763 | 1.3739 | 1.3713 | 1.3693 | 1.3673 | 1.3653 | 1.3638 | 1.3621 | 1.3606 | 1.3591 | 1.3576 | 1.3561 | 1.356 | 1.3559 | 1.3557 | 0 | 0 | 0
F2_Industrial_Agriculture_Existing_Process_Natural Gas_Strategic Energy Management_A_Achievable Technical Potential | F2 | Industrial | Agriculture | Existing | Process | Natural Gas | Strategic Energy Management | A | Integrated Unit Summer Peak Savings (kW) | Achievable Technical Potential | 0 | 0 | 0 | 0 | 0 | 0 | 0 | 0 | 0 | 0 | 0 | 0 | 0 | 0 | 0 | 0 | 0 | 0 | 0 | 0 | 0 | 0 | 0 | 0 | 0 | 0 | 0 | 0 | 0 | 0 | 0
F3_Industrial_Agriculture_Existing_Process_Natural Gas_Strategic Energy Management_A_Achievable Technical Potential | F3 | Industrial | Agriculture | Existing | Process | Natural Gas | Strategic Energy Management | A | Integrated Unit Winter Peak Savings (kW) | Achievable Technical Potential | 0 | 0 | 0 | 0 | 0 | 0 | 0 | 0 | 0 | 0 | 0 | 0 | 0 | 0 | 0 | 0 | 0 | 0 | 0 | 0 | 0 | 0 | 0 | 0 | 0 | 0 | 0 | 0 | 0 | 0 | 0
F4_Industrial_Agriculture_Existing_Process_Natural Gas_Strategic Energy Management_A_Achievable Technical Potential | F4 | Industrial | Agriculture | Existing | Process | Natural Gas | Strategic Energy Management | A | Incremental Energy Savings (MWh or mTherms) | Achievable Technical Potential | 0 | 0 | 0 | 0 | 0 | 1.4695 | 1.4651 | 1.4528 | 1.4501 | 1.4476 | 1.4255 | 1.4183 | 1.4123 | 1.3867 | 1.3896 | 1.3738 | 1.3719 | 1.363 | 1.3489 | 1.349 | 1.3418 | 1.3351 | 1.3287 | 1.3228 | 1.3171 | 0 | 0 | 0 | 0 | 0 | 0
F5_Industrial_Agriculture_Existing_Process_Natural Gas_Strategic Energy Management_A_Achievable Technical Potential | F5 | Industrial | Agriculture | Existing | Process | Natural Gas | Strategic Energy Management | A | Incremental Summer Peak Savings (MW) | Achievable Technical Potential | 0 | 0 | 0 | 0 | 0 | 0 | 0 | 0 | 0 | 0 | 0 | 0 | 0 | 0 | 0 | 0 | 0 | 0 | 0 | 0 | 0 | 0 | 0 | 0 | 0 | 0 | 0 | 0 | 0 | 0 | 0
F6_Industrial_Agriculture_Existing_Process_Natural Gas_Strategic Energy Management_A_Achievable Technical Potential | F6 | Industrial | Agriculture | Existing | Process | Natural Gas | Strategic Energy Management | A | Incremental Winter Peak Savings (MW) | Achievable Technical Potential | 0 | 0 | 0 | 0 | 0 | 0 | 0 | 0 | 0 | 0 | 0 | 0 | 0 | 0 | 0 | 0 | 0 | 0 | 0 | 0 | 0 | 0 | 0 | 0 | 0 | 0 | 0 | 0 | 0 | 0 | 0
F7_Industrial_Agriculture_Existing_Process_Natural Gas_Strategic Energy Management_A_Achievable Technical Potential | F7 | Industrial | Agriculture | Existing | Process | Natural Gas | Strategic Energy Management | A | Cumulative Energy Savings (MWh or mTherms) | Achievable Technical Potential | 0 | 0 | 0 | 0 | 0 | 1.4695 | 2.931 | 4.3766 | 5.8159 | 7.249 | 8.6556 | 10.0537 | 11.444 | 12.8044 | 14.1717 | 15.519 | 16.8683 | 18.2068 | 19.5291 | 20.8565 | 22.1727 | 23.483 | 24.7858 | 26.0812 | 27.3698 | 27.3669 | 27.3642 | 27.3617 | 0 | 0 | 0
F8_Industrial_Agriculture_Existing_Process_Natural Gas_Strategic Energy Management_A_Achievable Technical Potential | F8 | Industrial | Agriculture | Existing | Process | Natural Gas | Strategic Energy Management | A | Cumulative Summer Peak Savings (MW) | Achievable Technical Potential | 0 | 0 | 0 | 0 | 0 | 0 | 0 | 0 | 0 | 0 | 0 | 0 | 0 | 0 | 0 | 0 | 0 | 0 | 0 | 0 | 0 | 0 | 0 | 0 | 0 | 0 | 0 | 0 | 0 | 0 | 0
F9_Industrial_Agriculture_Existing_Process_Natural Gas_Strategic Energy Management_A_Achievable Technical Potential | F9 | Industrial | Agriculture | Existing | Process | Natural Gas | Strategic Energy Management | A | Cumulative Winter Peak Savings (MW) | Achievable Technical Potential | 0 | 0 | 0 | 0 | 0 | 0 | 0 | 0 | 0 | 0 | 0 | 0 | 0 | 0 | 0 | 0 | 0 | 0 | 0 | 0 | 0 | 0 | 0 | 0 | 0 | 0 | 0 | 0 | 0 | 0 | 0
F10_Industrial_Agriculture_Existing_Process_Natural Gas_Strategic Energy Management_A_Achievable Technical Potential | F10 | Industrial | Agriculture | Existing | Process | Natural Gas | Strategic Energy Management | A | Purchases (Incremental) | Achievable Technical Potential | 0 | 0 | 0 | 0 | 0 | 1047.2856 | 1046.7108 | 1040.538 | 1041.1005 | 1041.9614 | 1028.7296 | 1025.9184 | 1023.8353 | 1007.5772 | 1011.4242 | 1001.7789 | 1001.9089 | 996.8663 | 987.9743 | 989.1446 | 985.0542 | 981.223 | 977.6478 | 974.3254 | 971.253 | 0 | 0 | 0 | 0 | 0 | 0
F11_Industrial_Agriculture_Existing_Process_Natural Gas_Strategic Energy Management_A_Achievable Technical Potential | F11 | Industrial | Agriculture | Existing | Process | Natural Gas | Strategic Energy Management | A | Purchases (Cumulative) | Achievable Technical Potential | 0 | 0 | 0 | 0 | 0 | 1047.2856 | 2093.9964 | 3134.5344 | 4175.635 | 5217.5964 | 6246.326 | 7272.2444 | 8296.0797 | 9303.6569 | 10315.081 | 11316.8599 | 12318.7689 | 13315.6351 | 14303.6094 | 15292.754 | 16277.8082 | 17259.0312 | 18236.679 | 19211.0045 | 20182.2574 | 20182.2574 | 20182.2574 | 20182.2574 | 20182.2574 | 20182.2574 | 20182.2574
F1_Industrial_Agriculture_Existing_Miscellaneous_Natural Gas_Strategic Energy Management_A_Achievable Technical Potential | F1 | Industrial | Agriculture | Existing | Miscellaneous | Natural Gas | Strategic Energy Management | A | Integrated Unit Energy Savings (kWh or therms) | Achievable Technical Potential | 0 | 0 | 0 | 0 | 0 | 0.89787 | 0.89787 | 0.89787 | 0.89787 | 0.89787 | 0.89787 | 0.89787 | 0.89787 | 0.89787 | 0.89787 | 0.89787 | 0.89787 | 0.89787 | 0.89787 | 0.89787 | 0.89787 | 0.89787 | 0.89787 | 0.89787 | 0.89787 | 0.89787 | 0.89787 | 0.89787 | 0 | 0 | 0
F2_Industrial_Agriculture_Existing_Miscellaneous_Natural Gas_Strategic Energy Management_A_Achievable Technical Potential | F2 | Industrial | Agriculture | Existing | Miscellaneous | Natural Gas | Strategic Energy Management | A | Integrated Unit Summer Peak Savings (kW) | Achievable Technical Potential | 0 | 0 | 0 | 0 | 0 | 0 | 0 | 0 | 0 | 0 | 0 | 0 | 0 | 0 | 0 | 0 | 0 | 0 | 0 | 0 | 0 | 0 | 0 | 0 | 0 | 0 | 0 | 0 | 0 | 0 | 0
F3_Industrial_Agriculture_Existing_Miscellaneous_Natural Gas_Strategic Energy Management_A_Achievable Technical Potential | F3 | Industrial | Agriculture | Existing | Miscellaneous | Natural Gas | Strategic Energy Management | A | Integrated Unit Winter Peak Savings (kW) | Achievable Technical Potential | 0 | 0 | 0 | 0 | 0 | 0 | 0 | 0 | 0 | 0 | 0 | 0 | 0 | 0 | 0 | 0 | 0 | 0 | 0 | 0 | 0 | 0 | 0 | 0 | 0 | 0 | 0 | 0 | 0 | 0 | 0
F4_Industrial_Agriculture_Existing_Miscellaneous_Natural Gas_Strategic Energy Management_A_Achievable Technical Potential | F4 | Industrial | Agriculture | Existing | Miscellaneous | Natural Gas | Strategic Energy Management | A | Incremental Energy Savings (MWh or mTherms) | Achievable Technical Potential | 0 | 0 | 0 | 0 | 0 | 0.23508 | 0.23495 | 0.23357 | 0.23369 | 0.23389 | 0.23092 | 0.23029 | 0.22982 | 0.22617 | 0.22703 | 0.22487 | 0.2249 | 0.22376 | 0.22177 | 0.22203 | 0.22111 | 0.22025 | 0.21945 | 0.2187 | 0.21801 | 0 | 0 | 0 | 0 | 0 | 0
F5_Industrial_Agriculture_Existing_Miscellaneous_Natural Gas_Strategic Energy Management_A_Achievable Technical Potential | F5 | Industrial | Agriculture | Existing | Miscellaneous | Natural Gas | Strategic Energy Management | A | Incremental Summer Peak Savings (MW) | Achievable Technical Potential | 0 | 0 | 0 | 0 | 0 | 0 | 0 | 0 | 0 | 0 | 0 | 0 | 0 | 0 | 0 | 0 | 0 | 0 | 0 | 0 | 0 | 0 | 0 | 0 | 0 | 0 | 0 | 0 | 0 | 0 | 0
F6_Industrial_Agriculture_Existing_Miscellaneous_Natural Gas_Strategic Energy Management_A_Achievable Technical Potential | F6 | Industrial | Agriculture | Existing | Miscellaneous | Natural Gas | Strategic Energy Management | A | Incremental Winter Peak Savings (MW) | Achievable Technical Potential | 0 | 0 | 0 | 0 | 0 | 0 | 0 | 0 | 0 | 0 | 0 | 0 | 0 | 0 | 0 | 0 | 0 | 0 | 0 | 0 | 0 | 0 | 0 | 0 | 0 | 0 | 0 | 0 | 0 | 0 | 0
F7_Industrial_Agriculture_Existing_Miscellaneous_Natural Gas_Strategic Energy Management_A_Achievable Technical Potential | F7 | Industrial | Agriculture | Existing | Miscellaneous | Natural Gas | Strategic Energy Management | A | Cumulative Energy Savings (MWh or mTherms) | Achievable Technical Potential | 0 | 0 | 0 | 0 | 0 | 0.23508 | 0.47003 | 0.7036 | 0.9373 | 1.1712 | 1.4021 | 1.6324 | 1.8622 | 2.0884 | 2.3154 | 2.5403 | 2.7652 | 2.9889 | 3.2107 | 3.4327 | 3.6538 | 3.8741 | 4.0935 | 4.3123 | 4.5303 | 4.5303 | 4.5303 | 4.5303 | 0 | 0 | 0
F8_Industrial_Agriculture_Existing_Miscellaneous_Natural Gas_Strategic Energy Management_A_Achievable Technical Potential | F8 | Industrial | Agriculture | Existing | Miscellaneous | Natural Gas | Strategic Energy Management | A | Cumulative Summer Peak Savings (MW) | Achievable Technical Potential | 0 | 0 | 0 | 0 | 0 | 0 | 0 | 0 | 0 | 0 | 0 | 0 | 0 | 0 | 0 | 0 | 0 | 0 | 0 | 0 | 0 | 0 | 0 | 0 | 0 | 0 | 0 | 0 | 0 | 0 | 0
F9_Industrial_Agriculture_Existing_Miscellaneous_Natural Gas_Strategic Energy Management_A_Achievable Technical Potential | F9 | Industrial | Agriculture | Existing | Miscellaneous | Natural Gas | Strategic Energy Management | A | Cumulative Winter Peak Savings (MW) | Achievable Technical Potential | 0 | 0 | 0 | 0 | 0 | 0 | 0 | 0 | 0 | 0 | 0 | 0 | 0 | 0 | 0 | 0 | 0 | 0 | 0 | 0 | 0 | 0 | 0 | 0 | 0 | 0 | 0 | 0 | 0 | 0 | 0
F10_Industrial_Agriculture_Existing_Miscellaneous_Natural Gas_Strategic Energy Management_A_Achievable Technical Potential | F10 | Industrial | Agriculture | Existing | Miscellaneous | Natural Gas | Strategic Energy Management | A | Purchases (Incremental) | Achievable Technical Potential | 0 | 0 | 0 | 0 | 0 | 261.8214 | 261.6777 | 260.1345 | 260.2751 | 260.4904 | 257.1824 | 256.4796 | 255.9588 | 251.8943 | 252.856 | 250.4447 | 250.4772 | 249.2166 | 246.9936 | 247.2861 | 246.2636 | 245.3058 | 244.4119 | 243.5814 | 242.8132 | 0 | 0 | 0 | 0 | 0 | 0
F11_Industrial_Agriculture_Existing_Miscellaneous_Natural Gas_Strategic Energy Management_A_Achievable Technical Potential | F11 | Industrial | Agriculture | Existing | Miscellaneous | Natural Gas | Strategic Energy Management | A | Purchases (Cumulative) | Achievable Technical Potential | 0 | 0 | 0 | 0 | 0 | 261.8214 | 523.4991 | 783.6336 | 1043.9087 | 1304.3991 | 1561.5815 | 1818.0611 | 2074.0199 | 2325.9142 | 2578.7703 | 2829.215 | 3079.6922 | 3328.9088 | 3575.9023 | 3823.1885 | 4069.4521 | 4314.7578 | 4559.1698 | 4802.7511 | 5045.5644 | 5045.5644 | 5045.5644 | 5045.5644 | 5045.5644 | 5045.5644 | 5045.5644
F1_Industrial_Agriculture_Existing_Space Heating_Natural Gas_Commissioning_A_Achievable Technical Potential | F1 | Industrial | Agriculture | Existing | Space Heating | Natural Gas | Commissioning | A | Integrated Unit Energy Savings (kWh or therms) | Achievable Technical Potential | 0 | 0 | 0 | 0 | 0 | 3.7612 | 3.7405 | 3.7145 | 3.6861 | 3.6552 | 3.6226 | 3.5881 | 3.5527 | 3.5156 | 3.4748 | 3.4352 | 3.3955 | 3.3578 | 3.3219 | 3.2881 | 3.256 | 3.2235 | 3.1951 | 3.1708 | 3.148 | 3.1271 | 3.1092 | 3.0925 | 0 | 0 | 0
F2_Industrial_Agriculture_Existing_Space Heating_Natural Gas_Commissioning_A_Achievable Technical Potential | F2 | Industrial | Agriculture | Existing | Space Heating | Natural Gas | Commissioning | A | Integrated Unit Summer Peak Savings (kW) | Achievable Technical Potential | 0 | 0 | 0 | 0 | 0 | 0 | 0 | 0 | 0 | 0 | 0 | 0 | 0 | 0 | 0 | 0 | 0 | 0 | 0 | 0 | 0 | 0 | 0 | 0 | 0 | 0 | 0 | 0 | 0 | 0 | 0
F3_Industrial_Agriculture_Existing_Space Heating_Natural Gas_Commissioning_A_Achievable Technical Potential | F3 | Industrial | Agriculture | Existing | Space Heating | Natural Gas | Commissioning | A | Integrated Unit Winter Peak Savings (kW) | Achievable Technical Potential | 0 | 0 | 0 | 0 | 0 | 0 | 0 | 0 | 0 | 0 | 0 | 0 | 0 | 0 | 0 | 0 | 0 | 0 | 0 | 0 | 0 | 0 | 0 | 0 | 0 | 0 | 0 | 0 | 0 | 0 | 0
F4_Industrial_Agriculture_Existing_Space Heating_Natural Gas_Commissioning_A_Achievable Technical Potential | F4 | Industrial | Agriculture | Existing | Space Heating | Natural Gas | Commissioning | A | Incremental Energy Savings (MWh or mTherms) | Achievable Technical Potential | 0 | 0 | 0 | 0 | 0 | 0 | 0 | 0 | 0 | 0 | 0 | 0 | 0 | 0 | 0 | 0 | 0 | 0 | 0 | 0 | 0 | 0 | 0 | 0 | 0 | 0 | 0 | 0 | 0 | 0 | 0
F5_Industrial_Agriculture_Existing_Space Heating_Natural Gas_Commissioning_A_Achievable Technical Potential | F5 | Industrial | Agriculture | Existing | Space Heating | Natural Gas | Commissioning | A | Incremental Summer Peak Savings (MW) | Achievable Technical Potential | 0 | 0 | 0 | 0 | 0 | 0 | 0 | 0 | 0 | 0 | 0 | 0 | 0 | 0 | 0 | 0 | 0 | 0 | 0 | 0 | 0 | 0 | 0 | 0 | 0 | 0 | 0 | 0 | 0 | 0 | 0
F6_Industrial_Agriculture_Existing_Space Heating_Natural Gas_Commissioning_A_Achievable Technical Potential | F6 | Industrial | Agriculture | Existing | Space Heating | Natural Gas | Commissioning | A | Incremental Winter Peak Savings (MW) | Achievable Technical Potential | 0 | 0 | 0 | 0 | 0 | 0 | 0 | 0 | 0 | 0 | 0 | 0 | 0 | 0 | 0 | 0 | 0 | 0 | 0 | 0 | 0 | 0 | 0 | 0 | 0 | 0 | 0 | 0 | 0 | 0 | 0
F7_Industrial_Agriculture_Existing_Space Heating_Natural Gas_Commissioning_A_Achievable Technical Potential | F7 | Industrial | Agriculture | Existing | Space Heating | Natural Gas | Commissioning | A | Cumulative Energy Savings (MWh or mTherms) | Achievable Technical Potential | 0 | 0 | 0 | 0 | 0 | 0 | 0 | 0 | 0 | 0 | 0 | 0 | 0 | 0 | 0 | 0 | 0 | 0 | 0 | 0 | 0 | 0 | 0 | 0 | 0 | 0 | 0 | 0 | 0 | 0 | 0
F8_Industrial_Agriculture_Existing_Space Heating_Natural Gas_Commissioning_A_Achievable Technical Potential | F8 | Industrial | Agriculture | Existing | Space Heating | Natural Gas | Commissioning | A | Cumulative Summer Peak Savings (MW) | Achievable Technical Potential | 0 | 0 | 0 | 0 | 0 | 0 | 0 | 0 | 0 | 0 | 0 | 0 | 0 | 0 | 0 | 0 | 0 | 0 | 0 | 0 | 0 | 0 | 0 | 0 | 0 | 0 | 0 | 0 | 0 | 0 | 0
F9_Industrial_Agriculture_Existing_Space Heating_Natural Gas_Commissioning_A_Achievable Technical Potential | F9 | Industrial | Agriculture | Existing | Space Heating | Natural Gas | Commissioning | A | Cumulative Winter Peak Savings (MW) | Achievable Technical Potential | 0 | 0 | 0 | 0 | 0 | 0 | 0 | 0 | 0 | 0 | 0 | 0 | 0 | 0 | 0 | 0 | 0 | 0 | 0 | 0 | 0 | 0 | 0 | 0 | 0 | 0 | 0 | 0 | 0 | 0 | 0
F10_Industrial_Agriculture_Existing_Space Heating_Natural Gas_Commissioning_A_Achievable Technical Potential | F10 | Industrial | Agriculture | Existing | Space Heating | Natural Gas | Commissioning | A | Purchases (Incremental) | Achievable Technical Potential | 0 | 0 | 0 | 0 | 0 | 0 | 0 | 0 | 0 | 0 | 0 | 0 | 0 | 0 | 0 | 0 | 0 | 0 | 0 | 0 | 0 | 0 | 0 | 0 | 0 | 0 | 0 | 0 | 0 | 0 | 0
F11_Industrial_Agriculture_Existing_Space Heating_Natural Gas_Commissioning_A_Achievable Technical Potential | F11 | Industrial | Agriculture | Existing | Space Heating | Natural Gas | Commissioning | A | Purchases (Cumulative) | Achievable Technical Potential | 0 | 0 | 0 | 0 | 0 | 0 | 0 | 0 | 0 | 0 | 0 | 0 | 0 | 0 | 0 | 0 | 0 | 0 | 0 | 0 | 0 | 0 | 0 | 0 | 0 | 0 | 0 | 0 | 0 | 0 | 0
F1_Industrial_Agriculture_Existing_Process_Natural Gas_Commissioning_A_Achievable Technical Potential | F1 | Industrial | Agriculture | Existing | Process | Natural Gas | Commissioning | A | Integrated Unit Energy Savings (kWh or therms) | Achievable Technical Potential | 0 | 0 | 0 | 0 | 0 | 7.8488 | 7.8476 | 7.8467 | 7.846 | 7.8455 | 7.8449 | 7.8444 | 7.8441 | 7.8437 | 7.8434 | 7.8431 | 7.843 | 7.8428 | 7.8426 | 7.8426 | 7.8425 | 7.8424 | 7.8423 | 7.8422 | 7.8422 | 7.8421 | 7.8421 | 7.8421 | 0 | 0 | 0
F2_Industrial_Agriculture_Existing_Process_Natural Gas_Commissioning_A_Achievable Technical Potential | F2 | Industrial | Agriculture | Existing | Process | Natural Gas | Commissioning | A | Integrated Unit Summer Peak Savings (kW) | Achievable Technical Potential | 0 | 0 | 0 | 0 | 0 | 0 | 0 | 0 | 0 | 0 | 0 | 0 | 0 | 0 | 0 | 0 | 0 | 0 | 0 | 0 | 0 | 0 | 0 | 0 | 0 | 0 | 0 | 0 | 0 | 0 | 0
F3_Industrial_Agriculture_Existing_Process_Natural Gas_Commissioning_A_Achievable Technical Potential | F3 | Industrial | Agriculture | Existing | Process | Natural Gas | Commissioning | A | Integrated Unit Winter Peak Savings (kW) | Achievable Technical Potential | 0 | 0 | 0 | 0 | 0 | 0 | 0 | 0 | 0 | 0 | 0 | 0 | 0 | 0 | 0 | 0 | 0 | 0 | 0 | 0 | 0 | 0 | 0 | 0 | 0 | 0 | 0 | 0 | 0 | 0 | 0
F4_Industrial_Agriculture_Existing_Process_Natural Gas_Commissioning_A_Achievable Technical Potential | F4 | Industrial | Agriculture | Existing | Process | Natural Gas | Commissioning | A | Incremental Energy Savings (MWh or mTherms) | Achievable Technical Potential | 0 | 0 | 0 | 0 | 0 | 0 | 0 | 0 | 0 | 0 | 0 | 0 | 0 | 0 | 0 | 0 | 0 | 0 | 0 | 0 | 0 | 0 | 0 | 0 | 0 | 0 | 0 | 0 | 0 | 0 | 0
F5_Industrial_Agriculture_Existing_Process_Natural Gas_Commissioning_A_Achievable Technical Potential | F5 | Industrial | Agriculture | Existing | Process | Natural Gas | Commissioning | A | Incremental Summer Peak Savings (MW) | Achievable Technical Potential | 0 | 0 | 0 | 0 | 0 | 0 | 0 | 0 | 0 | 0 | 0 | 0 | 0 | 0 | 0 | 0 | 0 | 0 | 0 | 0 | 0 | 0 | 0 | 0 | 0 | 0 | 0 | 0 | 0 | 0 | 0
F6_Industrial_Agriculture_Existing_Process_Natural Gas_Commissioning_A_Achievable Technical Potential | F6 | Industrial | Agriculture | Existing | Process | Natural Gas | Commissioning | A | Incremental Winter Peak Savings (MW) | Achievable Technical Potential | 0 | 0 | 0 | 0 | 0 | 0 | 0 | 0 | 0 | 0 | 0 | 0 | 0 | 0 | 0 | 0 | 0 | 0 | 0 | 0 | 0 | 0 | 0 | 0 | 0 | 0 | 0 | 0 | 0 | 0 | 0
F7_Industrial_Agriculture_Existing_Process_Natural Gas_Commissioning_A_Achievable Technical Potential | F7 | Industrial | Agriculture | Existing | Process | Natural Gas | Commissioning | A | Cumulative Energy Savings (MWh or mTherms) | Achievable Technical Potential | 0 | 0 | 0 | 0 | 0 | 0 | 0 | 0 | 0 | 0 | 0 | 0 | 0 | 0 | 0 | 0 | 0 | 0 | 0 | 0 | 0 | 0 | 0 | 0 | 0 | 0 | 0 | 0 | 0 | 0 | 0
F8_Industrial_Agriculture_Existing_Process_Natural Gas_Commissioning_A_Achievable Technical Potential | F8 | Industrial | Agriculture | Existing | Process | Natural Gas | Commissioning | A | Cumulative Summer Peak Savings (MW) | Achievable Technical Potential | 0 | 0 | 0 | 0 | 0 | 0 | 0 | 0 | 0 | 0 | 0 | 0 | 0 | 0 | 0 | 0 | 0 | 0 | 0 | 0 | 0 | 0 | 0 | 0 | 0 | 0 | 0 | 0 | 0 | 0 | 0
F9_Industrial_Agriculture_Existing_Process_Natural Gas_Commissioning_A_Achievable Technical Potential | F9 | Industrial | Agriculture | Existing | Process | Natural Gas | Commissioning | A | Cumulative Winter Peak Savings (MW) | Achievable Technical Potential | 0 | 0 | 0 | 0 | 0 | 0 | 0 | 0 | 0 | 0 | 0 | 0 | 0 | 0 | 0 | 0 | 0 | 0 | 0 | 0 | 0 | 0 | 0 | 0 | 0 | 0 | 0 | 0 | 0 | 0 | 0
F10_Industrial_Agriculture_Existing_Process_Natural Gas_Commissioning_A_Achievable Technical Potential | F10 | Industrial | Agriculture | Existing | Process | Natural Gas | Commissioning | A | Purchases (Incremental) | Achievable Technical Potential | 0 | 0 | 0 | 0 | 0 | 0 | 0 | 0 | 0 | 0 | 0 | 0 | 0 | 0 | 0 | 0 | 0 | 0 | 0 | 0 | 0 | 0 | 0 | 0 | 0 | 0 | 0 | 0 | 0 | 0 | 0
F11_Industrial_Agriculture_Existing_Process_Natural Gas_Commissioning_A_Achievable Technical Potential | F11 | Industrial | Agriculture | Existing | Process | Natural Gas | Commissioning | A | Purchases (Cumulative) | Achievable Technical Potential | 0 | 0 | 0 | 0 | 0 | 0 | 0 | 0 | 0 | 0 | 0 | 0 | 0 | 0 | 0 | 0 | 0 | 0 | 0 | 0 | 0 | 0 | 0 | 0 | 0 | 0 | 0 | 0 | 0 | 0 | 0
F1_Industrial_Agriculture_Existing_Space Heating_Natural Gas_Retrocommissioning_A_Achievable Technical Potential | F1 | Industrial | Agriculture | Existing | Space Heating | Natural Gas | Retrocommissioning | A | Integrated Unit Energy Savings (kWh or therms) | Achievable Technical Potential | 0 | 0 | 0 | 0 | 0 | 0.52237 | 0.51945 | 0.51579 | 0.5118 | 0.50747 | 0.5029 | 0.49809 | 0.49315 | 0.48797 | 0.4823 | 0.47679 | 0.47127 | 0.46603 | 0.46104 | 0.45634 | 0.45188 | 0.44736 | 0.44342 | 0.44005 | 0.43689 | 0.43399 | 0.43151 | 0.42919 | 0 | 0 | 0
F2_Industrial_Agriculture_Existing_Space Heating_Natural Gas_Retrocommissioning_A_Achievable Technical Potential | F2 | Industrial | Agriculture | Existing | Space Heating | Natural Gas | Retrocommissioning | A | Integrated Unit Summer Peak Savings (kW) | Achievable Technical Potential | 0 | 0 | 0 | 0 | 0 | 0 | 0 | 0 | 0 | 0 | 0 | 0 | 0 | 0 | 0 | 0 | 0 | 0 | 0 | 0 | 0 | 0 | 0 | 0 | 0 | 0 | 0 | 0 | 0 | 0 | 0
F3_Industrial_Agriculture_Existing_Space Heating_Natural Gas_Retrocommissioning_A_Achievable Technical Potential | F3 | Industrial | Agriculture | Existing | Space Heating | Natural Gas | Retrocommissioning | A | Integrated Unit Winter Peak Savings (kW) | Achievable Technical Potential | 0 | 0 | 0 | 0 | 0 | 0 | 0 | 0 | 0 | 0 | 0 | 0 | 0 | 0 | 0 | 0 | 0 | 0 | 0 | 0 | 0 | 0 | 0 | 0 | 0 | 0 | 0 | 0 | 0 | 0 | 0
F4_Industrial_Agriculture_Existing_Space Heating_Natural Gas_Retrocommissioning_A_Achievable Technical Potential | F4 | Industrial | Agriculture | Existing | Space Heating | Natural Gas | Retrocommissioning | A | Incremental Energy Savings (MWh or mTherms) | Achievable Technical Potential | 0 | 0 | 0 | 0 | 0 | 0.10637 | 0.10572 | 0.10436 | 0.10361 | 0.10282 | 0.1006 | 0.099362 | 0.098175 | 0.095603 | 0.094851 | 0.092874 | 0.09181 | 0.090333 | 0.088569 | 0.08777 | 0.086553 | 0.085354 | 0.084294 | 0.083368 | 0.082509 | 0 | 0 | 0 | 0 | 0 | 0
F5_Industrial_Agriculture_Existing_Space Heating_Natural Gas_Retrocommissioning_A_Achievable Technical Potential | F5 | Industrial | Agriculture | Existing | Space Heating | Natural Gas | Retrocommissioning | A | Incremental Summer Peak Savings (MW) | Achievable Technical Potential | 0 | 0 | 0 | 0 | 0 | 0 | 0 | 0 | 0 | 0 | 0 | 0 | 0 | 0 | 0 | 0 | 0 | 0 | 0 | 0 | 0 | 0 | 0 | 0 | 0 | 0 | 0 | 0 | 0 | 0 | 0
F6_Industrial_Agriculture_Existing_Space Heating_Natural Gas_Retrocommissioning_A_Achievable Technical Potential | F6 | Industrial | Agriculture | Existing | Space Heating | Natural Gas | Retrocommissioning | A | Incremental Winter Peak Savings (MW) | Achievable Technical Potential | 0 | 0 | 0 | 0 | 0 | 0 | 0 | 0 | 0 | 0 | 0 | 0 | 0 | 0 | 0 | 0 | 0 | 0 | 0 | 0 | 0 | 0 | 0 | 0 | 0 | 0 | 0 | 0 | 0 | 0 | 0
F7_Industrial_Agriculture_Existing_Space Heating_Natural Gas_Retrocommissioning_A_Achievable Technical Potential | F7 | Industrial | Agriculture | Existing | Space Heating | Natural Gas | Retrocommissioning | A | Cumulative Energy Savings (MWh or mTherms) | Achievable Technical Potential | 0 | 0 | 0 | 0 | 0 | 0.10637 | 0.2115 | 0.31437 | 0.41555 | 0.51484 | 0.61081 | 0.70433 | 0.79551 | 0.88277 | 0.96735 | 1.0492 | 1.1288 | 1.2066 | 1.2823 | 1.357 | 1.4303 | 1.5013 | 1.5724 | 1.6438 | 1.7145 | 1.7031 | 1.6934 | 1.6843 | 0 | 0 | 0
F8_Industrial_Agriculture_Existing_Space Heating_Natural Gas_Retrocommissioning_A_Achievable Technical Potential | F8 | Industrial | Agriculture | Existing | Space Heating | Natural Gas | Retrocommissioning | A | Cumulative Summer Peak Savings (MW) | Achievable Technical Potential | 0 | 0 | 0 | 0 | 0 | 0 | 0 | 0 | 0 | 0 | 0 | 0 | 0 | 0 | 0 | 0 | 0 | 0 | 0 | 0 | 0 | 0 | 0 | 0 | 0 | 0 | 0 | 0 | 0 | 0 | 0
F9_Industrial_Agriculture_Existing_Space Heating_Natural Gas_Retrocommissioning_A_Achievable Technical Potential | F9 | Industrial | Agriculture | Existing | Space Heating | Natural Gas | Retrocommissioning | A | Cumulative Winter Peak Savings (MW) | Achievable Technical Potential | 0 | 0 | 0 | 0 | 0 | 0 | 0 | 0 | 0 | 0 | 0 | 0 | 0 | 0 | 0 | 0 | 0 | 0 | 0 | 0 | 0 | 0 | 0 | 0 | 0 | 0 | 0 | 0 | 0 | 0 | 0
F10_Industrial_Agriculture_Existing_Space Heating_Natural Gas_Retrocommissioning_A_Achievable Technical Potential | F10 | Industrial | Agriculture | Existing | Space Heating | Natural Gas | Retrocommissioning | A | Purchases (Incremental) | Achievable Technical Potential | 0 | 0 | 0 | 0 | 0 | 203.6389 | 203.5271 | 202.3268 | 202.4362 | 202.6036 | 200.0308 | 199.4841 | 199.0791 | 195.9178 | 196.6658 | 194.7903 | 194.8156 | 193.8351 | 192.1061 | 192.3337 | 191.5383 | 190.7934 | 190.0982 | 189.4522 | 188.8547 | 0 | 0 | 0 | 0 | 0 | 0
F11_Industrial_Agriculture_Existing_Space Heating_Natural Gas_Retrocommissioning_A_Achievable Technical Potential | F11 | Industrial | Agriculture | Existing | Space Heating | Natural Gas | Retrocommissioning | A | Purchases (Cumulative) | Achievable Technical Potential | 0 | 0 | 0 | 0 | 0 | 203.6389 | 407.166 | 609.4928 | 811.929 | 1014.5326 | 1214.5634 | 1414.0475 | 1613.1266 | 1809.0444 | 2005.7102 | 2200.5005 | 2395.3162 | 2589.1513 | 2781.2574 | 2973.5911 | 3165.1294 | 3355.9227 | 3546.0209 | 3735.4731 | 3924.3278 | 3924.3278 | 3924.3278 | 3924.3278 | 3924.3278 | 3924.3278 | 3924.3278
F1_Industrial_Agriculture_Existing_Process_Natural Gas_Retrocommissioning_A_Achievable Technical Potential | F1 | Industrial | Agriculture | Existing | Process | Natural Gas | Retrocommissioning | A | Integrated Unit Energy Savings (kWh or therms) | Achievable Technical Potential | 0 | 0 | 0 | 0 | 0 | 0 | 0 | 0 | 0 | 0 | 0 | 0 | 0 | 0 | 0 | 0 | 0 | 0 | 0 | 0 | 0 | 0 | 0 | 0 | 0 | 0 | 0 | 0 | 0 | 0 | 0
F2_Industrial_Agriculture_Existing_Process_Natural Gas_Retrocommissioning_A_Achievable Technical Potential | F2 | Industrial | Agriculture | Existing | Process | Natural Gas | Retrocommissioning | A | Integrated Unit Summer Peak Savings (kW) | Achievable Technical Potential | 0 | 0 | 0 | 0 | 0 | 0 | 0 | 0 | 0 | 0 | 0 | 0 | 0 | 0 | 0 | 0 | 0 | 0 | 0 | 0 | 0 | 0 | 0 | 0 | 0 | 0 | 0 | 0 | 0 | 0 | 0
F3_Industrial_Agriculture_Existing_Process_Natural Gas_Retrocommissioning_A_Achievable Technical Potential | F3 | Industrial | Agriculture | Existing | Process | Natural Gas | Retrocommissioning | A | Integrated Unit Winter Peak Savings (kW) | Achievable Technical Potential | 0 | 0 | 0 | 0 | 0 | 0 | 0 | 0 | 0 | 0 | 0 | 0 | 0 | 0 | 0 | 0 | 0 | 0 | 0 | 0 | 0 | 0 | 0 | 0 | 0 | 0 | 0 | 0 | 0 | 0 | 0
F4_Industrial_Agriculture_Existing_Process_Natural Gas_Retrocommissioning_A_Achievable Technical Potential | F4 | Industrial | Agriculture | Existing | Process | Natural Gas | Retrocommissioning | A | Incremental Energy Savings (MWh or mTherms) | Achievable Technical Potential | 0 | 0 | 0 | 0 | 0 | 0 | 0 | 0 | 0 | 0 | 0 | 0 | 0 | 0 | 0 | 0 | 0 | 0 | 0 | 0 | 0 | 0 | 0 | 0 | 0 | 0 | 0 | 0 | 0 | 0 | 0
F5_Industrial_Agriculture_Existing_Process_Natural Gas_Retrocommissioning_A_Achievable Technical Potential | F5 | Industrial | Agriculture | Existing | Process | Natural Gas | Retrocommissioning | A | Incremental Summer Peak Savings (MW) | Achievable Technical Potential | 0 | 0 | 0 | 0 | 0 | 0 | 0 | 0 | 0 | 0 | 0 | 0 | 0 | 0 | 0 | 0 | 0 | 0 | 0 | 0 | 0 | 0 | 0 | 0 | 0 | 0 | 0 | 0 | 0 | 0 | 0
F6_Industrial_Agriculture_Existing_Process_Natural Gas_Retrocommissioning_A_Achievable Technical Potential | F6 | Industrial | Agriculture | Existing | Process | Natural Gas | Retrocommissioning | A | Incremental Winter Peak Savings (MW) | Achievable Technical Potential | 0 | 0 | 0 | 0 | 0 | 0 | 0 | 0 | 0 | 0 | 0 | 0 | 0 | 0 | 0 | 0 | 0 | 0 | 0 | 0 | 0 | 0 | 0 | 0 | 0 | 0 | 0 | 0 | 0 | 0 | 0
F7_Industrial_Agriculture_Existing_Process_Natural Gas_Retrocommissioning_A_Achievable Technical Potential | F7 | Industrial | Agriculture | Existing | Process | Natural Gas | Retrocommissioning | A | Cumulative Energy Savings (MWh or mTherms) | Achievable Technical Potential | 0 | 0 | 0 | 0 | 0 | 0 | 0 | 0 | 0 | 0 | 0 | 0 | 0 | 0 | 0 | 0 | 0 | 0 | 0 | 0 | 0 | 0 | 0 | 0 | 0 | 0 | 0 | 0 | 0 | 0 | 0
F8_Industrial_Agriculture_Existing_Process_Natural Gas_Retrocommissioning_A_Achievable Technical Potential | F8 | Industrial | Agriculture | Existing | Process | Natural Gas | Retrocommissioning | A | Cumulative Summer Peak Savings (MW) | Achievable Technical Potential | 0 | 0 | 0 | 0 | 0 | 0 | 0 | 0 | 0 | 0 | 0 | 0 | 0 | 0 | 0 | 0 | 0 | 0 | 0 | 0 | 0 | 0 | 0 | 0 | 0 | 0 | 0 | 0 | 0 | 0 | 0
F9_Industrial_Agriculture_Existing_Process_Natural Gas_Retrocommissioning_A_Achievable Technical Potential | F9 | Industrial | Agriculture | Existing | Process | Natural Gas | Retrocommissioning | A | Cumulative Winter Peak Savings (MW) | Achievable Technical Potential | 0 | 0 | 0 | 0 | 0 | 0 | 0 | 0 | 0 | 0 | 0 | 0 | 0 | 0 | 0 | 0 | 0 | 0 | 0 | 0 | 0 | 0 | 0 | 0 | 0 | 0 | 0 | 0 | 0 | 0 | 0
F10_Industrial_Agriculture_Existing_Process_Natural Gas_Retrocommissioning_A_Achievable Technical Potential | F10 | Industrial | Agriculture | Existing | Process | Natural Gas | Retrocommissioning | A | Purchases (Incremental) | Achievable Technical Potential | 0 | 0 | 0 | 0 | 0 | 203.6389 | 203.5271 | 202.3268 | 202.4362 | 202.6036 | 200.0308 | 199.4841 | 199.0791 | 195.9178 | 196.6658 | 194.7903 | 194.8156 | 193.8351 | 192.1061 | 192.3337 | 191.5383 | 190.7934 | 190.0982 | 189.4522 | 188.8547 | 0 | 0 | 0 | 0 | 0 | 0
F11_Industrial_Agriculture_Existing_Process_Natural Gas_Retrocommissioning_A_Achievable Technical Potential | F11 | Industrial | Agriculture | Existing | Process | Natural Gas | Retrocommissioning | A | Purchases (Cumulative) | Achievable Technical Potential | 0 | 0 | 0 | 0 | 0 | 203.6389 | 407.166 | 609.4928 | 811.929 | 1014.5326 | 1214.5634 | 1414.0475 | 1613.1266 | 1809.0444 | 2005.7102 | 2200.5005 | 2395.3162 | 2589.1513 | 2781.2574 | 2973.5911 | 3165.1294 | 3355.9227 | 3546.0209 | 3735.4731 | 3924.3278 | 3924.3278 | 3924.3278 | 3924.3278 | 3924.3278 | 3924.3278 | 3924.3278
F1_Industrial_Agriculture_New_Space Heating_Natural Gas_Insulation - Roof/Ceiling_A_Achievable Technical Potential | F1 | Industrial | Agriculture | New | Space Heating | Natural Gas | Insulation - Roof/Ceiling | A | Integrated Unit Energy Savings (kWh or therms) | Achievable Technical Potential | 0 | 0 | 0 | 0 | 0 | 0.093613 | 0.092021 | 0.090688 | 0.089517 | 0.088438 | 0.087455 | 0.086269 | 0.084967 | 0.08362 | 0.082263 | 0.080997 | 0.079828 | 0.078818 | 0.077584 | 0.076631 | 0.075921 | 0.075387 | 0.075118 | 0.074983 | 0.074946 | 0.074977 | 0.075026 | 0.075094 | 0 | 0 | 0
F2_Industrial_Agriculture_New_Space Heating_Natural Gas_Insulation - Roof/Ceiling_A_Achievable Technical Potential | F2 | Industrial | Agriculture | New | Space Heating | Natural Gas | Insulation - Roof/Ceiling | A | Integrated Unit Summer Peak Savings (kW) | Achievable Technical Potential | 0 | 0 | 0 | 0 | 0 | 0 | 0 | 0 | 0 | 0 | 0 | 0 | 0 | 0 | 0 | 0 | 0 | 0 | 0 | 0 | 0 | 0 | 0 | 0 | 0 | 0 | 0 | 0 | 0 | 0 | 0
F3_Industrial_Agriculture_New_Space Heating_Natural Gas_Insulation - Roof/Ceiling_A_Achievable Technical Potential | F3 | Industrial | Agriculture | New | Space Heating | Natural Gas | Insulation - Roof/Ceiling | A | Integrated Unit Winter Peak Savings (kW) | Achievable Technical Potential | 0 | 0 | 0 | 0 | 0 | 0 | 0 | 0 | 0 | 0 | 0 | 0 | 0 | 0 | 0 | 0 | 0 | 0 | 0 | 0 | 0 | 0 | 0 | 0 | 0 | 0 | 0 | 0 | 0 | 0 | 0
F4_Industrial_Agriculture_New_Space Heating_Natural Gas_Insulation - Roof/Ceiling_A_Achievable Technical Potential | F4 | Industrial | Agriculture | New | Space Heating | Natural Gas | Insulation - Roof/Ceiling | A | Incremental Energy Savings (MWh or mTherms) | Achievable Technical Potential | 0 | 0 | 0 | 0 | 0 | 0 | 0 | 0 | 0 | 0 | 0 | 0 | 0 | 0 | 0 | 0 | 0 | 0 | 0 | 0 | 0 | 0 | 0 | 0 | 0 | 0 | 0 | 0 | 0 | 0 | 0
F5_Industrial_Agriculture_New_Space Heating_Natural Gas_Insulation - Roof/Ceiling_A_Achievable Technical Potential | F5 | Industrial | Agriculture | New | Space Heating | Natural Gas | Insulation - Roof/Ceiling | A | Incremental Summer Peak Savings (MW) | Achievable Technical Potential | 0 | 0 | 0 | 0 | 0 | 0 | 0 | 0 | 0 | 0 | 0 | 0 | 0 | 0 | 0 | 0 | 0 | 0 | 0 | 0 | 0 | 0 | 0 | 0 | 0 | 0 | 0 | 0 | 0 | 0 | 0
F6_Industrial_Agriculture_New_Space Heating_Natural Gas_Insulation - Roof/Ceiling_A_Achievable Technical Potential | F6 | Industrial | Agriculture | New | Space Heating | Natural Gas | Insulation - Roof/Ceiling | A | Incremental Winter Peak Savings (MW) | Achievable Technical Potential | 0 | 0 | 0 | 0 | 0 | 0 | 0 | 0 | 0 | 0 | 0 | 0 | 0 | 0 | 0 | 0 | 0 | 0 | 0 | 0 | 0 | 0 | 0 | 0 | 0 | 0 | 0 | 0 | 0 | 0 | 0
F7_Industrial_Agriculture_New_Space Heating_Natural Gas_Insulation - Roof/Ceiling_A_Achievable Technical Potential | F7 | Industrial | Agriculture | New | Space Heating | Natural Gas | Insulation - Roof/Ceiling | A | Cumulative Energy Savings (MWh or mTherms) | Achievable Technical Potential | 0 | 0 | 0 | 0 | 0 | 0 | 0 | 0 | 0 | 0 | 0 | 0 | 0 | 0 | 0 | 0 | 0 | 0 | 0 | 0 | 0 | 0 | 0 | 0 | 0 | 0 | 0 | 0 | 0 | 0 | 0
F8_Industrial_Agriculture_New_Space Heating_Natural Gas_Insulation - Roof/Ceiling_A_Achievable Technical Potential | F8 | Industrial | Agriculture | New | Space Heating | Natural Gas | Insulation - Roof/Ceiling | A | Cumulative Summer Peak Savings (MW) | Achievable Technical Potential | 0 | 0 | 0 | 0 | 0 | 0 | 0 | 0 | 0 | 0 | 0 | 0 | 0 | 0 | 0 | 0 | 0 | 0 | 0 | 0 | 0 | 0 | 0 | 0 | 0 | 0 | 0 | 0 | 0 | 0 | 0
F9_Industrial_Agriculture_New_Space Heating_Natural Gas_Insulation - Roof/Ceiling_A_Achievable Technical Potential | F9 | Industrial | Agriculture | New | Space Heating | Natural Gas | Insulation - Roof/Ceiling | A | Cumulative Winter Peak Savings (MW) | Achievable Technical Potential | 0 | 0 | 0 | 0 | 0 | 0 | 0 | 0 | 0 | 0 | 0 | 0 | 0 | 0 | 0 | 0 | 0 | 0 | 0 | 0 | 0 | 0 | 0 | 0 | 0 | 0 | 0 | 0 | 0 | 0 | 0
F10_Industrial_Agriculture_New_Space Heating_Natural Gas_Insulation - Roof/Ceiling_A_Achievable Technical Potential | F10 | Industrial | Agriculture | New | Space Heating | Natural Gas | Insulation - Roof/Ceiling | A | Purchases (Incremental) | Achievable Technical Potential | 0 | 0 | 0 | 0 | 0 | 0 | 0 | 0 | 0 | 0 | 0 | 0 | 0 | 0 | 0 | 0 | 0 | 0 | 0 | 0 | 0 | 0 | 0 | 0 | 0 | 0 | 0 | 0 | 0 | 0 | 0
F11_Industrial_Agriculture_New_Space Heating_Natural Gas_Insulation - Roof/Ceiling_A_Achievable Technical Potential | F11 | Industrial | Agriculture | New | Space Heating | Natural Gas | Insulation - Roof/Ceiling | A | Purchases (Cumulative) | Achievable Technical Potential | 0 | 0 | 0 | 0 | 0 | 0 | 0 | 0 | 0 | 0 | 0 | 0 | 0 | 0 | 0 | 0 | 0 | 0 | 0 | 0 | 0 | 0 | 0 | 0 | 0 | 0 | 0 | 0 | 0 | 0 | 0
F1_Industrial_Agriculture_New_Space Heating_Natural Gas_Insulation - Wall Cavity_A_Achievable Technical Potential | F1 | Industrial | Agriculture | New | Space Heating | Natural Gas | Insulation - Wall Cavity | A | Integrated Unit Energy Savings (kWh or therms) | Achievable Technical Potential | 0 | 0 | 0 | 0 | 0 | 0.016859 | 0.016572 | 0.016332 | 0.016121 | 0.015927 | 0.01575 | 0.015536 | 0.015302 | 0.015059 | 0.014815 | 0.014587 | 0.014376 | 0.014194 | 0.013972 | 0.0138 | 0.013673 | 0.013577 | 0.013528 | 0.013504 | 0.013497 | 0.013503 | 0.013511 | 0.013524 | 0 | 0 | 0
F2_Industrial_Agriculture_New_Space Heating_Natural Gas_Insulation - Wall Cavity_A_Achievable Technical Potential | F2 | Industrial | Agriculture | New | Space Heating | Natural Gas | Insulation - Wall Cavity | A | Integrated Unit Summer Peak Savings (kW) | Achievable Technical Potential | 0 | 0 | 0 | 0 | 0 | 0 | 0 | 0 | 0 | 0 | 0 | 0 | 0 | 0 | 0 | 0 | 0 | 0 | 0 | 0 | 0 | 0 | 0 | 0 | 0 | 0 | 0 | 0 | 0 | 0 | 0
F3_Industrial_Agriculture_New_Space Heating_Natural Gas_Insulation - Wall Cavity_A_Achievable Technical Potential | F3 | Industrial | Agriculture | New | Space Heating | Natural Gas | Insulation - Wall Cavity | A | Integrated Unit Winter Peak Savings (kW) | Achievable Technical Potential | 0 | 0 | 0 | 0 | 0 | 0 | 0 | 0 | 0 | 0 | 0 | 0 | 0 | 0 | 0 | 0 | 0 | 0 | 0 | 0 | 0 | 0 | 0 | 0 | 0 | 0 | 0 | 0 | 0 | 0 | 0
F4_Industrial_Agriculture_New_Space Heating_Natural Gas_Insulation - Wall Cavity_A_Achievable Technical Potential | F4 | Industrial | Agriculture | New | Space Heating | Natural Gas | Insulation - Wall Cavity | A | Incremental Energy Savings (MWh or mTherms) | Achievable Technical Potential | 0 | 0 | 0 | 0 | 0 | 0 | 0 | 0 | 0 | 0 | 0 | 0 | 0 | 0 | 0 | 0 | 0 | 0 | 0 | 0 | 0 | 0 | 0 | 0 | 0 | 0 | 0 | 0 | 0 | 0 | 0
F5_Industrial_Agriculture_New_Space Heating_Natural Gas_Insulation - Wall Cavity_A_Achievable Technical Potential | F5 | Industrial | Agriculture | New | Space Heating | Natural Gas | Insulation - Wall Cavity | A | Incremental Summer Peak Savings (MW) | Achievable Technical Potential | 0 | 0 | 0 | 0 | 0 | 0 | 0 | 0 | 0 | 0 | 0 | 0 | 0 | 0 | 0 | 0 | 0 | 0 | 0 | 0 | 0 | 0 | 0 | 0 | 0 | 0 | 0 | 0 | 0 | 0 | 0
F6_Industrial_Agriculture_New_Space Heating_Natural Gas_Insulation - Wall Cavity_A_Achievable Technical Potential | F6 | Industrial | Agriculture | New | Space Heating | Natural Gas | Insulation - Wall Cavity | A | Incremental Winter Peak Savings (MW) | Achievable Technical Potential | 0 | 0 | 0 | 0 | 0 | 0 | 0 | 0 | 0 | 0 | 0 | 0 | 0 | 0 | 0 | 0 | 0 | 0 | 0 | 0 | 0 | 0 | 0 | 0 | 0 | 0 | 0 | 0 | 0 | 0 | 0
F7_Industrial_Agriculture_New_Space Heating_Natural Gas_Insulation - Wall Cavity_A_Achievable Technical Potential | F7 | Industrial | Agriculture | New | Space Heating | Natural Gas | Insulation - Wall Cavity | A | Cumulative Energy Savings (MWh or mTherms) | Achievable Technical Potential | 0 | 0 | 0 | 0 | 0 | 0 | 0 | 0 | 0 | 0 | 0 | 0 | 0 | 0 | 0 | 0 | 0 | 0 | 0 | 0 | 0 | 0 | 0 | 0 | 0 | 0 | 0 | 0 | 0 | 0 | 0
F8_Industrial_Agriculture_New_Space Heating_Natural Gas_Insulation - Wall Cavity_A_Achievable Technical Potential | F8 | Industrial | Agriculture | New | Space Heating | Natural Gas | Insulation - Wall Cavity | A | Cumulative Summer Peak Savings (MW) | Achievable Technical Potential | 0 | 0 | 0 | 0 | 0 | 0 | 0 | 0 | 0 | 0 | 0 | 0 | 0 | 0 | 0 | 0 | 0 | 0 | 0 | 0 | 0 | 0 | 0 | 0 | 0 | 0 | 0 | 0 | 0 | 0 | 0
F9_Industrial_Agriculture_New_Space Heating_Natural Gas_Insulation - Wall Cavity_A_Achievable Technical Potential | F9 | Industrial | Agriculture | New | Space Heating | Natural Gas | Insulation - Wall Cavity | A | Cumulative Winter Peak Savings (MW) | Achievable Technical Potential | 0 | 0 | 0 | 0 | 0 | 0 | 0 | 0 | 0 | 0 | 0 | 0 | 0 | 0 | 0 | 0 | 0 | 0 | 0 | 0 | 0 | 0 | 0 | 0 | 0 | 0 | 0 | 0 | 0 | 0 | 0
F10_Industrial_Agriculture_New_Space Heating_Natural Gas_Insulation - Wall Cavity_A_Achievable Technical Potential | F10 | Industrial | Agriculture | New | Space Heating | Natural Gas | Insulation - Wall Cavity | A | Purchases (Incremental) | Achievable Technical Potential | 0 | 0 | 0 | 0 | 0 | 0 | 0 | 0 | 0 | 0 | 0 | 0 | 0 | 0 | 0 | 0 | 0 | 0 | 0 | 0 | 0 | 0 | 0 | 0 | 0 | 0 | 0 | 0 | 0 | 0 | 0
F11_Industrial_Agriculture_New_Space Heating_Natural Gas_Insulation - Wall Cavity_A_Achievable Technical Potential | F11 | Industrial | Agriculture | New | Space Heating | Natural Gas | Insulation - Wall Cavity | A | Purchases (Cumulative) | Achievable Technical Potential | 0 | 0 | 0 | 0 | 0 | 0 | 0 | 0 | 0 | 0 | 0 | 0 | 0 | 0 | 0 | 0 | 0 | 0 | 0 | 0 | 0 | 0 | 0 | 0 | 0 | 0 | 0 | 0 | 0 | 0 | 0
F1_Industrial_Agriculture_New_Space Heating_Natural Gas_Insulation - Ducting_A_Achievable Technical Potential | F1 | Industrial | Agriculture | New | Space Heating | Natural Gas | Insulation - Ducting | A | Integrated Unit Energy Savings (kWh or therms) | Achievable Technical Potential | 0 | 0 | 0 | 0 | 0 | 0 | 0 | 0 | 0 | 0 | 0 | 0 | 0 | 0 | 0 | 0 | 0 | 0 | 0 | 0 | 0 | 0 | 0 | 0 | 0 | 0 | 0 | 0 | 0 | 0 | 0
F2_Industrial_Agriculture_New_Space Heating_Natural Gas_Insulation - Ducting_A_Achievable Technical Potential | F2 | Industrial | Agriculture | New | Space Heating | Natural Gas | Insulation - Ducting | A | Integrated Unit Summer Peak Savings (kW) | Achievable Technical Potential | 0 | 0 | 0 | 0 | 0 | 0 | 0 | 0 | 0 | 0 | 0 | 0 | 0 | 0 | 0 | 0 | 0 | 0 | 0 | 0 | 0 | 0 | 0 | 0 | 0 | 0 | 0 | 0 | 0 | 0 | 0
F3_Industrial_Agriculture_New_Space Heating_Natural Gas_Insulation - Ducting_A_Achievable Technical Potential | F3 | Industrial | Agriculture | New | Space Heating | Natural Gas | Insulation - Ducting | A | Integrated Unit Winter Peak Savings (kW) | Achievable Technical Potential | 0 | 0 | 0 | 0 | 0 | 0 | 0 | 0 | 0 | 0 | 0 | 0 | 0 | 0 | 0 | 0 | 0 | 0 | 0 | 0 | 0 | 0 | 0 | 0 | 0 | 0 | 0 | 0 | 0 | 0 | 0
F4_Industrial_Agriculture_New_Space Heating_Natural Gas_Insulation - Ducting_A_Achievable Technical Potential | F4 | Industrial | Agriculture | New | Space Heating | Natural Gas | Insulation - Ducting | A | Incremental Energy Savings (MWh or mTherms) | Achievable Technical Potential | 0 | 0 | 0 | 0 | 0 | 0 | 0 | 0 | 0 | 0 | 0 | 0 | 0 | 0 | 0 | 0 | 0 | 0 | 0 | 0 | 0 | 0 | 0 | 0 | 0 | 0 | 0 | 0 | 0 | 0 | 0
F5_Industrial_Agriculture_New_Space Heating_Natural Gas_Insulation - Ducting_A_Achievable Technical Potential | F5 | Industrial | Agriculture | New | Space Heating | Natural Gas | Insulation - Ducting | A | Incremental Summer Peak Savings (MW) | Achievable Technical Potential | 0 | 0 | 0 | 0 | 0 | 0 | 0 | 0 | 0 | 0 | 0 | 0 | 0 | 0 | 0 | 0 | 0 | 0 | 0 | 0 | 0 | 0 | 0 | 0 | 0 | 0 | 0 | 0 | 0 | 0 | 0
F6_Industrial_Agriculture_New_Space Heating_Natural Gas_Insulation - Ducting_A_Achievable Technical Potential | F6 | Industrial | Agriculture | New | Space Heating | Natural Gas | Insulation - Ducting | A | Incremental Winter Peak Savings (MW) | Achievable Technical Potential | 0 | 0 | 0 | 0 | 0 | 0 | 0 | 0 | 0 | 0 | 0 | 0 | 0 | 0 | 0 | 0 | 0 | 0 | 0 | 0 | 0 | 0 | 0 | 0 | 0 | 0 | 0 | 0 | 0 | 0 | 0
F7_Industrial_Agriculture_New_Space Heating_Natural Gas_Insulation - Ducting_A_Achievable Technical Potential | F7 | Industrial | Agriculture | New | Space Heating | Natural Gas | Insulation - Ducting | A | Cumulative Energy Savings (MWh or mTherms) | Achievable Technical Potential | 0 | 0 | 0 | 0 | 0 | 0 | 0 | 0 | 0 | 0 | 0 | 0 | 0 | 0 | 0 | 0 | 0 | 0 | 0 | 0 | 0 | 0 | 0 | 0 | 0 | 0 | 0 | 0 | 0 | 0 | 0
F8_Industrial_Agriculture_New_Space Heating_Natural Gas_Insulation - Ducting_A_Achievable Technical Potential | F8 | Industrial | Agriculture | New | Space Heating | Natural Gas | Insulation - Ducting | A | Cumulative Summer Peak Savings (MW) | Achievable Technical Potential | 0 | 0 | 0 | 0 | 0 | 0 | 0 | 0 | 0 | 0 | 0 | 0 | 0 | 0 | 0 | 0 | 0 | 0 | 0 | 0 | 0 | 0 | 0 | 0 | 0 | 0 | 0 | 0 | 0 | 0 | 0
F9_Industrial_Agriculture_New_Space Heating_Natural Gas_Insulation - Ducting_A_Achievable Technical Potential | F9 | Industrial | Agriculture | New | Space Heating | Natural Gas | Insulation - Ducting | A | Cumulative Winter Peak Savings (MW) | Achievable Technical Potential | 0 | 0 | 0 | 0 | 0 | 0 | 0 | 0 | 0 | 0 | 0 | 0 | 0 | 0 | 0 | 0 | 0 | 0 | 0 | 0 | 0 | 0 | 0 | 0 | 0 | 0 | 0 | 0 | 0 | 0 | 0
F10_Industrial_Agriculture_New_Space Heating_Natural Gas_Insulation - Ducting_A_Achievable Technical Potential | F10 | Industrial | Agriculture | New | Space Heating | Natural Gas | Insulation - Ducting | A | Purchases (Incremental) | Achievable Technical Potential | 0 | 0 | 0 | 0 | 0 | 0 | 0 | 0 | 0 | 0 | 0 | 0 | 0 | 0 | 0 | 0 | 0 | 0 | 0 | 0 | 0 | 0 | 0 | 0 | 0 | 0 | 0 | 0 | 0 | 0 | 0
F11_Industrial_Agriculture_New_Space Heating_Natural Gas_Insulation - Ducting_A_Achievable Technical Potential | F11 | Industrial | Agriculture | New | Space Heating | Natural Gas | Insulation - Ducting | A | Purchases (Cumulative) | Achievable Technical Potential | 0 | 0 | 0 | 0 | 0 | 0 | 0 | 0 | 0 | 0 | 0 | 0 | 0 | 0 | 0 | 0 | 0 | 0 | 0 | 0 | 0 | 0 | 0 | 0 | 0 | 0 | 0 | 0 | 0 | 0 | 0
F1_Industrial_Agriculture_New_Space Heating_Natural Gas_HVAC - Duct Repair and Sealing_A_Achievable Technical Potential | F1 | Industrial | Agriculture | New | Space Heating | Natural Gas | HVAC - Duct Repair and Sealing | A | Integrated Unit Energy Savings (kWh or therms) | Achievable Technical Potential | 0 | 0 | 0 | 0 | 0 | 0 | 0 | 0 | 0 | 0 | 0 | 0 | 0 | 0 | 0 | 0 | 0 | 0 | 0 | 0 | 0 | 0 | 0 | 0 | 0 | 0 | 0 | 0 | 0 | 0 | 0
F2_Industrial_Agriculture_New_Space Heating_Natural Gas_HVAC - Duct Repair and Sealing_A_Achievable Technical Potential | F2 | Industrial | Agriculture | New | Space Heating | Natural Gas | HVAC - Duct Repair and Sealing | A | Integrated Unit Summer Peak Savings (kW) | Achievable Technical Potential | 0 | 0 | 0 | 0 | 0 | 0 | 0 | 0 | 0 | 0 | 0 | 0 | 0 | 0 | 0 | 0 | 0 | 0 | 0 | 0 | 0 | 0 | 0 | 0 | 0 | 0 | 0 | 0 | 0 | 0 | 0
F3_Industrial_Agriculture_New_Space Heating_Natural Gas_HVAC - Duct Repair and Sealing_A_Achievable Technical Potential | F3 | Industrial | Agriculture | New | Space Heating | Natural Gas | HVAC - Duct Repair and Sealing | A | Integrated Unit Winter Peak Savings (kW) | Achievable Technical Potential | 0 | 0 | 0 | 0 | 0 | 0 | 0 | 0 | 0 | 0 | 0 | 0 | 0 | 0 | 0 | 0 | 0 | 0 | 0 | 0 | 0 | 0 | 0 | 0 | 0 | 0 | 0 | 0 | 0 | 0 | 0
F4_Industrial_Agriculture_New_Space Heating_Natural Gas_HVAC - Duct Repair and Sealing_A_Achievable Technical Potential | F4 | Industrial | Agriculture | New | Space Heating | Natural Gas | HVAC - Duct Repair and Sealing | A | Incremental Energy Savings (MWh or mTherms) | Achievable Technical Potential | 0 | 0 | 0 | 0 | 0 | 0 | 0 | 0 | 0 | 0 | 0 | 0 | 0 | 0 | 0 | 0 | 0 | 0 | 0 | 0 | 0 | 0 | 0 | 0 | 0 | 0 | 0 | 0 | 0 | 0 | 0
F5_Industrial_Agriculture_New_Space Heating_Natural Gas_HVAC - Duct Repair and Sealing_A_Achievable Technical Potential | F5 | Industrial | Agriculture | New | Space Heating | Natural Gas | HVAC - Duct Repair and Sealing | A | Incremental Summer Peak Savings (MW) | Achievable Technical Potential | 0 | 0 | 0 | 0 | 0 | 0 | 0 | 0 | 0 | 0 | 0 | 0 | 0 | 0 | 0 | 0 | 0 | 0 | 0 | 0 | 0 | 0 | 0 | 0 | 0 | 0 | 0 | 0 | 0 | 0 | 0
F6_Industrial_Agriculture_New_Space Heating_Natural Gas_HVAC - Duct Repair and Sealing_A_Achievable Technical Potential | F6 | Industrial | Agriculture | New | Space Heating | Natural Gas | HVAC - Duct Repair and Sealing | A | Incremental Winter Peak Savings (MW) | Achievable Technical Potential | 0 | 0 | 0 | 0 | 0 | 0 | 0 | 0 | 0 | 0 | 0 | 0 | 0 | 0 | 0 | 0 | 0 | 0 | 0 | 0 | 0 | 0 | 0 | 0 | 0 | 0 | 0 | 0 | 0 | 0 | 0
F7_Industrial_Agriculture_New_Space Heating_Natural Gas_HVAC - Duct Repair and Sealing_A_Achievable Technical Potential | F7 | Industrial | Agriculture | New | Space Heating | Natural Gas | HVAC - Duct Repair and Sealing | A | Cumulative Energy Savings (MWh or mTherms) | Achievable Technical Potential | 0 | 0 | 0 | 0 | 0 | 0 | 0 | 0 | 0 | 0 | 0 | 0 | 0 | 0 | 0 | 0 | 0 | 0 | 0 | 0 | 0 | 0 | 0 | 0 | 0 | 0 | 0 | 0 | 0 | 0 | 0
F8_Industrial_Agriculture_New_Space Heating_Natural Gas_HVAC - Duct Repair and Sealing_A_Achievable Technical Potential | F8 | Industrial | Agriculture | New | Space Heating | Natural Gas | HVAC - Duct Repair and Sealing | A | Cumulative Summer Peak Savings (MW) | Achievable Technical Potential | 0 | 0 | 0 | 0 | 0 | 0 | 0 | 0 | 0 | 0 | 0 | 0 | 0 | 0 | 0 | 0 | 0 | 0 | 0 | 0 | 0 | 0 | 0 | 0 | 0 | 0 | 0 | 0 | 0 | 0 | 0
F9_Industrial_Agriculture_New_Space Heating_Natural Gas_HVAC - Duct Repair and Sealing_A_Achievable Technical Potential | F9 | Industrial | Agriculture | New | Space Heating | Natural Gas | HVAC - Duct Repair and Sealing | A | Cumulative Winter Peak Savings (MW) | Achievable Technical Potential | 0 | 0 | 0 | 0 | 0 | 0 | 0 | 0 | 0 | 0 | 0 | 0 | 0 | 0 | 0 | 0 | 0 | 0 | 0 | 0 | 0 | 0 | 0 | 0 | 0 | 0 | 0 | 0 | 0 | 0 | 0
F10_Industrial_Agriculture_New_Space Heating_Natural Gas_HVAC - Duct Repair and Sealing_A_Achievable Technical Potential | F10 | Industrial | Agriculture | New | Space Heating | Natural Gas | HVAC - Duct Repair and Sealing | A | Purchases (Incremental) | Achievable Technical Potential | 0 | 0 | 0 | 0 | 0 | 0 | 0 | 0 | 0 | 0 | 0 | 0 | 0 | 0 | 0 | 0 | 0 | 0 | 0 | 0 | 0 | 0 | 0 | 0 | 0 | 0 | 0 | 0 | 0 | 0 | 0
F11_Industrial_Agriculture_New_Space Heating_Natural Gas_HVAC - Duct Repair and Sealing_A_Achievable Technical Potential | F11 | Industrial | Agriculture | New | Space Heating | Natural Gas | HVAC - Duct Repair and Sealing | A | Purchases (Cumulative) | Achievable Technical Potential | 0 | 0 | 0 | 0 | 0 | 0 | 0 | 0 | 0 | 0 | 0 | 0 | 0 | 0 | 0 | 0 | 0 | 0 | 0 | 0 | 0 | 0 | 0 | 0 | 0 | 0 | 0 | 0 | 0 | 0 | 0
F1_Industrial_Agriculture_New_Space Heating_Natural Gas_Windows - High Efficiency_A_Achievable Technical Potential | F1 | Industrial | Agriculture | New | Space Heating | Natural Gas | Windows - High Efficiency | A | Integrated Unit Energy Savings (kWh or therms) | Achievable Technical Potential | 0 | 0 | 0 | 0 | 0 | 0.0053428 | 0.0052456 | 0.0051641 | 0.0050923 | 0.0050262 | 0.0049673 | 0.004897 | 0.0048204 | 0.0047413 | 0.0046618 | 0.0045885 | 0.0045211 | 0.0044629 | 0.004392 | 0.0043372 | 0.0042964 | 0.0042656 | 0.0042499 | 0.0042418 | 0.0042393 | 0.0042427 | 0.004247 | 0.0042523 | 0 | 0 | 0
F2_Industrial_Agriculture_New_Space Heating_Natural Gas_Windows - High Efficiency_A_Achievable Technical Potential | F2 | Industrial | Agriculture | New | Space Heating | Natural Gas | Windows - High Efficiency | A | Integrated Unit Summer Peak Savings (kW) | Achievable Technical Potential | 0 | 0 | 0 | 0 | 0 | 0 | 0 | 0 | 0 | 0 | 0 | 0 | 0 | 0 | 0 | 0 | 0 | 0 | 0 | 0 | 0 | 0 | 0 | 0 | 0 | 0 | 0 | 0 | 0 | 0 | 0
F3_Industrial_Agriculture_New_Space Heating_Natural Gas_Windows - High Efficiency_A_Achievable Technical Potential | F3 | Industrial | Agriculture | New | Space Heating | Natural Gas | Windows - High Efficiency | A | Integrated Unit Winter Peak Savings (kW) | Achievable Technical Potential | 0 | 0 | 0 | 0 | 0 | 0 | 0 | 0 | 0 | 0 | 0 | 0 | 0 | 0 | 0 | 0 | 0 | 0 | 0 | 0 | 0 | 0 | 0 | 0 | 0 | 0 | 0 | 0 | 0 | 0 | 0
F4_Industrial_Agriculture_New_Space Heating_Natural Gas_Windows - High Efficiency_A_Achievable Technical Potential | F4 | Industrial | Agriculture | New | Space Heating | Natural Gas | Windows - High Efficiency | A | Incremental Energy Savings (MWh or mTherms) | Achievable Technical Potential | 0 | 0 | 0 | 0 | 0 | 0 | 0 | 0 | 0 | 0 | 0 | 0 | 0 | 0 | 0 | 0 | 0 | 0 | 0 | 0 | 0 | 0 | 0 | 0 | 0 | 0 | 0 | 0 | 0 | 0 | 0
F5_Industrial_Agriculture_New_Space Heating_Natural Gas_Windows - High Efficiency_A_Achievable Technical Potential | F5 | Industrial | Agriculture | New | Space Heating | Natural Gas | Windows - High Efficiency | A | Incremental Summer Peak Savings (MW) | Achievable Technical Potential | 0 | 0 | 0 | 0 | 0 | 0 | 0 | 0 | 0 | 0 | 0 | 0 | 0 | 0 | 0 | 0 | 0 | 0 | 0 | 0 | 0 | 0 | 0 | 0 | 0 | 0 | 0 | 0 | 0 | 0 | 0
F6_Industrial_Agriculture_New_Space Heating_Natural Gas_Windows - High Efficiency_A_Achievable Technical Potential | F6 | Industrial | Agriculture | New | Space Heating | Natural Gas | Windows - High Efficiency | A | Incremental Winter Peak Savings (MW) | Achievable Technical Potential | 0 | 0 | 0 | 0 | 0 | 0 | 0 | 0 | 0 | 0 | 0 | 0 | 0 | 0 | 0 | 0 | 0 | 0 | 0 | 0 | 0 | 0 | 0 | 0 | 0 | 0 | 0 | 0 | 0 | 0 | 0
F7_Industrial_Agriculture_New_Space Heating_Natural Gas_Windows - High Efficiency_A_Achievable Technical Potential | F7 | Industrial | Agriculture | New | Space Heating | Natural Gas | Windows - High Efficiency | A | Cumulative Energy Savings (MWh or mTherms) | Achievable Technical Potential | 0 | 0 | 0 | 0 | 0 | 0 | 0 | 0 | 0 | 0 | 0 | 0 | 0 | 0 | 0 | 0 | 0 | 0 | 0 | 0 | 0 | 0 | 0 | 0 | 0 | 0 | 0 | 0 | 0 | 0 | 0
F8_Industrial_Agriculture_New_Space Heating_Natural Gas_Windows - High Efficiency_A_Achievable Technical Potential | F8 | Industrial | Agriculture | New | Space Heating | Natural Gas | Windows - High Efficiency | A | Cumulative Summer Peak Savings (MW) | Achievable Technical Potential | 0 | 0 | 0 | 0 | 0 | 0 | 0 | 0 | 0 | 0 | 0 | 0 | 0 | 0 | 0 | 0 | 0 | 0 | 0 | 0 | 0 | 0 | 0 | 0 | 0 | 0 | 0 | 0 | 0 | 0 | 0
F9_Industrial_Agriculture_New_Space Heating_Natural Gas_Windows - High Efficiency_A_Achievable Technical Potential | F9 | Industrial | Agriculture | New | Space Heating | Natural Gas | Windows - High Efficiency | A | Cumulative Winter Peak Savings (MW) | Achievable Technical Potential | 0 | 0 | 0 | 0 | 0 | 0 | 0 | 0 | 0 | 0 | 0 | 0 | 0 | 0 | 0 | 0 | 0 | 0 | 0 | 0 | 0 | 0 | 0 | 0 | 0 | 0 | 0 | 0 | 0 | 0 | 0
F10_Industrial_Agriculture_New_Space Heating_Natural Gas_Windows - High Efficiency_A_Achievable Technical Potential | F10 | Industrial | Agriculture | New | Space Heating | Natural Gas | Windows - High Efficiency | A | Purchases (Incremental) | Achievable Technical Potential | 0 | 0 | 0 | 0 | 0 | 0 | 0 | 0 | 0 | 0 | 0 | 0 | 0 | 0 | 0 | 0 | 0 | 0 | 0 | 0 | 0 | 0 | 0 | 0 | 0 | 0 | 0 | 0 | 0 | 0 | 0
F11_Industrial_Agriculture_New_Space Heating_Natural Gas_Windows - High Efficiency_A_Achievable Technical Potential | F11 | Industrial | Agriculture | New | Space Heating | Natural Gas | Windows - High Efficiency | A | Purchases (Cumulative) | Achievable Technical Potential | 0 | 0 | 0 | 0 | 0 | 0 | 0 | 0 | 0 | 0 | 0 | 0 | 0 | 0 | 0 | 0 | 0 | 0 | 0 | 0 | 0 | 0 | 0 | 0 | 0 | 0 | 0 | 0 | 0 | 0 | 0
F1_Industrial_Agriculture_New_Space Heating_Natural Gas_Gas Boiler - Maintenance_A_Achievable Technical Potential | F1 | Industrial | Agriculture | New | Space Heating | Natural Gas | Gas Boiler - Maintenance | A | Integrated Unit Energy Savings (kWh or therms) | Achievable Technical Potential | 0 | 0 | 0 | 0 | 0 | 0 | 0 | 0 | 0 | 0 | 0 | 0 | 0 | 0 | 0 | 0 | 0 | 0 | 0 | 0 | 0 | 0 | 0 | 0 | 0 | 0 | 0 | 0 | 0 | 0 | 0
F2_Industrial_Agriculture_New_Space Heating_Natural Gas_Gas Boiler - Maintenance_A_Achievable Technical Potential | F2 | Industrial | Agriculture | New | Space Heating | Natural Gas | Gas Boiler - Maintenance | A | Integrated Unit Summer Peak Savings (kW) | Achievable Technical Potential | 0 | 0 | 0 | 0 | 0 | 0 | 0 | 0 | 0 | 0 | 0 | 0 | 0 | 0 | 0 | 0 | 0 | 0 | 0 | 0 | 0 | 0 | 0 | 0 | 0 | 0 | 0 | 0 | 0 | 0 | 0
F3_Industrial_Agriculture_New_Space Heating_Natural Gas_Gas Boiler - Maintenance_A_Achievable Technical Potential | F3 | Industrial | Agriculture | New | Space Heating | Natural Gas | Gas Boiler - Maintenance | A | Integrated Unit Winter Peak Savings (kW) | Achievable Technical Potential | 0 | 0 | 0 | 0 | 0 | 0 | 0 | 0 | 0 | 0 | 0 | 0 | 0 | 0 | 0 | 0 | 0 | 0 | 0 | 0 | 0 | 0 | 0 | 0 | 0 | 0 | 0 | 0 | 0 | 0 | 0
F4_Industrial_Agriculture_New_Space Heating_Natural Gas_Gas Boiler - Maintenance_A_Achievable Technical Potential | F4 | Industrial | Agriculture | New | Space Heating | Natural Gas | Gas Boiler - Maintenance | A | Incremental Energy Savings (MWh or mTherms) | Achievable Technical Potential | 0 | 0 | 0 | 0 | 0 | 0 | 0 | 0 | 0 | 0 | 0 | 0 | 0 | 0 | 0 | 0 | 0 | 0 | 0 | 0 | 0 | 0 | 0 | 0 | 0 | 0 | 0 | 0 | 0 | 0 | 0
F5_Industrial_Agriculture_New_Space Heating_Natural Gas_Gas Boiler - Maintenance_A_Achievable Technical Potential | F5 | Industrial | Agriculture | New | Space Heating | Natural Gas | Gas Boiler - Maintenance | A | Incremental Summer Peak Savings (MW) | Achievable Technical Potential | 0 | 0 | 0 | 0 | 0 | 0 | 0 | 0 | 0 | 0 | 0 | 0 | 0 | 0 | 0 | 0 | 0 | 0 | 0 | 0 | 0 | 0 | 0 | 0 | 0 | 0 | 0 | 0 | 0 | 0 | 0
F6_Industrial_Agriculture_New_Space Heating_Natural Gas_Gas Boiler - Maintenance_A_Achievable Technical Potential | F6 | Industrial | Agriculture | New | Space Heating | Natural Gas | Gas Boiler - Maintenance | A | Incremental Winter Peak Savings (MW) | Achievable Technical Potential | 0 | 0 | 0 | 0 | 0 | 0 | 0 | 0 | 0 | 0 | 0 | 0 | 0 | 0 | 0 | 0 | 0 | 0 | 0 | 0 | 0 | 0 | 0 | 0 | 0 | 0 | 0 | 0 | 0 | 0 | 0
F7_Industrial_Agriculture_New_Space Heating_Natural Gas_Gas Boiler - Maintenance_A_Achievable Technical Potential | F7 | Industrial | Agriculture | New | Space Heating | Natural Gas | Gas Boiler - Maintenance | A | Cumulative Energy Savings (MWh or mTherms) | Achievable Technical Potential | 0 | 0 | 0 | 0 | 0 | 0 | 0 | 0 | 0 | 0 | 0 | 0 | 0 | 0 | 0 | 0 | 0 | 0 | 0 | 0 | 0 | 0 | 0 | 0 | 0 | 0 | 0 | 0 | 0 | 0 | 0
F8_Industrial_Agriculture_New_Space Heating_Natural Gas_Gas Boiler - Maintenance_A_Achievable Technical Potential | F8 | Industrial | Agriculture | New | Space Heating | Natural Gas | Gas Boiler - Maintenance | A | Cumulative Summer Peak Savings (MW) | Achievable Technical Potential | 0 | 0 | 0 | 0 | 0 | 0 | 0 | 0 | 0 | 0 | 0 | 0 | 0 | 0 | 0 | 0 | 0 | 0 | 0 | 0 | 0 | 0 | 0 | 0 | 0 | 0 | 0 | 0 | 0 | 0 | 0
F9_Industrial_Agriculture_New_Space Heating_Natural Gas_Gas Boiler - Maintenance_A_Achievable Technical Potential | F9 | Industrial | Agriculture | New | Space Heating | Natural Gas | Gas Boiler - Maintenance | A | Cumulative Winter Peak Savings (MW) | Achievable Technical Potential | 0 | 0 | 0 | 0 | 0 | 0 | 0 | 0 | 0 | 0 | 0 | 0 | 0 | 0 | 0 | 0 | 0 | 0 | 0 | 0 | 0 | 0 | 0 | 0 | 0 | 0 | 0 | 0 | 0 | 0 | 0
F10_Industrial_Agriculture_New_Space Heating_Natural Gas_Gas Boiler - Maintenance_A_Achievable Technical Potential | F10 | Industrial | Agriculture | New | Space Heating | Natural Gas | Gas Boiler - Maintenance | A | Purchases (Incremental) | Achievable Technical Potential | 0 | 0 | 0 | 0 | 0 | 0 | 0 | 0 | 0 | 0 | 0 | 0 | 0 | 0 | 0 | 0 | 0 | 0 | 0 | 0 | 0 | 0 | 0 | 0 | 0 | 0 | 0 | 0 | 0 | 0 | 0
F11_Industrial_Agriculture_New_Space Heating_Natural Gas_Gas Boiler - Maintenance_A_Achievable Technical Potential | F11 | Industrial | Agriculture | New | Space Heating | Natural Gas | Gas Boiler - Maintenance | A | Purchases (Cumulative) | Achievable Technical Potential | 0 | 0 | 0 | 0 | 0 | 0 | 0 | 0 | 0 | 0 | 0 | 0 | 0 | 0 | 0 | 0 | 0 | 0 | 0 | 0 | 0 | 0 | 0 | 0 | 0 | 0 | 0 | 0 | 0 | 0 | 0
F1_Industrial_Agriculture_New_Process_Natural Gas_Gas Boiler - Maintenance_A_Achievable Technical Potential | F1 | Industrial | Agriculture | New | Process | Natural Gas | Gas Boiler - Maintenance | A | Integrated Unit Energy Savings (kWh or therms) | Achievable Technical Potential | 0 | 0 | 0 | 0 | 0 | 1.5559 | 1.5559 | 1.5559 | 1.5559 | 1.5559 | 1.5559 | 1.5559 | 1.5559 | 1.5559 | 1.5559 | 1.5559 | 1.5559 | 1.5559 | 1.5559 | 1.5559 | 1.5559 | 1.5559 | 1.5559 | 1.5559 | 1.5559 | 1.5559 | 1.5559 | 1.5559 | 1.5559 | 1.5559 | 1.5559
F2_Industrial_Agriculture_New_Process_Natural Gas_Gas Boiler - Maintenance_A_Achievable Technical Potential | F2 | Industrial | Agriculture | New | Process | Natural Gas | Gas Boiler - Maintenance | A | Integrated Unit Summer Peak Savings (kW) | Achievable Technical Potential | 0 | 0 | 0 | 0 | 0 | 0 | 0 | 0 | 0 | 0 | 0 | 0 | 0 | 0 | 0 | 0 | 0 | 0 | 0 | 0 | 0 | 0 | 0 | 0 | 0 | 0 | 0 | 0 | 0 | 0 | 0
F3_Industrial_Agriculture_New_Process_Natural Gas_Gas Boiler - Maintenance_A_Achievable Technical Potential | F3 | Industrial | Agriculture | New | Process | Natural Gas | Gas Boiler - Maintenance | A | Integrated Unit Winter Peak Savings (kW) | Achievable Technical Potential | 0 | 0 | 0 | 0 | 0 | 0 | 0 | 0 | 0 | 0 | 0 | 0 | 0 | 0 | 0 | 0 | 0 | 0 | 0 | 0 | 0 | 0 | 0 | 0 | 0 | 0 | 0 | 0 | 0 | 0 | 0
F4_Industrial_Agriculture_New_Process_Natural Gas_Gas Boiler - Maintenance_A_Achievable Technical Potential | F4 | Industrial | Agriculture | New | Process | Natural Gas | Gas Boiler - Maintenance | A | Incremental Energy Savings (MWh or mTherms) | Achievable Technical Potential | 0 | 0 | 0 | 0 | 0 | 0.02168 | 0.018003 | 0.014405 | 0.02168 | 0.018003 | 0.014405 | 0.02168 | 0.018003 | 0.014405 | 0.02168 | 0.018003 | 0.014405 | 0.02168 | 0.018003 | 0.014405 | 0.02168 | 0.018003 | 0.014405 | 0.02168 | 0.018003 | 0.014405 | 0.02168 | 0.018003 | 0.014405 | 0.02168 | 0.018003
F5_Industrial_Agriculture_New_Process_Natural Gas_Gas Boiler - Maintenance_A_Achievable Technical Potential | F5 | Industrial | Agriculture | New | Process | Natural Gas | Gas Boiler - Maintenance | A | Incremental Summer Peak Savings (MW) | Achievable Technical Potential | 0 | 0 | 0 | 0 | 0 | 0 | 0 | 0 | 0 | 0 | 0 | 0 | 0 | 0 | 0 | 0 | 0 | 0 | 0 | 0 | 0 | 0 | 0 | 0 | 0 | 0 | 0 | 0 | 0 | 0 | 0
F6_Industrial_Agriculture_New_Process_Natural Gas_Gas Boiler - Maintenance_A_Achievable Technical Potential | F6 | Industrial | Agriculture | New | Process | Natural Gas | Gas Boiler - Maintenance | A | Incremental Winter Peak Savings (MW) | Achievable Technical Potential | 0 | 0 | 0 | 0 | 0 | 0 | 0 | 0 | 0 | 0 | 0 | 0 | 0 | 0 | 0 | 0 | 0 | 0 | 0 | 0 | 0 | 0 | 0 | 0 | 0 | 0 | 0 | 0 | 0 | 0 | 0
F7_Industrial_Agriculture_New_Process_Natural Gas_Gas Boiler - Maintenance_A_Achievable Technical Potential | F7 | Industrial | Agriculture | New | Process | Natural Gas | Gas Boiler - Maintenance | A | Cumulative Energy Savings (MWh or mTherms) | Achievable Technical Potential | 0 | 0 | 0 | 0 | 0 | 0.02168 | 0.039682 | 0.054087 | 0.054087 | 0.054087 | 0.054087 | 0.054087 | 0.054087 | 0.054087 | 0.054087 | 0.054087 | 0.054087 | 0.054087 | 0.054087 | 0.054087 | 0.054087 | 0.054087 | 0.054087 | 0.054087 | 0.054087 | 0.054087 | 0.054087 | 0.054087 | 0 | 0 | 0
F8_Industrial_Agriculture_New_Process_Natural Gas_Gas Boiler - Maintenance_A_Achievable Technical Potential | F8 | Industrial | Agriculture | New | Process | Natural Gas | Gas Boiler - Maintenance | A | Cumulative Summer Peak Savings (MW) | Achievable Technical Potential | 0 | 0 | 0 | 0 | 0 | 0 | 0 | 0 | 0 | 0 | 0 | 0 | 0 | 0 | 0 | 0 | 0 | 0 | 0 | 0 | 0 | 0 | 0 | 0 | 0 | 0 | 0 | 0 | 0 | 0 | 0
F9_Industrial_Agriculture_New_Process_Natural Gas_Gas Boiler - Maintenance_A_Achievable Technical Potential | F9 | Industrial | Agriculture | New | Process | Natural Gas | Gas Boiler - Maintenance | A | Cumulative Winter Peak Savings (MW) | Achievable Technical Potential | 0 | 0 | 0 | 0 | 0 | 0 | 0 | 0 | 0 | 0 | 0 | 0 | 0 | 0 | 0 | 0 | 0 | 0 | 0 | 0 | 0 | 0 | 0 | 0 | 0 | 0 | 0 | 0 | 0 | 0 | 0
F10_Industrial_Agriculture_New_Process_Natural Gas_Gas Boiler - Maintenance_A_Achievable Technical Potential | F10 | Industrial | Agriculture | New | Process | Natural Gas | Gas Boiler - Maintenance | A | Purchases (Incremental) | Achievable Technical Potential | 0 | 0 | 0 | 0 | 0 | 13.934 | 11.5708 | 9.2584 | 13.934 | 11.5708 | 9.2584 | 13.934 | 11.5708 | 9.2584 | 13.934 | 11.5708 | 9.2584 | 13.934 | 11.5708 | 9.2584 | 13.934 | 11.5708 | 9.2584 | 13.934 | 11.5708 | 9.2584 | 13.934 | 11.5708 | 9.2584 | 13.934 | 11.5708
F11_Industrial_Agriculture_New_Process_Natural Gas_Gas Boiler - Maintenance_A_Achievable Technical Potential | F11 | Industrial | Agriculture | New | Process | Natural Gas | Gas Boiler - Maintenance | A | Purchases (Cumulative) | Achievable Technical Potential | 0 | 0 | 0 | 0 | 0 | 13.934 | 25.5048 | 34.7631 | 34.7631 | 34.7631 | 34.7631 | 34.7631 | 34.7631 | 34.7631 | 34.7631 | 34.7631 | 34.7631 | 34.7631 | 34.7631 | 34.7631 | 34.7631 | 34.7631 | 34.7631 | 34.7631 | 34.7631 | 34.7631 | 34.7631 | 34.7631 | 34.7631 | 34.7631 | 34.7631
F1_Industrial_Agriculture_New_Space Heating_Natural Gas_Gas Furnace - Maintenance_A_Achievable Technical Potential | F1 | Industrial | Agriculture | New | Space Heating | Natural Gas | Gas Furnace - Maintenance | A | Integrated Unit Energy Savings (kWh or therms) | Achievable Technical Potential | 0 | 0 | 0 | 0 | 0 | 0 | 0 | 0 | 0 | 0 | 0 | 0 | 0 | 0 | 0 | 0 | 0 | 0 | 0 | 0 | 0 | 0 | 0 | 0 | 0 | 0 | 0 | 0 | 0 | 0 | 0
F2_Industrial_Agriculture_New_Space Heating_Natural Gas_Gas Furnace - Maintenance_A_Achievable Technical Potential | F2 | Industrial | Agriculture | New | Space Heating | Natural Gas | Gas Furnace - Maintenance | A | Integrated Unit Summer Peak Savings (kW) | Achievable Technical Potential | 0 | 0 | 0 | 0 | 0 | 0 | 0 | 0 | 0 | 0 | 0 | 0 | 0 | 0 | 0 | 0 | 0 | 0 | 0 | 0 | 0 | 0 | 0 | 0 | 0 | 0 | 0 | 0 | 0 | 0 | 0
F3_Industrial_Agriculture_New_Space Heating_Natural Gas_Gas Furnace - Maintenance_A_Achievable Technical Potential | F3 | Industrial | Agriculture | New | Space Heating | Natural Gas | Gas Furnace - Maintenance | A | Integrated Unit Winter Peak Savings (kW) | Achievable Technical Potential | 0 | 0 | 0 | 0 | 0 | 0 | 0 | 0 | 0 | 0 | 0 | 0 | 0 | 0 | 0 | 0 | 0 | 0 | 0 | 0 | 0 | 0 | 0 | 0 | 0 | 0 | 0 | 0 | 0 | 0 | 0
F4_Industrial_Agriculture_New_Space Heating_Natural Gas_Gas Furnace - Maintenance_A_Achievable Technical Potential | F4 | Industrial | Agriculture | New | Space Heating | Natural Gas | Gas Furnace - Maintenance | A | Incremental Energy Savings (MWh or mTherms) | Achievable Technical Potential | 0 | 0 | 0 | 0 | 0 | 0 | 0 | 0 | 0 | 0 | 0 | 0 | 0 | 0 | 0 | 0 | 0 | 0 | 0 | 0 | 0 | 0 | 0 | 0 | 0 | 0 | 0 | 0 | 0 | 0 | 0
F5_Industrial_Agriculture_New_Space Heating_Natural Gas_Gas Furnace - Maintenance_A_Achievable Technical Potential | F5 | Industrial | Agriculture | New | Space Heating | Natural Gas | Gas Furnace - Maintenance | A | Incremental Summer Peak Savings (MW) | Achievable Technical Potential | 0 | 0 | 0 | 0 | 0 | 0 | 0 | 0 | 0 | 0 | 0 | 0 | 0 | 0 | 0 | 0 | 0 | 0 | 0 | 0 | 0 | 0 | 0 | 0 | 0 | 0 | 0 | 0 | 0 | 0 | 0
F6_Industrial_Agriculture_New_Space Heating_Natural Gas_Gas Furnace - Maintenance_A_Achievable Technical Potential | F6 | Industrial | Agriculture | New | Space Heating | Natural Gas | Gas Furnace - Maintenance | A | Incremental Winter Peak Savings (MW) | Achievable Technical Potential | 0 | 0 | 0 | 0 | 0 | 0 | 0 | 0 | 0 | 0 | 0 | 0 | 0 | 0 | 0 | 0 | 0 | 0 | 0 | 0 | 0 | 0 | 0 | 0 | 0 | 0 | 0 | 0 | 0 | 0 | 0
F7_Industrial_Agriculture_New_Space Heating_Natural Gas_Gas Furnace - Maintenance_A_Achievable Technical Potential | F7 | Industrial | Agriculture | New | Space Heating | Natural Gas | Gas Furnace - Maintenance | A | Cumulative Energy Savings (MWh or mTherms) | Achievable Technical Potential | 0 | 0 | 0 | 0 | 0 | 0 | 0 | 0 | 0 | 0 | 0 | 0 | 0 | 0 | 0 | 0 | 0 | 0 | 0 | 0 | 0 | 0 | 0 | 0 | 0 | 0 | 0 | 0 | 0 | 0 | 0
F8_Industrial_Agriculture_New_Space Heating_Natural Gas_Gas Furnace - Maintenance_A_Achievable Technical Potential | F8 | Industrial | Agriculture | New | Space Heating | Natural Gas | Gas Furnace - Maintenance | A | Cumulative Summer Peak Savings (MW) | Achievable Technical Potential | 0 | 0 | 0 | 0 | 0 | 0 | 0 | 0 | 0 | 0 | 0 | 0 | 0 | 0 | 0 | 0 | 0 | 0 | 0 | 0 | 0 | 0 | 0 | 0 | 0 | 0 | 0 | 0 | 0 | 0 | 0
F9_Industrial_Agriculture_New_Space Heating_Natural Gas_Gas Furnace - Maintenance_A_Achievable Technical Potential | F9 | Industrial | Agriculture | New | Space Heating | Natural Gas | Gas Furnace - Maintenance | A | Cumulative Winter Peak Savings (MW) | Achievable Technical Potential | 0 | 0 | 0 | 0 | 0 | 0 | 0 | 0 | 0 | 0 | 0 | 0 | 0 | 0 | 0 | 0 | 0 | 0 | 0 | 0 | 0 | 0 | 0 | 0 | 0 | 0 | 0 | 0 | 0 | 0 | 0
F10_Industrial_Agriculture_New_Space Heating_Natural Gas_Gas Furnace - Maintenance_A_Achievable Technical Potential | F10 | Industrial | Agriculture | New | Space Heating | Natural Gas | Gas Furnace - Maintenance | A | Purchases (Incremental) | Achievable Technical Potential | 0 | 0 | 0 | 0 | 0 | 0 | 0 | 0 | 0 | 0 | 0 | 0 | 0 | 0 | 0 | 0 | 0 | 0 | 0 | 0 | 0 | 0 | 0 | 0 | 0 | 0 | 0 | 0 | 0 | 0 | 0
F11_Industrial_Agriculture_New_Space Heating_Natural Gas_Gas Furnace - Maintenance_A_Achievable Technical Potential | F11 | Industrial | Agriculture | New | Space Heating | Natural Gas | Gas Furnace - Maintenance | A | Purchases (Cumulative) | Achievable Technical Potential | 0 | 0 | 0 | 0 | 0 | 0 | 0 | 0 | 0 | 0 | 0 | 0 | 0 | 0 | 0 | 0 | 0 | 0 | 0 | 0 | 0 | 0 | 0 | 0 | 0 | 0 | 0 | 0 | 0 | 0 | 0
F1_Industrial_Agriculture_New_Space Heating_Natural Gas_Gas Boiler - Hot Water Reset_A_Achievable Technical Potential | F1 | Industrial | Agriculture | New | Space Heating | Natural Gas | Gas Boiler - Hot Water Reset | A | Integrated Unit Energy Savings (kWh or therms) | Achievable Technical Potential | 0 | 0 | 0 | 0 | 0 | 0 | 0 | 0 | 0 | 0 | 0 | 0 | 0 | 0 | 0 | 0 | 0 | 0 | 0 | 0 | 0 | 0 | 0 | 0 | 0 | 0 | 0 | 0 | 0 | 0 | 0
F2_Industrial_Agriculture_New_Space Heating_Natural Gas_Gas Boiler - Hot Water Reset_A_Achievable Technical Potential | F2 | Industrial | Agriculture | New | Space Heating | Natural Gas | Gas Boiler - Hot Water Reset | A | Integrated Unit Summer Peak Savings (kW) | Achievable Technical Potential | 0 | 0 | 0 | 0 | 0 | 0 | 0 | 0 | 0 | 0 | 0 | 0 | 0 | 0 | 0 | 0 | 0 | 0 | 0 | 0 | 0 | 0 | 0 | 0 | 0 | 0 | 0 | 0 | 0 | 0 | 0
F3_Industrial_Agriculture_New_Space Heating_Natural Gas_Gas Boiler - Hot Water Reset_A_Achievable Technical Potential | F3 | Industrial | Agriculture | New | Space Heating | Natural Gas | Gas Boiler - Hot Water Reset | A | Integrated Unit Winter Peak Savings (kW) | Achievable Technical Potential | 0 | 0 | 0 | 0 | 0 | 0 | 0 | 0 | 0 | 0 | 0 | 0 | 0 | 0 | 0 | 0 | 0 | 0 | 0 | 0 | 0 | 0 | 0 | 0 | 0 | 0 | 0 | 0 | 0 | 0 | 0
F4_Industrial_Agriculture_New_Space Heating_Natural Gas_Gas Boiler - Hot Water Reset_A_Achievable Technical Potential | F4 | Industrial | Agriculture | New | Space Heating | Natural Gas | Gas Boiler - Hot Water Reset | A | Incremental Energy Savings (MWh or mTherms) | Achievable Technical Potential | 0 | 0 | 0 | 0 | 0 | 0 | 0 | 0 | 0 | 0 | 0 | 0 | 0 | 0 | 0 | 0 | 0 | 0 | 0 | 0 | 0 | 0 | 0 | 0 | 0 | 0 | 0 | 0 | 0 | 0 | 0
F5_Industrial_Agriculture_New_Space Heating_Natural Gas_Gas Boiler - Hot Water Reset_A_Achievable Technical Potential | F5 | Industrial | Agriculture | New | Space Heating | Natural Gas | Gas Boiler - Hot Water Reset | A | Incremental Summer Peak Savings (MW) | Achievable Technical Potential | 0 | 0 | 0 | 0 | 0 | 0 | 0 | 0 | 0 | 0 | 0 | 0 | 0 | 0 | 0 | 0 | 0 | 0 | 0 | 0 | 0 | 0 | 0 | 0 | 0 | 0 | 0 | 0 | 0 | 0 | 0
F6_Industrial_Agriculture_New_Space Heating_Natural Gas_Gas Boiler - Hot Water Reset_A_Achievable Technical Potential | F6 | Industrial | Agriculture | New | Space Heating | Natural Gas | Gas Boiler - Hot Water Reset | A | Incremental Winter Peak Savings (MW) | Achievable Technical Potential | 0 | 0 | 0 | 0 | 0 | 0 | 0 | 0 | 0 | 0 | 0 | 0 | 0 | 0 | 0 | 0 | 0 | 0 | 0 | 0 | 0 | 0 | 0 | 0 | 0 | 0 | 0 | 0 | 0 | 0 | 0
F7_Industrial_Agriculture_New_Space Heating_Natural Gas_Gas Boiler - Hot Water Reset_A_Achievable Technical Potential | F7 | Industrial | Agriculture | New | Space Heating | Natural Gas | Gas Boiler - Hot Water Reset | A | Cumulative Energy Savings (MWh or mTherms) | Achievable Technical Potential | 0 | 0 | 0 | 0 | 0 | 0 | 0 | 0 | 0 | 0 | 0 | 0 | 0 | 0 | 0 | 0 | 0 | 0 | 0 | 0 | 0 | 0 | 0 | 0 | 0 | 0 | 0 | 0 | 0 | 0 | 0
F8_Industrial_Agriculture_New_Space Heating_Natural Gas_Gas Boiler - Hot Water Reset_A_Achievable Technical Potential | F8 | Industrial | Agriculture | New | Space Heating | Natural Gas | Gas Boiler - Hot Water Reset | A | Cumulative Summer Peak Savings (MW) | Achievable Technical Potential | 0 | 0 | 0 | 0 | 0 | 0 | 0 | 0 | 0 | 0 | 0 | 0 | 0 | 0 | 0 | 0 | 0 | 0 | 0 | 0 | 0 | 0 | 0 | 0 | 0 | 0 | 0 | 0 | 0 | 0 | 0
F9_Industrial_Agriculture_New_Space Heating_Natural Gas_Gas Boiler - Hot Water Reset_A_Achievable Technical Potential | F9 | Industrial | Agriculture | New | Space Heating | Natural Gas | Gas Boiler - Hot Water Reset | A | Cumulative Winter Peak Savings (MW) | Achievable Technical Potential | 0 | 0 | 0 | 0 | 0 | 0 | 0 | 0 | 0 | 0 | 0 | 0 | 0 | 0 | 0 | 0 | 0 | 0 | 0 | 0 | 0 | 0 | 0 | 0 | 0 | 0 | 0 | 0 | 0 | 0 | 0
F10_Industrial_Agriculture_New_Space Heating_Natural Gas_Gas Boiler - Hot Water Reset_A_Achievable Technical Potential | F10 | Industrial | Agriculture | New | Space Heating | Natural Gas | Gas Boiler - Hot Water Reset | A | Purchases (Incremental) | Achievable Technical Potential | 0 | 0 | 0 | 0 | 0 | 0 | 0 | 0 | 0 | 0 | 0 | 0 | 0 | 0 | 0 | 0 | 0 | 0 | 0 | 0 | 0 | 0 | 0 | 0 | 0 | 0 | 0 | 0 | 0 | 0 | 0
F11_Industrial_Agriculture_New_Space Heating_Natural Gas_Gas Boiler - Hot Water Reset_A_Achievable Technical Potential | F11 | Industrial | Agriculture | New | Space Heating | Natural Gas | Gas Boiler - Hot Water Reset | A | Purchases (Cumulative) | Achievable Technical Potential | 0 | 0 | 0 | 0 | 0 | 0 | 0 | 0 | 0 | 0 | 0 | 0 | 0 | 0 | 0 | 0 | 0 | 0 | 0 | 0 | 0 | 0 | 0 | 0 | 0 | 0 | 0 | 0 | 0 | 0 | 0
F1_Industrial_Agriculture_New_Process_Natural Gas_Gas Boiler - Hot Water Reset_A_Achievable Technical Potential | F1 | Industrial | Agriculture | New | Process | Natural Gas | Gas Boiler - Hot Water Reset | A | Integrated Unit Energy Savings (kWh or therms) | Achievable Technical Potential | 0 | 0 | 0 | 0 | 0 | 2.8269 | 2.8254 | 2.824 | 2.823 | 2.822 | 2.8211 | 2.8206 | 2.8203 | 2.8202 | 2.8202 | 2.8203 | 2.8204 | 2.8205 | 2.8207 | 2.8209 | 2.8213 | 2.8217 | 2.822 | 2.8222 | 2.8225 | 2.8227 | 2.823 | 2.8232 | 2.8289 | 2.8289 | 2.8289
F2_Industrial_Agriculture_New_Process_Natural Gas_Gas Boiler - Hot Water Reset_A_Achievable Technical Potential | F2 | Industrial | Agriculture | New | Process | Natural Gas | Gas Boiler - Hot Water Reset | A | Integrated Unit Summer Peak Savings (kW) | Achievable Technical Potential | 0 | 0 | 0 | 0 | 0 | 0 | 0 | 0 | 0 | 0 | 0 | 0 | 0 | 0 | 0 | 0 | 0 | 0 | 0 | 0 | 0 | 0 | 0 | 0 | 0 | 0 | 0 | 0 | 0 | 0 | 0
F3_Industrial_Agriculture_New_Process_Natural Gas_Gas Boiler - Hot Water Reset_A_Achievable Technical Potential | F3 | Industrial | Agriculture | New | Process | Natural Gas | Gas Boiler - Hot Water Reset | A | Integrated Unit Winter Peak Savings (kW) | Achievable Technical Potential | 0 | 0 | 0 | 0 | 0 | 0 | 0 | 0 | 0 | 0 | 0 | 0 | 0 | 0 | 0 | 0 | 0 | 0 | 0 | 0 | 0 | 0 | 0 | 0 | 0 | 0 | 0 | 0 | 0 | 0 | 0
F4_Industrial_Agriculture_New_Process_Natural Gas_Gas Boiler - Hot Water Reset_A_Achievable Technical Potential | F4 | Industrial | Agriculture | New | Process | Natural Gas | Gas Boiler - Hot Water Reset | A | Incremental Energy Savings (MWh or mTherms) | Achievable Technical Potential | 0 | 0 | 0 | 0 | 0 | 0.038286 | 0.055663 | 0.078693 | 0.10355 | 0.13204 | 0.17066 | 0.20487 | 0.22728 | 0.23112 | 0.213 | 0.17596 | 0.12376 | 0.076104 | 0.038676 | 0.017216 | 0.0065712 | 0.038215 | 0.055596 | 0.078643 | 0.10354 | 0.13207 | 0.17077 | 0.20505 | 0.22797 | 0.23183 | 0.21365
F5_Industrial_Agriculture_New_Process_Natural Gas_Gas Boiler - Hot Water Reset_A_Achievable Technical Potential | F5 | Industrial | Agriculture | New | Process | Natural Gas | Gas Boiler - Hot Water Reset | A | Incremental Summer Peak Savings (MW) | Achievable Technical Potential | 0 | 0 | 0 | 0 | 0 | 0 | 0 | 0 | 0 | 0 | 0 | 0 | 0 | 0 | 0 | 0 | 0 | 0 | 0 | 0 | 0 | 0 | 0 | 0 | 0 | 0 | 0 | 0 | 0 | 0 | 0
F6_Industrial_Agriculture_New_Process_Natural Gas_Gas Boiler - Hot Water Reset_A_Achievable Technical Potential | F6 | Industrial | Agriculture | New | Process | Natural Gas | Gas Boiler - Hot Water Reset | A | Incremental Winter Peak Savings (MW) | Achievable Technical Potential | 0 | 0 | 0 | 0 | 0 | 0 | 0 | 0 | 0 | 0 | 0 | 0 | 0 | 0 | 0 | 0 | 0 | 0 | 0 | 0 | 0 | 0 | 0 | 0 | 0 | 0 | 0 | 0 | 0 | 0 | 0
F7_Industrial_Agriculture_New_Process_Natural Gas_Gas Boiler - Hot Water Reset_A_Achievable Technical Potential | F7 | Industrial | Agriculture | New | Process | Natural Gas | Gas Boiler - Hot Water Reset | A | Cumulative Energy Savings (MWh or mTherms) | Achievable Technical Potential | 0 | 0 | 0 | 0 | 0 | 0.038286 | 0.093928 | 0.17258 | 0.27607 | 0.40801 | 0.57854 | 0.78331 | 1.0105 | 1.2416 | 1.4546 | 1.6306 | 1.7544 | 1.8306 | 1.8694 | 1.8868 | 1.8936 | 1.8938 | 1.894 | 1.8942 | 1.8944 | 1.8945 | 1.8947 | 1.8948 | 0 | 0 | 0
F8_Industrial_Agriculture_New_Process_Natural Gas_Gas Boiler - Hot Water Reset_A_Achievable Technical Potential | F8 | Industrial | Agriculture | New | Process | Natural Gas | Gas Boiler - Hot Water Reset | A | Cumulative Summer Peak Savings (MW) | Achievable Technical Potential | 0 | 0 | 0 | 0 | 0 | 0 | 0 | 0 | 0 | 0 | 0 | 0 | 0 | 0 | 0 | 0 | 0 | 0 | 0 | 0 | 0 | 0 | 0 | 0 | 0 | 0 | 0 | 0 | 0 | 0 | 0
F9_Industrial_Agriculture_New_Process_Natural Gas_Gas Boiler - Hot Water Reset_A_Achievable Technical Potential | F9 | Industrial | Agriculture | New | Process | Natural Gas | Gas Boiler - Hot Water Reset | A | Cumulative Winter Peak Savings (MW) | Achievable Technical Potential | 0 | 0 | 0 | 0 | 0 | 0 | 0 | 0 | 0 | 0 | 0 | 0 | 0 | 0 | 0 | 0 | 0 | 0 | 0 | 0 | 0 | 0 | 0 | 0 | 0 | 0 | 0 | 0 | 0 | 0 | 0
F10_Industrial_Agriculture_New_Process_Natural Gas_Gas Boiler - Hot Water Reset_A_Achievable Technical Potential | F10 | Industrial | Agriculture | New | Process | Natural Gas | Gas Boiler - Hot Water Reset | A | Purchases (Incremental) | Achievable Technical Potential | 0 | 0 | 0 | 0 | 0 | 13.5435 | 19.7011 | 27.8654 | 36.6829 | 46.7895 | 60.492 | 72.6312 | 80.5862 | 81.9508 | 75.5261 | 62.3932 | 43.8811 | 26.9822 | 13.7114 | 6.1029 | 2.3291 | 13.5435 | 19.7011 | 27.8654 | 36.6829 | 46.7895 | 60.492 | 72.6312 | 80.5862 | 81.9508 | 75.5261
F11_Industrial_Agriculture_New_Process_Natural Gas_Gas Boiler - Hot Water Reset_A_Achievable Technical Potential | F11 | Industrial | Agriculture | New | Process | Natural Gas | Gas Boiler - Hot Water Reset | A | Purchases (Cumulative) | Achievable Technical Potential | 0 | 0 | 0 | 0 | 0 | 13.5435 | 33.2446 | 61.11 | 97.7929 | 144.5824 | 205.0744 | 277.7056 | 358.2919 | 440.2427 | 515.7688 | 578.162 | 622.043 | 649.0252 | 662.7366 | 668.8395 | 671.1686 | 671.1686 | 671.1686 | 671.1686 | 671.1686 | 671.1686 | 671.1686 | 671.1686 | 671.1686 | 671.1686 | 671.1686
F1_Industrial_Agriculture_New_Space Heating_Natural Gas_Steam Trap Maintenance_A_Achievable Technical Potential | F1 | Industrial | Agriculture | New | Space Heating | Natural Gas | Steam Trap Maintenance | A | Integrated Unit Energy Savings (kWh or therms) | Achievable Technical Potential | 0 | 0 | 0 | 0 | 0 | 0 | 0 | 0 | 0 | 0 | 0 | 0 | 0 | 0 | 0 | 0 | 0 | 0 | 0 | 0 | 0 | 0 | 0 | 0 | 0 | 0 | 0 | 0 | 0 | 0 | 0
F2_Industrial_Agriculture_New_Space Heating_Natural Gas_Steam Trap Maintenance_A_Achievable Technical Potential | F2 | Industrial | Agriculture | New | Space Heating | Natural Gas | Steam Trap Maintenance | A | Integrated Unit Summer Peak Savings (kW) | Achievable Technical Potential | 0 | 0 | 0 | 0 | 0 | 0 | 0 | 0 | 0 | 0 | 0 | 0 | 0 | 0 | 0 | 0 | 0 | 0 | 0 | 0 | 0 | 0 | 0 | 0 | 0 | 0 | 0 | 0 | 0 | 0 | 0
F3_Industrial_Agriculture_New_Space Heating_Natural Gas_Steam Trap Maintenance_A_Achievable Technical Potential | F3 | Industrial | Agriculture | New | Space Heating | Natural Gas | Steam Trap Maintenance | A | Integrated Unit Winter Peak Savings (kW) | Achievable Technical Potential | 0 | 0 | 0 | 0 | 0 | 0 | 0 | 0 | 0 | 0 | 0 | 0 | 0 | 0 | 0 | 0 | 0 | 0 | 0 | 0 | 0 | 0 | 0 | 0 | 0 | 0 | 0 | 0 | 0 | 0 | 0
F4_Industrial_Agriculture_New_Space Heating_Natural Gas_Steam Trap Maintenance_A_Achievable Technical Potential | F4 | Industrial | Agriculture | New | Space Heating | Natural Gas | Steam Trap Maintenance | A | Incremental Energy Savings (MWh or mTherms) | Achievable Technical Potential | 0 | 0 | 0 | 0 | 0 | 0 | 0 | 0 | 0 | 0 | 0 | 0 | 0 | 0 | 0 | 0 | 0 | 0 | 0 | 0 | 0 | 0 | 0 | 0 | 0 | 0 | 0 | 0 | 0 | 0 | 0
F5_Industrial_Agriculture_New_Space Heating_Natural Gas_Steam Trap Maintenance_A_Achievable Technical Potential | F5 | Industrial | Agriculture | New | Space Heating | Natural Gas | Steam Trap Maintenance | A | Incremental Summer Peak Savings (MW) | Achievable Technical Potential | 0 | 0 | 0 | 0 | 0 | 0 | 0 | 0 | 0 | 0 | 0 | 0 | 0 | 0 | 0 | 0 | 0 | 0 | 0 | 0 | 0 | 0 | 0 | 0 | 0 | 0 | 0 | 0 | 0 | 0 | 0
F6_Industrial_Agriculture_New_Space Heating_Natural Gas_Steam Trap Maintenance_A_Achievable Technical Potential | F6 | Industrial | Agriculture | New | Space Heating | Natural Gas | Steam Trap Maintenance | A | Incremental Winter Peak Savings (MW) | Achievable Technical Potential | 0 | 0 | 0 | 0 | 0 | 0 | 0 | 0 | 0 | 0 | 0 | 0 | 0 | 0 | 0 | 0 | 0 | 0 | 0 | 0 | 0 | 0 | 0 | 0 | 0 | 0 | 0 | 0 | 0 | 0 | 0
F7_Industrial_Agriculture_New_Space Heating_Natural Gas_Steam Trap Maintenance_A_Achievable Technical Potential | F7 | Industrial | Agriculture | New | Space Heating | Natural Gas | Steam Trap Maintenance | A | Cumulative Energy Savings (MWh or mTherms) | Achievable Technical Potential | 0 | 0 | 0 | 0 | 0 | 0 | 0 | 0 | 0 | 0 | 0 | 0 | 0 | 0 | 0 | 0 | 0 | 0 | 0 | 0 | 0 | 0 | 0 | 0 | 0 | 0 | 0 | 0 | 0 | 0 | 0
F8_Industrial_Agriculture_New_Space Heating_Natural Gas_Steam Trap Maintenance_A_Achievable Technical Potential | F8 | Industrial | Agriculture | New | Space Heating | Natural Gas | Steam Trap Maintenance | A | Cumulative Summer Peak Savings (MW) | Achievable Technical Potential | 0 | 0 | 0 | 0 | 0 | 0 | 0 | 0 | 0 | 0 | 0 | 0 | 0 | 0 | 0 | 0 | 0 | 0 | 0 | 0 | 0 | 0 | 0 | 0 | 0 | 0 | 0 | 0 | 0 | 0 | 0
F9_Industrial_Agriculture_New_Space Heating_Natural Gas_Steam Trap Maintenance_A_Achievable Technical Potential | F9 | Industrial | Agriculture | New | Space Heating | Natural Gas | Steam Trap Maintenance | A | Cumulative Winter Peak Savings (MW) | Achievable Technical Potential | 0 | 0 | 0 | 0 | 0 | 0 | 0 | 0 | 0 | 0 | 0 | 0 | 0 | 0 | 0 | 0 | 0 | 0 | 0 | 0 | 0 | 0 | 0 | 0 | 0 | 0 | 0 | 0 | 0 | 0 | 0
F10_Industrial_Agriculture_New_Space Heating_Natural Gas_Steam Trap Maintenance_A_Achievable Technical Potential | F10 | Industrial | Agriculture | New | Space Heating | Natural Gas | Steam Trap Maintenance | A | Purchases (Incremental) | Achievable Technical Potential | 0 | 0 | 0 | 0 | 0 | 0 | 0 | 0 | 0 | 0 | 0 | 0 | 0 | 0 | 0 | 0 | 0 | 0 | 0 | 0 | 0 | 0 | 0 | 0 | 0 | 0 | 0 | 0 | 0 | 0 | 0
F11_Industrial_Agriculture_New_Space Heating_Natural Gas_Steam Trap Maintenance_A_Achievable Technical Potential | F11 | Industrial | Agriculture | New | Space Heating | Natural Gas | Steam Trap Maintenance | A | Purchases (Cumulative) | Achievable Technical Potential | 0 | 0 | 0 | 0 | 0 | 0 | 0 | 0 | 0 | 0 | 0 | 0 | 0 | 0 | 0 | 0 | 0 | 0 | 0 | 0 | 0 | 0 | 0 | 0 | 0 | 0 | 0 | 0 | 0 | 0 | 0
F1_Industrial_Agriculture_New_Process_Natural Gas_Steam Trap Maintenance_A_Achievable Technical Potential | F1 | Industrial | Agriculture | New | Process | Natural Gas | Steam Trap Maintenance | A | Integrated Unit Energy Savings (kWh or therms) | Achievable Technical Potential | 0 | 0 | 0 | 0 | 0 | 1.9974 | 1.9963 | 1.9953 | 1.9946 | 1.9939 | 1.9933 | 1.9929 | 1.9927 | 1.9926 | 1.9926 | 1.9927 | 1.9928 | 1.9929 | 1.993 | 1.9932 | 1.9934 | 1.9937 | 1.9939 | 1.9941 | 1.9943 | 1.9944 | 1.9946 | 1.9947 | 1.9988 | 1.9988 | 1.9988
F2_Industrial_Agriculture_New_Process_Natural Gas_Steam Trap Maintenance_A_Achievable Technical Potential | F2 | Industrial | Agriculture | New | Process | Natural Gas | Steam Trap Maintenance | A | Integrated Unit Summer Peak Savings (kW) | Achievable Technical Potential | 0 | 0 | 0 | 0 | 0 | 0 | 0 | 0 | 0 | 0 | 0 | 0 | 0 | 0 | 0 | 0 | 0 | 0 | 0 | 0 | 0 | 0 | 0 | 0 | 0 | 0 | 0 | 0 | 0 | 0 | 0
F3_Industrial_Agriculture_New_Process_Natural Gas_Steam Trap Maintenance_A_Achievable Technical Potential | F3 | Industrial | Agriculture | New | Process | Natural Gas | Steam Trap Maintenance | A | Integrated Unit Winter Peak Savings (kW) | Achievable Technical Potential | 0 | 0 | 0 | 0 | 0 | 0 | 0 | 0 | 0 | 0 | 0 | 0 | 0 | 0 | 0 | 0 | 0 | 0 | 0 | 0 | 0 | 0 | 0 | 0 | 0 | 0 | 0 | 0 | 0 | 0 | 0
F4_Industrial_Agriculture_New_Process_Natural Gas_Steam Trap Maintenance_A_Achievable Technical Potential | F4 | Industrial | Agriculture | New | Process | Natural Gas | Steam Trap Maintenance | A | Incremental Energy Savings (MWh or mTherms) | Achievable Technical Potential | 0 | 0 | 0 | 0 | 0 | 0 | 0 | 0 | 0 | 0 | 0 | 0 | 0 | 0 | 0 | 0 | 0 | 0 | 0 | 0 | 0 | 0 | 0 | 0 | 0 | 0 | 0 | 0 | 0 | 0 | 0
F5_Industrial_Agriculture_New_Process_Natural Gas_Steam Trap Maintenance_A_Achievable Technical Potential | F5 | Industrial | Agriculture | New | Process | Natural Gas | Steam Trap Maintenance | A | Incremental Summer Peak Savings (MW) | Achievable Technical Potential | 0 | 0 | 0 | 0 | 0 | 0 | 0 | 0 | 0 | 0 | 0 | 0 | 0 | 0 | 0 | 0 | 0 | 0 | 0 | 0 | 0 | 0 | 0 | 0 | 0 | 0 | 0 | 0 | 0 | 0 | 0
F6_Industrial_Agriculture_New_Process_Natural Gas_Steam Trap Maintenance_A_Achievable Technical Potential | F6 | Industrial | Agriculture | New | Process | Natural Gas | Steam Trap Maintenance | A | Incremental Winter Peak Savings (MW) | Achievable Technical Potential | 0 | 0 | 0 | 0 | 0 | 0 | 0 | 0 | 0 | 0 | 0 | 0 | 0 | 0 | 0 | 0 | 0 | 0 | 0 | 0 | 0 | 0 | 0 | 0 | 0 | 0 | 0 | 0 | 0 | 0 | 0
F7_Industrial_Agriculture_New_Process_Natural Gas_Steam Trap Maintenance_A_Achievable Technical Potential | F7 | Industrial | Agriculture | New | Process | Natural Gas | Steam Trap Maintenance | A | Cumulative Energy Savings (MWh or mTherms) | Achievable Technical Potential | 0 | 0 | 0 | 0 | 0 | 0 | 0 | 0 | 0 | 0 | 0 | 0 | 0 | 0 | 0 | 0 | 0 | 0 | 0 | 0 | 0 | 0 | 0 | 0 | 0 | 0 | 0 | 0 | 0 | 0 | 0
F8_Industrial_Agriculture_New_Process_Natural Gas_Steam Trap Maintenance_A_Achievable Technical Potential | F8 | Industrial | Agriculture | New | Process | Natural Gas | Steam Trap Maintenance | A | Cumulative Summer Peak Savings (MW) | Achievable Technical Potential | 0 | 0 | 0 | 0 | 0 | 0 | 0 | 0 | 0 | 0 | 0 | 0 | 0 | 0 | 0 | 0 | 0 | 0 | 0 | 0 | 0 | 0 | 0 | 0 | 0 | 0 | 0 | 0 | 0 | 0 | 0
F9_Industrial_Agriculture_New_Process_Natural Gas_Steam Trap Maintenance_A_Achievable Technical Potential | F9 | Industrial | Agriculture | New | Process | Natural Gas | Steam Trap Maintenance | A | Cumulative Winter Peak Savings (MW) | Achievable Technical Potential | 0 | 0 | 0 | 0 | 0 | 0 | 0 | 0 | 0 | 0 | 0 | 0 | 0 | 0 | 0 | 0 | 0 | 0 | 0 | 0 | 0 | 0 | 0 | 0 | 0 | 0 | 0 | 0 | 0 | 0 | 0
F10_Industrial_Agriculture_New_Process_Natural Gas_Steam Trap Maintenance_A_Achievable Technical Potential | F10 | Industrial | Agriculture | New | Process | Natural Gas | Steam Trap Maintenance | A | Purchases (Incremental) | Achievable Technical Potential | 0 | 0 | 0 | 0 | 0 | 0 | 0 | 0 | 0 | 0 | 0 | 0 | 0 | 0 | 0 | 0 | 0 | 0 | 0 | 0 | 0 | 0 | 0 | 0 | 0 | 0 | 0 | 0 | 0 | 0 | 0
F11_Industrial_Agriculture_New_Process_Natural Gas_Steam Trap Maintenance_A_Achievable Technical Potential | F11 | Industrial | Agriculture | New | Process | Natural Gas | Steam Trap Maintenance | A | Purchases (Cumulative) | Achievable Technical Potential | 0 | 0 | 0 | 0 | 0 | 0 | 0 | 0 | 0 | 0 | 0 | 0 | 0 | 0 | 0 | 0 | 0 | 0 | 0 | 0 | 0 | 0 | 0 | 0 | 0 | 0 | 0 | 0 | 0 | 0 | 0
F1_Industrial_Agriculture_New_Space Heating_Natural Gas_Gas Boiler - High Turndown_A_Achievable Technical Potential | F1 | Industrial | Agriculture | New | Space Heating | Natural Gas | Gas Boiler - High Turndown | A | Integrated Unit Energy Savings (kWh or therms) | Achievable Technical Potential | 0 | 0 | 0 | 0 | 0 | 0 | 0 | 0 | 0 | 0 | 0 | 0 | 0 | 0 | 0 | 0 | 0 | 0 | 0 | 0 | 0 | 0 | 0 | 0 | 0 | 0 | 0 | 0 | 0 | 0 | 0
F2_Industrial_Agriculture_New_Space Heating_Natural Gas_Gas Boiler - High Turndown_A_Achievable Technical Potential | F2 | Industrial | Agriculture | New | Space Heating | Natural Gas | Gas Boiler - High Turndown | A | Integrated Unit Summer Peak Savings (kW) | Achievable Technical Potential | 0 | 0 | 0 | 0 | 0 | 0 | 0 | 0 | 0 | 0 | 0 | 0 | 0 | 0 | 0 | 0 | 0 | 0 | 0 | 0 | 0 | 0 | 0 | 0 | 0 | 0 | 0 | 0 | 0 | 0 | 0
F3_Industrial_Agriculture_New_Space Heating_Natural Gas_Gas Boiler - High Turndown_A_Achievable Technical Potential | F3 | Industrial | Agriculture | New | Space Heating | Natural Gas | Gas Boiler - High Turndown | A | Integrated Unit Winter Peak Savings (kW) | Achievable Technical Potential | 0 | 0 | 0 | 0 | 0 | 0 | 0 | 0 | 0 | 0 | 0 | 0 | 0 | 0 | 0 | 0 | 0 | 0 | 0 | 0 | 0 | 0 | 0 | 0 | 0 | 0 | 0 | 0 | 0 | 0 | 0
F4_Industrial_Agriculture_New_Space Heating_Natural Gas_Gas Boiler - High Turndown_A_Achievable Technical Potential | F4 | Industrial | Agriculture | New | Space Heating | Natural Gas | Gas Boiler - High Turndown | A | Incremental Energy Savings (MWh or mTherms) | Achievable Technical Potential | 0 | 0 | 0 | 0 | 0 | 0 | 0 | 0 | 0 | 0 | 0 | 0 | 0 | 0 | 0 | 0 | 0 | 0 | 0 | 0 | 0 | 0 | 0 | 0 | 0 | 0 | 0 | 0 | 0 | 0 | 0
F5_Industrial_Agriculture_New_Space Heating_Natural Gas_Gas Boiler - High Turndown_A_Achievable Technical Potential | F5 | Industrial | Agriculture | New | Space Heating | Natural Gas | Gas Boiler - High Turndown | A | Incremental Summer Peak Savings (MW) | Achievable Technical Potential | 0 | 0 | 0 | 0 | 0 | 0 | 0 | 0 | 0 | 0 | 0 | 0 | 0 | 0 | 0 | 0 | 0 | 0 | 0 | 0 | 0 | 0 | 0 | 0 | 0 | 0 | 0 | 0 | 0 | 0 | 0
F6_Industrial_Agriculture_New_Space Heating_Natural Gas_Gas Boiler - High Turndown_A_Achievable Technical Potential | F6 | Industrial | Agriculture | New | Space Heating | Natural Gas | Gas Boiler - High Turndown | A | Incremental Winter Peak Savings (MW) | Achievable Technical Potential | 0 | 0 | 0 | 0 | 0 | 0 | 0 | 0 | 0 | 0 | 0 | 0 | 0 | 0 | 0 | 0 | 0 | 0 | 0 | 0 | 0 | 0 | 0 | 0 | 0 | 0 | 0 | 0 | 0 | 0 | 0
F7_Industrial_Agriculture_New_Space Heating_Natural Gas_Gas Boiler - High Turndown_A_Achievable Technical Potential | F7 | Industrial | Agriculture | New | Space Heating | Natural Gas | Gas Boiler - High Turndown | A | Cumulative Energy Savings (MWh or mTherms) | Achievable Technical Potential | 0 | 0 | 0 | 0 | 0 | 0 | 0 | 0 | 0 | 0 | 0 | 0 | 0 | 0 | 0 | 0 | 0 | 0 | 0 | 0 | 0 | 0 | 0 | 0 | 0 | 0 | 0 | 0 | 0 | 0 | 0
F8_Industrial_Agriculture_New_Space Heating_Natural Gas_Gas Boiler - High Turndown_A_Achievable Technical Potential | F8 | Industrial | Agriculture | New | Space Heating | Natural Gas | Gas Boiler - High Turndown | A | Cumulative Summer Peak Savings (MW) | Achievable Technical Potential | 0 | 0 | 0 | 0 | 0 | 0 | 0 | 0 | 0 | 0 | 0 | 0 | 0 | 0 | 0 | 0 | 0 | 0 | 0 | 0 | 0 | 0 | 0 | 0 | 0 | 0 | 0 | 0 | 0 | 0 | 0
F9_Industrial_Agriculture_New_Space Heating_Natural Gas_Gas Boiler - High Turndown_A_Achievable Technical Potential | F9 | Industrial | Agriculture | New | Space Heating | Natural Gas | Gas Boiler - High Turndown | A | Cumulative Winter Peak Savings (MW) | Achievable Technical Potential | 0 | 0 | 0 | 0 | 0 | 0 | 0 | 0 | 0 | 0 | 0 | 0 | 0 | 0 | 0 | 0 | 0 | 0 | 0 | 0 | 0 | 0 | 0 | 0 | 0 | 0 | 0 | 0 | 0 | 0 | 0
F10_Industrial_Agriculture_New_Space Heating_Natural Gas_Gas Boiler - High Turndown_A_Achievable Technical Potential | F10 | Industrial | Agriculture | New | Space Heating | Natural Gas | Gas Boiler - High Turndown | A | Purchases (Incremental) | Achievable Technical Potential | 0 | 0 | 0 | 0 | 0 | 0 | 0 | 0 | 0 | 0 | 0 | 0 | 0 | 0 | 0 | 0 | 0 | 0 | 0 | 0 | 0 | 0 | 0 | 0 | 0 | 0 | 0 | 0 | 0 | 0 | 0
F11_Industrial_Agriculture_New_Space Heating_Natural Gas_Gas Boiler - High Turndown_A_Achievable Technical Potential | F11 | Industrial | Agriculture | New | Space Heating | Natural Gas | Gas Boiler - High Turndown | A | Purchases (Cumulative) | Achievable Technical Potential | 0 | 0 | 0 | 0 | 0 | 0 | 0 | 0 | 0 | 0 | 0 | 0 | 0 | 0 | 0 | 0 | 0 | 0 | 0 | 0 | 0 | 0 | 0 | 0 | 0 | 0 | 0 | 0 | 0 | 0 | 0
F1_Industrial_Agriculture_New_Process_Natural Gas_Gas Boiler - High Turndown_A_Achievable Technical Potential | F1 | Industrial | Agriculture | New | Process | Natural Gas | Gas Boiler - High Turndown | A | Integrated Unit Energy Savings (kWh or therms) | Achievable Technical Potential | 0 | 0 | 0 | 0 | 0 | 2.1158 | 2.1108 | 2.1063 | 2.1022 | 2.0982 | 2.0954 | 2.093 | 2.091 | 2.0893 | 2.088 | 2.087 | 2.0863 | 2.0859 | 2.0856 | 2.0854 | 2.0854 | 2.0854 | 2.0853 | 2.0852 | 2.0851 | 2.0865 | 2.0877 | 2.0889 | 2.1216 | 2.1216 | 2.1216
F2_Industrial_Agriculture_New_Process_Natural Gas_Gas Boiler - High Turndown_A_Achievable Technical Potential | F2 | Industrial | Agriculture | New | Process | Natural Gas | Gas Boiler - High Turndown | A | Integrated Unit Summer Peak Savings (kW) | Achievable Technical Potential | 0 | 0 | 0 | 0 | 0 | 0 | 0 | 0 | 0 | 0 | 0 | 0 | 0 | 0 | 0 | 0 | 0 | 0 | 0 | 0 | 0 | 0 | 0 | 0 | 0 | 0 | 0 | 0 | 0 | 0 | 0
F3_Industrial_Agriculture_New_Process_Natural Gas_Gas Boiler - High Turndown_A_Achievable Technical Potential | F3 | Industrial | Agriculture | New | Process | Natural Gas | Gas Boiler - High Turndown | A | Integrated Unit Winter Peak Savings (kW) | Achievable Technical Potential | 0 | 0 | 0 | 0 | 0 | 0 | 0 | 0 | 0 | 0 | 0 | 0 | 0 | 0 | 0 | 0 | 0 | 0 | 0 | 0 | 0 | 0 | 0 | 0 | 0 | 0 | 0 | 0 | 0 | 0 | 0
F4_Industrial_Agriculture_New_Process_Natural Gas_Gas Boiler - High Turndown_A_Achievable Technical Potential | F4 | Industrial | Agriculture | New | Process | Natural Gas | Gas Boiler - High Turndown | A | Incremental Energy Savings (MWh or mTherms) | Achievable Technical Potential | 0 | 0 | 0 | 0 | 0 | 0.043732 | 0.051688 | 0.059616 | 0.067474 | 0.075311 | 0.074854 | 0.065467 | 0.056828 | 0.04902 | 0.042018 | 0.035868 | 0.030483 | 0.025819 | 0.021797 | 0.018344 | 0.043104 | 0.051066 | 0.059023 | 0.066931 | 0.07484 | 0.074534 | 0.065301 | 0.05677 | 0.049778 | 0.042695 | 0.036464
F5_Industrial_Agriculture_New_Process_Natural Gas_Gas Boiler - High Turndown_A_Achievable Technical Potential | F5 | Industrial | Agriculture | New | Process | Natural Gas | Gas Boiler - High Turndown | A | Incremental Summer Peak Savings (MW) | Achievable Technical Potential | 0 | 0 | 0 | 0 | 0 | 0 | 0 | 0 | 0 | 0 | 0 | 0 | 0 | 0 | 0 | 0 | 0 | 0 | 0 | 0 | 0 | 0 | 0 | 0 | 0 | 0 | 0 | 0 | 0 | 0 | 0
F6_Industrial_Agriculture_New_Process_Natural Gas_Gas Boiler - High Turndown_A_Achievable Technical Potential | F6 | Industrial | Agriculture | New | Process | Natural Gas | Gas Boiler - High Turndown | A | Incremental Winter Peak Savings (MW) | Achievable Technical Potential | 0 | 0 | 0 | 0 | 0 | 0 | 0 | 0 | 0 | 0 | 0 | 0 | 0 | 0 | 0 | 0 | 0 | 0 | 0 | 0 | 0 | 0 | 0 | 0 | 0 | 0 | 0 | 0 | 0 | 0 | 0
F7_Industrial_Agriculture_New_Process_Natural Gas_Gas Boiler - High Turndown_A_Achievable Technical Potential | F7 | Industrial | Agriculture | New | Process | Natural Gas | Gas Boiler - High Turndown | A | Cumulative Energy Savings (MWh or mTherms) | Achievable Technical Potential | 0 | 0 | 0 | 0 | 0 | 0.043732 | 0.095317 | 0.15473 | 0.2219 | 0.29679 | 0.37125 | 0.4363 | 0.4927 | 0.54133 | 0.583 | 0.61859 | 0.64888 | 0.67456 | 0.69627 | 0.71455 | 0.71453 | 0.71453 | 0.71452 | 0.71448 | 0.71443 | 0.7149 | 0.71533 | 0.71573 | 0 | 0 | 0
F8_Industrial_Agriculture_New_Process_Natural Gas_Gas Boiler - High Turndown_A_Achievable Technical Potential | F8 | Industrial | Agriculture | New | Process | Natural Gas | Gas Boiler - High Turndown | A | Cumulative Summer Peak Savings (MW) | Achievable Technical Potential | 0 | 0 | 0 | 0 | 0 | 0 | 0 | 0 | 0 | 0 | 0 | 0 | 0 | 0 | 0 | 0 | 0 | 0 | 0 | 0 | 0 | 0 | 0 | 0 | 0 | 0 | 0 | 0 | 0 | 0 | 0
F9_Industrial_Agriculture_New_Process_Natural Gas_Gas Boiler - High Turndown_A_Achievable Technical Potential | F9 | Industrial | Agriculture | New | Process | Natural Gas | Gas Boiler - High Turndown | A | Cumulative Winter Peak Savings (MW) | Achievable Technical Potential | 0 | 0 | 0 | 0 | 0 | 0 | 0 | 0 | 0 | 0 | 0 | 0 | 0 | 0 | 0 | 0 | 0 | 0 | 0 | 0 | 0 | 0 | 0 | 0 | 0 | 0 | 0 | 0 | 0 | 0 | 0
F10_Industrial_Agriculture_New_Process_Natural Gas_Gas Boiler - High Turndown_A_Achievable Technical Potential | F10 | Industrial | Agriculture | New | Process | Natural Gas | Gas Boiler - High Turndown | A | Purchases (Incremental) | Achievable Technical Potential | 0 | 0 | 0 | 0 | 0 | 20.6695 | 24.4877 | 28.3038 | 32.0974 | 35.8931 | 35.7227 | 31.2786 | 27.1773 | 23.4619 | 20.1237 | 17.1864 | 14.6108 | 12.3781 | 10.4512 | 8.7961 | 20.6695 | 24.4877 | 28.3038 | 32.0974 | 35.8931 | 35.7227 | 31.2786 | 27.1773 | 23.4619 | 20.1237 | 17.1864
F11_Industrial_Agriculture_New_Process_Natural Gas_Gas Boiler - High Turndown_A_Achievable Technical Potential | F11 | Industrial | Agriculture | New | Process | Natural Gas | Gas Boiler - High Turndown | A | Purchases (Cumulative) | Achievable Technical Potential | 0 | 0 | 0 | 0 | 0 | 20.6695 | 45.1572 | 73.461 | 105.5584 | 141.4515 | 177.1742 | 208.4528 | 235.6301 | 259.0919 | 279.2156 | 296.402 | 311.0128 | 323.3909 | 333.8422 | 342.6383 | 342.6383 | 342.6383 | 342.6383 | 342.6383 | 342.6383 | 342.6383 | 342.6383 | 342.6383 | 342.6383 | 342.6383 | 342.6383
F1_Industrial_Agriculture_New_Space Heating_Natural Gas_Gas Boiler - Burner Control Optimization_A_Achievable Technical Potential | F1 | Industrial | Agriculture | New | Space Heating | Natural Gas | Gas Boiler - Burner Control Optimization | A | Integrated Unit Energy Savings (kWh or therms) | Achievable Technical Potential | 0 | 0 | 0 | 0 | 0 | 0 | 0 | 0 | 0 | 0 | 0 | 0 | 0 | 0 | 0 | 0 | 0 | 0 | 0 | 0 | 0 | 0 | 0 | 0 | 0 | 0 | 0 | 0 | 0 | 0 | 0
F2_Industrial_Agriculture_New_Space Heating_Natural Gas_Gas Boiler - Burner Control Optimization_A_Achievable Technical Potential | F2 | Industrial | Agriculture | New | Space Heating | Natural Gas | Gas Boiler - Burner Control Optimization | A | Integrated Unit Summer Peak Savings (kW) | Achievable Technical Potential | 0 | 0 | 0 | 0 | 0 | 0 | 0 | 0 | 0 | 0 | 0 | 0 | 0 | 0 | 0 | 0 | 0 | 0 | 0 | 0 | 0 | 0 | 0 | 0 | 0 | 0 | 0 | 0 | 0 | 0 | 0
F3_Industrial_Agriculture_New_Space Heating_Natural Gas_Gas Boiler - Burner Control Optimization_A_Achievable Technical Potential | F3 | Industrial | Agriculture | New | Space Heating | Natural Gas | Gas Boiler - Burner Control Optimization | A | Integrated Unit Winter Peak Savings (kW) | Achievable Technical Potential | 0 | 0 | 0 | 0 | 0 | 0 | 0 | 0 | 0 | 0 | 0 | 0 | 0 | 0 | 0 | 0 | 0 | 0 | 0 | 0 | 0 | 0 | 0 | 0 | 0 | 0 | 0 | 0 | 0 | 0 | 0
F4_Industrial_Agriculture_New_Space Heating_Natural Gas_Gas Boiler - Burner Control Optimization_A_Achievable Technical Potential | F4 | Industrial | Agriculture | New | Space Heating | Natural Gas | Gas Boiler - Burner Control Optimization | A | Incremental Energy Savings (MWh or mTherms) | Achievable Technical Potential | 0 | 0 | 0 | 0 | 0 | 0 | 0 | 0 | 0 | 0 | 0 | 0 | 0 | 0 | 0 | 0 | 0 | 0 | 0 | 0 | 0 | 0 | 0 | 0 | 0 | 0 | 0 | 0 | 0 | 0 | 0
F5_Industrial_Agriculture_New_Space Heating_Natural Gas_Gas Boiler - Burner Control Optimization_A_Achievable Technical Potential | F5 | Industrial | Agriculture | New | Space Heating | Natural Gas | Gas Boiler - Burner Control Optimization | A | Incremental Summer Peak Savings (MW) | Achievable Technical Potential | 0 | 0 | 0 | 0 | 0 | 0 | 0 | 0 | 0 | 0 | 0 | 0 | 0 | 0 | 0 | 0 | 0 | 0 | 0 | 0 | 0 | 0 | 0 | 0 | 0 | 0 | 0 | 0 | 0 | 0 | 0
F6_Industrial_Agriculture_New_Space Heating_Natural Gas_Gas Boiler - Burner Control Optimization_A_Achievable Technical Potential | F6 | Industrial | Agriculture | New | Space Heating | Natural Gas | Gas Boiler - Burner Control Optimization | A | Incremental Winter Peak Savings (MW) | Achievable Technical Potential | 0 | 0 | 0 | 0 | 0 | 0 | 0 | 0 | 0 | 0 | 0 | 0 | 0 | 0 | 0 | 0 | 0 | 0 | 0 | 0 | 0 | 0 | 0 | 0 | 0 | 0 | 0 | 0 | 0 | 0 | 0
F7_Industrial_Agriculture_New_Space Heating_Natural Gas_Gas Boiler - Burner Control Optimization_A_Achievable Technical Potential | F7 | Industrial | Agriculture | New | Space Heating | Natural Gas | Gas Boiler - Burner Control Optimization | A | Cumulative Energy Savings (MWh or mTherms) | Achievable Technical Potential | 0 | 0 | 0 | 0 | 0 | 0 | 0 | 0 | 0 | 0 | 0 | 0 | 0 | 0 | 0 | 0 | 0 | 0 | 0 | 0 | 0 | 0 | 0 | 0 | 0 | 0 | 0 | 0 | 0 | 0 | 0
F8_Industrial_Agriculture_New_Space Heating_Natural Gas_Gas Boiler - Burner Control Optimization_A_Achievable Technical Potential | F8 | Industrial | Agriculture | New | Space Heating | Natural Gas | Gas Boiler - Burner Control Optimization | A | Cumulative Summer Peak Savings (MW) | Achievable Technical Potential | 0 | 0 | 0 | 0 | 0 | 0 | 0 | 0 | 0 | 0 | 0 | 0 | 0 | 0 | 0 | 0 | 0 | 0 | 0 | 0 | 0 | 0 | 0 | 0 | 0 | 0 | 0 | 0 | 0 | 0 | 0
F9_Industrial_Agriculture_New_Space Heating_Natural Gas_Gas Boiler - Burner Control Optimization_A_Achievable Technical Potential | F9 | Industrial | Agriculture | New | Space Heating | Natural Gas | Gas Boiler - Burner Control Optimization | A | Cumulative Winter Peak Savings (MW) | Achievable Technical Potential | 0 | 0 | 0 | 0 | 0 | 0 | 0 | 0 | 0 | 0 | 0 | 0 | 0 | 0 | 0 | 0 | 0 | 0 | 0 | 0 | 0 | 0 | 0 | 0 | 0 | 0 | 0 | 0 | 0 | 0 | 0
F10_Industrial_Agriculture_New_Space Heating_Natural Gas_Gas Boiler - Burner Control Optimization_A_Achievable Technical Potential | F10 | Industrial | Agriculture | New | Space Heating | Natural Gas | Gas Boiler - Burner Control Optimization | A | Purchases (Incremental) | Achievable Technical Potential | 0 | 0 | 0 | 0 | 0 | 0 | 0 | 0 | 0 | 0 | 0 | 0 | 0 | 0 | 0 | 0 | 0 | 0 | 0 | 0 | 0 | 0 | 0 | 0 | 0 | 0 | 0 | 0 | 0 | 0 | 0
F11_Industrial_Agriculture_New_Space Heating_Natural Gas_Gas Boiler - Burner Control Optimization_A_Achievable Technical Potential | F11 | Industrial | Agriculture | New | Space Heating | Natural Gas | Gas Boiler - Burner Control Optimization | A | Purchases (Cumulative) | Achievable Technical Potential | 0 | 0 | 0 | 0 | 0 | 0 | 0 | 0 | 0 | 0 | 0 | 0 | 0 | 0 | 0 | 0 | 0 | 0 | 0 | 0 | 0 | 0 | 0 | 0 | 0 | 0 | 0 | 0 | 0 | 0 | 0
F1_Industrial_Agriculture_New_Process_Natural Gas_Gas Boiler - Burner Control Optimization_A_Achievable Technical Potential | F1 | Industrial | Agriculture | New | Process | Natural Gas | Gas Boiler - Burner Control Optimization | A | Integrated Unit Energy Savings (kWh or therms) | Achievable Technical Potential | 0 | 0 | 0 | 0 | 0 | 0.61343 | 0.61187 | 0.61047 | 0.60918 | 0.60794 | 0.60706 | 0.60632 | 0.60571 | 0.60521 | 0.60482 | 0.60454 | 0.60435 | 0.60424 | 0.60417 | 0.60413 | 0.60415 | 0.60418 | 0.60419 | 0.60418 | 0.60416 | 0.60458 | 0.60496 | 0.60532 | 0.61528 | 0.61528 | 0.61528
F2_Industrial_Agriculture_New_Process_Natural Gas_Gas Boiler - Burner Control Optimization_A_Achievable Technical Potential | F2 | Industrial | Agriculture | New | Process | Natural Gas | Gas Boiler - Burner Control Optimization | A | Integrated Unit Summer Peak Savings (kW) | Achievable Technical Potential | 0 | 0 | 0 | 0 | 0 | 0 | 0 | 0 | 0 | 0 | 0 | 0 | 0 | 0 | 0 | 0 | 0 | 0 | 0 | 0 | 0 | 0 | 0 | 0 | 0 | 0 | 0 | 0 | 0 | 0 | 0
F3_Industrial_Agriculture_New_Process_Natural Gas_Gas Boiler - Burner Control Optimization_A_Achievable Technical Potential | F3 | Industrial | Agriculture | New | Process | Natural Gas | Gas Boiler - Burner Control Optimization | A | Integrated Unit Winter Peak Savings (kW) | Achievable Technical Potential | 0 | 0 | 0 | 0 | 0 | 0 | 0 | 0 | 0 | 0 | 0 | 0 | 0 | 0 | 0 | 0 | 0 | 0 | 0 | 0 | 0 | 0 | 0 | 0 | 0 | 0 | 0 | 0 | 0 | 0 | 0
F4_Industrial_Agriculture_New_Process_Natural Gas_Gas Boiler - Burner Control Optimization_A_Achievable Technical Potential | F4 | Industrial | Agriculture | New | Process | Natural Gas | Gas Boiler - Burner Control Optimization | A | Incremental Energy Savings (MWh or mTherms) | Achievable Technical Potential | 0 | 0 | 0 | 0 | 0 | 0.0034203 | 0.0063534 | 0.014653 | 0.029019 | 0.050375 | 0.077877 | 0.10835 | 0.13715 | 0.15926 | 0.17064 | 0.16994 | 0.15797 | 0.13774 | 0.11306 | 0.087633 | 0.064383 | 0.044941 | 0.029878 | 0.018962 | 0.013362 | 0.014512 | 0.028818 | 0.050158 | 0.078931 | 0.10995 | 0.13932
F5_Industrial_Agriculture_New_Process_Natural Gas_Gas Boiler - Burner Control Optimization_A_Achievable Technical Potential | F5 | Industrial | Agriculture | New | Process | Natural Gas | Gas Boiler - Burner Control Optimization | A | Incremental Summer Peak Savings (MW) | Achievable Technical Potential | 0 | 0 | 0 | 0 | 0 | 0 | 0 | 0 | 0 | 0 | 0 | 0 | 0 | 0 | 0 | 0 | 0 | 0 | 0 | 0 | 0 | 0 | 0 | 0 | 0 | 0 | 0 | 0 | 0 | 0 | 0
F6_Industrial_Agriculture_New_Process_Natural Gas_Gas Boiler - Burner Control Optimization_A_Achievable Technical Potential | F6 | Industrial | Agriculture | New | Process | Natural Gas | Gas Boiler - Burner Control Optimization | A | Incremental Winter Peak Savings (MW) | Achievable Technical Potential | 0 | 0 | 0 | 0 | 0 | 0 | 0 | 0 | 0 | 0 | 0 | 0 | 0 | 0 | 0 | 0 | 0 | 0 | 0 | 0 | 0 | 0 | 0 | 0 | 0 | 0 | 0 | 0 | 0 | 0 | 0
F7_Industrial_Agriculture_New_Process_Natural Gas_Gas Boiler - Burner Control Optimization_A_Achievable Technical Potential | F7 | Industrial | Agriculture | New | Process | Natural Gas | Gas Boiler - Burner Control Optimization | A | Cumulative Energy Savings (MWh or mTherms) | Achievable Technical Potential | 0 | 0 | 0 | 0 | 0 | 0.0034203 | 0.009765 | 0.024396 | 0.053363 | 0.10363 | 0.18136 | 0.28949 | 0.42635 | 0.58525 | 0.75551 | 0.9251 | 1.0828 | 1.2203 | 1.3332 | 1.4208 | 1.4852 | 1.5302 | 1.5601 | 1.5757 | 1.5827 | 1.5838 | 1.5848 | 1.5858 | 0 | 0 | 0
F8_Industrial_Agriculture_New_Process_Natural Gas_Gas Boiler - Burner Control Optimization_A_Achievable Technical Potential | F8 | Industrial | Agriculture | New | Process | Natural Gas | Gas Boiler - Burner Control Optimization | A | Cumulative Summer Peak Savings (MW) | Achievable Technical Potential | 0 | 0 | 0 | 0 | 0 | 0 | 0 | 0 | 0 | 0 | 0 | 0 | 0 | 0 | 0 | 0 | 0 | 0 | 0 | 0 | 0 | 0 | 0 | 0 | 0 | 0 | 0 | 0 | 0 | 0 | 0
F9_Industrial_Agriculture_New_Process_Natural Gas_Gas Boiler - Burner Control Optimization_A_Achievable Technical Potential | F9 | Industrial | Agriculture | New | Process | Natural Gas | Gas Boiler - Burner Control Optimization | A | Cumulative Winter Peak Savings (MW) | Achievable Technical Potential | 0 | 0 | 0 | 0 | 0 | 0 | 0 | 0 | 0 | 0 | 0 | 0 | 0 | 0 | 0 | 0 | 0 | 0 | 0 | 0 | 0 | 0 | 0 | 0 | 0 | 0 | 0 | 0 | 0 | 0 | 0
F10_Industrial_Agriculture_New_Process_Natural Gas_Gas Boiler - Burner Control Optimization_A_Achievable Technical Potential | F10 | Industrial | Agriculture | New | Process | Natural Gas | Gas Boiler - Burner Control Optimization | A | Purchases (Incremental) | Achievable Technical Potential | 0 | 0 | 0 | 0 | 0 | 5.5757 | 10.3835 | 24.0033 | 47.6358 | 82.8628 | 128.2858 | 178.7009 | 226.4344 | 263.1441 | 282.1294 | 281.108 | 261.3849 | 227.9549 | 187.1238 | 145.0559 | 106.5678 | 74.3838 | 49.4514 | 31.3843 | 22.1159 | 24.0033 | 47.6358 | 82.8628 | 128.2858 | 178.7009 | 226.4344
F11_Industrial_Agriculture_New_Process_Natural Gas_Gas Boiler - Burner Control Optimization_A_Achievable Technical Potential | F11 | Industrial | Agriculture | New | Process | Natural Gas | Gas Boiler - Burner Control Optimization | A | Purchases (Cumulative) | Achievable Technical Potential | 0 | 0 | 0 | 0 | 0 | 5.5757 | 15.9592 | 39.9624 | 87.5982 | 170.4611 | 298.7469 | 477.4478 | 703.8822 | 967.0263 | 1249.1557 | 1530.2637 | 1791.6486 | 2019.6035 | 2206.7273 | 2351.7833 | 2458.3511 | 2532.7348 | 2582.1862 | 2607.9949 | 2619.7273 | 2619.7273 | 2619.7273 | 2619.7273 | 2619.7273 | 2619.7273 | 2619.7273
F1_Industrial_Agriculture_New_Space Heating_Natural Gas_HVAC - Demand Controlled Ventilation_A_Achievable Technical Potential | F1 | Industrial | Agriculture | New | Space Heating | Natural Gas | HVAC - Demand Controlled Ventilation | A | Integrated Unit Energy Savings (kWh or therms) | Achievable Technical Potential | 0 | 0 | 0 | 0 | 0 | 0 | 0 | 0 | 0 | 0 | 0 | 0 | 0 | 0 | 0 | 0 | 0 | 0 | 0 | 0 | 0 | 0 | 0 | 0 | 0 | 0 | 0 | 0 | 0 | 0 | 0
F2_Industrial_Agriculture_New_Space Heating_Natural Gas_HVAC - Demand Controlled Ventilation_A_Achievable Technical Potential | F2 | Industrial | Agriculture | New | Space Heating | Natural Gas | HVAC - Demand Controlled Ventilation | A | Integrated Unit Summer Peak Savings (kW) | Achievable Technical Potential | 0 | 0 | 0 | 0 | 0 | 0 | 0 | 0 | 0 | 0 | 0 | 0 | 0 | 0 | 0 | 0 | 0 | 0 | 0 | 0 | 0 | 0 | 0 | 0 | 0 | 0 | 0 | 0 | 0 | 0 | 0
F3_Industrial_Agriculture_New_Space Heating_Natural Gas_HVAC - Demand Controlled Ventilation_A_Achievable Technical Potential | F3 | Industrial | Agriculture | New | Space Heating | Natural Gas | HVAC - Demand Controlled Ventilation | A | Integrated Unit Winter Peak Savings (kW) | Achievable Technical Potential | 0 | 0 | 0 | 0 | 0 | 0 | 0 | 0 | 0 | 0 | 0 | 0 | 0 | 0 | 0 | 0 | 0 | 0 | 0 | 0 | 0 | 0 | 0 | 0 | 0 | 0 | 0 | 0 | 0 | 0 | 0
F4_Industrial_Agriculture_New_Space Heating_Natural Gas_HVAC - Demand Controlled Ventilation_A_Achievable Technical Potential | F4 | Industrial | Agriculture | New | Space Heating | Natural Gas | HVAC - Demand Controlled Ventilation | A | Incremental Energy Savings (MWh or mTherms) | Achievable Technical Potential | 0 | 0 | 0 | 0 | 0 | 0 | 0 | 0 | 0 | 0 | 0 | 0 | 0 | 0 | 0 | 0 | 0 | 0 | 0 | 0 | 0 | 0 | 0 | 0 | 0 | 0 | 0 | 0 | 0 | 0 | 0
F5_Industrial_Agriculture_New_Space Heating_Natural Gas_HVAC - Demand Controlled Ventilation_A_Achievable Technical Potential | F5 | Industrial | Agriculture | New | Space Heating | Natural Gas | HVAC - Demand Controlled Ventilation | A | Incremental Summer Peak Savings (MW) | Achievable Technical Potential | 0 | 0 | 0 | 0 | 0 | 0 | 0 | 0 | 0 | 0 | 0 | 0 | 0 | 0 | 0 | 0 | 0 | 0 | 0 | 0 | 0 | 0 | 0 | 0 | 0 | 0 | 0 | 0 | 0 | 0 | 0
F6_Industrial_Agriculture_New_Space Heating_Natural Gas_HVAC - Demand Controlled Ventilation_A_Achievable Technical Potential | F6 | Industrial | Agriculture | New | Space Heating | Natural Gas | HVAC - Demand Controlled Ventilation | A | Incremental Winter Peak Savings (MW) | Achievable Technical Potential | 0 | 0 | 0 | 0 | 0 | 0 | 0 | 0 | 0 | 0 | 0 | 0 | 0 | 0 | 0 | 0 | 0 | 0 | 0 | 0 | 0 | 0 | 0 | 0 | 0 | 0 | 0 | 0 | 0 | 0 | 0
F7_Industrial_Agriculture_New_Space Heating_Natural Gas_HVAC - Demand Controlled Ventilation_A_Achievable Technical Potential | F7 | Industrial | Agriculture | New | Space Heating | Natural Gas | HVAC - Demand Controlled Ventilation | A | Cumulative Energy Savings (MWh or mTherms) | Achievable Technical Potential | 0 | 0 | 0 | 0 | 0 | 0 | 0 | 0 | 0 | 0 | 0 | 0 | 0 | 0 | 0 | 0 | 0 | 0 | 0 | 0 | 0 | 0 | 0 | 0 | 0 | 0 | 0 | 0 | 0 | 0 | 0
F8_Industrial_Agriculture_New_Space Heating_Natural Gas_HVAC - Demand Controlled Ventilation_A_Achievable Technical Potential | F8 | Industrial | Agriculture | New | Space Heating | Natural Gas | HVAC - Demand Controlled Ventilation | A | Cumulative Summer Peak Savings (MW) | Achievable Technical Potential | 0 | 0 | 0 | 0 | 0 | 0 | 0 | 0 | 0 | 0 | 0 | 0 | 0 | 0 | 0 | 0 | 0 | 0 | 0 | 0 | 0 | 0 | 0 | 0 | 0 | 0 | 0 | 0 | 0 | 0 | 0
F9_Industrial_Agriculture_New_Space Heating_Natural Gas_HVAC - Demand Controlled Ventilation_A_Achievable Technical Potential | F9 | Industrial | Agriculture | New | Space Heating | Natural Gas | HVAC - Demand Controlled Ventilation | A | Cumulative Winter Peak Savings (MW) | Achievable Technical Potential | 0 | 0 | 0 | 0 | 0 | 0 | 0 | 0 | 0 | 0 | 0 | 0 | 0 | 0 | 0 | 0 | 0 | 0 | 0 | 0 | 0 | 0 | 0 | 0 | 0 | 0 | 0 | 0 | 0 | 0 | 0
F10_Industrial_Agriculture_New_Space Heating_Natural Gas_HVAC - Demand Controlled Ventilation_A_Achievable Technical Potential | F10 | Industrial | Agriculture | New | Space Heating | Natural Gas | HVAC - Demand Controlled Ventilation | A | Purchases (Incremental) | Achievable Technical Potential | 0 | 0 | 0 | 0 | 0 | 0 | 0 | 0 | 0 | 0 | 0 | 0 | 0 | 0 | 0 | 0 | 0 | 0 | 0 | 0 | 0 | 0 | 0 | 0 | 0 | 0 | 0 | 0 | 0 | 0 | 0
F11_Industrial_Agriculture_New_Space Heating_Natural Gas_HVAC - Demand Controlled Ventilation_A_Achievable Technical Potential | F11 | Industrial | Agriculture | New | Space Heating | Natural Gas | HVAC - Demand Controlled Ventilation | A | Purchases (Cumulative) | Achievable Technical Potential | 0 | 0 | 0 | 0 | 0 | 0 | 0 | 0 | 0 | 0 | 0 | 0 | 0 | 0 | 0 | 0 | 0 | 0 | 0 | 0 | 0 | 0 | 0 | 0 | 0 | 0 | 0 | 0 | 0 | 0 | 0
F1_Industrial_Agriculture_New_Space Heating_Natural Gas_Gas Boiler - Stack Economizer_A_Achievable Technical Potential | F1 | Industrial | Agriculture | New | Space Heating | Natural Gas | Gas Boiler - Stack Economizer | A | Integrated Unit Energy Savings (kWh or therms) | Achievable Technical Potential | 0 | 0 | 0 | 0 | 0 | 0 | 0 | 0 | 0 | 0 | 0 | 0 | 0 | 0 | 0 | 0 | 0 | 0 | 0 | 0 | 0 | 0 | 0 | 0 | 0 | 0 | 0 | 0 | 0 | 0 | 0
F2_Industrial_Agriculture_New_Space Heating_Natural Gas_Gas Boiler - Stack Economizer_A_Achievable Technical Potential | F2 | Industrial | Agriculture | New | Space Heating | Natural Gas | Gas Boiler - Stack Economizer | A | Integrated Unit Summer Peak Savings (kW) | Achievable Technical Potential | 0 | 0 | 0 | 0 | 0 | 0 | 0 | 0 | 0 | 0 | 0 | 0 | 0 | 0 | 0 | 0 | 0 | 0 | 0 | 0 | 0 | 0 | 0 | 0 | 0 | 0 | 0 | 0 | 0 | 0 | 0
F3_Industrial_Agriculture_New_Space Heating_Natural Gas_Gas Boiler - Stack Economizer_A_Achievable Technical Potential | F3 | Industrial | Agriculture | New | Space Heating | Natural Gas | Gas Boiler - Stack Economizer | A | Integrated Unit Winter Peak Savings (kW) | Achievable Technical Potential | 0 | 0 | 0 | 0 | 0 | 0 | 0 | 0 | 0 | 0 | 0 | 0 | 0 | 0 | 0 | 0 | 0 | 0 | 0 | 0 | 0 | 0 | 0 | 0 | 0 | 0 | 0 | 0 | 0 | 0 | 0
F4_Industrial_Agriculture_New_Space Heating_Natural Gas_Gas Boiler - Stack Economizer_A_Achievable Technical Potential | F4 | Industrial | Agriculture | New | Space Heating | Natural Gas | Gas Boiler - Stack Economizer | A | Incremental Energy Savings (MWh or mTherms) | Achievable Technical Potential | 0 | 0 | 0 | 0 | 0 | 0 | 0 | 0 | 0 | 0 | 0 | 0 | 0 | 0 | 0 | 0 | 0 | 0 | 0 | 0 | 0 | 0 | 0 | 0 | 0 | 0 | 0 | 0 | 0 | 0 | 0
F5_Industrial_Agriculture_New_Space Heating_Natural Gas_Gas Boiler - Stack Economizer_A_Achievable Technical Potential | F5 | Industrial | Agriculture | New | Space Heating | Natural Gas | Gas Boiler - Stack Economizer | A | Incremental Summer Peak Savings (MW) | Achievable Technical Potential | 0 | 0 | 0 | 0 | 0 | 0 | 0 | 0 | 0 | 0 | 0 | 0 | 0 | 0 | 0 | 0 | 0 | 0 | 0 | 0 | 0 | 0 | 0 | 0 | 0 | 0 | 0 | 0 | 0 | 0 | 0
F6_Industrial_Agriculture_New_Space Heating_Natural Gas_Gas Boiler - Stack Economizer_A_Achievable Technical Potential | F6 | Industrial | Agriculture | New | Space Heating | Natural Gas | Gas Boiler - Stack Economizer | A | Incremental Winter Peak Savings (MW) | Achievable Technical Potential | 0 | 0 | 0 | 0 | 0 | 0 | 0 | 0 | 0 | 0 | 0 | 0 | 0 | 0 | 0 | 0 | 0 | 0 | 0 | 0 | 0 | 0 | 0 | 0 | 0 | 0 | 0 | 0 | 0 | 0 | 0
F7_Industrial_Agriculture_New_Space Heating_Natural Gas_Gas Boiler - Stack Economizer_A_Achievable Technical Potential | F7 | Industrial | Agriculture | New | Space Heating | Natural Gas | Gas Boiler - Stack Economizer | A | Cumulative Energy Savings (MWh or mTherms) | Achievable Technical Potential | 0 | 0 | 0 | 0 | 0 | 0 | 0 | 0 | 0 | 0 | 0 | 0 | 0 | 0 | 0 | 0 | 0 | 0 | 0 | 0 | 0 | 0 | 0 | 0 | 0 | 0 | 0 | 0 | 0 | 0 | 0
F8_Industrial_Agriculture_New_Space Heating_Natural Gas_Gas Boiler - Stack Economizer_A_Achievable Technical Potential | F8 | Industrial | Agriculture | New | Space Heating | Natural Gas | Gas Boiler - Stack Economizer | A | Cumulative Summer Peak Savings (MW) | Achievable Technical Potential | 0 | 0 | 0 | 0 | 0 | 0 | 0 | 0 | 0 | 0 | 0 | 0 | 0 | 0 | 0 | 0 | 0 | 0 | 0 | 0 | 0 | 0 | 0 | 0 | 0 | 0 | 0 | 0 | 0 | 0 | 0
F9_Industrial_Agriculture_New_Space Heating_Natural Gas_Gas Boiler - Stack Economizer_A_Achievable Technical Potential | F9 | Industrial | Agriculture | New | Space Heating | Natural Gas | Gas Boiler - Stack Economizer | A | Cumulative Winter Peak Savings (MW) | Achievable Technical Potential | 0 | 0 | 0 | 0 | 0 | 0 | 0 | 0 | 0 | 0 | 0 | 0 | 0 | 0 | 0 | 0 | 0 | 0 | 0 | 0 | 0 | 0 | 0 | 0 | 0 | 0 | 0 | 0 | 0 | 0 | 0
F10_Industrial_Agriculture_New_Space Heating_Natural Gas_Gas Boiler - Stack Economizer_A_Achievable Technical Potential | F10 | Industrial | Agriculture | New | Space Heating | Natural Gas | Gas Boiler - Stack Economizer | A | Purchases (Incremental) | Achievable Technical Potential | 0 | 0 | 0 | 0 | 0 | 0 | 0 | 0 | 0 | 0 | 0 | 0 | 0 | 0 | 0 | 0 | 0 | 0 | 0 | 0 | 0 | 0 | 0 | 0 | 0 | 0 | 0 | 0 | 0 | 0 | 0
F11_Industrial_Agriculture_New_Space Heating_Natural Gas_Gas Boiler - Stack Economizer_A_Achievable Technical Potential | F11 | Industrial | Agriculture | New | Space Heating | Natural Gas | Gas Boiler - Stack Economizer | A | Purchases (Cumulative) | Achievable Technical Potential | 0 | 0 | 0 | 0 | 0 | 0 | 0 | 0 | 0 | 0 | 0 | 0 | 0 | 0 | 0 | 0 | 0 | 0 | 0 | 0 | 0 | 0 | 0 | 0 | 0 | 0 | 0 | 0 | 0 | 0 | 0
F1_Industrial_Agriculture_New_Process_Natural Gas_Gas Boiler - Stack Economizer_A_Achievable Technical Potential | F1 | Industrial | Agriculture | New | Process | Natural Gas | Gas Boiler - Stack Economizer | A | Integrated Unit Energy Savings (kWh or therms) | Achievable Technical Potential | 0 | 0 | 0 | 0 | 0 | 2.0366 | 2.0364 | 2.0364 | 2.0364 | 2.0365 | 2.0365 | 2.0365 | 2.0365 | 2.0366 | 2.0366 | 2.0366 | 2.0366 | 2.0366 | 2.0366 | 2.0366 | 2.0366 | 2.0366 | 2.0366 | 2.0366 | 2.0367 | 2.0367 | 2.0367 | 2.0367 | 2.0368 | 2.0368 | 2.0368
F2_Industrial_Agriculture_New_Process_Natural Gas_Gas Boiler - Stack Economizer_A_Achievable Technical Potential | F2 | Industrial | Agriculture | New | Process | Natural Gas | Gas Boiler - Stack Economizer | A | Integrated Unit Summer Peak Savings (kW) | Achievable Technical Potential | 0 | 0 | 0 | 0 | 0 | 0 | 0 | 0 | 0 | 0 | 0 | 0 | 0 | 0 | 0 | 0 | 0 | 0 | 0 | 0 | 0 | 0 | 0 | 0 | 0 | 0 | 0 | 0 | 0 | 0 | 0
F3_Industrial_Agriculture_New_Process_Natural Gas_Gas Boiler - Stack Economizer_A_Achievable Technical Potential | F3 | Industrial | Agriculture | New | Process | Natural Gas | Gas Boiler - Stack Economizer | A | Integrated Unit Winter Peak Savings (kW) | Achievable Technical Potential | 0 | 0 | 0 | 0 | 0 | 0 | 0 | 0 | 0 | 0 | 0 | 0 | 0 | 0 | 0 | 0 | 0 | 0 | 0 | 0 | 0 | 0 | 0 | 0 | 0 | 0 | 0 | 0 | 0 | 0 | 0
F4_Industrial_Agriculture_New_Process_Natural Gas_Gas Boiler - Stack Economizer_A_Achievable Technical Potential | F4 | Industrial | Agriculture | New | Process | Natural Gas | Gas Boiler - Stack Economizer | A | Incremental Energy Savings (MWh or mTherms) | Achievable Technical Potential | 0 | 0 | 0 | 0 | 0 | 0.11225 | 0.13298 | 0.1537 | 0.1743 | 0.19492 | 0.194 | 0.16986 | 0.14759 | 0.12742 | 0.10929 | 0.093337 | 0.07935 | 0.067225 | 0.05676 | 0.047772 | 0.11226 | 0.13299 | 0.15372 | 0.17432 | 0.19494 | 0.19401 | 0.16988 | 0.1476 | 0.12743 | 0.1093 | 0.093347
F5_Industrial_Agriculture_New_Process_Natural Gas_Gas Boiler - Stack Economizer_A_Achievable Technical Potential | F5 | Industrial | Agriculture | New | Process | Natural Gas | Gas Boiler - Stack Economizer | A | Incremental Summer Peak Savings (MW) | Achievable Technical Potential | 0 | 0 | 0 | 0 | 0 | 0 | 0 | 0 | 0 | 0 | 0 | 0 | 0 | 0 | 0 | 0 | 0 | 0 | 0 | 0 | 0 | 0 | 0 | 0 | 0 | 0 | 0 | 0 | 0 | 0 | 0
F6_Industrial_Agriculture_New_Process_Natural Gas_Gas Boiler - Stack Economizer_A_Achievable Technical Potential | F6 | Industrial | Agriculture | New | Process | Natural Gas | Gas Boiler - Stack Economizer | A | Incremental Winter Peak Savings (MW) | Achievable Technical Potential | 0 | 0 | 0 | 0 | 0 | 0 | 0 | 0 | 0 | 0 | 0 | 0 | 0 | 0 | 0 | 0 | 0 | 0 | 0 | 0 | 0 | 0 | 0 | 0 | 0 | 0 | 0 | 0 | 0 | 0 | 0
F7_Industrial_Agriculture_New_Process_Natural Gas_Gas Boiler - Stack Economizer_A_Achievable Technical Potential | F7 | Industrial | Agriculture | New | Process | Natural Gas | Gas Boiler - Stack Economizer | A | Cumulative Energy Savings (MWh or mTherms) | Achievable Technical Potential | 0 | 0 | 0 | 0 | 0 | 0.11225 | 0.24523 | 0.39892 | 0.57323 | 0.76816 | 0.96217 | 1.132 | 1.2797 | 1.4071 | 1.5164 | 1.6097 | 1.6891 | 1.7563 | 1.8131 | 1.8609 | 1.8609 | 1.8609 | 1.8609 | 1.8609 | 1.8609 | 1.8609 | 1.8609 | 1.8609 | 0 | 0 | 0
F8_Industrial_Agriculture_New_Process_Natural Gas_Gas Boiler - Stack Economizer_A_Achievable Technical Potential | F8 | Industrial | Agriculture | New | Process | Natural Gas | Gas Boiler - Stack Economizer | A | Cumulative Summer Peak Savings (MW) | Achievable Technical Potential | 0 | 0 | 0 | 0 | 0 | 0 | 0 | 0 | 0 | 0 | 0 | 0 | 0 | 0 | 0 | 0 | 0 | 0 | 0 | 0 | 0 | 0 | 0 | 0 | 0 | 0 | 0 | 0 | 0 | 0 | 0
F9_Industrial_Agriculture_New_Process_Natural Gas_Gas Boiler - Stack Economizer_A_Achievable Technical Potential | F9 | Industrial | Agriculture | New | Process | Natural Gas | Gas Boiler - Stack Economizer | A | Cumulative Winter Peak Savings (MW) | Achievable Technical Potential | 0 | 0 | 0 | 0 | 0 | 0 | 0 | 0 | 0 | 0 | 0 | 0 | 0 | 0 | 0 | 0 | 0 | 0 | 0 | 0 | 0 | 0 | 0 | 0 | 0 | 0 | 0 | 0 | 0 | 0 | 0
F10_Industrial_Agriculture_New_Process_Natural Gas_Gas Boiler - Stack Economizer_A_Achievable Technical Potential | F10 | Industrial | Agriculture | New | Process | Natural Gas | Gas Boiler - Stack Economizer | A | Purchases (Incremental) | Achievable Technical Potential | 0 | 0 | 0 | 0 | 0 | 55.1186 | 65.3005 | 75.4768 | 85.5931 | 95.7149 | 95.2606 | 83.4095 | 72.4727 | 62.565 | 53.6631 | 45.8304 | 38.9622 | 33.0082 | 27.87 | 23.4563 | 55.1186 | 65.3005 | 75.4768 | 85.5931 | 95.7149 | 95.2606 | 83.4095 | 72.4727 | 62.565 | 53.6631 | 45.8304
F11_Industrial_Agriculture_New_Process_Natural Gas_Gas Boiler - Stack Economizer_A_Achievable Technical Potential | F11 | Industrial | Agriculture | New | Process | Natural Gas | Gas Boiler - Stack Economizer | A | Purchases (Cumulative) | Achievable Technical Potential | 0 | 0 | 0 | 0 | 0 | 55.1186 | 120.4191 | 195.896 | 281.4891 | 377.2041 | 472.4646 | 555.8741 | 628.3469 | 690.9118 | 744.575 | 790.4054 | 829.3676 | 862.3758 | 890.2458 | 913.7021 | 913.7021 | 913.7021 | 913.7021 | 913.7021 | 913.7021 | 913.7021 | 913.7021 | 913.7021 | 913.7021 | 913.7021 | 913.7021
F1_Industrial_Agriculture_New_Space Heating_Natural Gas_Gas Furnace Tube Inserts_A_Achievable Technical Potential | F1 | Industrial | Agriculture | New | Space Heating | Natural Gas | Gas Furnace Tube Inserts | A | Integrated Unit Energy Savings (kWh or therms) | Achievable Technical Potential | 0 | 0 | 0 | 0 | 0 | 0 | 0 | 0 | 0 | 0 | 0 | 0 | 0 | 0 | 0 | 0 | 0 | 0 | 0 | 0 | 0 | 0 | 0 | 0 | 0 | 0 | 0 | 0 | 0 | 0 | 0
F2_Industrial_Agriculture_New_Space Heating_Natural Gas_Gas Furnace Tube Inserts_A_Achievable Technical Potential | F2 | Industrial | Agriculture | New | Space Heating | Natural Gas | Gas Furnace Tube Inserts | A | Integrated Unit Summer Peak Savings (kW) | Achievable Technical Potential | 0 | 0 | 0 | 0 | 0 | 0 | 0 | 0 | 0 | 0 | 0 | 0 | 0 | 0 | 0 | 0 | 0 | 0 | 0 | 0 | 0 | 0 | 0 | 0 | 0 | 0 | 0 | 0 | 0 | 0 | 0
F3_Industrial_Agriculture_New_Space Heating_Natural Gas_Gas Furnace Tube Inserts_A_Achievable Technical Potential | F3 | Industrial | Agriculture | New | Space Heating | Natural Gas | Gas Furnace Tube Inserts | A | Integrated Unit Winter Peak Savings (kW) | Achievable Technical Potential | 0 | 0 | 0 | 0 | 0 | 0 | 0 | 0 | 0 | 0 | 0 | 0 | 0 | 0 | 0 | 0 | 0 | 0 | 0 | 0 | 0 | 0 | 0 | 0 | 0 | 0 | 0 | 0 | 0 | 0 | 0
F4_Industrial_Agriculture_New_Space Heating_Natural Gas_Gas Furnace Tube Inserts_A_Achievable Technical Potential | F4 | Industrial | Agriculture | New | Space Heating | Natural Gas | Gas Furnace Tube Inserts | A | Incremental Energy Savings (MWh or mTherms) | Achievable Technical Potential | 0 | 0 | 0 | 0 | 0 | 0 | 0 | 0 | 0 | 0 | 0 | 0 | 0 | 0 | 0 | 0 | 0 | 0 | 0 | 0 | 0 | 0 | 0 | 0 | 0 | 0 | 0 | 0 | 0 | 0 | 0
F5_Industrial_Agriculture_New_Space Heating_Natural Gas_Gas Furnace Tube Inserts_A_Achievable Technical Potential | F5 | Industrial | Agriculture | New | Space Heating | Natural Gas | Gas Furnace Tube Inserts | A | Incremental Summer Peak Savings (MW) | Achievable Technical Potential | 0 | 0 | 0 | 0 | 0 | 0 | 0 | 0 | 0 | 0 | 0 | 0 | 0 | 0 | 0 | 0 | 0 | 0 | 0 | 0 | 0 | 0 | 0 | 0 | 0 | 0 | 0 | 0 | 0 | 0 | 0
F6_Industrial_Agriculture_New_Space Heating_Natural Gas_Gas Furnace Tube Inserts_A_Achievable Technical Potential | F6 | Industrial | Agriculture | New | Space Heating | Natural Gas | Gas Furnace Tube Inserts | A | Incremental Winter Peak Savings (MW) | Achievable Technical Potential | 0 | 0 | 0 | 0 | 0 | 0 | 0 | 0 | 0 | 0 | 0 | 0 | 0 | 0 | 0 | 0 | 0 | 0 | 0 | 0 | 0 | 0 | 0 | 0 | 0 | 0 | 0 | 0 | 0 | 0 | 0
F7_Industrial_Agriculture_New_Space Heating_Natural Gas_Gas Furnace Tube Inserts_A_Achievable Technical Potential | F7 | Industrial | Agriculture | New | Space Heating | Natural Gas | Gas Furnace Tube Inserts | A | Cumulative Energy Savings (MWh or mTherms) | Achievable Technical Potential | 0 | 0 | 0 | 0 | 0 | 0 | 0 | 0 | 0 | 0 | 0 | 0 | 0 | 0 | 0 | 0 | 0 | 0 | 0 | 0 | 0 | 0 | 0 | 0 | 0 | 0 | 0 | 0 | 0 | 0 | 0
F8_Industrial_Agriculture_New_Space Heating_Natural Gas_Gas Furnace Tube Inserts_A_Achievable Technical Potential | F8 | Industrial | Agriculture | New | Space Heating | Natural Gas | Gas Furnace Tube Inserts | A | Cumulative Summer Peak Savings (MW) | Achievable Technical Potential | 0 | 0 | 0 | 0 | 0 | 0 | 0 | 0 | 0 | 0 | 0 | 0 | 0 | 0 | 0 | 0 | 0 | 0 | 0 | 0 | 0 | 0 | 0 | 0 | 0 | 0 | 0 | 0 | 0 | 0 | 0
F9_Industrial_Agriculture_New_Space Heating_Natural Gas_Gas Furnace Tube Inserts_A_Achievable Technical Potential | F9 | Industrial | Agriculture | New | Space Heating | Natural Gas | Gas Furnace Tube Inserts | A | Cumulative Winter Peak Savings (MW) | Achievable Technical Potential | 0 | 0 | 0 | 0 | 0 | 0 | 0 | 0 | 0 | 0 | 0 | 0 | 0 | 0 | 0 | 0 | 0 | 0 | 0 | 0 | 0 | 0 | 0 | 0 | 0 | 0 | 0 | 0 | 0 | 0 | 0
F10_Industrial_Agriculture_New_Space Heating_Natural Gas_Gas Furnace Tube Inserts_A_Achievable Technical Potential | F10 | Industrial | Agriculture | New | Space Heating | Natural Gas | Gas Furnace Tube Inserts | A | Purchases (Incremental) | Achievable Technical Potential | 0 | 0 | 0 | 0 | 0 | 0 | 0 | 0 | 0 | 0 | 0 | 0 | 0 | 0 | 0 | 0 | 0 | 0 | 0 | 0 | 0 | 0 | 0 | 0 | 0 | 0 | 0 | 0 | 0 | 0 | 0
F11_Industrial_Agriculture_New_Space Heating_Natural Gas_Gas Furnace Tube Inserts_A_Achievable Technical Potential | F11 | Industrial | Agriculture | New | Space Heating | Natural Gas | Gas Furnace Tube Inserts | A | Purchases (Cumulative) | Achievable Technical Potential | 0 | 0 | 0 | 0 | 0 | 0 | 0 | 0 | 0 | 0 | 0 | 0 | 0 | 0 | 0 | 0 | 0 | 0 | 0 | 0 | 0 | 0 | 0 | 0 | 0 | 0 | 0 | 0 | 0 | 0 | 0
F1_Industrial_Agriculture_New_Space Heating_Natural Gas_Space Heating - Heat Recovery Ventilator_A_Achievable Technical Potential | F1 | Industrial | Agriculture | New | Space Heating | Natural Gas | Space Heating - Heat Recovery Ventilator | A | Integrated Unit Energy Savings (kWh or therms) | Achievable Technical Potential | 0 | 0 | 0 | 0 | 0 | 0.012431 | 0.01222 | 0.012043 | 0.011887 | 0.011744 | 0.011613 | 0.011456 | 0.011283 | 0.011104 | 0.010924 | 0.010756 | 0.010601 | 0.010466 | 0.010303 | 0.010176 | 0.010082 | 0.010011 | 0.0099751 | 0.0099572 | 0.0099523 | 0.0099563 | 0.0099629 | 0.009972 | 0 | 0 | 0
F2_Industrial_Agriculture_New_Space Heating_Natural Gas_Space Heating - Heat Recovery Ventilator_A_Achievable Technical Potential | F2 | Industrial | Agriculture | New | Space Heating | Natural Gas | Space Heating - Heat Recovery Ventilator | A | Integrated Unit Summer Peak Savings (kW) | Achievable Technical Potential | 0 | 0 | 0 | 0 | 0 | 0 | 0 | 0 | 0 | 0 | 0 | 0 | 0 | 0 | 0 | 0 | 0 | 0 | 0 | 0 | 0 | 0 | 0 | 0 | 0 | 0 | 0 | 0 | 0 | 0 | 0
F3_Industrial_Agriculture_New_Space Heating_Natural Gas_Space Heating - Heat Recovery Ventilator_A_Achievable Technical Potential | F3 | Industrial | Agriculture | New | Space Heating | Natural Gas | Space Heating - Heat Recovery Ventilator | A | Integrated Unit Winter Peak Savings (kW) | Achievable Technical Potential | 0 | 0 | 0 | 0 | 0 | 0 | 0 | 0 | 0 | 0 | 0 | 0 | 0 | 0 | 0 | 0 | 0 | 0 | 0 | 0 | 0 | 0 | 0 | 0 | 0 | 0 | 0 | 0 | 0 | 0 | 0
F4_Industrial_Agriculture_New_Space Heating_Natural Gas_Space Heating - Heat Recovery Ventilator_A_Achievable Technical Potential | F4 | Industrial | Agriculture | New | Space Heating | Natural Gas | Space Heating - Heat Recovery Ventilator | A | Incremental Energy Savings (MWh or mTherms) | Achievable Technical Potential | 0 | 0 | 0 | 0 | 0 | 0.0014213 | 0.0016552 | 0.0018855 | 0.0021105 | 0.0023317 | 0.0025498 | 0.0027529 | 0.0029448 | 0.0031274 | 0.0032986 | 0.0034672 | 0.0036313 | 0.0037969 | 0.0039445 | 0.0040988 | 0.004262 | 0.0044309 | 0.0046125 | 0.0048005 | 0.0049937 | 0.002186 | 0.0023941 | 0.0026026 | 0 | 0 | 0
F5_Industrial_Agriculture_New_Space Heating_Natural Gas_Space Heating - Heat Recovery Ventilator_A_Achievable Technical Potential | F5 | Industrial | Agriculture | New | Space Heating | Natural Gas | Space Heating - Heat Recovery Ventilator | A | Incremental Summer Peak Savings (MW) | Achievable Technical Potential | 0 | 0 | 0 | 0 | 0 | 0 | 0 | 0 | 0 | 0 | 0 | 0 | 0 | 0 | 0 | 0 | 0 | 0 | 0 | 0 | 0 | 0 | 0 | 0 | 0 | 0 | 0 | 0 | 0 | 0 | 0
F6_Industrial_Agriculture_New_Space Heating_Natural Gas_Space Heating - Heat Recovery Ventilator_A_Achievable Technical Potential | F6 | Industrial | Agriculture | New | Space Heating | Natural Gas | Space Heating - Heat Recovery Ventilator | A | Incremental Winter Peak Savings (MW) | Achievable Technical Potential | 0 | 0 | 0 | 0 | 0 | 0 | 0 | 0 | 0 | 0 | 0 | 0 | 0 | 0 | 0 | 0 | 0 | 0 | 0 | 0 | 0 | 0 | 0 | 0 | 0 | 0 | 0 | 0 | 0 | 0 | 0
F7_Industrial_Agriculture_New_Space Heating_Natural Gas_Space Heating - Heat Recovery Ventilator_A_Achievable Technical Potential | F7 | Industrial | Agriculture | New | Space Heating | Natural Gas | Space Heating - Heat Recovery Ventilator | A | Cumulative Energy Savings (MWh or mTherms) | Achievable Technical Potential | 0 | 0 | 0 | 0 | 0 | 0.0014213 | 0.0030524 | 0.0048936 | 0.0069409 | 0.009189 | 0.011637 | 0.014232 | 0.016962 | 0.01982 | 0.022797 | 0.025914 | 0.029171 | 0.032599 | 0.036033 | 0.039689 | 0.042431 | 0.045207 | 0.048096 | 0.051043 | 0.054035 | 0.054057 | 0.054093 | 0.054142 | 0 | 0 | 0
F8_Industrial_Agriculture_New_Space Heating_Natural Gas_Space Heating - Heat Recovery Ventilator_A_Achievable Technical Potential | F8 | Industrial | Agriculture | New | Space Heating | Natural Gas | Space Heating - Heat Recovery Ventilator | A | Cumulative Summer Peak Savings (MW) | Achievable Technical Potential | 0 | 0 | 0 | 0 | 0 | 0 | 0 | 0 | 0 | 0 | 0 | 0 | 0 | 0 | 0 | 0 | 0 | 0 | 0 | 0 | 0 | 0 | 0 | 0 | 0 | 0 | 0 | 0 | 0 | 0 | 0
F9_Industrial_Agriculture_New_Space Heating_Natural Gas_Space Heating - Heat Recovery Ventilator_A_Achievable Technical Potential | F9 | Industrial | Agriculture | New | Space Heating | Natural Gas | Space Heating - Heat Recovery Ventilator | A | Cumulative Winter Peak Savings (MW) | Achievable Technical Potential | 0 | 0 | 0 | 0 | 0 | 0 | 0 | 0 | 0 | 0 | 0 | 0 | 0 | 0 | 0 | 0 | 0 | 0 | 0 | 0 | 0 | 0 | 0 | 0 | 0 | 0 | 0 | 0 | 0 | 0 | 0
F10_Industrial_Agriculture_New_Space Heating_Natural Gas_Space Heating - Heat Recovery Ventilator_A_Achievable Technical Potential | F10 | Industrial | Agriculture | New | Space Heating | Natural Gas | Space Heating - Heat Recovery Ventilator | A | Purchases (Incremental) | Achievable Technical Potential | 0 | 0 | 0 | 0 | 0 | 114.334 | 135.4546 | 156.5637 | 177.5482 | 198.544 | 219.5573 | 240.3037 | 260.9933 | 281.641 | 301.9608 | 322.3582 | 342.5611 | 362.7666 | 382.8704 | 402.7948 | 422.7429 | 442.6085 | 462.3968 | 482.113 | 501.7622 | 219.5573 | 240.3037 | 260.9933 | 281.641 | 301.9608 | 322.3582
F11_Industrial_Agriculture_New_Space Heating_Natural Gas_Space Heating - Heat Recovery Ventilator_A_Achievable Technical Potential | F11 | Industrial | Agriculture | New | Space Heating | Natural Gas | Space Heating - Heat Recovery Ventilator | A | Purchases (Cumulative) | Achievable Technical Potential | 0 | 0 | 0 | 0 | 0 | 114.334 | 249.7887 | 406.3523 | 583.9005 | 782.4446 | 1002.0018 | 1242.3055 | 1503.2989 | 1784.9399 | 2086.9007 | 2409.2589 | 2751.82 | 3114.5866 | 3497.457 | 3900.2518 | 4208.6607 | 4515.8145 | 4821.6477 | 5126.2125 | 5429.4307 | 5429.4307 | 5429.4307 | 5429.4307 | 5429.4307 | 5429.4307 | 5429.4307
F1_Industrial_Agriculture_New_Space Heating_Natural Gas_Thermostat - Programmable_A_Achievable Technical Potential | F1 | Industrial | Agriculture | New | Space Heating | Natural Gas | Thermostat - Programmable | A | Integrated Unit Energy Savings (kWh or therms) | Achievable Technical Potential | 0 | 0 | 0 | 0 | 0 | 0.0061714 | 0.006063 | 0.0059722 | 0.0058922 | 0.0058187 | 0.0057516 | 0.0056712 | 0.0055834 | 0.0054927 | 0.0054014 | 0.0053173 | 0.0052396 | 0.0051725 | 0.0050906 | 0.0050273 | 0.0049803 | 0.0049448 | 0.0049267 | 0.0049175 | 0.0049147 | 0.0049178 | 0.0049221 | 0.0049275 | 0 | 0 | 0
F2_Industrial_Agriculture_New_Space Heating_Natural Gas_Thermostat - Programmable_A_Achievable Technical Potential | F2 | Industrial | Agriculture | New | Space Heating | Natural Gas | Thermostat - Programmable | A | Integrated Unit Summer Peak Savings (kW) | Achievable Technical Potential | 0 | 0 | 0 | 0 | 0 | 0 | 0 | 0 | 0 | 0 | 0 | 0 | 0 | 0 | 0 | 0 | 0 | 0 | 0 | 0 | 0 | 0 | 0 | 0 | 0 | 0 | 0 | 0 | 0 | 0 | 0
F3_Industrial_Agriculture_New_Space Heating_Natural Gas_Thermostat - Programmable_A_Achievable Technical Potential | F3 | Industrial | Agriculture | New | Space Heating | Natural Gas | Thermostat - Programmable | A | Integrated Unit Winter Peak Savings (kW) | Achievable Technical Potential | 0 | 0 | 0 | 0 | 0 | 0 | 0 | 0 | 0 | 0 | 0 | 0 | 0 | 0 | 0 | 0 | 0 | 0 | 0 | 0 | 0 | 0 | 0 | 0 | 0 | 0 | 0 | 0 | 0 | 0 | 0
F4_Industrial_Agriculture_New_Space Heating_Natural Gas_Thermostat - Programmable_A_Achievable Technical Potential | F4 | Industrial | Agriculture | New | Space Heating | Natural Gas | Thermostat - Programmable | A | Incremental Energy Savings (MWh or mTherms) | Achievable Technical Potential | 0 | 0 | 0 | 0 | 0 | 0.0021168 | 0.0024638 | 0.0028051 | 0.0031385 | 0.0034658 | 0.0037884 | 0.0040884 | 0.0043717 | 0.0046409 | 0.0048931 | 0.0051423 | 0.0053846 | 0.0056292 | 0.0058472 | 0.006075 | 0.0063161 | 0.0065658 | 0.0068343 | 0.0071124 | 0.0073981 | 0.004455 | 0.00476 | 0.0050639 | 0 | 0 | 0
F5_Industrial_Agriculture_New_Space Heating_Natural Gas_Thermostat - Programmable_A_Achievable Technical Potential | F5 | Industrial | Agriculture | New | Space Heating | Natural Gas | Thermostat - Programmable | A | Incremental Summer Peak Savings (MW) | Achievable Technical Potential | 0 | 0 | 0 | 0 | 0 | 0 | 0 | 0 | 0 | 0 | 0 | 0 | 0 | 0 | 0 | 0 | 0 | 0 | 0 | 0 | 0 | 0 | 0 | 0 | 0 | 0 | 0 | 0 | 0 | 0 | 0
F6_Industrial_Agriculture_New_Space Heating_Natural Gas_Thermostat - Programmable_A_Achievable Technical Potential | F6 | Industrial | Agriculture | New | Space Heating | Natural Gas | Thermostat - Programmable | A | Incremental Winter Peak Savings (MW) | Achievable Technical Potential | 0 | 0 | 0 | 0 | 0 | 0 | 0 | 0 | 0 | 0 | 0 | 0 | 0 | 0 | 0 | 0 | 0 | 0 | 0 | 0 | 0 | 0 | 0 | 0 | 0 | 0 | 0 | 0 | 0 | 0 | 0
F7_Industrial_Agriculture_New_Space Heating_Natural Gas_Thermostat - Programmable_A_Achievable Technical Potential | F7 | Industrial | Agriculture | New | Space Heating | Natural Gas | Thermostat - Programmable | A | Cumulative Energy Savings (MWh or mTherms) | Achievable Technical Potential | 0 | 0 | 0 | 0 | 0 | 0.0021168 | 0.0045434 | 0.0072804 | 0.010321 | 0.013658 | 0.017289 | 0.021136 | 0.025181 | 0.029413 | 0.033817 | 0.038433 | 0.041458 | 0.044454 | 0.047207 | 0.050017 | 0.052899 | 0.055831 | 0.058909 | 0.062061 | 0.065271 | 0.065313 | 0.065369 | 0.065442 | 0 | 0 | 0
F8_Industrial_Agriculture_New_Space Heating_Natural Gas_Thermostat - Programmable_A_Achievable Technical Potential | F8 | Industrial | Agriculture | New | Space Heating | Natural Gas | Thermostat - Programmable | A | Cumulative Summer Peak Savings (MW) | Achievable Technical Potential | 0 | 0 | 0 | 0 | 0 | 0 | 0 | 0 | 0 | 0 | 0 | 0 | 0 | 0 | 0 | 0 | 0 | 0 | 0 | 0 | 0 | 0 | 0 | 0 | 0 | 0 | 0 | 0 | 0 | 0 | 0
F9_Industrial_Agriculture_New_Space Heating_Natural Gas_Thermostat - Programmable_A_Achievable Technical Potential | F9 | Industrial | Agriculture | New | Space Heating | Natural Gas | Thermostat - Programmable | A | Cumulative Winter Peak Savings (MW) | Achievable Technical Potential | 0 | 0 | 0 | 0 | 0 | 0 | 0 | 0 | 0 | 0 | 0 | 0 | 0 | 0 | 0 | 0 | 0 | 0 | 0 | 0 | 0 | 0 | 0 | 0 | 0 | 0 | 0 | 0 | 0 | 0 | 0
F10_Industrial_Agriculture_New_Space Heating_Natural Gas_Thermostat - Programmable_A_Achievable Technical Potential | F10 | Industrial | Agriculture | New | Space Heating | Natural Gas | Thermostat - Programmable | A | Purchases (Incremental) | Achievable Technical Potential | 0 | 0 | 0 | 0 | 0 | 343.0021 | 406.3639 | 469.691 | 532.6445 | 595.6321 | 658.6718 | 720.911 | 782.98 | 844.9231 | 905.8825 | 967.0746 | 1027.6833 | 1088.2997 | 1148.6111 | 1208.3845 | 1268.2287 | 1327.8255 | 1387.1904 | 1446.3391 | 1505.2867 | 905.8825 | 967.0746 | 1027.6833 | 1088.2997 | 1148.6111 | 1208.3845
F11_Industrial_Agriculture_New_Space Heating_Natural Gas_Thermostat - Programmable_A_Achievable Technical Potential | F11 | Industrial | Agriculture | New | Space Heating | Natural Gas | Thermostat - Programmable | A | Purchases (Cumulative) | Achievable Technical Potential | 0 | 0 | 0 | 0 | 0 | 343.0021 | 749.3661 | 1219.057 | 1751.7016 | 2347.3337 | 3006.0055 | 3726.9165 | 4509.8966 | 5354.8197 | 6260.7021 | 7227.7768 | 7912.4579 | 8594.3937 | 9273.3138 | 9949.0538 | 10621.6504 | 11290.8041 | 11957.0836 | 12620.4426 | 13280.8062 | 13280.8062 | 13280.8062 | 13280.8062 | 13280.8062 | 13280.8062 | 13280.8062
F1_Industrial_Agriculture_New_Space Heating_Natural Gas_ENERGY STAR Connected Thermostat_A_Achievable Technical Potential | F1 | Industrial | Agriculture | New | Space Heating | Natural Gas | ENERGY STAR Connected Thermostat | A | Integrated Unit Energy Savings (kWh or therms) | Achievable Technical Potential | 0 | 0 | 0 | 0 | 0 | 0.014524 | 0.014267 | 0.01405 | 0.01386 | 0.013685 | 0.013525 | 0.013335 | 0.013127 | 0.012912 | 0.012695 | 0.012496 | 0.012313 | 0.012155 | 0.011962 | 0.011813 | 0.011702 | 0.011618 | 0.011575 | 0.011553 | 0.011546 | 0.011555 | 0.011565 | 0.011579 | 0 | 0 | 0
F2_Industrial_Agriculture_New_Space Heating_Natural Gas_ENERGY STAR Connected Thermostat_A_Achievable Technical Potential | F2 | Industrial | Agriculture | New | Space Heating | Natural Gas | ENERGY STAR Connected Thermostat | A | Integrated Unit Summer Peak Savings (kW) | Achievable Technical Potential | 0 | 0 | 0 | 0 | 0 | 0 | 0 | 0 | 0 | 0 | 0 | 0 | 0 | 0 | 0 | 0 | 0 | 0 | 0 | 0 | 0 | 0 | 0 | 0 | 0 | 0 | 0 | 0 | 0 | 0 | 0
F3_Industrial_Agriculture_New_Space Heating_Natural Gas_ENERGY STAR Connected Thermostat_A_Achievable Technical Potential | F3 | Industrial | Agriculture | New | Space Heating | Natural Gas | ENERGY STAR Connected Thermostat | A | Integrated Unit Winter Peak Savings (kW) | Achievable Technical Potential | 0 | 0 | 0 | 0 | 0 | 0 | 0 | 0 | 0 | 0 | 0 | 0 | 0 | 0 | 0 | 0 | 0 | 0 | 0 | 0 | 0 | 0 | 0 | 0 | 0 | 0 | 0 | 0 | 0 | 0 | 0
F4_Industrial_Agriculture_New_Space Heating_Natural Gas_ENERGY STAR Connected Thermostat_A_Achievable Technical Potential | F4 | Industrial | Agriculture | New | Space Heating | Natural Gas | ENERGY STAR Connected Thermostat | A | Incremental Energy Savings (MWh or mTherms) | Achievable Technical Potential | 0 | 0 | 0 | 0 | 0 | 0.0049819 | 0.0057974 | 0.0065993 | 0.0073826 | 0.0081513 | 0.0089088 | 0.0096131 | 0.010278 | 0.010909 | 0.011501 | 0.012085 | 0.012654 | 0.013228 | 0.013739 | 0.014274 | 0.01484 | 0.015427 | 0.016057 | 0.01671 | 0.017381 | 0.014654 | 0.015357 | 0.016062 | 0 | 0 | 0
F5_Industrial_Agriculture_New_Space Heating_Natural Gas_ENERGY STAR Connected Thermostat_A_Achievable Technical Potential | F5 | Industrial | Agriculture | New | Space Heating | Natural Gas | ENERGY STAR Connected Thermostat | A | Incremental Summer Peak Savings (MW) | Achievable Technical Potential | 0 | 0 | 0 | 0 | 0 | 0 | 0 | 0 | 0 | 0 | 0 | 0 | 0 | 0 | 0 | 0 | 0 | 0 | 0 | 0 | 0 | 0 | 0 | 0 | 0 | 0 | 0 | 0 | 0 | 0 | 0
F6_Industrial_Agriculture_New_Space Heating_Natural Gas_ENERGY STAR Connected Thermostat_A_Achievable Technical Potential | F6 | Industrial | Agriculture | New | Space Heating | Natural Gas | ENERGY STAR Connected Thermostat | A | Incremental Winter Peak Savings (MW) | Achievable Technical Potential | 0 | 0 | 0 | 0 | 0 | 0 | 0 | 0 | 0 | 0 | 0 | 0 | 0 | 0 | 0 | 0 | 0 | 0 | 0 | 0 | 0 | 0 | 0 | 0 | 0 | 0 | 0 | 0 | 0 | 0 | 0
F7_Industrial_Agriculture_New_Space Heating_Natural Gas_ENERGY STAR Connected Thermostat_A_Achievable Technical Potential | F7 | Industrial | Agriculture | New | Space Heating | Natural Gas | ENERGY STAR Connected Thermostat | A | Cumulative Energy Savings (MWh or mTherms) | Achievable Technical Potential | 0 | 0 | 0 | 0 | 0 | 0.0049819 | 0.010691 | 0.017128 | 0.024279 | 0.032124 | 0.036018 | 0.039705 | 0.043197 | 0.046522 | 0.049682 | 0.052756 | 0.055759 | 0.058753 | 0.061454 | 0.064261 | 0.067181 | 0.070188 | 0.073389 | 0.07669 | 0.080073 | 0.08013 | 0.080205 | 0.080299 | 0 | 0 | 0
F8_Industrial_Agriculture_New_Space Heating_Natural Gas_ENERGY STAR Connected Thermostat_A_Achievable Technical Potential | F8 | Industrial | Agriculture | New | Space Heating | Natural Gas | ENERGY STAR Connected Thermostat | A | Cumulative Summer Peak Savings (MW) | Achievable Technical Potential | 0 | 0 | 0 | 0 | 0 | 0 | 0 | 0 | 0 | 0 | 0 | 0 | 0 | 0 | 0 | 0 | 0 | 0 | 0 | 0 | 0 | 0 | 0 | 0 | 0 | 0 | 0 | 0 | 0 | 0 | 0
F9_Industrial_Agriculture_New_Space Heating_Natural Gas_ENERGY STAR Connected Thermostat_A_Achievable Technical Potential | F9 | Industrial | Agriculture | New | Space Heating | Natural Gas | ENERGY STAR Connected Thermostat | A | Cumulative Winter Peak Savings (MW) | Achievable Technical Potential | 0 | 0 | 0 | 0 | 0 | 0 | 0 | 0 | 0 | 0 | 0 | 0 | 0 | 0 | 0 | 0 | 0 | 0 | 0 | 0 | 0 | 0 | 0 | 0 | 0 | 0 | 0 | 0 | 0 | 0 | 0
F10_Industrial_Agriculture_New_Space Heating_Natural Gas_ENERGY STAR Connected Thermostat_A_Achievable Technical Potential | F10 | Industrial | Agriculture | New | Space Heating | Natural Gas | ENERGY STAR Connected Thermostat | A | Purchases (Incremental) | Achievable Technical Potential | 0 | 0 | 0 | 0 | 0 | 343.0021 | 406.3639 | 469.691 | 532.6445 | 595.6321 | 658.6718 | 720.911 | 782.98 | 844.9231 | 905.8825 | 967.0746 | 1027.6833 | 1088.2997 | 1148.6111 | 1208.3845 | 1268.2287 | 1327.8255 | 1387.1904 | 1446.3391 | 1505.2867 | 1268.2287 | 1327.8255 | 1387.1904 | 1446.3391 | 1505.2867 | 1268.2287
F11_Industrial_Agriculture_New_Space Heating_Natural Gas_ENERGY STAR Connected Thermostat_A_Achievable Technical Potential | F11 | Industrial | Agriculture | New | Space Heating | Natural Gas | ENERGY STAR Connected Thermostat | A | Purchases (Cumulative) | Achievable Technical Potential | 0 | 0 | 0 | 0 | 0 | 343.0021 | 749.3661 | 1219.057 | 1751.7016 | 2347.3337 | 2663.0034 | 2977.5505 | 3290.8395 | 3603.1181 | 3913.3684 | 4221.7713 | 4528.5435 | 4833.8632 | 5137.5512 | 5440.0533 | 5741.2074 | 6041.3496 | 6340.2403 | 6637.9683 | 6934.8705 | 6934.8705 | 6934.8705 | 6934.8705 | 6934.8705 | 6934.8705 | 6934.8705
F1_Industrial_Agriculture_New_Space Heating_Natural Gas_Destratification Fans (HVLS)_A_Achievable Technical Potential | F1 | Industrial | Agriculture | New | Space Heating | Natural Gas | Destratification Fans (HVLS) | A | Integrated Unit Energy Savings (kWh or therms) | Achievable Technical Potential | 0 | 0 | 0 | 0 | 0 | 0.014535 | 0.014286 | 0.014078 | 0.013895 | 0.013726 | 0.013572 | 0.013387 | 0.013183 | 0.012973 | 0.012762 | 0.012564 | 0.012382 | 0.012224 | 0.012032 | 0.011883 | 0.011772 | 0.011689 | 0.011647 | 0.011626 | 0.01162 | 0.011625 | 0.011633 | 0.011645 | 0 | 0 | 0
F2_Industrial_Agriculture_New_Space Heating_Natural Gas_Destratification Fans (HVLS)_A_Achievable Technical Potential | F2 | Industrial | Agriculture | New | Space Heating | Natural Gas | Destratification Fans (HVLS) | A | Integrated Unit Summer Peak Savings (kW) | Achievable Technical Potential | 0 | 0 | 0 | 0 | 0 | 0 | 0 | 0 | 0 | 0 | 0 | 0 | 0 | 0 | 0 | 0 | 0 | 0 | 0 | 0 | 0 | 0 | 0 | 0 | 0 | 0 | 0 | 0 | 0 | 0 | 0
F3_Industrial_Agriculture_New_Space Heating_Natural Gas_Destratification Fans (HVLS)_A_Achievable Technical Potential | F3 | Industrial | Agriculture | New | Space Heating | Natural Gas | Destratification Fans (HVLS) | A | Integrated Unit Winter Peak Savings (kW) | Achievable Technical Potential | 0 | 0 | 0 | 0 | 0 | 0 | 0 | 0 | 0 | 0 | 0 | 0 | 0 | 0 | 0 | 0 | 0 | 0 | 0 | 0 | 0 | 0 | 0 | 0 | 0 | 0 | 0 | 0 | 0 | 0 | 0
F4_Industrial_Agriculture_New_Space Heating_Natural Gas_Destratification Fans (HVLS)_A_Achievable Technical Potential | F4 | Industrial | Agriculture | New | Space Heating | Natural Gas | Destratification Fans (HVLS) | A | Incremental Energy Savings (MWh or mTherms) | Achievable Technical Potential | 0 | 0 | 0 | 0 | 0 | 0.0049856 | 0.0058055 | 0.0066122 | 0.0074008 | 0.0081755 | 0.0089394 | 0.0096506 | 0.010322 | 0.010961 | 0.011561 | 0.012151 | 0.012725 | 0.013304 | 0.01382 | 0.014359 | 0.01493 | 0.015521 | 0.016157 | 0.016815 | 0.017491 | 0.011242 | 0.011955 | 0.012673 | 0 | 0 | 0
F5_Industrial_Agriculture_New_Space Heating_Natural Gas_Destratification Fans (HVLS)_A_Achievable Technical Potential | F5 | Industrial | Agriculture | New | Space Heating | Natural Gas | Destratification Fans (HVLS) | A | Incremental Summer Peak Savings (MW) | Achievable Technical Potential | 0 | 0 | 0 | 0 | 0 | 0 | 0 | 0 | 0 | 0 | 0 | 0 | 0 | 0 | 0 | 0 | 0 | 0 | 0 | 0 | 0 | 0 | 0 | 0 | 0 | 0 | 0 | 0 | 0 | 0 | 0
F6_Industrial_Agriculture_New_Space Heating_Natural Gas_Destratification Fans (HVLS)_A_Achievable Technical Potential | F6 | Industrial | Agriculture | New | Space Heating | Natural Gas | Destratification Fans (HVLS) | A | Incremental Winter Peak Savings (MW) | Achievable Technical Potential | 0 | 0 | 0 | 0 | 0 | 0 | 0 | 0 | 0 | 0 | 0 | 0 | 0 | 0 | 0 | 0 | 0 | 0 | 0 | 0 | 0 | 0 | 0 | 0 | 0 | 0 | 0 | 0 | 0 | 0 | 0
F7_Industrial_Agriculture_New_Space Heating_Natural Gas_Destratification Fans (HVLS)_A_Achievable Technical Potential | F7 | Industrial | Agriculture | New | Space Heating | Natural Gas | Destratification Fans (HVLS) | A | Cumulative Energy Savings (MWh or mTherms) | Achievable Technical Potential | 0 | 0 | 0 | 0 | 0 | 0.0049856 | 0.010706 | 0.017162 | 0.024339 | 0.032219 | 0.040797 | 0.049891 | 0.059456 | 0.06947 | 0.079897 | 0.086502 | 0.092939 | 0.099318 | 0.10517 | 0.11115 | 0.11729 | 0.12355 | 0.13015 | 0.1369 | 0.14379 | 0.14386 | 0.14396 | 0.1441 | 0 | 0 | 0
F8_Industrial_Agriculture_New_Space Heating_Natural Gas_Destratification Fans (HVLS)_A_Achievable Technical Potential | F8 | Industrial | Agriculture | New | Space Heating | Natural Gas | Destratification Fans (HVLS) | A | Cumulative Summer Peak Savings (MW) | Achievable Technical Potential | 0 | 0 | 0 | 0 | 0 | 0 | 0 | 0 | 0 | 0 | 0 | 0 | 0 | 0 | 0 | 0 | 0 | 0 | 0 | 0 | 0 | 0 | 0 | 0 | 0 | 0 | 0 | 0 | 0 | 0 | 0
F9_Industrial_Agriculture_New_Space Heating_Natural Gas_Destratification Fans (HVLS)_A_Achievable Technical Potential | F9 | Industrial | Agriculture | New | Space Heating | Natural Gas | Destratification Fans (HVLS) | A | Cumulative Winter Peak Savings (MW) | Achievable Technical Potential | 0 | 0 | 0 | 0 | 0 | 0 | 0 | 0 | 0 | 0 | 0 | 0 | 0 | 0 | 0 | 0 | 0 | 0 | 0 | 0 | 0 | 0 | 0 | 0 | 0 | 0 | 0 | 0 | 0 | 0 | 0
F10_Industrial_Agriculture_New_Space Heating_Natural Gas_Destratification Fans (HVLS)_A_Achievable Technical Potential | F10 | Industrial | Agriculture | New | Space Heating | Natural Gas | Destratification Fans (HVLS) | A | Purchases (Incremental) | Achievable Technical Potential | 0 | 0 | 0 | 0 | 0 | 343.0021 | 406.3639 | 469.691 | 532.6445 | 595.6321 | 658.6718 | 720.911 | 782.98 | 844.9231 | 905.8825 | 967.0746 | 1027.6833 | 1088.2997 | 1148.6111 | 1208.3845 | 1268.2287 | 1327.8255 | 1387.1904 | 1446.3391 | 1505.2867 | 967.0746 | 1027.6833 | 1088.2997 | 1148.6111 | 1208.3845 | 1268.2287
F11_Industrial_Agriculture_New_Space Heating_Natural Gas_Destratification Fans (HVLS)_A_Achievable Technical Potential | F11 | Industrial | Agriculture | New | Space Heating | Natural Gas | Destratification Fans (HVLS) | A | Purchases (Cumulative) | Achievable Technical Potential | 0 | 0 | 0 | 0 | 0 | 343.0021 | 749.3661 | 1219.057 | 1751.7016 | 2347.3337 | 3006.0055 | 3726.9165 | 4509.8966 | 5354.8197 | 6260.7021 | 6884.7747 | 7506.094 | 8124.7027 | 8740.6693 | 9353.4217 | 9962.9786 | 10569.8931 | 11174.1035 | 11775.5195 | 12374.9238 | 12374.9238 | 12374.9238 | 12374.9238 | 12374.9238 | 12374.9238 | 12374.9238
F1_Industrial_Agriculture_New_Space Heating_Natural Gas_Gas Boiler - Insulate Steam Lines/Condensate Tank_A_Achievable Technical Potential | F1 | Industrial | Agriculture | New | Space Heating | Natural Gas | Gas Boiler - Insulate Steam Lines/Condensate Tank | A | Integrated Unit Energy Savings (kWh or therms) | Achievable Technical Potential | 0 | 0 | 0 | 0 | 0 | 0 | 0 | 0 | 0 | 0 | 0 | 0 | 0 | 0 | 0 | 0 | 0 | 0 | 0 | 0 | 0 | 0 | 0 | 0 | 0 | 0 | 0 | 0 | 0 | 0 | 0
F2_Industrial_Agriculture_New_Space Heating_Natural Gas_Gas Boiler - Insulate Steam Lines/Condensate Tank_A_Achievable Technical Potential | F2 | Industrial | Agriculture | New | Space Heating | Natural Gas | Gas Boiler - Insulate Steam Lines/Condensate Tank | A | Integrated Unit Summer Peak Savings (kW) | Achievable Technical Potential | 0 | 0 | 0 | 0 | 0 | 0 | 0 | 0 | 0 | 0 | 0 | 0 | 0 | 0 | 0 | 0 | 0 | 0 | 0 | 0 | 0 | 0 | 0 | 0 | 0 | 0 | 0 | 0 | 0 | 0 | 0
F3_Industrial_Agriculture_New_Space Heating_Natural Gas_Gas Boiler - Insulate Steam Lines/Condensate Tank_A_Achievable Technical Potential | F3 | Industrial | Agriculture | New | Space Heating | Natural Gas | Gas Boiler - Insulate Steam Lines/Condensate Tank | A | Integrated Unit Winter Peak Savings (kW) | Achievable Technical Potential | 0 | 0 | 0 | 0 | 0 | 0 | 0 | 0 | 0 | 0 | 0 | 0 | 0 | 0 | 0 | 0 | 0 | 0 | 0 | 0 | 0 | 0 | 0 | 0 | 0 | 0 | 0 | 0 | 0 | 0 | 0
F4_Industrial_Agriculture_New_Space Heating_Natural Gas_Gas Boiler - Insulate Steam Lines/Condensate Tank_A_Achievable Technical Potential | F4 | Industrial | Agriculture | New | Space Heating | Natural Gas | Gas Boiler - Insulate Steam Lines/Condensate Tank | A | Incremental Energy Savings (MWh or mTherms) | Achievable Technical Potential | 0 | 0 | 0 | 0 | 0 | 0 | 0 | 0 | 0 | 0 | 0 | 0 | 0 | 0 | 0 | 0 | 0 | 0 | 0 | 0 | 0 | 0 | 0 | 0 | 0 | 0 | 0 | 0 | 0 | 0 | 0
F5_Industrial_Agriculture_New_Space Heating_Natural Gas_Gas Boiler - Insulate Steam Lines/Condensate Tank_A_Achievable Technical Potential | F5 | Industrial | Agriculture | New | Space Heating | Natural Gas | Gas Boiler - Insulate Steam Lines/Condensate Tank | A | Incremental Summer Peak Savings (MW) | Achievable Technical Potential | 0 | 0 | 0 | 0 | 0 | 0 | 0 | 0 | 0 | 0 | 0 | 0 | 0 | 0 | 0 | 0 | 0 | 0 | 0 | 0 | 0 | 0 | 0 | 0 | 0 | 0 | 0 | 0 | 0 | 0 | 0
F6_Industrial_Agriculture_New_Space Heating_Natural Gas_Gas Boiler - Insulate Steam Lines/Condensate Tank_A_Achievable Technical Potential | F6 | Industrial | Agriculture | New | Space Heating | Natural Gas | Gas Boiler - Insulate Steam Lines/Condensate Tank | A | Incremental Winter Peak Savings (MW) | Achievable Technical Potential | 0 | 0 | 0 | 0 | 0 | 0 | 0 | 0 | 0 | 0 | 0 | 0 | 0 | 0 | 0 | 0 | 0 | 0 | 0 | 0 | 0 | 0 | 0 | 0 | 0 | 0 | 0 | 0 | 0 | 0 | 0
F7_Industrial_Agriculture_New_Space Heating_Natural Gas_Gas Boiler - Insulate Steam Lines/Condensate Tank_A_Achievable Technical Potential | F7 | Industrial | Agriculture | New | Space Heating | Natural Gas | Gas Boiler - Insulate Steam Lines/Condensate Tank | A | Cumulative Energy Savings (MWh or mTherms) | Achievable Technical Potential | 0 | 0 | 0 | 0 | 0 | 0 | 0 | 0 | 0 | 0 | 0 | 0 | 0 | 0 | 0 | 0 | 0 | 0 | 0 | 0 | 0 | 0 | 0 | 0 | 0 | 0 | 0 | 0 | 0 | 0 | 0
F8_Industrial_Agriculture_New_Space Heating_Natural Gas_Gas Boiler - Insulate Steam Lines/Condensate Tank_A_Achievable Technical Potential | F8 | Industrial | Agriculture | New | Space Heating | Natural Gas | Gas Boiler - Insulate Steam Lines/Condensate Tank | A | Cumulative Summer Peak Savings (MW) | Achievable Technical Potential | 0 | 0 | 0 | 0 | 0 | 0 | 0 | 0 | 0 | 0 | 0 | 0 | 0 | 0 | 0 | 0 | 0 | 0 | 0 | 0 | 0 | 0 | 0 | 0 | 0 | 0 | 0 | 0 | 0 | 0 | 0
F9_Industrial_Agriculture_New_Space Heating_Natural Gas_Gas Boiler - Insulate Steam Lines/Condensate Tank_A_Achievable Technical Potential | F9 | Industrial | Agriculture | New | Space Heating | Natural Gas | Gas Boiler - Insulate Steam Lines/Condensate Tank | A | Cumulative Winter Peak Savings (MW) | Achievable Technical Potential | 0 | 0 | 0 | 0 | 0 | 0 | 0 | 0 | 0 | 0 | 0 | 0 | 0 | 0 | 0 | 0 | 0 | 0 | 0 | 0 | 0 | 0 | 0 | 0 | 0 | 0 | 0 | 0 | 0 | 0 | 0
F10_Industrial_Agriculture_New_Space Heating_Natural Gas_Gas Boiler - Insulate Steam Lines/Condensate Tank_A_Achievable Technical Potential | F10 | Industrial | Agriculture | New | Space Heating | Natural Gas | Gas Boiler - Insulate Steam Lines/Condensate Tank | A | Purchases (Incremental) | Achievable Technical Potential | 0 | 0 | 0 | 0 | 0 | 0 | 0 | 0 | 0 | 0 | 0 | 0 | 0 | 0 | 0 | 0 | 0 | 0 | 0 | 0 | 0 | 0 | 0 | 0 | 0 | 0 | 0 | 0 | 0 | 0 | 0
F11_Industrial_Agriculture_New_Space Heating_Natural Gas_Gas Boiler - Insulate Steam Lines/Condensate Tank_A_Achievable Technical Potential | F11 | Industrial | Agriculture | New | Space Heating | Natural Gas | Gas Boiler - Insulate Steam Lines/Condensate Tank | A | Purchases (Cumulative) | Achievable Technical Potential | 0 | 0 | 0 | 0 | 0 | 0 | 0 | 0 | 0 | 0 | 0 | 0 | 0 | 0 | 0 | 0 | 0 | 0 | 0 | 0 | 0 | 0 | 0 | 0 | 0 | 0 | 0 | 0 | 0 | 0 | 0
F1_Industrial_Agriculture_New_Process_Natural Gas_Gas Boiler - Insulate Steam Lines/Condensate Tank_A_Achievable Technical Potential | F1 | Industrial | Agriculture | New | Process | Natural Gas | Gas Boiler - Insulate Steam Lines/Condensate Tank | A | Integrated Unit Energy Savings (kWh or therms) | Achievable Technical Potential | 0 | 0 | 0 | 0 | 0 | 16.8297 | 16.8125 | 16.7967 | 16.7823 | 16.7679 | 16.7541 | 16.7417 | 16.7308 | 16.7217 | 16.7146 | 16.7097 | 16.7069 | 16.7057 | 16.7056 | 16.706 | 16.7074 | 16.7086 | 16.7094 | 16.71 | 16.7103 | 16.7155 | 16.7203 | 16.7248 | 16.8499 | 16.8499 | 16.8499
F2_Industrial_Agriculture_New_Process_Natural Gas_Gas Boiler - Insulate Steam Lines/Condensate Tank_A_Achievable Technical Potential | F2 | Industrial | Agriculture | New | Process | Natural Gas | Gas Boiler - Insulate Steam Lines/Condensate Tank | A | Integrated Unit Summer Peak Savings (kW) | Achievable Technical Potential | 0 | 0 | 0 | 0 | 0 | 0 | 0 | 0 | 0 | 0 | 0 | 0 | 0 | 0 | 0 | 0 | 0 | 0 | 0 | 0 | 0 | 0 | 0 | 0 | 0 | 0 | 0 | 0 | 0 | 0 | 0
F3_Industrial_Agriculture_New_Process_Natural Gas_Gas Boiler - Insulate Steam Lines/Condensate Tank_A_Achievable Technical Potential | F3 | Industrial | Agriculture | New | Process | Natural Gas | Gas Boiler - Insulate Steam Lines/Condensate Tank | A | Integrated Unit Winter Peak Savings (kW) | Achievable Technical Potential | 0 | 0 | 0 | 0 | 0 | 0 | 0 | 0 | 0 | 0 | 0 | 0 | 0 | 0 | 0 | 0 | 0 | 0 | 0 | 0 | 0 | 0 | 0 | 0 | 0 | 0 | 0 | 0 | 0 | 0 | 0
F4_Industrial_Agriculture_New_Process_Natural Gas_Gas Boiler - Insulate Steam Lines/Condensate Tank_A_Achievable Technical Potential | F4 | Industrial | Agriculture | New | Process | Natural Gas | Gas Boiler - Insulate Steam Lines/Condensate Tank | A | Incremental Energy Savings (MWh or mTherms) | Achievable Technical Potential | 0 | 0 | 0 | 0 | 0 | 0.053008 | 0.062736 | 0.072444 | 0.082083 | 0.091711 | 0.10133 | 0.11083 | 0.12029 | 0.12974 | 0.13904 | 0.14839 | 0.15766 | 0.16695 | 0.1762 | 0.18537 | 0.19457 | 0.20373 | 0.21284 | 0.22193 | 0.23098 | 0.052648 | 0.062391 | 0.072134 | 0.082414 | 0.09216 | 0.10191
F5_Industrial_Agriculture_New_Process_Natural Gas_Gas Boiler - Insulate Steam Lines/Condensate Tank_A_Achievable Technical Potential | F5 | Industrial | Agriculture | New | Process | Natural Gas | Gas Boiler - Insulate Steam Lines/Condensate Tank | A | Incremental Summer Peak Savings (MW) | Achievable Technical Potential | 0 | 0 | 0 | 0 | 0 | 0 | 0 | 0 | 0 | 0 | 0 | 0 | 0 | 0 | 0 | 0 | 0 | 0 | 0 | 0 | 0 | 0 | 0 | 0 | 0 | 0 | 0 | 0 | 0 | 0 | 0
F6_Industrial_Agriculture_New_Process_Natural Gas_Gas Boiler - Insulate Steam Lines/Condensate Tank_A_Achievable Technical Potential | F6 | Industrial | Agriculture | New | Process | Natural Gas | Gas Boiler - Insulate Steam Lines/Condensate Tank | A | Incremental Winter Peak Savings (MW) | Achievable Technical Potential | 0 | 0 | 0 | 0 | 0 | 0 | 0 | 0 | 0 | 0 | 0 | 0 | 0 | 0 | 0 | 0 | 0 | 0 | 0 | 0 | 0 | 0 | 0 | 0 | 0 | 0 | 0 | 0 | 0 | 0 | 0
F7_Industrial_Agriculture_New_Process_Natural Gas_Gas Boiler - Insulate Steam Lines/Condensate Tank_A_Achievable Technical Potential | F7 | Industrial | Agriculture | New | Process | Natural Gas | Gas Boiler - Insulate Steam Lines/Condensate Tank | A | Cumulative Energy Savings (MWh or mTherms) | Achievable Technical Potential | 0 | 0 | 0 | 0 | 0 | 0.053008 | 0.11569 | 0.18802 | 0.26995 | 0.36143 | 0.46246 | 0.57295 | 0.69287 | 0.82223 | 0.96091 | 1.109 | 1.2665 | 1.4333 | 1.6095 | 1.7949 | 1.9897 | 2.1935 | 2.4065 | 2.6285 | 2.8595 | 2.8604 | 2.8612 | 2.862 | 0 | 0 | 0
F8_Industrial_Agriculture_New_Process_Natural Gas_Gas Boiler - Insulate Steam Lines/Condensate Tank_A_Achievable Technical Potential | F8 | Industrial | Agriculture | New | Process | Natural Gas | Gas Boiler - Insulate Steam Lines/Condensate Tank | A | Cumulative Summer Peak Savings (MW) | Achievable Technical Potential | 0 | 0 | 0 | 0 | 0 | 0 | 0 | 0 | 0 | 0 | 0 | 0 | 0 | 0 | 0 | 0 | 0 | 0 | 0 | 0 | 0 | 0 | 0 | 0 | 0 | 0 | 0 | 0 | 0 | 0 | 0
F9_Industrial_Agriculture_New_Process_Natural Gas_Gas Boiler - Insulate Steam Lines/Condensate Tank_A_Achievable Technical Potential | F9 | Industrial | Agriculture | New | Process | Natural Gas | Gas Boiler - Insulate Steam Lines/Condensate Tank | A | Cumulative Winter Peak Savings (MW) | Achievable Technical Potential | 0 | 0 | 0 | 0 | 0 | 0 | 0 | 0 | 0 | 0 | 0 | 0 | 0 | 0 | 0 | 0 | 0 | 0 | 0 | 0 | 0 | 0 | 0 | 0 | 0 | 0 | 0 | 0 | 0 | 0 | 0
F10_Industrial_Agriculture_New_Process_Natural Gas_Gas Boiler - Insulate Steam Lines/Condensate Tank_A_Achievable Technical Potential | F10 | Industrial | Agriculture | New | Process | Natural Gas | Gas Boiler - Insulate Steam Lines/Condensate Tank | A | Purchases (Incremental) | Achievable Technical Potential | 0 | 0 | 0 | 0 | 0 | 3.1496 | 3.7315 | 4.313 | 4.8911 | 5.4694 | 6.0483 | 6.6198 | 7.1898 | 7.7586 | 8.3183 | 8.8802 | 9.4368 | 9.9934 | 10.5472 | 11.0961 | 11.6456 | 12.1929 | 12.738 | 13.2811 | 13.8224 | 3.1496 | 3.7315 | 4.313 | 4.8911 | 5.4694 | 6.0483
F11_Industrial_Agriculture_New_Process_Natural Gas_Gas Boiler - Insulate Steam Lines/Condensate Tank_A_Achievable Technical Potential | F11 | Industrial | Agriculture | New | Process | Natural Gas | Gas Boiler - Insulate Steam Lines/Condensate Tank | A | Purchases (Cumulative) | Achievable Technical Potential | 0 | 0 | 0 | 0 | 0 | 3.1496 | 6.8811 | 11.1941 | 16.0852 | 21.5546 | 27.6029 | 34.2227 | 41.4125 | 49.1711 | 57.4894 | 66.3697 | 75.8065 | 85.7999 | 96.3471 | 107.4432 | 119.0888 | 131.2817 | 144.0197 | 157.3008 | 171.1233 | 171.1233 | 171.1233 | 171.1233 | 171.1233 | 171.1233 | 171.1233
F1_Industrial_Agriculture_New_Space Heating_Natural Gas_Gas Boiler - Insulate Hot Water Lines_A_Achievable Technical Potential | F1 | Industrial | Agriculture | New | Space Heating | Natural Gas | Gas Boiler - Insulate Hot Water Lines | A | Integrated Unit Energy Savings (kWh or therms) | Achievable Technical Potential | 0 | 0 | 0 | 0 | 0 | 0 | 0 | 0 | 0 | 0 | 0 | 0 | 0 | 0 | 0 | 0 | 0 | 0 | 0 | 0 | 0 | 0 | 0 | 0 | 0 | 0 | 0 | 0 | 0 | 0 | 0
F2_Industrial_Agriculture_New_Space Heating_Natural Gas_Gas Boiler - Insulate Hot Water Lines_A_Achievable Technical Potential | F2 | Industrial | Agriculture | New | Space Heating | Natural Gas | Gas Boiler - Insulate Hot Water Lines | A | Integrated Unit Summer Peak Savings (kW) | Achievable Technical Potential | 0 | 0 | 0 | 0 | 0 | 0 | 0 | 0 | 0 | 0 | 0 | 0 | 0 | 0 | 0 | 0 | 0 | 0 | 0 | 0 | 0 | 0 | 0 | 0 | 0 | 0 | 0 | 0 | 0 | 0 | 0
F3_Industrial_Agriculture_New_Space Heating_Natural Gas_Gas Boiler - Insulate Hot Water Lines_A_Achievable Technical Potential | F3 | Industrial | Agriculture | New | Space Heating | Natural Gas | Gas Boiler - Insulate Hot Water Lines | A | Integrated Unit Winter Peak Savings (kW) | Achievable Technical Potential | 0 | 0 | 0 | 0 | 0 | 0 | 0 | 0 | 0 | 0 | 0 | 0 | 0 | 0 | 0 | 0 | 0 | 0 | 0 | 0 | 0 | 0 | 0 | 0 | 0 | 0 | 0 | 0 | 0 | 0 | 0
F4_Industrial_Agriculture_New_Space Heating_Natural Gas_Gas Boiler - Insulate Hot Water Lines_A_Achievable Technical Potential | F4 | Industrial | Agriculture | New | Space Heating | Natural Gas | Gas Boiler - Insulate Hot Water Lines | A | Incremental Energy Savings (MWh or mTherms) | Achievable Technical Potential | 0 | 0 | 0 | 0 | 0 | 0 | 0 | 0 | 0 | 0 | 0 | 0 | 0 | 0 | 0 | 0 | 0 | 0 | 0 | 0 | 0 | 0 | 0 | 0 | 0 | 0 | 0 | 0 | 0 | 0 | 0
F5_Industrial_Agriculture_New_Space Heating_Natural Gas_Gas Boiler - Insulate Hot Water Lines_A_Achievable Technical Potential | F5 | Industrial | Agriculture | New | Space Heating | Natural Gas | Gas Boiler - Insulate Hot Water Lines | A | Incremental Summer Peak Savings (MW) | Achievable Technical Potential | 0 | 0 | 0 | 0 | 0 | 0 | 0 | 0 | 0 | 0 | 0 | 0 | 0 | 0 | 0 | 0 | 0 | 0 | 0 | 0 | 0 | 0 | 0 | 0 | 0 | 0 | 0 | 0 | 0 | 0 | 0
F6_Industrial_Agriculture_New_Space Heating_Natural Gas_Gas Boiler - Insulate Hot Water Lines_A_Achievable Technical Potential | F6 | Industrial | Agriculture | New | Space Heating | Natural Gas | Gas Boiler - Insulate Hot Water Lines | A | Incremental Winter Peak Savings (MW) | Achievable Technical Potential | 0 | 0 | 0 | 0 | 0 | 0 | 0 | 0 | 0 | 0 | 0 | 0 | 0 | 0 | 0 | 0 | 0 | 0 | 0 | 0 | 0 | 0 | 0 | 0 | 0 | 0 | 0 | 0 | 0 | 0 | 0
F7_Industrial_Agriculture_New_Space Heating_Natural Gas_Gas Boiler - Insulate Hot Water Lines_A_Achievable Technical Potential | F7 | Industrial | Agriculture | New | Space Heating | Natural Gas | Gas Boiler - Insulate Hot Water Lines | A | Cumulative Energy Savings (MWh or mTherms) | Achievable Technical Potential | 0 | 0 | 0 | 0 | 0 | 0 | 0 | 0 | 0 | 0 | 0 | 0 | 0 | 0 | 0 | 0 | 0 | 0 | 0 | 0 | 0 | 0 | 0 | 0 | 0 | 0 | 0 | 0 | 0 | 0 | 0
F8_Industrial_Agriculture_New_Space Heating_Natural Gas_Gas Boiler - Insulate Hot Water Lines_A_Achievable Technical Potential | F8 | Industrial | Agriculture | New | Space Heating | Natural Gas | Gas Boiler - Insulate Hot Water Lines | A | Cumulative Summer Peak Savings (MW) | Achievable Technical Potential | 0 | 0 | 0 | 0 | 0 | 0 | 0 | 0 | 0 | 0 | 0 | 0 | 0 | 0 | 0 | 0 | 0 | 0 | 0 | 0 | 0 | 0 | 0 | 0 | 0 | 0 | 0 | 0 | 0 | 0 | 0
F9_Industrial_Agriculture_New_Space Heating_Natural Gas_Gas Boiler - Insulate Hot Water Lines_A_Achievable Technical Potential | F9 | Industrial | Agriculture | New | Space Heating | Natural Gas | Gas Boiler - Insulate Hot Water Lines | A | Cumulative Winter Peak Savings (MW) | Achievable Technical Potential | 0 | 0 | 0 | 0 | 0 | 0 | 0 | 0 | 0 | 0 | 0 | 0 | 0 | 0 | 0 | 0 | 0 | 0 | 0 | 0 | 0 | 0 | 0 | 0 | 0 | 0 | 0 | 0 | 0 | 0 | 0
F10_Industrial_Agriculture_New_Space Heating_Natural Gas_Gas Boiler - Insulate Hot Water Lines_A_Achievable Technical Potential | F10 | Industrial | Agriculture | New | Space Heating | Natural Gas | Gas Boiler - Insulate Hot Water Lines | A | Purchases (Incremental) | Achievable Technical Potential | 0 | 0 | 0 | 0 | 0 | 0 | 0 | 0 | 0 | 0 | 0 | 0 | 0 | 0 | 0 | 0 | 0 | 0 | 0 | 0 | 0 | 0 | 0 | 0 | 0 | 0 | 0 | 0 | 0 | 0 | 0
F11_Industrial_Agriculture_New_Space Heating_Natural Gas_Gas Boiler - Insulate Hot Water Lines_A_Achievable Technical Potential | F11 | Industrial | Agriculture | New | Space Heating | Natural Gas | Gas Boiler - Insulate Hot Water Lines | A | Purchases (Cumulative) | Achievable Technical Potential | 0 | 0 | 0 | 0 | 0 | 0 | 0 | 0 | 0 | 0 | 0 | 0 | 0 | 0 | 0 | 0 | 0 | 0 | 0 | 0 | 0 | 0 | 0 | 0 | 0 | 0 | 0 | 0 | 0 | 0 | 0
F1_Industrial_Agriculture_New_Process_Natural Gas_Gas Boiler - Insulate Hot Water Lines_A_Achievable Technical Potential | F1 | Industrial | Agriculture | New | Process | Natural Gas | Gas Boiler - Insulate Hot Water Lines | A | Integrated Unit Energy Savings (kWh or therms) | Achievable Technical Potential | 0 | 0 | 0 | 0 | 0 | 19.0288 | 19.0143 | 19.0008 | 18.9886 | 18.9761 | 18.9641 | 18.9537 | 18.9448 | 18.938 | 18.9332 | 18.931 | 18.9311 | 18.933 | 18.9361 | 18.9397 | 18.9445 | 18.9491 | 18.9532 | 18.957 | 18.9605 | 18.9637 | 18.9666 | 18.9694 | 19.0457 | 19.0457 | 19.0457
F2_Industrial_Agriculture_New_Process_Natural Gas_Gas Boiler - Insulate Hot Water Lines_A_Achievable Technical Potential | F2 | Industrial | Agriculture | New | Process | Natural Gas | Gas Boiler - Insulate Hot Water Lines | A | Integrated Unit Summer Peak Savings (kW) | Achievable Technical Potential | 0 | 0 | 0 | 0 | 0 | 0 | 0 | 0 | 0 | 0 | 0 | 0 | 0 | 0 | 0 | 0 | 0 | 0 | 0 | 0 | 0 | 0 | 0 | 0 | 0 | 0 | 0 | 0 | 0 | 0 | 0
F3_Industrial_Agriculture_New_Process_Natural Gas_Gas Boiler - Insulate Hot Water Lines_A_Achievable Technical Potential | F3 | Industrial | Agriculture | New | Process | Natural Gas | Gas Boiler - Insulate Hot Water Lines | A | Integrated Unit Winter Peak Savings (kW) | Achievable Technical Potential | 0 | 0 | 0 | 0 | 0 | 0 | 0 | 0 | 0 | 0 | 0 | 0 | 0 | 0 | 0 | 0 | 0 | 0 | 0 | 0 | 0 | 0 | 0 | 0 | 0 | 0 | 0 | 0 | 0 | 0 | 0
F4_Industrial_Agriculture_New_Process_Natural Gas_Gas Boiler - Insulate Hot Water Lines_A_Achievable Technical Potential | F4 | Industrial | Agriculture | New | Process | Natural Gas | Gas Boiler - Insulate Hot Water Lines | A | Incremental Energy Savings (MWh or mTherms) | Achievable Technical Potential | 0 | 0 | 0 | 0 | 0 | 0.059934 | 0.070951 | 0.08195 | 0.092874 | 0.10379 | 0.1147 | 0.12547 | 0.13621 | 0.14693 | 0.15749 | 0.16811 | 0.17865 | 0.18921 | 0.19972 | 0.21016 | 0.22062 | 0.23104 | 0.24143 | 0.25177 | 0.26208 | 0.059729 | 0.070773 | 0.081814 | 0.093154 | 0.10417 | 0.11519
F5_Industrial_Agriculture_New_Process_Natural Gas_Gas Boiler - Insulate Hot Water Lines_A_Achievable Technical Potential | F5 | Industrial | Agriculture | New | Process | Natural Gas | Gas Boiler - Insulate Hot Water Lines | A | Incremental Summer Peak Savings (MW) | Achievable Technical Potential | 0 | 0 | 0 | 0 | 0 | 0 | 0 | 0 | 0 | 0 | 0 | 0 | 0 | 0 | 0 | 0 | 0 | 0 | 0 | 0 | 0 | 0 | 0 | 0 | 0 | 0 | 0 | 0 | 0 | 0 | 0
F6_Industrial_Agriculture_New_Process_Natural Gas_Gas Boiler - Insulate Hot Water Lines_A_Achievable Technical Potential | F6 | Industrial | Agriculture | New | Process | Natural Gas | Gas Boiler - Insulate Hot Water Lines | A | Incremental Winter Peak Savings (MW) | Achievable Technical Potential | 0 | 0 | 0 | 0 | 0 | 0 | 0 | 0 | 0 | 0 | 0 | 0 | 0 | 0 | 0 | 0 | 0 | 0 | 0 | 0 | 0 | 0 | 0 | 0 | 0 | 0 | 0 | 0 | 0 | 0 | 0
F7_Industrial_Agriculture_New_Process_Natural Gas_Gas Boiler - Insulate Hot Water Lines_A_Achievable Technical Potential | F7 | Industrial | Agriculture | New | Process | Natural Gas | Gas Boiler - Insulate Hot Water Lines | A | Cumulative Energy Savings (MWh or mTherms) | Achievable Technical Potential | 0 | 0 | 0 | 0 | 0 | 0.059934 | 0.13084 | 0.2127 | 0.30543 | 0.40902 | 0.52347 | 0.64865 | 0.78455 | 0.9312 | 1.0885 | 1.2564 | 1.4351 | 1.6244 | 1.8244 | 2.0349 | 2.2561 | 2.4877 | 2.7296 | 2.982 | 3.2446 | 3.2451 | 3.2456 | 3.2461 | 0 | 0 | 0
F8_Industrial_Agriculture_New_Process_Natural Gas_Gas Boiler - Insulate Hot Water Lines_A_Achievable Technical Potential | F8 | Industrial | Agriculture | New | Process | Natural Gas | Gas Boiler - Insulate Hot Water Lines | A | Cumulative Summer Peak Savings (MW) | Achievable Technical Potential | 0 | 0 | 0 | 0 | 0 | 0 | 0 | 0 | 0 | 0 | 0 | 0 | 0 | 0 | 0 | 0 | 0 | 0 | 0 | 0 | 0 | 0 | 0 | 0 | 0 | 0 | 0 | 0 | 0 | 0 | 0
F9_Industrial_Agriculture_New_Process_Natural Gas_Gas Boiler - Insulate Hot Water Lines_A_Achievable Technical Potential | F9 | Industrial | Agriculture | New | Process | Natural Gas | Gas Boiler - Insulate Hot Water Lines | A | Cumulative Winter Peak Savings (MW) | Achievable Technical Potential | 0 | 0 | 0 | 0 | 0 | 0 | 0 | 0 | 0 | 0 | 0 | 0 | 0 | 0 | 0 | 0 | 0 | 0 | 0 | 0 | 0 | 0 | 0 | 0 | 0 | 0 | 0 | 0 | 0 | 0 | 0
F10_Industrial_Agriculture_New_Process_Natural Gas_Gas Boiler - Insulate Hot Water Lines_A_Achievable Technical Potential | F10 | Industrial | Agriculture | New | Process | Natural Gas | Gas Boiler - Insulate Hot Water Lines | A | Purchases (Incremental) | Achievable Technical Potential | 0 | 0 | 0 | 0 | 0 | 3.1496 | 3.7315 | 4.313 | 4.8911 | 5.4694 | 6.0483 | 6.6198 | 7.1898 | 7.7586 | 8.3183 | 8.8802 | 9.4368 | 9.9934 | 10.5472 | 11.0961 | 11.6456 | 12.1929 | 12.738 | 13.2811 | 13.8224 | 3.1496 | 3.7315 | 4.313 | 4.8911 | 5.4694 | 6.0483
F11_Industrial_Agriculture_New_Process_Natural Gas_Gas Boiler - Insulate Hot Water Lines_A_Achievable Technical Potential | F11 | Industrial | Agriculture | New | Process | Natural Gas | Gas Boiler - Insulate Hot Water Lines | A | Purchases (Cumulative) | Achievable Technical Potential | 0 | 0 | 0 | 0 | 0 | 3.1496 | 6.8811 | 11.1941 | 16.0852 | 21.5546 | 27.6029 | 34.2227 | 41.4125 | 49.1711 | 57.4894 | 66.3697 | 75.8065 | 85.7999 | 96.3471 | 107.4432 | 119.0888 | 131.2817 | 144.0197 | 157.3008 | 171.1233 | 171.1233 | 171.1233 | 171.1233 | 171.1233 | 171.1233 | 171.1233
F1_Industrial_Agriculture_New_Process_Natural Gas_Process - Insulate Heated Process Fluids_A_Achievable Technical Potential | F1 | Industrial | Agriculture | New | Process | Natural Gas | Process - Insulate Heated Process Fluids | A | Integrated Unit Energy Savings (kWh or therms) | Achievable Technical Potential | 0 | 0 | 0 | 0 | 0 | 13.5892 | 13.5722 | 13.5566 | 13.5424 | 13.5284 | 13.5149 | 13.5027 | 13.4917 | 13.4823 | 13.4744 | 13.4683 | 13.464 | 13.4611 | 13.4589 | 13.4572 | 13.4563 | 13.4553 | 13.454 | 13.4524 | 13.4507 | 13.4566 | 13.4621 | 13.4672 | 13.6092 | 13.6092 | 13.6092
F2_Industrial_Agriculture_New_Process_Natural Gas_Process - Insulate Heated Process Fluids_A_Achievable Technical Potential | F2 | Industrial | Agriculture | New | Process | Natural Gas | Process - Insulate Heated Process Fluids | A | Integrated Unit Summer Peak Savings (kW) | Achievable Technical Potential | 0 | 0 | 0 | 0 | 0 | 0 | 0 | 0 | 0 | 0 | 0 | 0 | 0 | 0 | 0 | 0 | 0 | 0 | 0 | 0 | 0 | 0 | 0 | 0 | 0 | 0 | 0 | 0 | 0 | 0 | 0
F3_Industrial_Agriculture_New_Process_Natural Gas_Process - Insulate Heated Process Fluids_A_Achievable Technical Potential | F3 | Industrial | Agriculture | New | Process | Natural Gas | Process - Insulate Heated Process Fluids | A | Integrated Unit Winter Peak Savings (kW) | Achievable Technical Potential | 0 | 0 | 0 | 0 | 0 | 0 | 0 | 0 | 0 | 0 | 0 | 0 | 0 | 0 | 0 | 0 | 0 | 0 | 0 | 0 | 0 | 0 | 0 | 0 | 0 | 0 | 0 | 0 | 0 | 0 | 0
F4_Industrial_Agriculture_New_Process_Natural Gas_Process - Insulate Heated Process Fluids_A_Achievable Technical Potential | F4 | Industrial | Agriculture | New | Process | Natural Gas | Process - Insulate Heated Process Fluids | A | Incremental Energy Savings (MWh or mTherms) | Achievable Technical Potential | 0 | 0 | 0 | 0 | 0 | 0.093627 | 0.11078 | 0.1279 | 0.14489 | 0.16186 | 0.16093 | 0.14078 | 0.12222 | 0.10544 | 0.090385 | 0.077157 | 0.065573 | 0.055541 | 0.046888 | 0.039457 | 0.033127 | 0.00023655 | 8.825e-05 | 3.1365e-05 | 1.0643e-05 | 0.092714 | 0.10989 | 0.12706 | 0.14561 | 0.16283 | 0.16205
F5_Industrial_Agriculture_New_Process_Natural Gas_Process - Insulate Heated Process Fluids_A_Achievable Technical Potential | F5 | Industrial | Agriculture | New | Process | Natural Gas | Process - Insulate Heated Process Fluids | A | Incremental Summer Peak Savings (MW) | Achievable Technical Potential | 0 | 0 | 0 | 0 | 0 | 0 | 0 | 0 | 0 | 0 | 0 | 0 | 0 | 0 | 0 | 0 | 0 | 0 | 0 | 0 | 0 | 0 | 0 | 0 | 0 | 0 | 0 | 0 | 0 | 0 | 0
F6_Industrial_Agriculture_New_Process_Natural Gas_Process - Insulate Heated Process Fluids_A_Achievable Technical Potential | F6 | Industrial | Agriculture | New | Process | Natural Gas | Process - Insulate Heated Process Fluids | A | Incremental Winter Peak Savings (MW) | Achievable Technical Potential | 0 | 0 | 0 | 0 | 0 | 0 | 0 | 0 | 0 | 0 | 0 | 0 | 0 | 0 | 0 | 0 | 0 | 0 | 0 | 0 | 0 | 0 | 0 | 0 | 0 | 0 | 0 | 0 | 0 | 0 | 0
F7_Industrial_Agriculture_New_Process_Natural Gas_Process - Insulate Heated Process Fluids_A_Achievable Technical Potential | F7 | Industrial | Agriculture | New | Process | Natural Gas | Process - Insulate Heated Process Fluids | A | Cumulative Energy Savings (MWh or mTherms) | Achievable Technical Potential | 0 | 0 | 0 | 0 | 0 | 0.093627 | 0.20429 | 0.33196 | 0.4765 | 0.63787 | 0.79816 | 0.93822 | 1.0597 | 1.1644 | 1.2541 | 1.3307 | 1.3958 | 1.4511 | 1.4977 | 1.537 | 1.57 | 1.5701 | 1.5701 | 1.5699 | 1.5697 | 1.5704 | 1.5711 | 1.5716 | 0 | 0 | 0
F8_Industrial_Agriculture_New_Process_Natural Gas_Process - Insulate Heated Process Fluids_A_Achievable Technical Potential | F8 | Industrial | Agriculture | New | Process | Natural Gas | Process - Insulate Heated Process Fluids | A | Cumulative Summer Peak Savings (MW) | Achievable Technical Potential | 0 | 0 | 0 | 0 | 0 | 0 | 0 | 0 | 0 | 0 | 0 | 0 | 0 | 0 | 0 | 0 | 0 | 0 | 0 | 0 | 0 | 0 | 0 | 0 | 0 | 0 | 0 | 0 | 0 | 0 | 0
F9_Industrial_Agriculture_New_Process_Natural Gas_Process - Insulate Heated Process Fluids_A_Achievable Technical Potential | F9 | Industrial | Agriculture | New | Process | Natural Gas | Process - Insulate Heated Process Fluids | A | Cumulative Winter Peak Savings (MW) | Achievable Technical Potential | 0 | 0 | 0 | 0 | 0 | 0 | 0 | 0 | 0 | 0 | 0 | 0 | 0 | 0 | 0 | 0 | 0 | 0 | 0 | 0 | 0 | 0 | 0 | 0 | 0 | 0 | 0 | 0 | 0 | 0 | 0
F10_Industrial_Agriculture_New_Process_Natural Gas_Process - Insulate Heated Process Fluids_A_Achievable Technical Potential | F10 | Industrial | Agriculture | New | Process | Natural Gas | Process - Insulate Heated Process Fluids | A | Purchases (Incremental) | Achievable Technical Potential | 0 | 0 | 0 | 0 | 0 | 6.8898 | 8.1626 | 9.4346 | 10.6991 | 11.9644 | 11.9076 | 10.4262 | 9.0591 | 7.8206 | 6.7079 | 5.7288 | 4.8703 | 4.126 | 3.4837 | 2.932 | 2.4618 | 0.01758 | 0.0065594 | 0.0023315 | 0.00079126 | 6.8898 | 8.1626 | 9.4346 | 10.6991 | 11.9644 | 11.9076
F11_Industrial_Agriculture_New_Process_Natural Gas_Process - Insulate Heated Process Fluids_A_Achievable Technical Potential | F11 | Industrial | Agriculture | New | Process | Natural Gas | Process - Insulate Heated Process Fluids | A | Purchases (Cumulative) | Achievable Technical Potential | 0 | 0 | 0 | 0 | 0 | 6.8898 | 15.0524 | 24.487 | 35.1861 | 47.1505 | 59.0581 | 69.4843 | 78.5434 | 86.364 | 93.0719 | 98.8007 | 103.6709 | 107.797 | 111.2807 | 114.2128 | 116.6746 | 116.6921 | 116.6987 | 116.701 | 116.7018 | 116.7018 | 116.7018 | 116.7018 | 116.7018 | 116.7018 | 116.7018
F1_Industrial_Agriculture_New_Process_Natural Gas_Process Heat Recovery_A_Achievable Technical Potential | F1 | Industrial | Agriculture | New | Process | Natural Gas | Process Heat Recovery | A | Integrated Unit Energy Savings (kWh or therms) | Achievable Technical Potential | 0 | 0 | 0 | 0 | 0 | 0.13588 | 0.13553 | 0.13522 | 0.13492 | 0.13462 | 0.1344 | 0.13421 | 0.13404 | 0.13389 | 0.13376 | 0.13367 | 0.1336 | 0.13356 | 0.13353 | 0.13352 | 0.13353 | 0.13354 | 0.13355 | 0.13356 | 0.13356 | 0.13366 | 0.13376 | 0.13385 | 0 | 0 | 0
F2_Industrial_Agriculture_New_Process_Natural Gas_Process Heat Recovery_A_Achievable Technical Potential | F2 | Industrial | Agriculture | New | Process | Natural Gas | Process Heat Recovery | A | Integrated Unit Summer Peak Savings (kW) | Achievable Technical Potential | 0 | 0 | 0 | 0 | 0 | 0 | 0 | 0 | 0 | 0 | 0 | 0 | 0 | 0 | 0 | 0 | 0 | 0 | 0 | 0 | 0 | 0 | 0 | 0 | 0 | 0 | 0 | 0 | 0 | 0 | 0
F3_Industrial_Agriculture_New_Process_Natural Gas_Process Heat Recovery_A_Achievable Technical Potential | F3 | Industrial | Agriculture | New | Process | Natural Gas | Process Heat Recovery | A | Integrated Unit Winter Peak Savings (kW) | Achievable Technical Potential | 0 | 0 | 0 | 0 | 0 | 0 | 0 | 0 | 0 | 0 | 0 | 0 | 0 | 0 | 0 | 0 | 0 | 0 | 0 | 0 | 0 | 0 | 0 | 0 | 0 | 0 | 0 | 0 | 0 | 0 | 0
F4_Industrial_Agriculture_New_Process_Natural Gas_Process Heat Recovery_A_Achievable Technical Potential | F4 | Industrial | Agriculture | New | Process | Natural Gas | Process Heat Recovery | A | Incremental Energy Savings (MWh or mTherms) | Achievable Technical Potential | 0 | 0 | 0 | 0 | 0 | 0.033704 | 0.039827 | 0.045925 | 0.051966 | 0.057985 | 0.057615 | 0.050374 | 0.043713 | 0.037695 | 0.032302 | 0.027567 | 0.023424 | 0.019838 | 0.016747 | 0.014094 | 0.033119 | 0.039241 | 0.045359 | 0.051442 | 0.057527 | 0.057298 | 0.050205 | 0.043651 | 0 | 0 | 0
F5_Industrial_Agriculture_New_Process_Natural Gas_Process Heat Recovery_A_Achievable Technical Potential | F5 | Industrial | Agriculture | New | Process | Natural Gas | Process Heat Recovery | A | Incremental Summer Peak Savings (MW) | Achievable Technical Potential | 0 | 0 | 0 | 0 | 0 | 0 | 0 | 0 | 0 | 0 | 0 | 0 | 0 | 0 | 0 | 0 | 0 | 0 | 0 | 0 | 0 | 0 | 0 | 0 | 0 | 0 | 0 | 0 | 0 | 0 | 0
F6_Industrial_Agriculture_New_Process_Natural Gas_Process Heat Recovery_A_Achievable Technical Potential | F6 | Industrial | Agriculture | New | Process | Natural Gas | Process Heat Recovery | A | Incremental Winter Peak Savings (MW) | Achievable Technical Potential | 0 | 0 | 0 | 0 | 0 | 0 | 0 | 0 | 0 | 0 | 0 | 0 | 0 | 0 | 0 | 0 | 0 | 0 | 0 | 0 | 0 | 0 | 0 | 0 | 0 | 0 | 0 | 0 | 0 | 0 | 0
F7_Industrial_Agriculture_New_Process_Natural Gas_Process Heat Recovery_A_Achievable Technical Potential | F7 | Industrial | Agriculture | New | Process | Natural Gas | Process Heat Recovery | A | Cumulative Energy Savings (MWh or mTherms) | Achievable Technical Potential | 0 | 0 | 0 | 0 | 0 | 0.033704 | 0.073444 | 0.1192 | 0.1709 | 0.22851 | 0.28575 | 0.33571 | 0.37899 | 0.41627 | 0.44819 | 0.47544 | 0.49862 | 0.5183 | 0.53495 | 0.54899 | 0.54902 | 0.54907 | 0.54911 | 0.54914 | 0.54916 | 0.54958 | 0.54997 | 0.55033 | 0 | 0 | 0
F8_Industrial_Agriculture_New_Process_Natural Gas_Process Heat Recovery_A_Achievable Technical Potential | F8 | Industrial | Agriculture | New | Process | Natural Gas | Process Heat Recovery | A | Cumulative Summer Peak Savings (MW) | Achievable Technical Potential | 0 | 0 | 0 | 0 | 0 | 0 | 0 | 0 | 0 | 0 | 0 | 0 | 0 | 0 | 0 | 0 | 0 | 0 | 0 | 0 | 0 | 0 | 0 | 0 | 0 | 0 | 0 | 0 | 0 | 0 | 0
F9_Industrial_Agriculture_New_Process_Natural Gas_Process Heat Recovery_A_Achievable Technical Potential | F9 | Industrial | Agriculture | New | Process | Natural Gas | Process Heat Recovery | A | Cumulative Winter Peak Savings (MW) | Achievable Technical Potential | 0 | 0 | 0 | 0 | 0 | 0 | 0 | 0 | 0 | 0 | 0 | 0 | 0 | 0 | 0 | 0 | 0 | 0 | 0 | 0 | 0 | 0 | 0 | 0 | 0 | 0 | 0 | 0 | 0 | 0 | 0
F10_Industrial_Agriculture_New_Process_Natural Gas_Process Heat Recovery_A_Achievable Technical Potential | F10 | Industrial | Agriculture | New | Process | Natural Gas | Process Heat Recovery | A | Purchases (Incremental) | Achievable Technical Potential | 0 | 0 | 0 | 0 | 0 | 248.0338 | 293.8524 | 339.6458 | 385.1692 | 430.7171 | 428.6725 | 375.3429 | 326.1273 | 281.5423 | 241.484 | 206.237 | 175.3298 | 148.5371 | 125.415 | 105.5532 | 248.0338 | 293.8524 | 339.6458 | 385.1692 | 430.7171 | 428.6725 | 375.3429 | 326.1273 | 281.5423 | 241.484 | 206.237
F11_Industrial_Agriculture_New_Process_Natural Gas_Process Heat Recovery_A_Achievable Technical Potential | F11 | Industrial | Agriculture | New | Process | Natural Gas | Process Heat Recovery | A | Purchases (Cumulative) | Achievable Technical Potential | 0 | 0 | 0 | 0 | 0 | 248.0338 | 541.8862 | 881.532 | 1266.7011 | 1697.4183 | 2126.0908 | 2501.4337 | 2827.561 | 3109.1033 | 3350.5873 | 3556.8243 | 3732.1541 | 3880.6912 | 4006.1062 | 4111.6594 | 4111.6594 | 4111.6594 | 4111.6594 | 4111.6594 | 4111.6594 | 4111.6594 | 4111.6594 | 4111.6594 | 4111.6594 | 4111.6594 | 4111.6594
F1_Industrial_Agriculture_New_Space Heating_Natural Gas_Building Automation System_A_Achievable Technical Potential | F1 | Industrial | Agriculture | New | Space Heating | Natural Gas | Building Automation System | A | Integrated Unit Energy Savings (kWh or therms) | Achievable Technical Potential | 0 | 0 | 0 | 0 | 0 | 0.014549 | 0.014313 | 0.014117 | 0.013949 | 0.013799 | 0.013662 | 0.013499 | 0.013323 | 0.013145 | 0.01297 | 0.012811 | 0.012669 | 0.012549 | 0.012388 | 0.012265 | 0.012171 | 0.012096 | 0.012055 | 0.012028 | 0.012011 | 0.012002 | 0.011996 | 0.011995 | 0 | 0 | 0
F2_Industrial_Agriculture_New_Space Heating_Natural Gas_Building Automation System_A_Achievable Technical Potential | F2 | Industrial | Agriculture | New | Space Heating | Natural Gas | Building Automation System | A | Integrated Unit Summer Peak Savings (kW) | Achievable Technical Potential | 0 | 0 | 0 | 0 | 0 | 0 | 0 | 0 | 0 | 0 | 0 | 0 | 0 | 0 | 0 | 0 | 0 | 0 | 0 | 0 | 0 | 0 | 0 | 0 | 0 | 0 | 0 | 0 | 0 | 0 | 0
F3_Industrial_Agriculture_New_Space Heating_Natural Gas_Building Automation System_A_Achievable Technical Potential | F3 | Industrial | Agriculture | New | Space Heating | Natural Gas | Building Automation System | A | Integrated Unit Winter Peak Savings (kW) | Achievable Technical Potential | 0 | 0 | 0 | 0 | 0 | 0 | 0 | 0 | 0 | 0 | 0 | 0 | 0 | 0 | 0 | 0 | 0 | 0 | 0 | 0 | 0 | 0 | 0 | 0 | 0 | 0 | 0 | 0 | 0 | 0 | 0
F4_Industrial_Agriculture_New_Space Heating_Natural Gas_Building Automation System_A_Achievable Technical Potential | F4 | Industrial | Agriculture | New | Space Heating | Natural Gas | Building Automation System | A | Incremental Energy Savings (MWh or mTherms) | Achievable Technical Potential | 0 | 0 | 0 | 0 | 0 | 0.0010238 | 0.0023851 | 0.0048281 | 0.0088 | 0.014776 | 0.02317 | 0.034083 | 0.047363 | 0.06237 | 0.077803 | 0.092049 | 0.1029 | 0.10839 | 0.10646 | 0.097491 | 0.08397 | 0.066817 | 0.048161 | 0.032009 | 0.021697 | 0.020354 | 0.03029 | 0.042642 | 0 | 0 | 0
F5_Industrial_Agriculture_New_Space Heating_Natural Gas_Building Automation System_A_Achievable Technical Potential | F5 | Industrial | Agriculture | New | Space Heating | Natural Gas | Building Automation System | A | Incremental Summer Peak Savings (MW) | Achievable Technical Potential | 0 | 0 | 0 | 0 | 0 | 0 | 0 | 0 | 0 | 0 | 0 | 0 | 0 | 0 | 0 | 0 | 0 | 0 | 0 | 0 | 0 | 0 | 0 | 0 | 0 | 0 | 0 | 0 | 0 | 0 | 0
F6_Industrial_Agriculture_New_Space Heating_Natural Gas_Building Automation System_A_Achievable Technical Potential | F6 | Industrial | Agriculture | New | Space Heating | Natural Gas | Building Automation System | A | Incremental Winter Peak Savings (MW) | Achievable Technical Potential | 0 | 0 | 0 | 0 | 0 | 0 | 0 | 0 | 0 | 0 | 0 | 0 | 0 | 0 | 0 | 0 | 0 | 0 | 0 | 0 | 0 | 0 | 0 | 0 | 0 | 0 | 0 | 0 | 0 | 0 | 0
F7_Industrial_Agriculture_New_Space Heating_Natural Gas_Building Automation System_A_Achievable Technical Potential | F7 | Industrial | Agriculture | New | Space Heating | Natural Gas | Building Automation System | A | Cumulative Energy Savings (MWh or mTherms) | Achievable Technical Potential | 0 | 0 | 0 | 0 | 0 | 0.0010238 | 0.0033923 | 0.008174 | 0.016877 | 0.03147 | 0.054329 | 0.087763 | 0.13398 | 0.19456 | 0.26977 | 0.35853 | 0.45744 | 0.56151 | 0.66078 | 0.75168 | 0.82905 | 0.88876 | 0.92977 | 0.95209 | 0.95961 | 0.95886 | 0.95842 | 0.95831 | 0 | 0 | 0
F8_Industrial_Agriculture_New_Space Heating_Natural Gas_Building Automation System_A_Achievable Technical Potential | F8 | Industrial | Agriculture | New | Space Heating | Natural Gas | Building Automation System | A | Cumulative Summer Peak Savings (MW) | Achievable Technical Potential | 0 | 0 | 0 | 0 | 0 | 0 | 0 | 0 | 0 | 0 | 0 | 0 | 0 | 0 | 0 | 0 | 0 | 0 | 0 | 0 | 0 | 0 | 0 | 0 | 0 | 0 | 0 | 0 | 0 | 0 | 0
F9_Industrial_Agriculture_New_Space Heating_Natural Gas_Building Automation System_A_Achievable Technical Potential | F9 | Industrial | Agriculture | New | Space Heating | Natural Gas | Building Automation System | A | Cumulative Winter Peak Savings (MW) | Achievable Technical Potential | 0 | 0 | 0 | 0 | 0 | 0 | 0 | 0 | 0 | 0 | 0 | 0 | 0 | 0 | 0 | 0 | 0 | 0 | 0 | 0 | 0 | 0 | 0 | 0 | 0 | 0 | 0 | 0 | 0 | 0 | 0
F10_Industrial_Agriculture_New_Space Heating_Natural Gas_Building Automation System_A_Achievable Technical Potential | F10 | Industrial | Agriculture | New | Space Heating | Natural Gas | Building Automation System | A | Purchases (Incremental) | Achievable Technical Potential | 0 | 0 | 0 | 0 | 0 | 70.3675 | 166.6437 | 341.9934 | 630.861 | 1070.7946 | 1695.9183 | 2524.8994 | 3554.9963 | 4744.7662 | 5998.8888 | 7184.9979 | 8122.5183 | 8637.5243 | 8593.5546 | 7948.8508 | 6899.1643 | 5523.754 | 3995.1085 | 2661.2639 | 1806.3441 | 1695.9183 | 2524.8994 | 3554.9963 | 4744.7662 | 5998.8888 | 7184.9979
F11_Industrial_Agriculture_New_Space Heating_Natural Gas_Building Automation System_A_Achievable Technical Potential | F11 | Industrial | Agriculture | New | Space Heating | Natural Gas | Building Automation System | A | Purchases (Cumulative) | Achievable Technical Potential | 0 | 0 | 0 | 0 | 0 | 70.3675 | 237.0112 | 579.0047 | 1209.8657 | 2280.6602 | 3976.5786 | 6501.478 | 10056.4743 | 14801.2405 | 20800.1293 | 27985.1272 | 36107.6455 | 44745.1698 | 53338.7244 | 61287.5752 | 68116.3721 | 73473.4824 | 77126.5974 | 79157.0003 | 79892.5499 | 79892.5499 | 79892.5499 | 79892.5499 | 79892.5499 | 79892.5499 | 79892.5499
F1_Industrial_Agriculture_New_Space Heating_Natural Gas_Steam System Efficiency Improvements_A_Achievable Technical Potential | F1 | Industrial | Agriculture | New | Space Heating | Natural Gas | Steam System Efficiency Improvements | A | Integrated Unit Energy Savings (kWh or therms) | Achievable Technical Potential | 0 | 0 | 0 | 0 | 0 | 0 | 0 | 0 | 0 | 0 | 0 | 0 | 0 | 0 | 0 | 0 | 0 | 0 | 0 | 0 | 0 | 0 | 0 | 0 | 0 | 0 | 0 | 0 | 0 | 0 | 0
F2_Industrial_Agriculture_New_Space Heating_Natural Gas_Steam System Efficiency Improvements_A_Achievable Technical Potential | F2 | Industrial | Agriculture | New | Space Heating | Natural Gas | Steam System Efficiency Improvements | A | Integrated Unit Summer Peak Savings (kW) | Achievable Technical Potential | 0 | 0 | 0 | 0 | 0 | 0 | 0 | 0 | 0 | 0 | 0 | 0 | 0 | 0 | 0 | 0 | 0 | 0 | 0 | 0 | 0 | 0 | 0 | 0 | 0 | 0 | 0 | 0 | 0 | 0 | 0
F3_Industrial_Agriculture_New_Space Heating_Natural Gas_Steam System Efficiency Improvements_A_Achievable Technical Potential | F3 | Industrial | Agriculture | New | Space Heating | Natural Gas | Steam System Efficiency Improvements | A | Integrated Unit Winter Peak Savings (kW) | Achievable Technical Potential | 0 | 0 | 0 | 0 | 0 | 0 | 0 | 0 | 0 | 0 | 0 | 0 | 0 | 0 | 0 | 0 | 0 | 0 | 0 | 0 | 0 | 0 | 0 | 0 | 0 | 0 | 0 | 0 | 0 | 0 | 0
F4_Industrial_Agriculture_New_Space Heating_Natural Gas_Steam System Efficiency Improvements_A_Achievable Technical Potential | F4 | Industrial | Agriculture | New | Space Heating | Natural Gas | Steam System Efficiency Improvements | A | Incremental Energy Savings (MWh or mTherms) | Achievable Technical Potential | 0 | 0 | 0 | 0 | 0 | 0 | 0 | 0 | 0 | 0 | 0 | 0 | 0 | 0 | 0 | 0 | 0 | 0 | 0 | 0 | 0 | 0 | 0 | 0 | 0 | 0 | 0 | 0 | 0 | 0 | 0
F5_Industrial_Agriculture_New_Space Heating_Natural Gas_Steam System Efficiency Improvements_A_Achievable Technical Potential | F5 | Industrial | Agriculture | New | Space Heating | Natural Gas | Steam System Efficiency Improvements | A | Incremental Summer Peak Savings (MW) | Achievable Technical Potential | 0 | 0 | 0 | 0 | 0 | 0 | 0 | 0 | 0 | 0 | 0 | 0 | 0 | 0 | 0 | 0 | 0 | 0 | 0 | 0 | 0 | 0 | 0 | 0 | 0 | 0 | 0 | 0 | 0 | 0 | 0
F6_Industrial_Agriculture_New_Space Heating_Natural Gas_Steam System Efficiency Improvements_A_Achievable Technical Potential | F6 | Industrial | Agriculture | New | Space Heating | Natural Gas | Steam System Efficiency Improvements | A | Incremental Winter Peak Savings (MW) | Achievable Technical Potential | 0 | 0 | 0 | 0 | 0 | 0 | 0 | 0 | 0 | 0 | 0 | 0 | 0 | 0 | 0 | 0 | 0 | 0 | 0 | 0 | 0 | 0 | 0 | 0 | 0 | 0 | 0 | 0 | 0 | 0 | 0
F7_Industrial_Agriculture_New_Space Heating_Natural Gas_Steam System Efficiency Improvements_A_Achievable Technical Potential | F7 | Industrial | Agriculture | New | Space Heating | Natural Gas | Steam System Efficiency Improvements | A | Cumulative Energy Savings (MWh or mTherms) | Achievable Technical Potential | 0 | 0 | 0 | 0 | 0 | 0 | 0 | 0 | 0 | 0 | 0 | 0 | 0 | 0 | 0 | 0 | 0 | 0 | 0 | 0 | 0 | 0 | 0 | 0 | 0 | 0 | 0 | 0 | 0 | 0 | 0
F8_Industrial_Agriculture_New_Space Heating_Natural Gas_Steam System Efficiency Improvements_A_Achievable Technical Potential | F8 | Industrial | Agriculture | New | Space Heating | Natural Gas | Steam System Efficiency Improvements | A | Cumulative Summer Peak Savings (MW) | Achievable Technical Potential | 0 | 0 | 0 | 0 | 0 | 0 | 0 | 0 | 0 | 0 | 0 | 0 | 0 | 0 | 0 | 0 | 0 | 0 | 0 | 0 | 0 | 0 | 0 | 0 | 0 | 0 | 0 | 0 | 0 | 0 | 0
F9_Industrial_Agriculture_New_Space Heating_Natural Gas_Steam System Efficiency Improvements_A_Achievable Technical Potential | F9 | Industrial | Agriculture | New | Space Heating | Natural Gas | Steam System Efficiency Improvements | A | Cumulative Winter Peak Savings (MW) | Achievable Technical Potential | 0 | 0 | 0 | 0 | 0 | 0 | 0 | 0 | 0 | 0 | 0 | 0 | 0 | 0 | 0 | 0 | 0 | 0 | 0 | 0 | 0 | 0 | 0 | 0 | 0 | 0 | 0 | 0 | 0 | 0 | 0
F10_Industrial_Agriculture_New_Space Heating_Natural Gas_Steam System Efficiency Improvements_A_Achievable Technical Potential | F10 | Industrial | Agriculture | New | Space Heating | Natural Gas | Steam System Efficiency Improvements | A | Purchases (Incremental) | Achievable Technical Potential | 0 | 0 | 0 | 0 | 0 | 0 | 0 | 0 | 0 | 0 | 0 | 0 | 0 | 0 | 0 | 0 | 0 | 0 | 0 | 0 | 0 | 0 | 0 | 0 | 0 | 0 | 0 | 0 | 0 | 0 | 0
F11_Industrial_Agriculture_New_Space Heating_Natural Gas_Steam System Efficiency Improvements_A_Achievable Technical Potential | F11 | Industrial | Agriculture | New | Space Heating | Natural Gas | Steam System Efficiency Improvements | A | Purchases (Cumulative) | Achievable Technical Potential | 0 | 0 | 0 | 0 | 0 | 0 | 0 | 0 | 0 | 0 | 0 | 0 | 0 | 0 | 0 | 0 | 0 | 0 | 0 | 0 | 0 | 0 | 0 | 0 | 0 | 0 | 0 | 0 | 0 | 0 | 0
F1_Industrial_Agriculture_New_Process_Natural Gas_Steam System Efficiency Improvements_A_Achievable Technical Potential | F1 | Industrial | Agriculture | New | Process | Natural Gas | Steam System Efficiency Improvements | A | Integrated Unit Energy Savings (kWh or therms) | Achievable Technical Potential | 0 | 0 | 0 | 0 | 0 | 0.18538 | 0.18491 | 0.18447 | 0.18407 | 0.18367 | 0.18337 | 0.1831 | 0.18287 | 0.18267 | 0.18251 | 0.18238 | 0.18229 | 0.18224 | 0.18221 | 0.18219 | 0.18219 | 0.18221 | 0.18222 | 0.18223 | 0.18224 | 0.18238 | 0.1825 | 0.18262 | 0.18594 | 0.18594 | 0.18594
F2_Industrial_Agriculture_New_Process_Natural Gas_Steam System Efficiency Improvements_A_Achievable Technical Potential | F2 | Industrial | Agriculture | New | Process | Natural Gas | Steam System Efficiency Improvements | A | Integrated Unit Summer Peak Savings (kW) | Achievable Technical Potential | 0 | 0 | 0 | 0 | 0 | 0 | 0 | 0 | 0 | 0 | 0 | 0 | 0 | 0 | 0 | 0 | 0 | 0 | 0 | 0 | 0 | 0 | 0 | 0 | 0 | 0 | 0 | 0 | 0 | 0 | 0
F3_Industrial_Agriculture_New_Process_Natural Gas_Steam System Efficiency Improvements_A_Achievable Technical Potential | F3 | Industrial | Agriculture | New | Process | Natural Gas | Steam System Efficiency Improvements | A | Integrated Unit Winter Peak Savings (kW) | Achievable Technical Potential | 0 | 0 | 0 | 0 | 0 | 0 | 0 | 0 | 0 | 0 | 0 | 0 | 0 | 0 | 0 | 0 | 0 | 0 | 0 | 0 | 0 | 0 | 0 | 0 | 0 | 0 | 0 | 0 | 0 | 0 | 0
F4_Industrial_Agriculture_New_Process_Natural Gas_Steam System Efficiency Improvements_A_Achievable Technical Potential | F4 | Industrial | Agriculture | New | Process | Natural Gas | Steam System Efficiency Improvements | A | Incremental Energy Savings (MWh or mTherms) | Achievable Technical Potential | 0 | 0 | 0 | 0 | 0 | 0.00017968 | 0.00042442 | 0.00086897 | 0.0015994 | 0.0027089 | 0.0042834 | 0.0063679 | 0.0089545 | 0.011938 | 0.01508 | 0.01805 | 0.020395 | 0.021681 | 0.021567 | 0.019947 | 0.018031 | 0.020385 | 0.021679 | 0.02157 | 0.019953 | 0.018049 | 0.020418 | 0.021727 | 0.02201 | 0.020358 | 0.018402
F5_Industrial_Agriculture_New_Process_Natural Gas_Steam System Efficiency Improvements_A_Achievable Technical Potential | F5 | Industrial | Agriculture | New | Process | Natural Gas | Steam System Efficiency Improvements | A | Incremental Summer Peak Savings (MW) | Achievable Technical Potential | 0 | 0 | 0 | 0 | 0 | 0 | 0 | 0 | 0 | 0 | 0 | 0 | 0 | 0 | 0 | 0 | 0 | 0 | 0 | 0 | 0 | 0 | 0 | 0 | 0 | 0 | 0 | 0 | 0 | 0 | 0
F6_Industrial_Agriculture_New_Process_Natural Gas_Steam System Efficiency Improvements_A_Achievable Technical Potential | F6 | Industrial | Agriculture | New | Process | Natural Gas | Steam System Efficiency Improvements | A | Incremental Winter Peak Savings (MW) | Achievable Technical Potential | 0 | 0 | 0 | 0 | 0 | 0 | 0 | 0 | 0 | 0 | 0 | 0 | 0 | 0 | 0 | 0 | 0 | 0 | 0 | 0 | 0 | 0 | 0 | 0 | 0 | 0 | 0 | 0 | 0 | 0 | 0
F7_Industrial_Agriculture_New_Process_Natural Gas_Steam System Efficiency Improvements_A_Achievable Technical Potential | F7 | Industrial | Agriculture | New | Process | Natural Gas | Steam System Efficiency Improvements | A | Cumulative Energy Savings (MWh or mTherms) | Achievable Technical Potential | 0 | 0 | 0 | 0 | 0 | 0.00017968 | 0.00060364 | 0.0014712 | 0.0030674 | 0.0057697 | 0.0098659 | 0.015799 | 0.023872 | 0.034197 | 0.046555 | 0.060312 | 0.074338 | 0.087073 | 0.096717 | 0.1016 | 0.1016 | 0.10161 | 0.10162 | 0.10163 | 0.10163 | 0.10171 | 0.10178 | 0.10184 | 0 | 0 | 0
F8_Industrial_Agriculture_New_Process_Natural Gas_Steam System Efficiency Improvements_A_Achievable Technical Potential | F8 | Industrial | Agriculture | New | Process | Natural Gas | Steam System Efficiency Improvements | A | Cumulative Summer Peak Savings (MW) | Achievable Technical Potential | 0 | 0 | 0 | 0 | 0 | 0 | 0 | 0 | 0 | 0 | 0 | 0 | 0 | 0 | 0 | 0 | 0 | 0 | 0 | 0 | 0 | 0 | 0 | 0 | 0 | 0 | 0 | 0 | 0 | 0 | 0
F9_Industrial_Agriculture_New_Process_Natural Gas_Steam System Efficiency Improvements_A_Achievable Technical Potential | F9 | Industrial | Agriculture | New | Process | Natural Gas | Steam System Efficiency Improvements | A | Cumulative Winter Peak Savings (MW) | Achievable Technical Potential | 0 | 0 | 0 | 0 | 0 | 0 | 0 | 0 | 0 | 0 | 0 | 0 | 0 | 0 | 0 | 0 | 0 | 0 | 0 | 0 | 0 | 0 | 0 | 0 | 0 | 0 | 0 | 0 | 0 | 0 | 0
F10_Industrial_Agriculture_New_Process_Natural Gas_Steam System Efficiency Improvements_A_Achievable Technical Potential | F10 | Industrial | Agriculture | New | Process | Natural Gas | Steam System Efficiency Improvements | A | Purchases (Incremental) | Achievable Technical Potential | 0 | 0 | 0 | 0 | 0 | 0.96923 | 2.2953 | 4.7106 | 8.6894 | 14.749 | 23.3594 | 34.7777 | 48.9661 | 65.3538 | 82.628 | 98.9653 | 111.8786 | 118.9722 | 118.3666 | 109.4865 | 98.9653 | 111.8786 | 118.9722 | 118.3666 | 109.4865 | 98.9653 | 111.8786 | 118.9722 | 118.3666 | 109.4865 | 98.9653
F11_Industrial_Agriculture_New_Process_Natural Gas_Steam System Efficiency Improvements_A_Achievable Technical Potential | F11 | Industrial | Agriculture | New | Process | Natural Gas | Steam System Efficiency Improvements | A | Purchases (Cumulative) | Achievable Technical Potential | 0 | 0 | 0 | 0 | 0 | 0.96923 | 3.2646 | 7.9751 | 16.6645 | 31.4135 | 53.8037 | 86.286 | 130.5415 | 187.206 | 255.085 | 330.6909 | 407.7918 | 477.798 | 530.8107 | 557.6693 | 557.6693 | 557.6693 | 557.6693 | 557.6693 | 557.6693 | 557.6693 | 557.6693 | 557.6693 | 557.6693 | 557.6693 | 557.6693
F1_Industrial_Agriculture_New_Space Heating_Natural Gas_Strategic Energy Management_A_Achievable Technical Potential | F1 | Industrial | Agriculture | New | Space Heating | Natural Gas | Strategic Energy Management | A | Integrated Unit Energy Savings (kWh or therms) | Achievable Technical Potential | 0 | 0 | 0 | 0 | 0 | 3.836 | 3.773 | 3.7202 | 3.6739 | 3.6312 | 3.5911 | 3.5426 | 3.4893 | 3.4342 | 3.3785 | 3.3267 | 3.2787 | 3.2373 | 3.1867 | 3.1476 | 3.1185 | 3.0966 | 3.0856 | 3.0801 | 3.0786 | 3.0795 | 3.0812 | 3.0837 | 0 | 0 | 0
F2_Industrial_Agriculture_New_Space Heating_Natural Gas_Strategic Energy Management_A_Achievable Technical Potential | F2 | Industrial | Agriculture | New | Space Heating | Natural Gas | Strategic Energy Management | A | Integrated Unit Summer Peak Savings (kW) | Achievable Technical Potential | 0 | 0 | 0 | 0 | 0 | 0 | 0 | 0 | 0 | 0 | 0 | 0 | 0 | 0 | 0 | 0 | 0 | 0 | 0 | 0 | 0 | 0 | 0 | 0 | 0 | 0 | 0 | 0 | 0 | 0 | 0
F3_Industrial_Agriculture_New_Space Heating_Natural Gas_Strategic Energy Management_A_Achievable Technical Potential | F3 | Industrial | Agriculture | New | Space Heating | Natural Gas | Strategic Energy Management | A | Integrated Unit Winter Peak Savings (kW) | Achievable Technical Potential | 0 | 0 | 0 | 0 | 0 | 0 | 0 | 0 | 0 | 0 | 0 | 0 | 0 | 0 | 0 | 0 | 0 | 0 | 0 | 0 | 0 | 0 | 0 | 0 | 0 | 0 | 0 | 0 | 0 | 0 | 0
F4_Industrial_Agriculture_New_Space Heating_Natural Gas_Strategic Energy Management_A_Achievable Technical Potential | F4 | Industrial | Agriculture | New | Space Heating | Natural Gas | Strategic Energy Management | A | Incremental Energy Savings (MWh or mTherms) | Achievable Technical Potential | 0 | 0 | 0 | 0 | 0 | 0.0064368 | 0.0075005 | 0.0085482 | 0.0095732 | 0.010581 | 0.011572 | 0.012494 | 0.013366 | 0.014195 | 0.014973 | 0.015739 | 0.016484 | 0.017236 | 0.017906 | 0.018607 | 0.019348 | 0.020115 | 0.02094 | 0.021794 | 0.022671 | 0.019106 | 0.020015 | 0.020927 | 0 | 0 | 0
F5_Industrial_Agriculture_New_Space Heating_Natural Gas_Strategic Energy Management_A_Achievable Technical Potential | F5 | Industrial | Agriculture | New | Space Heating | Natural Gas | Strategic Energy Management | A | Incremental Summer Peak Savings (MW) | Achievable Technical Potential | 0 | 0 | 0 | 0 | 0 | 0 | 0 | 0 | 0 | 0 | 0 | 0 | 0 | 0 | 0 | 0 | 0 | 0 | 0 | 0 | 0 | 0 | 0 | 0 | 0 | 0 | 0 | 0 | 0 | 0 | 0
F6_Industrial_Agriculture_New_Space Heating_Natural Gas_Strategic Energy Management_A_Achievable Technical Potential | F6 | Industrial | Agriculture | New | Space Heating | Natural Gas | Strategic Energy Management | A | Incremental Winter Peak Savings (MW) | Achievable Technical Potential | 0 | 0 | 0 | 0 | 0 | 0 | 0 | 0 | 0 | 0 | 0 | 0 | 0 | 0 | 0 | 0 | 0 | 0 | 0 | 0 | 0 | 0 | 0 | 0 | 0 | 0 | 0 | 0 | 0 | 0 | 0
F7_Industrial_Agriculture_New_Space Heating_Natural Gas_Strategic Energy Management_A_Achievable Technical Potential | F7 | Industrial | Agriculture | New | Space Heating | Natural Gas | Strategic Energy Management | A | Cumulative Energy Savings (MWh or mTherms) | Achievable Technical Potential | 0 | 0 | 0 | 0 | 0 | 0.0064368 | 0.013832 | 0.022186 | 0.031483 | 0.041699 | 0.046784 | 0.051603 | 0.056175 | 0.060534 | 0.064681 | 0.068707 | 0.072637 | 0.076556 | 0.080093 | 0.083768 | 0.087588 | 0.091521 | 0.095707 | 0.10002 | 0.10445 | 0.10448 | 0.10453 | 0.10462 | 0 | 0 | 0
F8_Industrial_Agriculture_New_Space Heating_Natural Gas_Strategic Energy Management_A_Achievable Technical Potential | F8 | Industrial | Agriculture | New | Space Heating | Natural Gas | Strategic Energy Management | A | Cumulative Summer Peak Savings (MW) | Achievable Technical Potential | 0 | 0 | 0 | 0 | 0 | 0 | 0 | 0 | 0 | 0 | 0 | 0 | 0 | 0 | 0 | 0 | 0 | 0 | 0 | 0 | 0 | 0 | 0 | 0 | 0 | 0 | 0 | 0 | 0 | 0 | 0
F9_Industrial_Agriculture_New_Space Heating_Natural Gas_Strategic Energy Management_A_Achievable Technical Potential | F9 | Industrial | Agriculture | New | Space Heating | Natural Gas | Strategic Energy Management | A | Cumulative Winter Peak Savings (MW) | Achievable Technical Potential | 0 | 0 | 0 | 0 | 0 | 0 | 0 | 0 | 0 | 0 | 0 | 0 | 0 | 0 | 0 | 0 | 0 | 0 | 0 | 0 | 0 | 0 | 0 | 0 | 0 | 0 | 0 | 0 | 0 | 0 | 0
F10_Industrial_Agriculture_New_Space Heating_Natural Gas_Strategic Energy Management_A_Achievable Technical Potential | F10 | Industrial | Agriculture | New | Space Heating | Natural Gas | Strategic Energy Management | A | Purchases (Incremental) | Achievable Technical Potential | 0 | 0 | 0 | 0 | 0 | 1.678 | 1.988 | 2.2978 | 2.6057 | 2.9139 | 3.2223 | 3.5268 | 3.8304 | 4.1334 | 4.4317 | 4.731 | 5.0275 | 5.3241 | 5.6191 | 5.9115 | 6.2043 | 6.4959 | 6.7863 | 7.0756 | 7.364 | 6.2043 | 6.4959 | 6.7863 | 7.0756 | 7.364 | 6.2043
F11_Industrial_Agriculture_New_Space Heating_Natural Gas_Strategic Energy Management_A_Achievable Technical Potential | F11 | Industrial | Agriculture | New | Space Heating | Natural Gas | Strategic Energy Management | A | Purchases (Cumulative) | Achievable Technical Potential | 0 | 0 | 0 | 0 | 0 | 1.678 | 3.666 | 5.9637 | 8.5695 | 11.4834 | 13.0277 | 14.5665 | 16.0991 | 17.6268 | 19.1446 | 20.6533 | 22.1541 | 23.6477 | 25.1334 | 26.6133 | 28.0865 | 29.5549 | 31.0171 | 32.4736 | 33.9261 | 33.9261 | 33.9261 | 33.9261 | 33.9261 | 33.9261 | 33.9261
F1_Industrial_Agriculture_New_Process_Natural Gas_Strategic Energy Management_A_Achievable Technical Potential | F1 | Industrial | Agriculture | New | Process | Natural Gas | Strategic Energy Management | A | Integrated Unit Energy Savings (kWh or therms) | Achievable Technical Potential | 0 | 0 | 0 | 0 | 0 | 1.4038 | 1.4015 | 1.3994 | 1.3974 | 1.3955 | 1.3938 | 1.3923 | 1.391 | 1.39 | 1.3892 | 1.3886 | 1.3882 | 1.3879 | 1.3878 | 1.3877 | 1.3877 | 1.3877 | 1.3877 | 1.3877 | 1.3876 | 1.3883 | 1.3889 | 1.3896 | 0 | 0 | 0
F2_Industrial_Agriculture_New_Process_Natural Gas_Strategic Energy Management_A_Achievable Technical Potential | F2 | Industrial | Agriculture | New | Process | Natural Gas | Strategic Energy Management | A | Integrated Unit Summer Peak Savings (kW) | Achievable Technical Potential | 0 | 0 | 0 | 0 | 0 | 0 | 0 | 0 | 0 | 0 | 0 | 0 | 0 | 0 | 0 | 0 | 0 | 0 | 0 | 0 | 0 | 0 | 0 | 0 | 0 | 0 | 0 | 0 | 0 | 0 | 0
F3_Industrial_Agriculture_New_Process_Natural Gas_Strategic Energy Management_A_Achievable Technical Potential | F3 | Industrial | Agriculture | New | Process | Natural Gas | Strategic Energy Management | A | Integrated Unit Winter Peak Savings (kW) | Achievable Technical Potential | 0 | 0 | 0 | 0 | 0 | 0 | 0 | 0 | 0 | 0 | 0 | 0 | 0 | 0 | 0 | 0 | 0 | 0 | 0 | 0 | 0 | 0 | 0 | 0 | 0 | 0 | 0 | 0 | 0 | 0 | 0
F4_Industrial_Agriculture_New_Process_Natural Gas_Strategic Energy Management_A_Achievable Technical Potential | F4 | Industrial | Agriculture | New | Process | Natural Gas | Strategic Energy Management | A | Incremental Energy Savings (MWh or mTherms) | Achievable Technical Potential | 0 | 0 | 0 | 0 | 0 | 0.15917 | 0.18826 | 0.21728 | 0.24606 | 0.27478 | 0.30348 | 0.33181 | 0.36005 | 0.38824 | 0.416 | 0.44391 | 0.4716 | 0.49932 | 0.52694 | 0.55432 | 0.58177 | 0.60913 | 0.63636 | 0.66347 | 0.69047 | 0.58203 | 0.60967 | 0.63721 | 0 | 0 | 0
F5_Industrial_Agriculture_New_Process_Natural Gas_Strategic Energy Management_A_Achievable Technical Potential | F5 | Industrial | Agriculture | New | Process | Natural Gas | Strategic Energy Management | A | Incremental Summer Peak Savings (MW) | Achievable Technical Potential | 0 | 0 | 0 | 0 | 0 | 0 | 0 | 0 | 0 | 0 | 0 | 0 | 0 | 0 | 0 | 0 | 0 | 0 | 0 | 0 | 0 | 0 | 0 | 0 | 0 | 0 | 0 | 0 | 0 | 0 | 0
F6_Industrial_Agriculture_New_Process_Natural Gas_Strategic Energy Management_A_Achievable Technical Potential | F6 | Industrial | Agriculture | New | Process | Natural Gas | Strategic Energy Management | A | Incremental Winter Peak Savings (MW) | Achievable Technical Potential | 0 | 0 | 0 | 0 | 0 | 0 | 0 | 0 | 0 | 0 | 0 | 0 | 0 | 0 | 0 | 0 | 0 | 0 | 0 | 0 | 0 | 0 | 0 | 0 | 0 | 0 | 0 | 0 | 0 | 0 | 0
F7_Industrial_Agriculture_New_Process_Natural Gas_Strategic Energy Management_A_Achievable Technical Potential | F7 | Industrial | Agriculture | New | Process | Natural Gas | Strategic Energy Management | A | Cumulative Energy Savings (MWh or mTherms) | Achievable Technical Potential | 0 | 0 | 0 | 0 | 0 | 0.15917 | 0.34717 | 0.56393 | 0.8092 | 1.0829 | 1.227 | 1.3704 | 1.5133 | 1.6556 | 1.7971 | 1.9379 | 2.0781 | 2.2178 | 2.3569 | 2.4955 | 2.6337 | 2.7714 | 2.9085 | 3.045 | 3.181 | 3.1826 | 3.1841 | 3.1855 | 0 | 0 | 0
F8_Industrial_Agriculture_New_Process_Natural Gas_Strategic Energy Management_A_Achievable Technical Potential | F8 | Industrial | Agriculture | New | Process | Natural Gas | Strategic Energy Management | A | Cumulative Summer Peak Savings (MW) | Achievable Technical Potential | 0 | 0 | 0 | 0 | 0 | 0 | 0 | 0 | 0 | 0 | 0 | 0 | 0 | 0 | 0 | 0 | 0 | 0 | 0 | 0 | 0 | 0 | 0 | 0 | 0 | 0 | 0 | 0 | 0 | 0 | 0
F9_Industrial_Agriculture_New_Process_Natural Gas_Strategic Energy Management_A_Achievable Technical Potential | F9 | Industrial | Agriculture | New | Process | Natural Gas | Strategic Energy Management | A | Cumulative Winter Peak Savings (MW) | Achievable Technical Potential | 0 | 0 | 0 | 0 | 0 | 0 | 0 | 0 | 0 | 0 | 0 | 0 | 0 | 0 | 0 | 0 | 0 | 0 | 0 | 0 | 0 | 0 | 0 | 0 | 0 | 0 | 0 | 0 | 0 | 0 | 0
F10_Industrial_Agriculture_New_Process_Natural Gas_Strategic Energy Management_A_Achievable Technical Potential | F10 | Industrial | Agriculture | New | Process | Natural Gas | Strategic Energy Management | A | Purchases (Incremental) | Achievable Technical Potential | 0 | 0 | 0 | 0 | 0 | 113.3873 | 134.333 | 155.2672 | 176.078 | 196.9 | 217.7392 | 238.3138 | 258.8322 | 279.3089 | 299.4604 | 319.6889 | 339.7245 | 359.7627 | 379.7 | 399.4595 | 419.2424 | 438.9435 | 458.5679 | 478.1209 | 497.6074 | 419.2424 | 438.9435 | 458.5679 | 478.1209 | 497.6074 | 419.2424
F11_Industrial_Agriculture_New_Process_Natural Gas_Strategic Energy Management_A_Achievable Technical Potential | F11 | Industrial | Agriculture | New | Process | Natural Gas | Strategic Energy Management | A | Purchases (Cumulative) | Achievable Technical Potential | 0 | 0 | 0 | 0 | 0 | 113.3873 | 247.7203 | 402.9875 | 579.0655 | 775.9655 | 880.3174 | 984.2982 | 1087.8632 | 1191.0941 | 1293.6546 | 1395.6042 | 1497.0149 | 1597.9454 | 1698.3365 | 1798.3356 | 1897.889 | 1997.108 | 2095.9132 | 2194.3341 | 2292.482 | 2292.482 | 2292.482 | 2292.482 | 2292.482 | 2292.482 | 2292.482
F1_Industrial_Agriculture_New_Miscellaneous_Natural Gas_Strategic Energy Management_A_Achievable Technical Potential | F1 | Industrial | Agriculture | New | Miscellaneous | Natural Gas | Strategic Energy Management | A | Integrated Unit Energy Savings (kWh or therms) | Achievable Technical Potential | 0 | 0 | 0 | 0 | 0 | 0.89787 | 0.89787 | 0.89787 | 0.89787 | 0.89787 | 0.89787 | 0.89787 | 0.89787 | 0.89787 | 0.89787 | 0.89787 | 0.89787 | 0.89787 | 0.89787 | 0.89787 | 0.89787 | 0.89787 | 0.89787 | 0.89787 | 0.89787 | 0.89787 | 0.89787 | 0.89787 | 0 | 0 | 0
F2_Industrial_Agriculture_New_Miscellaneous_Natural Gas_Strategic Energy Management_A_Achievable Technical Potential | F2 | Industrial | Agriculture | New | Miscellaneous | Natural Gas | Strategic Energy Management | A | Integrated Unit Summer Peak Savings (kW) | Achievable Technical Potential | 0 | 0 | 0 | 0 | 0 | 0 | 0 | 0 | 0 | 0 | 0 | 0 | 0 | 0 | 0 | 0 | 0 | 0 | 0 | 0 | 0 | 0 | 0 | 0 | 0 | 0 | 0 | 0 | 0 | 0 | 0
F3_Industrial_Agriculture_New_Miscellaneous_Natural Gas_Strategic Energy Management_A_Achievable Technical Potential | F3 | Industrial | Agriculture | New | Miscellaneous | Natural Gas | Strategic Energy Management | A | Integrated Unit Winter Peak Savings (kW) | Achievable Technical Potential | 0 | 0 | 0 | 0 | 0 | 0 | 0 | 0 | 0 | 0 | 0 | 0 | 0 | 0 | 0 | 0 | 0 | 0 | 0 | 0 | 0 | 0 | 0 | 0 | 0 | 0 | 0 | 0 | 0 | 0 | 0
F4_Industrial_Agriculture_New_Miscellaneous_Natural Gas_Strategic Energy Management_A_Achievable Technical Potential | F4 | Industrial | Agriculture | New | Miscellaneous | Natural Gas | Strategic Energy Management | A | Incremental Energy Savings (MWh or mTherms) | Achievable Technical Potential | 0 | 0 | 0 | 0 | 0 | 0.025452 | 0.030153 | 0.034852 | 0.039524 | 0.044198 | 0.048875 | 0.053494 | 0.058099 | 0.062696 | 0.067219 | 0.07176 | 0.076257 | 0.080755 | 0.08523 | 0.089666 | 0.094106 | 0.098529 | 0.10293 | 0.10732 | 0.1117 | 0.094106 | 0.098529 | 0.10293 | 0 | 0 | 0
F5_Industrial_Agriculture_New_Miscellaneous_Natural Gas_Strategic Energy Management_A_Achievable Technical Potential | F5 | Industrial | Agriculture | New | Miscellaneous | Natural Gas | Strategic Energy Management | A | Incremental Summer Peak Savings (MW) | Achievable Technical Potential | 0 | 0 | 0 | 0 | 0 | 0 | 0 | 0 | 0 | 0 | 0 | 0 | 0 | 0 | 0 | 0 | 0 | 0 | 0 | 0 | 0 | 0 | 0 | 0 | 0 | 0 | 0 | 0 | 0 | 0 | 0
F6_Industrial_Agriculture_New_Miscellaneous_Natural Gas_Strategic Energy Management_A_Achievable Technical Potential | F6 | Industrial | Agriculture | New | Miscellaneous | Natural Gas | Strategic Energy Management | A | Incremental Winter Peak Savings (MW) | Achievable Technical Potential | 0 | 0 | 0 | 0 | 0 | 0 | 0 | 0 | 0 | 0 | 0 | 0 | 0 | 0 | 0 | 0 | 0 | 0 | 0 | 0 | 0 | 0 | 0 | 0 | 0 | 0 | 0 | 0 | 0 | 0 | 0
F7_Industrial_Agriculture_New_Miscellaneous_Natural Gas_Strategic Energy Management_A_Achievable Technical Potential | F7 | Industrial | Agriculture | New | Miscellaneous | Natural Gas | Strategic Energy Management | A | Cumulative Energy Savings (MWh or mTherms) | Achievable Technical Potential | 0 | 0 | 0 | 0 | 0 | 0.025452 | 0.055605 | 0.090458 | 0.12998 | 0.17418 | 0.1976 | 0.22094 | 0.24419 | 0.26736 | 0.29038 | 0.31327 | 0.33603 | 0.35869 | 0.38122 | 0.40367 | 0.42601 | 0.44829 | 0.47046 | 0.49256 | 0.51459 | 0.51459 | 0.51459 | 0.51459 | 0 | 0 | 0
F8_Industrial_Agriculture_New_Miscellaneous_Natural Gas_Strategic Energy Management_A_Achievable Technical Potential | F8 | Industrial | Agriculture | New | Miscellaneous | Natural Gas | Strategic Energy Management | A | Cumulative Summer Peak Savings (MW) | Achievable Technical Potential | 0 | 0 | 0 | 0 | 0 | 0 | 0 | 0 | 0 | 0 | 0 | 0 | 0 | 0 | 0 | 0 | 0 | 0 | 0 | 0 | 0 | 0 | 0 | 0 | 0 | 0 | 0 | 0 | 0 | 0 | 0
F9_Industrial_Agriculture_New_Miscellaneous_Natural Gas_Strategic Energy Management_A_Achievable Technical Potential | F9 | Industrial | Agriculture | New | Miscellaneous | Natural Gas | Strategic Energy Management | A | Cumulative Winter Peak Savings (MW) | Achievable Technical Potential | 0 | 0 | 0 | 0 | 0 | 0 | 0 | 0 | 0 | 0 | 0 | 0 | 0 | 0 | 0 | 0 | 0 | 0 | 0 | 0 | 0 | 0 | 0 | 0 | 0 | 0 | 0 | 0 | 0 | 0 | 0
F10_Industrial_Agriculture_New_Miscellaneous_Natural Gas_Strategic Energy Management_A_Achievable Technical Potential | F10 | Industrial | Agriculture | New | Miscellaneous | Natural Gas | Strategic Energy Management | A | Purchases (Incremental) | Achievable Technical Potential | 0 | 0 | 0 | 0 | 0 | 28.3468 | 33.5833 | 38.8168 | 44.0195 | 49.225 | 54.4348 | 59.5785 | 64.708 | 69.8272 | 74.8651 | 79.9222 | 84.9311 | 89.9407 | 94.925 | 99.8649 | 104.8106 | 109.7359 | 114.642 | 119.5302 | 124.4018 | 104.8106 | 109.7359 | 114.642 | 119.5302 | 124.4018 | 104.8106
F11_Industrial_Agriculture_New_Miscellaneous_Natural Gas_Strategic Energy Management_A_Achievable Technical Potential | F11 | Industrial | Agriculture | New | Miscellaneous | Natural Gas | Strategic Energy Management | A | Purchases (Cumulative) | Achievable Technical Potential | 0 | 0 | 0 | 0 | 0 | 28.3468 | 61.9301 | 100.7469 | 144.7664 | 193.9914 | 220.0794 | 246.0746 | 271.9658 | 297.7735 | 323.4136 | 348.9011 | 374.2537 | 399.4864 | 424.5841 | 449.5839 | 474.4723 | 499.277 | 523.9783 | 548.5835 | 573.1205 | 573.1205 | 573.1205 | 573.1205 | 573.1205 | 573.1205 | 573.1205
F1_Industrial_Agriculture_New_Space Heating_Natural Gas_Commissioning_A_Achievable Technical Potential | F1 | Industrial | Agriculture | New | Space Heating | Natural Gas | Commissioning | A | Integrated Unit Energy Savings (kWh or therms) | Achievable Technical Potential | 0 | 0 | 0 | 0 | 0 | 3.5396 | 3.4821 | 3.4346 | 3.3937 | 3.3571 | 3.3239 | 3.2842 | 3.2413 | 3.198 | 3.1553 | 3.1169 | 3.0822 | 3.0531 | 3.0139 | 2.9839 | 2.9611 | 2.9429 | 2.9329 | 2.9263 | 2.9222 | 2.9199 | 2.9186 | 2.9183 | 0 | 0 | 0
F2_Industrial_Agriculture_New_Space Heating_Natural Gas_Commissioning_A_Achievable Technical Potential | F2 | Industrial | Agriculture | New | Space Heating | Natural Gas | Commissioning | A | Integrated Unit Summer Peak Savings (kW) | Achievable Technical Potential | 0 | 0 | 0 | 0 | 0 | 0 | 0 | 0 | 0 | 0 | 0 | 0 | 0 | 0 | 0 | 0 | 0 | 0 | 0 | 0 | 0 | 0 | 0 | 0 | 0 | 0 | 0 | 0 | 0 | 0 | 0
F3_Industrial_Agriculture_New_Space Heating_Natural Gas_Commissioning_A_Achievable Technical Potential | F3 | Industrial | Agriculture | New | Space Heating | Natural Gas | Commissioning | A | Integrated Unit Winter Peak Savings (kW) | Achievable Technical Potential | 0 | 0 | 0 | 0 | 0 | 0 | 0 | 0 | 0 | 0 | 0 | 0 | 0 | 0 | 0 | 0 | 0 | 0 | 0 | 0 | 0 | 0 | 0 | 0 | 0 | 0 | 0 | 0 | 0 | 0 | 0
F4_Industrial_Agriculture_New_Space Heating_Natural Gas_Commissioning_A_Achievable Technical Potential | F4 | Industrial | Agriculture | New | Space Heating | Natural Gas | Commissioning | A | Incremental Energy Savings (MWh or mTherms) | Achievable Technical Potential | 0 | 0 | 0 | 0 | 0 | 0 | 0 | 0 | 0 | 0 | 0 | 0 | 0 | 0 | 0 | 0 | 0 | 0 | 0 | 0 | 0 | 0 | 0 | 0 | 0 | 0 | 0 | 0 | 0 | 0 | 0
F5_Industrial_Agriculture_New_Space Heating_Natural Gas_Commissioning_A_Achievable Technical Potential | F5 | Industrial | Agriculture | New | Space Heating | Natural Gas | Commissioning | A | Incremental Summer Peak Savings (MW) | Achievable Technical Potential | 0 | 0 | 0 | 0 | 0 | 0 | 0 | 0 | 0 | 0 | 0 | 0 | 0 | 0 | 0 | 0 | 0 | 0 | 0 | 0 | 0 | 0 | 0 | 0 | 0 | 0 | 0 | 0 | 0 | 0 | 0
F6_Industrial_Agriculture_New_Space Heating_Natural Gas_Commissioning_A_Achievable Technical Potential | F6 | Industrial | Agriculture | New | Space Heating | Natural Gas | Commissioning | A | Incremental Winter Peak Savings (MW) | Achievable Technical Potential | 0 | 0 | 0 | 0 | 0 | 0 | 0 | 0 | 0 | 0 | 0 | 0 | 0 | 0 | 0 | 0 | 0 | 0 | 0 | 0 | 0 | 0 | 0 | 0 | 0 | 0 | 0 | 0 | 0 | 0 | 0
F7_Industrial_Agriculture_New_Space Heating_Natural Gas_Commissioning_A_Achievable Technical Potential | F7 | Industrial | Agriculture | New | Space Heating | Natural Gas | Commissioning | A | Cumulative Energy Savings (MWh or mTherms) | Achievable Technical Potential | 0 | 0 | 0 | 0 | 0 | 0 | 0 | 0 | 0 | 0 | 0 | 0 | 0 | 0 | 0 | 0 | 0 | 0 | 0 | 0 | 0 | 0 | 0 | 0 | 0 | 0 | 0 | 0 | 0 | 0 | 0
F8_Industrial_Agriculture_New_Space Heating_Natural Gas_Commissioning_A_Achievable Technical Potential | F8 | Industrial | Agriculture | New | Space Heating | Natural Gas | Commissioning | A | Cumulative Summer Peak Savings (MW) | Achievable Technical Potential | 0 | 0 | 0 | 0 | 0 | 0 | 0 | 0 | 0 | 0 | 0 | 0 | 0 | 0 | 0 | 0 | 0 | 0 | 0 | 0 | 0 | 0 | 0 | 0 | 0 | 0 | 0 | 0 | 0 | 0 | 0
F9_Industrial_Agriculture_New_Space Heating_Natural Gas_Commissioning_A_Achievable Technical Potential | F9 | Industrial | Agriculture | New | Space Heating | Natural Gas | Commissioning | A | Cumulative Winter Peak Savings (MW) | Achievable Technical Potential | 0 | 0 | 0 | 0 | 0 | 0 | 0 | 0 | 0 | 0 | 0 | 0 | 0 | 0 | 0 | 0 | 0 | 0 | 0 | 0 | 0 | 0 | 0 | 0 | 0 | 0 | 0 | 0 | 0 | 0 | 0
F10_Industrial_Agriculture_New_Space Heating_Natural Gas_Commissioning_A_Achievable Technical Potential | F10 | Industrial | Agriculture | New | Space Heating | Natural Gas | Commissioning | A | Purchases (Incremental) | Achievable Technical Potential | 0 | 0 | 0 | 0 | 0 | 0 | 0 | 0 | 0 | 0 | 0 | 0 | 0 | 0 | 0 | 0 | 0 | 0 | 0 | 0 | 0 | 0 | 0 | 0 | 0 | 0 | 0 | 0 | 0 | 0 | 0
F11_Industrial_Agriculture_New_Space Heating_Natural Gas_Commissioning_A_Achievable Technical Potential | F11 | Industrial | Agriculture | New | Space Heating | Natural Gas | Commissioning | A | Purchases (Cumulative) | Achievable Technical Potential | 0 | 0 | 0 | 0 | 0 | 0 | 0 | 0 | 0 | 0 | 0 | 0 | 0 | 0 | 0 | 0 | 0 | 0 | 0 | 0 | 0 | 0 | 0 | 0 | 0 | 0 | 0 | 0 | 0 | 0 | 0
F1_Industrial_Agriculture_New_Process_Natural Gas_Commissioning_A_Achievable Technical Potential | F1 | Industrial | Agriculture | New | Process | Natural Gas | Commissioning | A | Integrated Unit Energy Savings (kWh or therms) | Achievable Technical Potential | 0 | 0 | 0 | 0 | 0 | 7.8497 | 7.8492 | 7.849 | 7.8491 | 7.8493 | 7.8494 | 7.8495 | 7.8496 | 7.8497 | 7.8497 | 7.8498 | 7.8498 | 7.8499 | 7.8499 | 7.8499 | 7.85 | 7.85 | 7.85 | 7.85 | 7.8501 | 7.8501 | 7.8501 | 7.8501 | 0 | 0 | 0
F2_Industrial_Agriculture_New_Process_Natural Gas_Commissioning_A_Achievable Technical Potential | F2 | Industrial | Agriculture | New | Process | Natural Gas | Commissioning | A | Integrated Unit Summer Peak Savings (kW) | Achievable Technical Potential | 0 | 0 | 0 | 0 | 0 | 0 | 0 | 0 | 0 | 0 | 0 | 0 | 0 | 0 | 0 | 0 | 0 | 0 | 0 | 0 | 0 | 0 | 0 | 0 | 0 | 0 | 0 | 0 | 0 | 0 | 0
F3_Industrial_Agriculture_New_Process_Natural Gas_Commissioning_A_Achievable Technical Potential | F3 | Industrial | Agriculture | New | Process | Natural Gas | Commissioning | A | Integrated Unit Winter Peak Savings (kW) | Achievable Technical Potential | 0 | 0 | 0 | 0 | 0 | 0 | 0 | 0 | 0 | 0 | 0 | 0 | 0 | 0 | 0 | 0 | 0 | 0 | 0 | 0 | 0 | 0 | 0 | 0 | 0 | 0 | 0 | 0 | 0 | 0 | 0
F4_Industrial_Agriculture_New_Process_Natural Gas_Commissioning_A_Achievable Technical Potential | F4 | Industrial | Agriculture | New | Process | Natural Gas | Commissioning | A | Incremental Energy Savings (MWh or mTherms) | Achievable Technical Potential | 0 | 0 | 0 | 0 | 0 | 0 | 0 | 0 | 0 | 0 | 0 | 0 | 0 | 0 | 0 | 0 | 0 | 0 | 0 | 0 | 0 | 0 | 0 | 0 | 0 | 0 | 0 | 0 | 0 | 0 | 0
F5_Industrial_Agriculture_New_Process_Natural Gas_Commissioning_A_Achievable Technical Potential | F5 | Industrial | Agriculture | New | Process | Natural Gas | Commissioning | A | Incremental Summer Peak Savings (MW) | Achievable Technical Potential | 0 | 0 | 0 | 0 | 0 | 0 | 0 | 0 | 0 | 0 | 0 | 0 | 0 | 0 | 0 | 0 | 0 | 0 | 0 | 0 | 0 | 0 | 0 | 0 | 0 | 0 | 0 | 0 | 0 | 0 | 0
F6_Industrial_Agriculture_New_Process_Natural Gas_Commissioning_A_Achievable Technical Potential | F6 | Industrial | Agriculture | New | Process | Natural Gas | Commissioning | A | Incremental Winter Peak Savings (MW) | Achievable Technical Potential | 0 | 0 | 0 | 0 | 0 | 0 | 0 | 0 | 0 | 0 | 0 | 0 | 0 | 0 | 0 | 0 | 0 | 0 | 0 | 0 | 0 | 0 | 0 | 0 | 0 | 0 | 0 | 0 | 0 | 0 | 0
F7_Industrial_Agriculture_New_Process_Natural Gas_Commissioning_A_Achievable Technical Potential | F7 | Industrial | Agriculture | New | Process | Natural Gas | Commissioning | A | Cumulative Energy Savings (MWh or mTherms) | Achievable Technical Potential | 0 | 0 | 0 | 0 | 0 | 0 | 0 | 0 | 0 | 0 | 0 | 0 | 0 | 0 | 0 | 0 | 0 | 0 | 0 | 0 | 0 | 0 | 0 | 0 | 0 | 0 | 0 | 0 | 0 | 0 | 0
F8_Industrial_Agriculture_New_Process_Natural Gas_Commissioning_A_Achievable Technical Potential | F8 | Industrial | Agriculture | New | Process | Natural Gas | Commissioning | A | Cumulative Summer Peak Savings (MW) | Achievable Technical Potential | 0 | 0 | 0 | 0 | 0 | 0 | 0 | 0 | 0 | 0 | 0 | 0 | 0 | 0 | 0 | 0 | 0 | 0 | 0 | 0 | 0 | 0 | 0 | 0 | 0 | 0 | 0 | 0 | 0 | 0 | 0
F9_Industrial_Agriculture_New_Process_Natural Gas_Commissioning_A_Achievable Technical Potential | F9 | Industrial | Agriculture | New | Process | Natural Gas | Commissioning | A | Cumulative Winter Peak Savings (MW) | Achievable Technical Potential | 0 | 0 | 0 | 0 | 0 | 0 | 0 | 0 | 0 | 0 | 0 | 0 | 0 | 0 | 0 | 0 | 0 | 0 | 0 | 0 | 0 | 0 | 0 | 0 | 0 | 0 | 0 | 0 | 0 | 0 | 0
F10_Industrial_Agriculture_New_Process_Natural Gas_Commissioning_A_Achievable Technical Potential | F10 | Industrial | Agriculture | New | Process | Natural Gas | Commissioning | A | Purchases (Incremental) | Achievable Technical Potential | 0 | 0 | 0 | 0 | 0 | 0 | 0 | 0 | 0 | 0 | 0 | 0 | 0 | 0 | 0 | 0 | 0 | 0 | 0 | 0 | 0 | 0 | 0 | 0 | 0 | 0 | 0 | 0 | 0 | 0 | 0
F11_Industrial_Agriculture_New_Process_Natural Gas_Commissioning_A_Achievable Technical Potential | F11 | Industrial | Agriculture | New | Process | Natural Gas | Commissioning | A | Purchases (Cumulative) | Achievable Technical Potential | 0 | 0 | 0 | 0 | 0 | 0 | 0 | 0 | 0 | 0 | 0 | 0 | 0 | 0 | 0 | 0 | 0 | 0 | 0 | 0 | 0 | 0 | 0 | 0 | 0 | 0 | 0 | 0 | 0 | 0 | 0
F1_Industrial_Agriculture_New_Space Heating_Natural Gas_Retrocommissioning_A_Achievable Technical Potential | F1 | Industrial | Agriculture | New | Space Heating | Natural Gas | Retrocommissioning | A | Integrated Unit Energy Savings (kWh or therms) | Achievable Technical Potential | 0 | 0 | 0 | 0 | 0 | 0 | 0 | 0 | 0 | 0 | 0 | 0 | 0 | 0 | 0 | 0 | 0 | 0 | 0 | 0 | 0 | 0 | 0 | 0 | 0 | 0 | 0 | 0 | 0 | 0 | 0
F2_Industrial_Agriculture_New_Space Heating_Natural Gas_Retrocommissioning_A_Achievable Technical Potential | F2 | Industrial | Agriculture | New | Space Heating | Natural Gas | Retrocommissioning | A | Integrated Unit Summer Peak Savings (kW) | Achievable Technical Potential | 0 | 0 | 0 | 0 | 0 | 0 | 0 | 0 | 0 | 0 | 0 | 0 | 0 | 0 | 0 | 0 | 0 | 0 | 0 | 0 | 0 | 0 | 0 | 0 | 0 | 0 | 0 | 0 | 0 | 0 | 0
F3_Industrial_Agriculture_New_Space Heating_Natural Gas_Retrocommissioning_A_Achievable Technical Potential | F3 | Industrial | Agriculture | New | Space Heating | Natural Gas | Retrocommissioning | A | Integrated Unit Winter Peak Savings (kW) | Achievable Technical Potential | 0 | 0 | 0 | 0 | 0 | 0 | 0 | 0 | 0 | 0 | 0 | 0 | 0 | 0 | 0 | 0 | 0 | 0 | 0 | 0 | 0 | 0 | 0 | 0 | 0 | 0 | 0 | 0 | 0 | 0 | 0
F4_Industrial_Agriculture_New_Space Heating_Natural Gas_Retrocommissioning_A_Achievable Technical Potential | F4 | Industrial | Agriculture | New | Space Heating | Natural Gas | Retrocommissioning | A | Incremental Energy Savings (MWh or mTherms) | Achievable Technical Potential | 0 | 0 | 0 | 0 | 0 | 0 | 0 | 0 | 0 | 0 | 0 | 0 | 0 | 0 | 0 | 0 | 0 | 0 | 0 | 0 | 0 | 0 | 0 | 0 | 0 | 0 | 0 | 0 | 0 | 0 | 0
F5_Industrial_Agriculture_New_Space Heating_Natural Gas_Retrocommissioning_A_Achievable Technical Potential | F5 | Industrial | Agriculture | New | Space Heating | Natural Gas | Retrocommissioning | A | Incremental Summer Peak Savings (MW) | Achievable Technical Potential | 0 | 0 | 0 | 0 | 0 | 0 | 0 | 0 | 0 | 0 | 0 | 0 | 0 | 0 | 0 | 0 | 0 | 0 | 0 | 0 | 0 | 0 | 0 | 0 | 0 | 0 | 0 | 0 | 0 | 0 | 0
F6_Industrial_Agriculture_New_Space Heating_Natural Gas_Retrocommissioning_A_Achievable Technical Potential | F6 | Industrial | Agriculture | New | Space Heating | Natural Gas | Retrocommissioning | A | Incremental Winter Peak Savings (MW) | Achievable Technical Potential | 0 | 0 | 0 | 0 | 0 | 0 | 0 | 0 | 0 | 0 | 0 | 0 | 0 | 0 | 0 | 0 | 0 | 0 | 0 | 0 | 0 | 0 | 0 | 0 | 0 | 0 | 0 | 0 | 0 | 0 | 0
F7_Industrial_Agriculture_New_Space Heating_Natural Gas_Retrocommissioning_A_Achievable Technical Potential | F7 | Industrial | Agriculture | New | Space Heating | Natural Gas | Retrocommissioning | A | Cumulative Energy Savings (MWh or mTherms) | Achievable Technical Potential | 0 | 0 | 0 | 0 | 0 | 0 | 0 | 0 | 0 | 0 | 0 | 0 | 0 | 0 | 0 | 0 | 0 | 0 | 0 | 0 | 0 | 0 | 0 | 0 | 0 | 0 | 0 | 0 | 0 | 0 | 0
F8_Industrial_Agriculture_New_Space Heating_Natural Gas_Retrocommissioning_A_Achievable Technical Potential | F8 | Industrial | Agriculture | New | Space Heating | Natural Gas | Retrocommissioning | A | Cumulative Summer Peak Savings (MW) | Achievable Technical Potential | 0 | 0 | 0 | 0 | 0 | 0 | 0 | 0 | 0 | 0 | 0 | 0 | 0 | 0 | 0 | 0 | 0 | 0 | 0 | 0 | 0 | 0 | 0 | 0 | 0 | 0 | 0 | 0 | 0 | 0 | 0
F9_Industrial_Agriculture_New_Space Heating_Natural Gas_Retrocommissioning_A_Achievable Technical Potential | F9 | Industrial | Agriculture | New | Space Heating | Natural Gas | Retrocommissioning | A | Cumulative Winter Peak Savings (MW) | Achievable Technical Potential | 0 | 0 | 0 | 0 | 0 | 0 | 0 | 0 | 0 | 0 | 0 | 0 | 0 | 0 | 0 | 0 | 0 | 0 | 0 | 0 | 0 | 0 | 0 | 0 | 0 | 0 | 0 | 0 | 0 | 0 | 0
F10_Industrial_Agriculture_New_Space Heating_Natural Gas_Retrocommissioning_A_Achievable Technical Potential | F10 | Industrial | Agriculture | New | Space Heating | Natural Gas | Retrocommissioning | A | Purchases (Incremental) | Achievable Technical Potential | 0 | 0 | 0 | 0 | 0 | 0 | 0 | 0 | 0 | 0 | 0 | 0 | 0 | 0 | 0 | 0 | 0 | 0 | 0 | 0 | 0 | 0 | 0 | 0 | 0 | 0 | 0 | 0 | 0 | 0 | 0
F11_Industrial_Agriculture_New_Space Heating_Natural Gas_Retrocommissioning_A_Achievable Technical Potential | F11 | Industrial | Agriculture | New | Space Heating | Natural Gas | Retrocommissioning | A | Purchases (Cumulative) | Achievable Technical Potential | 0 | 0 | 0 | 0 | 0 | 0 | 0 | 0 | 0 | 0 | 0 | 0 | 0 | 0 | 0 | 0 | 0 | 0 | 0 | 0 | 0 | 0 | 0 | 0 | 0 | 0 | 0 | 0 | 0 | 0 | 0
F1_Industrial_Agriculture_New_Process_Natural Gas_Retrocommissioning_A_Achievable Technical Potential | F1 | Industrial | Agriculture | New | Process | Natural Gas | Retrocommissioning | A | Integrated Unit Energy Savings (kWh or therms) | Achievable Technical Potential | 0 | 0 | 0 | 0 | 0 | 0 | 0 | 0 | 0 | 0 | 0 | 0 | 0 | 0 | 0 | 0 | 0 | 0 | 0 | 0 | 0 | 0 | 0 | 0 | 0 | 0 | 0 | 0 | 0 | 0 | 0
F2_Industrial_Agriculture_New_Process_Natural Gas_Retrocommissioning_A_Achievable Technical Potential | F2 | Industrial | Agriculture | New | Process | Natural Gas | Retrocommissioning | A | Integrated Unit Summer Peak Savings (kW) | Achievable Technical Potential | 0 | 0 | 0 | 0 | 0 | 0 | 0 | 0 | 0 | 0 | 0 | 0 | 0 | 0 | 0 | 0 | 0 | 0 | 0 | 0 | 0 | 0 | 0 | 0 | 0 | 0 | 0 | 0 | 0 | 0 | 0
F3_Industrial_Agriculture_New_Process_Natural Gas_Retrocommissioning_A_Achievable Technical Potential | F3 | Industrial | Agriculture | New | Process | Natural Gas | Retrocommissioning | A | Integrated Unit Winter Peak Savings (kW) | Achievable Technical Potential | 0 | 0 | 0 | 0 | 0 | 0 | 0 | 0 | 0 | 0 | 0 | 0 | 0 | 0 | 0 | 0 | 0 | 0 | 0 | 0 | 0 | 0 | 0 | 0 | 0 | 0 | 0 | 0 | 0 | 0 | 0
F4_Industrial_Agriculture_New_Process_Natural Gas_Retrocommissioning_A_Achievable Technical Potential | F4 | Industrial | Agriculture | New | Process | Natural Gas | Retrocommissioning | A | Incremental Energy Savings (MWh or mTherms) | Achievable Technical Potential | 0 | 0 | 0 | 0 | 0 | 0 | 0 | 0 | 0 | 0 | 0 | 0 | 0 | 0 | 0 | 0 | 0 | 0 | 0 | 0 | 0 | 0 | 0 | 0 | 0 | 0 | 0 | 0 | 0 | 0 | 0
F5_Industrial_Agriculture_New_Process_Natural Gas_Retrocommissioning_A_Achievable Technical Potential | F5 | Industrial | Agriculture | New | Process | Natural Gas | Retrocommissioning | A | Incremental Summer Peak Savings (MW) | Achievable Technical Potential | 0 | 0 | 0 | 0 | 0 | 0 | 0 | 0 | 0 | 0 | 0 | 0 | 0 | 0 | 0 | 0 | 0 | 0 | 0 | 0 | 0 | 0 | 0 | 0 | 0 | 0 | 0 | 0 | 0 | 0 | 0
F6_Industrial_Agriculture_New_Process_Natural Gas_Retrocommissioning_A_Achievable Technical Potential | F6 | Industrial | Agriculture | New | Process | Natural Gas | Retrocommissioning | A | Incremental Winter Peak Savings (MW) | Achievable Technical Potential | 0 | 0 | 0 | 0 | 0 | 0 | 0 | 0 | 0 | 0 | 0 | 0 | 0 | 0 | 0 | 0 | 0 | 0 | 0 | 0 | 0 | 0 | 0 | 0 | 0 | 0 | 0 | 0 | 0 | 0 | 0
F7_Industrial_Agriculture_New_Process_Natural Gas_Retrocommissioning_A_Achievable Technical Potential | F7 | Industrial | Agriculture | New | Process | Natural Gas | Retrocommissioning | A | Cumulative Energy Savings (MWh or mTherms) | Achievable Technical Potential | 0 | 0 | 0 | 0 | 0 | 0 | 0 | 0 | 0 | 0 | 0 | 0 | 0 | 0 | 0 | 0 | 0 | 0 | 0 | 0 | 0 | 0 | 0 | 0 | 0 | 0 | 0 | 0 | 0 | 0 | 0
F8_Industrial_Agriculture_New_Process_Natural Gas_Retrocommissioning_A_Achievable Technical Potential | F8 | Industrial | Agriculture | New | Process | Natural Gas | Retrocommissioning | A | Cumulative Summer Peak Savings (MW) | Achievable Technical Potential | 0 | 0 | 0 | 0 | 0 | 0 | 0 | 0 | 0 | 0 | 0 | 0 | 0 | 0 | 0 | 0 | 0 | 0 | 0 | 0 | 0 | 0 | 0 | 0 | 0 | 0 | 0 | 0 | 0 | 0 | 0
F9_Industrial_Agriculture_New_Process_Natural Gas_Retrocommissioning_A_Achievable Technical Potential | F9 | Industrial | Agriculture | New | Process | Natural Gas | Retrocommissioning | A | Cumulative Winter Peak Savings (MW) | Achievable Technical Potential | 0 | 0 | 0 | 0 | 0 | 0 | 0 | 0 | 0 | 0 | 0 | 0 | 0 | 0 | 0 | 0 | 0 | 0 | 0 | 0 | 0 | 0 | 0 | 0 | 0 | 0 | 0 | 0 | 0 | 0 | 0
F10_Industrial_Agriculture_New_Process_Natural Gas_Retrocommissioning_A_Achievable Technical Potential | F10 | Industrial | Agriculture | New | Process | Natural Gas | Retrocommissioning | A | Purchases (Incremental) | Achievable Technical Potential | 0 | 0 | 0 | 0 | 0 | 0 | 0 | 0 | 0 | 0 | 0 | 0 | 0 | 0 | 0 | 0 | 0 | 0 | 0 | 0 | 0 | 0 | 0 | 0 | 0 | 0 | 0 | 0 | 0 | 0 | 0
F11_Industrial_Agriculture_New_Process_Natural Gas_Retrocommissioning_A_Achievable Technical Potential | F11 | Industrial | Agriculture | New | Process | Natural Gas | Retrocommissioning | A | Purchases (Cumulative) | Achievable Technical Potential | 0 | 0 | 0 | 0 | 0 | 0 | 0 | 0 | 0 | 0 | 0 | 0 | 0 | 0 | 0 | 0 | 0 | 0 | 0 | 0 | 0 | 0 | 0 | 0 | 0 | 0 | 0 | 0 | 0 | 0 | 0
F1_Industrial_Primary Metals_Existing_Space Heating_Natural Gas_Insulation - Roof/Ceiling_A_Achievable Technical Potential | F1 | Industrial | Primary Metals | Existing | Space Heating | Natural Gas | Insulation - Roof/Ceiling | A | Integrated Unit Energy Savings (kWh or therms) | Achievable Technical Potential | 0 | 0 | 0 | 0 | 0 | 0.099387 | 0.09866 | 0.097773 | 0.096797 | 0.095722 | 0.094545 | 0.093282 | 0.091939 | 0.090473 | 0.088911 | 0.087312 | 0.085732 | 0.084198 | 0.08273 | 0.081423 | 0.080202 | 0.079048 | 0.078073 | 0.077256 | 0.076515 | 0.07599 | 0.075539 | 0.075119 | 0 | 0 | 0
F2_Industrial_Primary Metals_Existing_Space Heating_Natural Gas_Insulation - Roof/Ceiling_A_Achievable Technical Potential | F2 | Industrial | Primary Metals | Existing | Space Heating | Natural Gas | Insulation - Roof/Ceiling | A | Integrated Unit Summer Peak Savings (kW) | Achievable Technical Potential | 0 | 0 | 0 | 0 | 0 | 0 | 0 | 0 | 0 | 0 | 0 | 0 | 0 | 0 | 0 | 0 | 0 | 0 | 0 | 0 | 0 | 0 | 0 | 0 | 0 | 0 | 0 | 0 | 0 | 0 | 0
F3_Industrial_Primary Metals_Existing_Space Heating_Natural Gas_Insulation - Roof/Ceiling_A_Achievable Technical Potential | F3 | Industrial | Primary Metals | Existing | Space Heating | Natural Gas | Insulation - Roof/Ceiling | A | Integrated Unit Winter Peak Savings (kW) | Achievable Technical Potential | 0 | 0 | 0 | 0 | 0 | 0 | 0 | 0 | 0 | 0 | 0 | 0 | 0 | 0 | 0 | 0 | 0 | 0 | 0 | 0 | 0 | 0 | 0 | 0 | 0 | 0 | 0 | 0 | 0 | 0 | 0
F4_Industrial_Primary Metals_Existing_Space Heating_Natural Gas_Insulation - Roof/Ceiling_A_Achievable Technical Potential | F4 | Industrial | Primary Metals | Existing | Space Heating | Natural Gas | Insulation - Roof/Ceiling | A | Incremental Energy Savings (MWh or mTherms) | Achievable Technical Potential | 0 | 0 | 0 | 0 | 0 | 0.29565 | 0.51332 | 0.78665 | 1.0909 | 1.3741 | 1.5634 | 1.6566 | 1.6294 | 1.4728 | 1.2713 | 1.0183 | 0.77777 | 0.56001 | 0.38173 | 0.25077 | 0.15654 | 0.093547 | 0.062329 | 0 | 0 | 0 | 0 | 0 | 0 | 0 | 0
F5_Industrial_Primary Metals_Existing_Space Heating_Natural Gas_Insulation - Roof/Ceiling_A_Achievable Technical Potential | F5 | Industrial | Primary Metals | Existing | Space Heating | Natural Gas | Insulation - Roof/Ceiling | A | Incremental Summer Peak Savings (MW) | Achievable Technical Potential | 0 | 0 | 0 | 0 | 0 | 0 | 0 | 0 | 0 | 0 | 0 | 0 | 0 | 0 | 0 | 0 | 0 | 0 | 0 | 0 | 0 | 0 | 0 | 0 | 0 | 0 | 0 | 0 | 0 | 0 | 0
F6_Industrial_Primary Metals_Existing_Space Heating_Natural Gas_Insulation - Roof/Ceiling_A_Achievable Technical Potential | F6 | Industrial | Primary Metals | Existing | Space Heating | Natural Gas | Insulation - Roof/Ceiling | A | Incremental Winter Peak Savings (MW) | Achievable Technical Potential | 0 | 0 | 0 | 0 | 0 | 0 | 0 | 0 | 0 | 0 | 0 | 0 | 0 | 0 | 0 | 0 | 0 | 0 | 0 | 0 | 0 | 0 | 0 | 0 | 0 | 0 | 0 | 0 | 0 | 0 | 0
F7_Industrial_Primary Metals_Existing_Space Heating_Natural Gas_Insulation - Roof/Ceiling_A_Achievable Technical Potential | F7 | Industrial | Primary Metals | Existing | Space Heating | Natural Gas | Insulation - Roof/Ceiling | A | Cumulative Energy Savings (MWh or mTherms) | Achievable Technical Potential | 0 | 0 | 0 | 0 | 0 | 0.29565 | 0.80681 | 1.5862 | 2.6613 | 4.0059 | 5.52 | 7.1028 | 8.63 | 9.9651 | 11.0643 | 11.8837 | 12.4463 | 12.7836 | 12.9424 | 12.9888 | 12.9506 | 12.8578 | 12.7615 | 12.628 | 12.5069 | 12.4211 | 12.3474 | 12.2786 | 0 | 0 | 0
F8_Industrial_Primary Metals_Existing_Space Heating_Natural Gas_Insulation - Roof/Ceiling_A_Achievable Technical Potential | F8 | Industrial | Primary Metals | Existing | Space Heating | Natural Gas | Insulation - Roof/Ceiling | A | Cumulative Summer Peak Savings (MW) | Achievable Technical Potential | 0 | 0 | 0 | 0 | 0 | 0 | 0 | 0 | 0 | 0 | 0 | 0 | 0 | 0 | 0 | 0 | 0 | 0 | 0 | 0 | 0 | 0 | 0 | 0 | 0 | 0 | 0 | 0 | 0 | 0 | 0
F9_Industrial_Primary Metals_Existing_Space Heating_Natural Gas_Insulation - Roof/Ceiling_A_Achievable Technical Potential | F9 | Industrial | Primary Metals | Existing | Space Heating | Natural Gas | Insulation - Roof/Ceiling | A | Cumulative Winter Peak Savings (MW) | Achievable Technical Potential | 0 | 0 | 0 | 0 | 0 | 0 | 0 | 0 | 0 | 0 | 0 | 0 | 0 | 0 | 0 | 0 | 0 | 0 | 0 | 0 | 0 | 0 | 0 | 0 | 0 | 0 | 0 | 0 | 0 | 0 | 0
F10_Industrial_Primary Metals_Existing_Space Heating_Natural Gas_Insulation - Roof/Ceiling_A_Achievable Technical Potential | F10 | Industrial | Primary Metals | Existing | Space Heating | Natural Gas | Insulation - Roof/Ceiling | A | Purchases (Incremental) | Achievable Technical Potential | 0 | 0 | 0 | 0 | 0 | 2974.7326 | 5202.9248 | 8045.7087 | 11270.082 | 14355.6013 | 16535.5166 | 17758.8174 | 17722.7594 | 16278.5729 | 14298.1344 | 11662.6449 | 9072.1232 | 6651.0778 | 4614.2254 | 3079.7942 | 1951.7645 | 1183.4099 | 798.348 | 0 | 0 | 0 | 0 | 0 | 0 | 0 | 0
F11_Industrial_Primary Metals_Existing_Space Heating_Natural Gas_Insulation - Roof/Ceiling_A_Achievable Technical Potential | F11 | Industrial | Primary Metals | Existing | Space Heating | Natural Gas | Insulation - Roof/Ceiling | A | Purchases (Cumulative) | Achievable Technical Potential | 0 | 0 | 0 | 0 | 0 | 2974.7326 | 8177.6574 | 16223.3661 | 27493.4482 | 41849.0495 | 58384.5661 | 76143.3835 | 93866.1429 | 110144.7157 | 124442.8501 | 136105.495 | 145177.6182 | 151828.696 | 156442.9214 | 159522.7156 | 161474.4801 | 162657.89 | 163456.238 | 163456.238 | 163456.238 | 163456.238 | 163456.238 | 163456.238 | 163456.238 | 163456.238 | 163456.238
F1_Industrial_Primary Metals_Existing_Space Heating_Natural Gas_Insulation - Wall Cavity_A_Achievable Technical Potential | F1 | Industrial | Primary Metals | Existing | Space Heating | Natural Gas | Insulation - Wall Cavity | A | Integrated Unit Energy Savings (kWh or therms) | Achievable Technical Potential | 0 | 0 | 0 | 0 | 0 | 0.017829 | 0.017579 | 0.017236 | 0.016809 | 0.016303 | 0.015722 | 0.015117 | 0.014511 | 0.013892 | 0.013357 | 0.012845 | 0.012425 | 0.012051 | 0.011719 | 0.011476 | 0.011252 | 0.011054 | 0.010891 | 0.010766 | 0.010652 | 0.01057 | 0.010499 | 0.010433 | 0 | 0 | 0
F2_Industrial_Primary Metals_Existing_Space Heating_Natural Gas_Insulation - Wall Cavity_A_Achievable Technical Potential | F2 | Industrial | Primary Metals | Existing | Space Heating | Natural Gas | Insulation - Wall Cavity | A | Integrated Unit Summer Peak Savings (kW) | Achievable Technical Potential | 0 | 0 | 0 | 0 | 0 | 0 | 0 | 0 | 0 | 0 | 0 | 0 | 0 | 0 | 0 | 0 | 0 | 0 | 0 | 0 | 0 | 0 | 0 | 0 | 0 | 0 | 0 | 0 | 0 | 0 | 0
F3_Industrial_Primary Metals_Existing_Space Heating_Natural Gas_Insulation - Wall Cavity_A_Achievable Technical Potential | F3 | Industrial | Primary Metals | Existing | Space Heating | Natural Gas | Insulation - Wall Cavity | A | Integrated Unit Winter Peak Savings (kW) | Achievable Technical Potential | 0 | 0 | 0 | 0 | 0 | 0 | 0 | 0 | 0 | 0 | 0 | 0 | 0 | 0 | 0 | 0 | 0 | 0 | 0 | 0 | 0 | 0 | 0 | 0 | 0 | 0 | 0 | 0 | 0 | 0 | 0
F4_Industrial_Primary Metals_Existing_Space Heating_Natural Gas_Insulation - Wall Cavity_A_Achievable Technical Potential | F4 | Industrial | Primary Metals | Existing | Space Heating | Natural Gas | Insulation - Wall Cavity | A | Incremental Energy Savings (MWh or mTherms) | Achievable Technical Potential | 0 | 0 | 0 | 0 | 0 | 0.053037 | 0.091461 | 0.13867 | 0.18944 | 0.23404 | 0.25997 | 0.26846 | 0.25717 | 0.22615 | 0.19098 | 0.14981 | 0.11272 | 0.080151 | 0.054075 | 0.035343 | 0.021961 | 0.013082 | 0.0086945 | 0 | 0 | 0 | 0 | 0 | 0 | 0 | 0
F5_Industrial_Primary Metals_Existing_Space Heating_Natural Gas_Insulation - Wall Cavity_A_Achievable Technical Potential | F5 | Industrial | Primary Metals | Existing | Space Heating | Natural Gas | Insulation - Wall Cavity | A | Incremental Summer Peak Savings (MW) | Achievable Technical Potential | 0 | 0 | 0 | 0 | 0 | 0 | 0 | 0 | 0 | 0 | 0 | 0 | 0 | 0 | 0 | 0 | 0 | 0 | 0 | 0 | 0 | 0 | 0 | 0 | 0 | 0 | 0 | 0 | 0 | 0 | 0
F6_Industrial_Primary Metals_Existing_Space Heating_Natural Gas_Insulation - Wall Cavity_A_Achievable Technical Potential | F6 | Industrial | Primary Metals | Existing | Space Heating | Natural Gas | Insulation - Wall Cavity | A | Incremental Winter Peak Savings (MW) | Achievable Technical Potential | 0 | 0 | 0 | 0 | 0 | 0 | 0 | 0 | 0 | 0 | 0 | 0 | 0 | 0 | 0 | 0 | 0 | 0 | 0 | 0 | 0 | 0 | 0 | 0 | 0 | 0 | 0 | 0 | 0 | 0 | 0
F7_Industrial_Primary Metals_Existing_Space Heating_Natural Gas_Insulation - Wall Cavity_A_Achievable Technical Potential | F7 | Industrial | Primary Metals | Existing | Space Heating | Natural Gas | Insulation - Wall Cavity | A | Cumulative Energy Savings (MWh or mTherms) | Achievable Technical Potential | 0 | 0 | 0 | 0 | 0 | 0.053037 | 0.14375 | 0.27962 | 0.46214 | 0.68226 | 0.91793 | 1.1511 | 1.362 | 1.5302 | 1.6622 | 1.7483 | 1.8038 | 1.8297 | 1.8334 | 1.8307 | 1.8169 | 1.7981 | 1.7801 | 1.7597 | 1.7412 | 1.7277 | 1.7161 | 1.7054 | 0 | 0 | 0
F8_Industrial_Primary Metals_Existing_Space Heating_Natural Gas_Insulation - Wall Cavity_A_Achievable Technical Potential | F8 | Industrial | Primary Metals | Existing | Space Heating | Natural Gas | Insulation - Wall Cavity | A | Cumulative Summer Peak Savings (MW) | Achievable Technical Potential | 0 | 0 | 0 | 0 | 0 | 0 | 0 | 0 | 0 | 0 | 0 | 0 | 0 | 0 | 0 | 0 | 0 | 0 | 0 | 0 | 0 | 0 | 0 | 0 | 0 | 0 | 0 | 0 | 0 | 0 | 0
F9_Industrial_Primary Metals_Existing_Space Heating_Natural Gas_Insulation - Wall Cavity_A_Achievable Technical Potential | F9 | Industrial | Primary Metals | Existing | Space Heating | Natural Gas | Insulation - Wall Cavity | A | Cumulative Winter Peak Savings (MW) | Achievable Technical Potential | 0 | 0 | 0 | 0 | 0 | 0 | 0 | 0 | 0 | 0 | 0 | 0 | 0 | 0 | 0 | 0 | 0 | 0 | 0 | 0 | 0 | 0 | 0 | 0 | 0 | 0 | 0 | 0 | 0 | 0 | 0
F10_Industrial_Primary Metals_Existing_Space Heating_Natural Gas_Insulation - Wall Cavity_A_Achievable Technical Potential | F10 | Industrial | Primary Metals | Existing | Space Heating | Natural Gas | Insulation - Wall Cavity | A | Purchases (Incremental) | Achievable Technical Potential | 0 | 0 | 0 | 0 | 0 | 2974.7326 | 5202.9248 | 8045.7087 | 11270.082 | 14355.6013 | 16535.5166 | 17758.8174 | 17722.7594 | 16278.5729 | 14298.1344 | 11662.6449 | 9072.1232 | 6651.0778 | 4614.2254 | 3079.7942 | 1951.7645 | 1183.4099 | 798.348 | 0 | 0 | 0 | 0 | 0 | 0 | 0 | 0
F11_Industrial_Primary Metals_Existing_Space Heating_Natural Gas_Insulation - Wall Cavity_A_Achievable Technical Potential | F11 | Industrial | Primary Metals | Existing | Space Heating | Natural Gas | Insulation - Wall Cavity | A | Purchases (Cumulative) | Achievable Technical Potential | 0 | 0 | 0 | 0 | 0 | 2974.7326 | 8177.6574 | 16223.3661 | 27493.4482 | 41849.0495 | 58384.5661 | 76143.3835 | 93866.1429 | 110144.7157 | 124442.8501 | 136105.495 | 145177.6182 | 151828.696 | 156442.9214 | 159522.7156 | 161474.4801 | 162657.89 | 163456.238 | 163456.238 | 163456.238 | 163456.238 | 163456.238 | 163456.238 | 163456.238 | 163456.238 | 163456.238
F1_Industrial_Primary Metals_Existing_Space Heating_Natural Gas_Insulation - Ducting_A_Achievable Technical Potential | F1 | Industrial | Primary Metals | Existing | Space Heating | Natural Gas | Insulation - Ducting | A | Integrated Unit Energy Savings (kWh or therms) | Achievable Technical Potential | 0 | 0 | 0 | 0 | 0 | 0.0016198 | 0.0015882 | 0.0015454 | 0.0014947 | 0.0014369 | 0.0013729 | 0.0013078 | 0.0012444 | 0.0011816 | 0.0011282 | 0.0010786 | 0.0010386 | 0.0010032 | 0.00097192 | 0.00094866 | 0.00092707 | 0.00090809 | 0.00089128 | 0.00087792 | 0.00086562 | 0.00085618 | 0.0008478 | 0.00083996 | 0.00131 | 0.0013019 | 0.0012943
F2_Industrial_Primary Metals_Existing_Space Heating_Natural Gas_Insulation - Ducting_A_Achievable Technical Potential | F2 | Industrial | Primary Metals | Existing | Space Heating | Natural Gas | Insulation - Ducting | A | Integrated Unit Summer Peak Savings (kW) | Achievable Technical Potential | 0 | 0 | 0 | 0 | 0 | 0 | 0 | 0 | 0 | 0 | 0 | 0 | 0 | 0 | 0 | 0 | 0 | 0 | 0 | 0 | 0 | 0 | 0 | 0 | 0 | 0 | 0 | 0 | 0 | 0 | 0
F3_Industrial_Primary Metals_Existing_Space Heating_Natural Gas_Insulation - Ducting_A_Achievable Technical Potential | F3 | Industrial | Primary Metals | Existing | Space Heating | Natural Gas | Insulation - Ducting | A | Integrated Unit Winter Peak Savings (kW) | Achievable Technical Potential | 0 | 0 | 0 | 0 | 0 | 0 | 0 | 0 | 0 | 0 | 0 | 0 | 0 | 0 | 0 | 0 | 0 | 0 | 0 | 0 | 0 | 0 | 0 | 0 | 0 | 0 | 0 | 0 | 0 | 0 | 0
F4_Industrial_Primary Metals_Existing_Space Heating_Natural Gas_Insulation - Ducting_A_Achievable Technical Potential | F4 | Industrial | Primary Metals | Existing | Space Heating | Natural Gas | Insulation - Ducting | A | Incremental Energy Savings (MWh or mTherms) | Achievable Technical Potential | 0 | 0 | 0 | 0 | 0 | 0.00060839 | 0.00073205 | 0.00086651 | 0.00097343 | 0.0010683 | 0.0011781 | 0.0012278 | 0.001191 | 0.0010488 | 0.00086413 | 0.00063319 | 0.00040356 | 0.0002252 | 0.00010411 | 4.3045e-05 | 1.5233e-05 | 4.6426e-06 | 9.8953e-07 | 1.5967e-07 | 1.8837e-08 | 0 | 0 | 0 | 0 | 0 | 0
F5_Industrial_Primary Metals_Existing_Space Heating_Natural Gas_Insulation - Ducting_A_Achievable Technical Potential | F5 | Industrial | Primary Metals | Existing | Space Heating | Natural Gas | Insulation - Ducting | A | Incremental Summer Peak Savings (MW) | Achievable Technical Potential | 0 | 0 | 0 | 0 | 0 | 0 | 0 | 0 | 0 | 0 | 0 | 0 | 0 | 0 | 0 | 0 | 0 | 0 | 0 | 0 | 0 | 0 | 0 | 0 | 0 | 0 | 0 | 0 | 0 | 0 | 0
F6_Industrial_Primary Metals_Existing_Space Heating_Natural Gas_Insulation - Ducting_A_Achievable Technical Potential | F6 | Industrial | Primary Metals | Existing | Space Heating | Natural Gas | Insulation - Ducting | A | Incremental Winter Peak Savings (MW) | Achievable Technical Potential | 0 | 0 | 0 | 0 | 0 | 0 | 0 | 0 | 0 | 0 | 0 | 0 | 0 | 0 | 0 | 0 | 0 | 0 | 0 | 0 | 0 | 0 | 0 | 0 | 0 | 0 | 0 | 0 | 0 | 0 | 0
F7_Industrial_Primary Metals_Existing_Space Heating_Natural Gas_Insulation - Ducting_A_Achievable Technical Potential | F7 | Industrial | Primary Metals | Existing | Space Heating | Natural Gas | Insulation - Ducting | A | Cumulative Energy Savings (MWh or mTherms) | Achievable Technical Potential | 0 | 0 | 0 | 0 | 0 | 0.00060839 | 0.0013286 | 0.0021593 | 0.0030619 | 0.0040118 | 0.0050111 | 0.0060013 | 0.0069012 | 0.0076016 | 0.0081227 | 0.0083986 | 0.0084905 | 0.0084264 | 0.0082679 | 0.008113 | 0.0079436 | 0.0077856 | 0.0076425 | 0.0075281 | 0.0074226 | 0.0073417 | 0.0072698 | 0.0072026 | 0 | 0 | 0
F8_Industrial_Primary Metals_Existing_Space Heating_Natural Gas_Insulation - Ducting_A_Achievable Technical Potential | F8 | Industrial | Primary Metals | Existing | Space Heating | Natural Gas | Insulation - Ducting | A | Cumulative Summer Peak Savings (MW) | Achievable Technical Potential | 0 | 0 | 0 | 0 | 0 | 0 | 0 | 0 | 0 | 0 | 0 | 0 | 0 | 0 | 0 | 0 | 0 | 0 | 0 | 0 | 0 | 0 | 0 | 0 | 0 | 0 | 0 | 0 | 0 | 0 | 0
F9_Industrial_Primary Metals_Existing_Space Heating_Natural Gas_Insulation - Ducting_A_Achievable Technical Potential | F9 | Industrial | Primary Metals | Existing | Space Heating | Natural Gas | Insulation - Ducting | A | Cumulative Winter Peak Savings (MW) | Achievable Technical Potential | 0 | 0 | 0 | 0 | 0 | 0 | 0 | 0 | 0 | 0 | 0 | 0 | 0 | 0 | 0 | 0 | 0 | 0 | 0 | 0 | 0 | 0 | 0 | 0 | 0 | 0 | 0 | 0 | 0 | 0 | 0
F10_Industrial_Primary Metals_Existing_Space Heating_Natural Gas_Insulation - Ducting_A_Achievable Technical Potential | F10 | Industrial | Primary Metals | Existing | Space Heating | Natural Gas | Insulation - Ducting | A | Purchases (Incremental) | Achievable Technical Potential | 0 | 0 | 0 | 0 | 0 | 375.5956 | 460.9184 | 560.703 | 651.2397 | 743.4356 | 858.1281 | 938.8073 | 957.1107 | 887.6391 | 765.9142 | 587.0446 | 388.569 | 224.4851 | 107.1213 | 45.3742 | 16.4315 | 5.1125 | 1.1102 | 0.18187 | 0.021762 | 0 | 0 | 0 | 0 | 0 | 0
F11_Industrial_Primary Metals_Existing_Space Heating_Natural Gas_Insulation - Ducting_A_Achievable Technical Potential | F11 | Industrial | Primary Metals | Existing | Space Heating | Natural Gas | Insulation - Ducting | A | Purchases (Cumulative) | Achievable Technical Potential | 0 | 0 | 0 | 0 | 0 | 375.5956 | 836.5141 | 1397.217 | 2048.4567 | 2791.8923 | 3650.0204 | 4588.8277 | 5545.9384 | 6433.5775 | 7199.4917 | 7786.5363 | 8175.1053 | 8399.5904 | 8506.7117 | 8552.086 | 8568.5175 | 8573.63 | 8574.7402 | 8574.9221 | 8574.9438 | 8574.9438 | 8574.9438 | 8574.9438 | 8574.9438 | 8574.9438 | 8574.9438
F1_Industrial_Primary Metals_Existing_Space Heating_Natural Gas_HVAC - Duct Repair and Sealing_A_Achievable Technical Potential | F1 | Industrial | Primary Metals | Existing | Space Heating | Natural Gas | HVAC - Duct Repair and Sealing | A | Integrated Unit Energy Savings (kWh or therms) | Achievable Technical Potential | 0 | 0 | 0 | 0 | 0 | 0.0038168 | 0.0037477 | 0.0036543 | 0.0035446 | 0.0034197 | 0.0032813 | 0.0031399 | 0.0030011 | 0.0028628 | 0.0027435 | 0.0026318 | 0.0025404 | 0.002459 | 0.0023866 | 0.0023316 | 0.0022806 | 0.0022355 | 0.0021954 | 0.0021633 | 0.0021337 | 0.0021108 | 0.0020904 | 0.0020713 | 0.0030839 | 0.0030649 | 0.0030471
F2_Industrial_Primary Metals_Existing_Space Heating_Natural Gas_HVAC - Duct Repair and Sealing_A_Achievable Technical Potential | F2 | Industrial | Primary Metals | Existing | Space Heating | Natural Gas | HVAC - Duct Repair and Sealing | A | Integrated Unit Summer Peak Savings (kW) | Achievable Technical Potential | 0 | 0 | 0 | 0 | 0 | 0 | 0 | 0 | 0 | 0 | 0 | 0 | 0 | 0 | 0 | 0 | 0 | 0 | 0 | 0 | 0 | 0 | 0 | 0 | 0 | 0 | 0 | 0 | 0 | 0 | 0
F3_Industrial_Primary Metals_Existing_Space Heating_Natural Gas_HVAC - Duct Repair and Sealing_A_Achievable Technical Potential | F3 | Industrial | Primary Metals | Existing | Space Heating | Natural Gas | HVAC - Duct Repair and Sealing | A | Integrated Unit Winter Peak Savings (kW) | Achievable Technical Potential | 0 | 0 | 0 | 0 | 0 | 0 | 0 | 0 | 0 | 0 | 0 | 0 | 0 | 0 | 0 | 0 | 0 | 0 | 0 | 0 | 0 | 0 | 0 | 0 | 0 | 0 | 0 | 0 | 0 | 0 | 0
F4_Industrial_Primary Metals_Existing_Space Heating_Natural Gas_HVAC - Duct Repair and Sealing_A_Achievable Technical Potential | F4 | Industrial | Primary Metals | Existing | Space Heating | Natural Gas | HVAC - Duct Repair and Sealing | A | Incremental Energy Savings (MWh or mTherms) | Achievable Technical Potential | 0 | 0 | 0 | 0 | 0 | 0.0029172 | 0.0028628 | 0.002775 | 0.0026931 | 0.0026004 | 0.0024635 | 0.0023508 | 0.0022424 | 0.002105 | 0.002025 | 0.0019241 | 0.0018575 | 0.0017889 | 0.0017207 | 0.0016831 | 0.0016395 | 0.0016008 | 0.0015664 | 0.0015382 | 0.0015124 | 0 | 0 | 0 | 0 | 0 | 0
F5_Industrial_Primary Metals_Existing_Space Heating_Natural Gas_HVAC - Duct Repair and Sealing_A_Achievable Technical Potential | F5 | Industrial | Primary Metals | Existing | Space Heating | Natural Gas | HVAC - Duct Repair and Sealing | A | Incremental Summer Peak Savings (MW) | Achievable Technical Potential | 0 | 0 | 0 | 0 | 0 | 0 | 0 | 0 | 0 | 0 | 0 | 0 | 0 | 0 | 0 | 0 | 0 | 0 | 0 | 0 | 0 | 0 | 0 | 0 | 0 | 0 | 0 | 0 | 0 | 0 | 0
F6_Industrial_Primary Metals_Existing_Space Heating_Natural Gas_HVAC - Duct Repair and Sealing_A_Achievable Technical Potential | F6 | Industrial | Primary Metals | Existing | Space Heating | Natural Gas | HVAC - Duct Repair and Sealing | A | Incremental Winter Peak Savings (MW) | Achievable Technical Potential | 0 | 0 | 0 | 0 | 0 | 0 | 0 | 0 | 0 | 0 | 0 | 0 | 0 | 0 | 0 | 0 | 0 | 0 | 0 | 0 | 0 | 0 | 0 | 0 | 0 | 0 | 0 | 0 | 0 | 0 | 0
F7_Industrial_Primary Metals_Existing_Space Heating_Natural Gas_HVAC - Duct Repair and Sealing_A_Achievable Technical Potential | F7 | Industrial | Primary Metals | Existing | Space Heating | Natural Gas | HVAC - Duct Repair and Sealing | A | Cumulative Energy Savings (MWh or mTherms) | Achievable Technical Potential | 0 | 0 | 0 | 0 | 0 | 0.0029172 | 0.0057272 | 0.0083594 | 0.010801 | 0.013021 | 0.014958 | 0.016664 | 0.01817 | 0.019437 | 0.020652 | 0.021736 | 0.022839 | 0.023896 | 0.024912 | 0.026022 | 0.027092 | 0.028157 | 0.029218 | 0.030329 | 0.031427 | 0.031089 | 0.030788 | 0.030507 | 0 | 0 | 0
F8_Industrial_Primary Metals_Existing_Space Heating_Natural Gas_HVAC - Duct Repair and Sealing_A_Achievable Technical Potential | F8 | Industrial | Primary Metals | Existing | Space Heating | Natural Gas | HVAC - Duct Repair and Sealing | A | Cumulative Summer Peak Savings (MW) | Achievable Technical Potential | 0 | 0 | 0 | 0 | 0 | 0 | 0 | 0 | 0 | 0 | 0 | 0 | 0 | 0 | 0 | 0 | 0 | 0 | 0 | 0 | 0 | 0 | 0 | 0 | 0 | 0 | 0 | 0 | 0 | 0 | 0
F9_Industrial_Primary Metals_Existing_Space Heating_Natural Gas_HVAC - Duct Repair and Sealing_A_Achievable Technical Potential | F9 | Industrial | Primary Metals | Existing | Space Heating | Natural Gas | HVAC - Duct Repair and Sealing | A | Cumulative Winter Peak Savings (MW) | Achievable Technical Potential | 0 | 0 | 0 | 0 | 0 | 0 | 0 | 0 | 0 | 0 | 0 | 0 | 0 | 0 | 0 | 0 | 0 | 0 | 0 | 0 | 0 | 0 | 0 | 0 | 0 | 0 | 0 | 0 | 0 | 0 | 0
F10_Industrial_Primary Metals_Existing_Space Heating_Natural Gas_HVAC - Duct Repair and Sealing_A_Achievable Technical Potential | F10 | Industrial | Primary Metals | Existing | Space Heating | Natural Gas | HVAC - Duct Repair and Sealing | A | Purchases (Incremental) | Achievable Technical Potential | 0 | 0 | 0 | 0 | 0 | 764.2934 | 763.874 | 759.3691 | 759.7797 | 760.4079 | 750.7515 | 748.7 | 747.1798 | 735.3148 | 738.1223 | 731.0833 | 731.1782 | 727.4981 | 721.0089 | 721.863 | 718.8779 | 716.0819 | 713.4728 | 711.0482 | 708.8059 | 0 | 0 | 0 | 0 | 0 | 0
F11_Industrial_Primary Metals_Existing_Space Heating_Natural Gas_HVAC - Duct Repair and Sealing_A_Achievable Technical Potential | F11 | Industrial | Primary Metals | Existing | Space Heating | Natural Gas | HVAC - Duct Repair and Sealing | A | Purchases (Cumulative) | Achievable Technical Potential | 0 | 0 | 0 | 0 | 0 | 764.2934 | 1528.1674 | 2287.5365 | 3047.3162 | 3807.7241 | 4558.4756 | 5307.1756 | 6054.3553 | 6789.6701 | 7527.7924 | 8258.8757 | 8990.0539 | 9717.5521 | 10438.561 | 11160.4239 | 11879.3018 | 12595.3838 | 13308.8566 | 14019.9048 | 14728.7107 | 14728.7107 | 14728.7107 | 14728.7107 | 14728.7107 | 14728.7107 | 14728.7107
F1_Industrial_Primary Metals_Existing_Space Heating_Natural Gas_Windows - High Efficiency_A_Achievable Technical Potential | F1 | Industrial | Primary Metals | Existing | Space Heating | Natural Gas | Windows - High Efficiency | A | Integrated Unit Energy Savings (kWh or therms) | Achievable Technical Potential | 0 | 0 | 0 | 0 | 0 | 0.0056461 | 0.005552 | 0.0054253 | 0.0052695 | 0.0050862 | 0.0048775 | 0.0046628 | 0.0044497 | 0.0042345 | 0.0040516 | 0.0038777 | 0.0037367 | 0.003612 | 0.0035015 | 0.0034213 | 0.0033471 | 0.0032816 | 0.0032268 | 0.0031843 | 0.0031454 | 0.0031205 | 0.003099 | 0.003079 | 0 | 0 | 0
F2_Industrial_Primary Metals_Existing_Space Heating_Natural Gas_Windows - High Efficiency_A_Achievable Technical Potential | F2 | Industrial | Primary Metals | Existing | Space Heating | Natural Gas | Windows - High Efficiency | A | Integrated Unit Summer Peak Savings (kW) | Achievable Technical Potential | 0 | 0 | 0 | 0 | 0 | 0 | 0 | 0 | 0 | 0 | 0 | 0 | 0 | 0 | 0 | 0 | 0 | 0 | 0 | 0 | 0 | 0 | 0 | 0 | 0 | 0 | 0 | 0 | 0 | 0 | 0
F3_Industrial_Primary Metals_Existing_Space Heating_Natural Gas_Windows - High Efficiency_A_Achievable Technical Potential | F3 | Industrial | Primary Metals | Existing | Space Heating | Natural Gas | Windows - High Efficiency | A | Integrated Unit Winter Peak Savings (kW) | Achievable Technical Potential | 0 | 0 | 0 | 0 | 0 | 0 | 0 | 0 | 0 | 0 | 0 | 0 | 0 | 0 | 0 | 0 | 0 | 0 | 0 | 0 | 0 | 0 | 0 | 0 | 0 | 0 | 0 | 0 | 0 | 0 | 0
F4_Industrial_Primary Metals_Existing_Space Heating_Natural Gas_Windows - High Efficiency_A_Achievable Technical Potential | F4 | Industrial | Primary Metals | Existing | Space Heating | Natural Gas | Windows - High Efficiency | A | Incremental Energy Savings (MWh or mTherms) | Achievable Technical Potential | 0 | 0 | 0 | 0 | 0 | 0.0034052 | 0.0066897 | 0.011538 | 0.018239 | 0.026744 | 0.036265 | 0.047029 | 0.058064 | 0.067256 | 0.076175 | 0.081014 | 0.083063 | 0.080219 | 0.072652 | 0.062489 | 0.050348 | 0.037601 | 0.025504 | 0.016025 | 0.010291 | 0 | 0 | 0 | 0 | 0 | 0
F5_Industrial_Primary Metals_Existing_Space Heating_Natural Gas_Windows - High Efficiency_A_Achievable Technical Potential | F5 | Industrial | Primary Metals | Existing | Space Heating | Natural Gas | Windows - High Efficiency | A | Incremental Summer Peak Savings (MW) | Achievable Technical Potential | 0 | 0 | 0 | 0 | 0 | 0 | 0 | 0 | 0 | 0 | 0 | 0 | 0 | 0 | 0 | 0 | 0 | 0 | 0 | 0 | 0 | 0 | 0 | 0 | 0 | 0 | 0 | 0 | 0 | 0 | 0
F6_Industrial_Primary Metals_Existing_Space Heating_Natural Gas_Windows - High Efficiency_A_Achievable Technical Potential | F6 | Industrial | Primary Metals | Existing | Space Heating | Natural Gas | Windows - High Efficiency | A | Incremental Winter Peak Savings (MW) | Achievable Technical Potential | 0 | 0 | 0 | 0 | 0 | 0 | 0 | 0 | 0 | 0 | 0 | 0 | 0 | 0 | 0 | 0 | 0 | 0 | 0 | 0 | 0 | 0 | 0 | 0 | 0 | 0 | 0 | 0 | 0 | 0 | 0
F7_Industrial_Primary Metals_Existing_Space Heating_Natural Gas_Windows - High Efficiency_A_Achievable Technical Potential | F7 | Industrial | Primary Metals | Existing | Space Heating | Natural Gas | Windows - High Efficiency | A | Cumulative Energy Savings (MWh or mTherms) | Achievable Technical Potential | 0 | 0 | 0 | 0 | 0 | 0.0034052 | 0.010038 | 0.021347 | 0.038973 | 0.064362 | 0.097986 | 0.1407 | 0.19234 | 0.25029 | 0.31566 | 0.38312 | 0.45226 | 0.51737 | 0.5742 | 0.62354 | 0.66036 | 0.68505 | 0.69911 | 0.70593 | 0.70759 | 0.70199 | 0.69714 | 0.69264 | 0 | 0 | 0
F8_Industrial_Primary Metals_Existing_Space Heating_Natural Gas_Windows - High Efficiency_A_Achievable Technical Potential | F8 | Industrial | Primary Metals | Existing | Space Heating | Natural Gas | Windows - High Efficiency | A | Cumulative Summer Peak Savings (MW) | Achievable Technical Potential | 0 | 0 | 0 | 0 | 0 | 0 | 0 | 0 | 0 | 0 | 0 | 0 | 0 | 0 | 0 | 0 | 0 | 0 | 0 | 0 | 0 | 0 | 0 | 0 | 0 | 0 | 0 | 0 | 0 | 0 | 0
F9_Industrial_Primary Metals_Existing_Space Heating_Natural Gas_Windows - High Efficiency_A_Achievable Technical Potential | F9 | Industrial | Primary Metals | Existing | Space Heating | Natural Gas | Windows - High Efficiency | A | Cumulative Winter Peak Savings (MW) | Achievable Technical Potential | 0 | 0 | 0 | 0 | 0 | 0 | 0 | 0 | 0 | 0 | 0 | 0 | 0 | 0 | 0 | 0 | 0 | 0 | 0 | 0 | 0 | 0 | 0 | 0 | 0 | 0 | 0 | 0 | 0 | 0 | 0
F10_Industrial_Primary Metals_Existing_Space Heating_Natural Gas_Windows - High Efficiency_A_Achievable Technical Potential | F10 | Industrial | Primary Metals | Existing | Space Heating | Natural Gas | Windows - High Efficiency | A | Purchases (Incremental) | Achievable Technical Potential | 0 | 0 | 0 | 0 | 0 | 603.105 | 1204.9057 | 2126.748 | 3461.3174 | 5258.1407 | 7435.1478 | 10086.2051 | 13048.8161 | 15882.8526 | 18801.1667 | 20892.5314 | 22228.6041 | 22209.061 | 20749.0395 | 18264.6563 | 15042.2075 | 11458.1261 | 7903.6454 | 5032.3913 | 3271.6447 | 0 | 0 | 0 | 0 | 0 | 0
F11_Industrial_Primary Metals_Existing_Space Heating_Natural Gas_Windows - High Efficiency_A_Achievable Technical Potential | F11 | Industrial | Primary Metals | Existing | Space Heating | Natural Gas | Windows - High Efficiency | A | Purchases (Cumulative) | Achievable Technical Potential | 0 | 0 | 0 | 0 | 0 | 603.105 | 1808.0107 | 3934.7587 | 7396.0761 | 12654.2168 | 20089.3646 | 30175.5698 | 43224.3858 | 59107.2385 | 77908.4052 | 98800.9366 | 121029.5407 | 143238.6017 | 163987.6413 | 182252.2976 | 197294.5051 | 208752.6312 | 216656.2766 | 221688.6679 | 224960.3126 | 224960.3126 | 224960.3126 | 224960.3126 | 224960.3126 | 224960.3126 | 224960.3126
F1_Industrial_Primary Metals_Existing_Space Heating_Natural Gas_Gas Boiler - Maintenance_A_Achievable Technical Potential | F1 | Industrial | Primary Metals | Existing | Space Heating | Natural Gas | Gas Boiler - Maintenance | A | Integrated Unit Energy Savings (kWh or therms) | Achievable Technical Potential | 0 | 0 | 0 | 0 | 0 | 28.8108 | 28.5987 | 28.3804 | 28.1522 | 27.9144 | 27.6715 | 27.4221 | 27.1655 | 26.8975 | 26.6062 | 26.3237 | 26.0396 | 25.76 | 25.4846 | 25.2203 | 24.9662 | 24.7054 | 24.4677 | 24.2585 | 24.0541 | 23.8684 | 23.7093 | 23.5626 | 24.8946 | 24.7923 | 24.699
F2_Industrial_Primary Metals_Existing_Space Heating_Natural Gas_Gas Boiler - Maintenance_A_Achievable Technical Potential | F2 | Industrial | Primary Metals | Existing | Space Heating | Natural Gas | Gas Boiler - Maintenance | A | Integrated Unit Summer Peak Savings (kW) | Achievable Technical Potential | 0 | 0 | 0 | 0 | 0 | 0 | 0 | 0 | 0 | 0 | 0 | 0 | 0 | 0 | 0 | 0 | 0 | 0 | 0 | 0 | 0 | 0 | 0 | 0 | 0 | 0 | 0 | 0 | 0 | 0 | 0
F3_Industrial_Primary Metals_Existing_Space Heating_Natural Gas_Gas Boiler - Maintenance_A_Achievable Technical Potential | F3 | Industrial | Primary Metals | Existing | Space Heating | Natural Gas | Gas Boiler - Maintenance | A | Integrated Unit Winter Peak Savings (kW) | Achievable Technical Potential | 0 | 0 | 0 | 0 | 0 | 0 | 0 | 0 | 0 | 0 | 0 | 0 | 0 | 0 | 0 | 0 | 0 | 0 | 0 | 0 | 0 | 0 | 0 | 0 | 0 | 0 | 0 | 0 | 0 | 0 | 0
F4_Industrial_Primary Metals_Existing_Space Heating_Natural Gas_Gas Boiler - Maintenance_A_Achievable Technical Potential | F4 | Industrial | Primary Metals | Existing | Space Heating | Natural Gas | Gas Boiler - Maintenance | A | Incremental Energy Savings (MWh or mTherms) | Achievable Technical Potential | 0 | 0 | 0 | 0 | 0 | 0.0032503 | 0.0022602 | 0.0015436 | 0.0011931 | 0.0010374 | 0.00087856 | 0.00074382 | 0.00062477 | 0.00051363 | 0.00042775 | 0.00034977 | 0.00026949 | 0.00020658 | 0.00015775 | 0.00012172 | 0.00011019 | 8.4999e-05 | 7.2225e-05 | 5.9854e-05 | 4.7785e-05 | 0 | 0 | 0 | 0 | 0 | 0
F5_Industrial_Primary Metals_Existing_Space Heating_Natural Gas_Gas Boiler - Maintenance_A_Achievable Technical Potential | F5 | Industrial | Primary Metals | Existing | Space Heating | Natural Gas | Gas Boiler - Maintenance | A | Incremental Summer Peak Savings (MW) | Achievable Technical Potential | 0 | 0 | 0 | 0 | 0 | 0 | 0 | 0 | 0 | 0 | 0 | 0 | 0 | 0 | 0 | 0 | 0 | 0 | 0 | 0 | 0 | 0 | 0 | 0 | 0 | 0 | 0 | 0 | 0 | 0 | 0
F6_Industrial_Primary Metals_Existing_Space Heating_Natural Gas_Gas Boiler - Maintenance_A_Achievable Technical Potential | F6 | Industrial | Primary Metals | Existing | Space Heating | Natural Gas | Gas Boiler - Maintenance | A | Incremental Winter Peak Savings (MW) | Achievable Technical Potential | 0 | 0 | 0 | 0 | 0 | 0 | 0 | 0 | 0 | 0 | 0 | 0 | 0 | 0 | 0 | 0 | 0 | 0 | 0 | 0 | 0 | 0 | 0 | 0 | 0 | 0 | 0 | 0 | 0 | 0 | 0
F7_Industrial_Primary Metals_Existing_Space Heating_Natural Gas_Gas Boiler - Maintenance_A_Achievable Technical Potential | F7 | Industrial | Primary Metals | Existing | Space Heating | Natural Gas | Gas Boiler - Maintenance | A | Cumulative Energy Savings (MWh or mTherms) | Achievable Technical Potential | 0 | 0 | 0 | 0 | 0 | 0.0032503 | 0.0054866 | 0.0069883 | 0.0081252 | 0.0090939 | 0.0098934 | 0.010548 | 0.011074 | 0.011478 | 0.011782 | 0.012007 | 0.012146 | 0.012223 | 0.01225 | 0.012244 | 0.012231 | 0.012188 | 0.012143 | 0.012099 | 0.012045 | 0.011952 | 0.011873 | 0.011799 | 0 | 0 | 0
F8_Industrial_Primary Metals_Existing_Space Heating_Natural Gas_Gas Boiler - Maintenance_A_Achievable Technical Potential | F8 | Industrial | Primary Metals | Existing | Space Heating | Natural Gas | Gas Boiler - Maintenance | A | Cumulative Summer Peak Savings (MW) | Achievable Technical Potential | 0 | 0 | 0 | 0 | 0 | 0 | 0 | 0 | 0 | 0 | 0 | 0 | 0 | 0 | 0 | 0 | 0 | 0 | 0 | 0 | 0 | 0 | 0 | 0 | 0 | 0 | 0 | 0 | 0 | 0 | 0
F9_Industrial_Primary Metals_Existing_Space Heating_Natural Gas_Gas Boiler - Maintenance_A_Achievable Technical Potential | F9 | Industrial | Primary Metals | Existing | Space Heating | Natural Gas | Gas Boiler - Maintenance | A | Cumulative Winter Peak Savings (MW) | Achievable Technical Potential | 0 | 0 | 0 | 0 | 0 | 0 | 0 | 0 | 0 | 0 | 0 | 0 | 0 | 0 | 0 | 0 | 0 | 0 | 0 | 0 | 0 | 0 | 0 | 0 | 0 | 0 | 0 | 0 | 0 | 0 | 0
F10_Industrial_Primary Metals_Existing_Space Heating_Natural Gas_Gas Boiler - Maintenance_A_Achievable Technical Potential | F10 | Industrial | Primary Metals | Existing | Space Heating | Natural Gas | Gas Boiler - Maintenance | A | Purchases (Incremental) | Achievable Technical Potential | 0 | 0 | 0 | 0 | 0 | 0.11282 | 0.079032 | 0.054388 | 0.042381 | 0.037163 | 0.03175 | 0.027125 | 0.022999 | 0.019096 | 0.016077 | 0.013287 | 0.010349 | 0.0080196 | 0.0061899 | 0.0048264 | 0.0044134 | 0.0034405 | 0.0029519 | 0.0024673 | 0.0019866 | 0 | 0 | 0 | 0 | 0 | 0
F11_Industrial_Primary Metals_Existing_Space Heating_Natural Gas_Gas Boiler - Maintenance_A_Achievable Technical Potential | F11 | Industrial | Primary Metals | Existing | Space Heating | Natural Gas | Gas Boiler - Maintenance | A | Purchases (Cumulative) | Achievable Technical Potential | 0 | 0 | 0 | 0 | 0 | 0.11282 | 0.19185 | 0.24624 | 0.28862 | 0.32578 | 0.35753 | 0.38465 | 0.40765 | 0.42675 | 0.44283 | 0.45611 | 0.46646 | 0.47448 | 0.48067 | 0.4855 | 0.48991 | 0.49335 | 0.4963 | 0.49877 | 0.50076 | 0.50076 | 0.50076 | 0.50076 | 0.50076 | 0.50076 | 0.50076
F1_Industrial_Primary Metals_Existing_Process_Natural Gas_Gas Boiler - Maintenance_A_Achievable Technical Potential | F1 | Industrial | Primary Metals | Existing | Process | Natural Gas | Gas Boiler - Maintenance | A | Integrated Unit Energy Savings (kWh or therms) | Achievable Technical Potential | 0 | 0 | 0 | 0 | 0 | 28.0317 | 28.0317 | 28.0317 | 28.0317 | 28.0317 | 28.0317 | 28.0317 | 28.0317 | 28.0317 | 28.0317 | 28.0317 | 28.0317 | 28.0317 | 28.0317 | 28.0317 | 28.0317 | 28.0317 | 28.0317 | 28.0317 | 28.0317 | 28.0317 | 28.0317 | 28.0317 | 28.0317 | 28.0317 | 28.0317
F2_Industrial_Primary Metals_Existing_Process_Natural Gas_Gas Boiler - Maintenance_A_Achievable Technical Potential | F2 | Industrial | Primary Metals | Existing | Process | Natural Gas | Gas Boiler - Maintenance | A | Integrated Unit Summer Peak Savings (kW) | Achievable Technical Potential | 0 | 0 | 0 | 0 | 0 | 0 | 0 | 0 | 0 | 0 | 0 | 0 | 0 | 0 | 0 | 0 | 0 | 0 | 0 | 0 | 0 | 0 | 0 | 0 | 0 | 0 | 0 | 0 | 0 | 0 | 0
F3_Industrial_Primary Metals_Existing_Process_Natural Gas_Gas Boiler - Maintenance_A_Achievable Technical Potential | F3 | Industrial | Primary Metals | Existing | Process | Natural Gas | Gas Boiler - Maintenance | A | Integrated Unit Winter Peak Savings (kW) | Achievable Technical Potential | 0 | 0 | 0 | 0 | 0 | 0 | 0 | 0 | 0 | 0 | 0 | 0 | 0 | 0 | 0 | 0 | 0 | 0 | 0 | 0 | 0 | 0 | 0 | 0 | 0 | 0 | 0 | 0 | 0 | 0 | 0
F4_Industrial_Primary Metals_Existing_Process_Natural Gas_Gas Boiler - Maintenance_A_Achievable Technical Potential | F4 | Industrial | Primary Metals | Existing | Process | Natural Gas | Gas Boiler - Maintenance | A | Incremental Energy Savings (MWh or mTherms) | Achievable Technical Potential | 0 | 0 | 0 | 0 | 0 | 0.11454 | 0.08024 | 0.05522 | 0.043028 | 0.037731 | 0.032235 | 0.02754 | 0.02335 | 0.019388 | 0.016323 | 0.01349 | 0.010508 | 0.0081421 | 0.0062845 | 0.0049002 | 0.0044808 | 0.0034931 | 0.002997 | 0.0025051 | 0.0020169 | 0 | 0 | 0 | 0 | 0 | 0
F5_Industrial_Primary Metals_Existing_Process_Natural Gas_Gas Boiler - Maintenance_A_Achievable Technical Potential | F5 | Industrial | Primary Metals | Existing | Process | Natural Gas | Gas Boiler - Maintenance | A | Incremental Summer Peak Savings (MW) | Achievable Technical Potential | 0 | 0 | 0 | 0 | 0 | 0 | 0 | 0 | 0 | 0 | 0 | 0 | 0 | 0 | 0 | 0 | 0 | 0 | 0 | 0 | 0 | 0 | 0 | 0 | 0 | 0 | 0 | 0 | 0 | 0 | 0
F6_Industrial_Primary Metals_Existing_Process_Natural Gas_Gas Boiler - Maintenance_A_Achievable Technical Potential | F6 | Industrial | Primary Metals | Existing | Process | Natural Gas | Gas Boiler - Maintenance | A | Incremental Winter Peak Savings (MW) | Achievable Technical Potential | 0 | 0 | 0 | 0 | 0 | 0 | 0 | 0 | 0 | 0 | 0 | 0 | 0 | 0 | 0 | 0 | 0 | 0 | 0 | 0 | 0 | 0 | 0 | 0 | 0 | 0 | 0 | 0 | 0 | 0 | 0
F7_Industrial_Primary Metals_Existing_Process_Natural Gas_Gas Boiler - Maintenance_A_Achievable Technical Potential | F7 | Industrial | Primary Metals | Existing | Process | Natural Gas | Gas Boiler - Maintenance | A | Cumulative Energy Savings (MWh or mTherms) | Achievable Technical Potential | 0 | 0 | 0 | 0 | 0 | 0.11454 | 0.19478 | 0.25 | 0.29303 | 0.33076 | 0.36299 | 0.39053 | 0.41388 | 0.43327 | 0.44959 | 0.46308 | 0.47359 | 0.48173 | 0.48802 | 0.49292 | 0.4974 | 0.50089 | 0.50389 | 0.5064 | 0.50841 | 0.50841 | 0.50841 | 0.50841 | 0 | 0 | 0
F8_Industrial_Primary Metals_Existing_Process_Natural Gas_Gas Boiler - Maintenance_A_Achievable Technical Potential | F8 | Industrial | Primary Metals | Existing | Process | Natural Gas | Gas Boiler - Maintenance | A | Cumulative Summer Peak Savings (MW) | Achievable Technical Potential | 0 | 0 | 0 | 0 | 0 | 0 | 0 | 0 | 0 | 0 | 0 | 0 | 0 | 0 | 0 | 0 | 0 | 0 | 0 | 0 | 0 | 0 | 0 | 0 | 0 | 0 | 0 | 0 | 0 | 0 | 0
F9_Industrial_Primary Metals_Existing_Process_Natural Gas_Gas Boiler - Maintenance_A_Achievable Technical Potential | F9 | Industrial | Primary Metals | Existing | Process | Natural Gas | Gas Boiler - Maintenance | A | Cumulative Winter Peak Savings (MW) | Achievable Technical Potential | 0 | 0 | 0 | 0 | 0 | 0 | 0 | 0 | 0 | 0 | 0 | 0 | 0 | 0 | 0 | 0 | 0 | 0 | 0 | 0 | 0 | 0 | 0 | 0 | 0 | 0 | 0 | 0 | 0 | 0 | 0
F10_Industrial_Primary Metals_Existing_Process_Natural Gas_Gas Boiler - Maintenance_A_Achievable Technical Potential | F10 | Industrial | Primary Metals | Existing | Process | Natural Gas | Gas Boiler - Maintenance | A | Purchases (Incremental) | Achievable Technical Potential | 0 | 0 | 0 | 0 | 0 | 4.0861 | 2.8625 | 1.9699 | 1.535 | 1.346 | 1.1499 | 0.98245 | 0.83299 | 0.69164 | 0.5823 | 0.48125 | 0.37485 | 0.29046 | 0.22419 | 0.17481 | 0.15985 | 0.12461 | 0.10691 | 0.089365 | 0.071952 | 0 | 0 | 0 | 0 | 0 | 0
F11_Industrial_Primary Metals_Existing_Process_Natural Gas_Gas Boiler - Maintenance_A_Achievable Technical Potential | F11 | Industrial | Primary Metals | Existing | Process | Natural Gas | Gas Boiler - Maintenance | A | Purchases (Cumulative) | Achievable Technical Potential | 0 | 0 | 0 | 0 | 0 | 4.0861 | 6.9486 | 8.9185 | 10.4535 | 11.7995 | 12.9494 | 13.9319 | 14.7649 | 15.4565 | 16.0388 | 16.52 | 16.8949 | 17.1854 | 17.4095 | 17.5844 | 17.7442 | 17.8688 | 17.9757 | 18.0651 | 18.1371 | 18.1371 | 18.1371 | 18.1371 | 18.1371 | 18.1371 | 18.1371
F1_Industrial_Primary Metals_Existing_Space Heating_Natural Gas_Gas Furnace - Maintenance_A_Achievable Technical Potential | F1 | Industrial | Primary Metals | Existing | Space Heating | Natural Gas | Gas Furnace - Maintenance | A | Integrated Unit Energy Savings (kWh or therms) | Achievable Technical Potential | 0 | 0 | 0 | 0 | 0 | 0.0091791 | 0.0090792 | 0.0089546 | 0.0088261 | 0.0086943 | 0.0085611 | 0.0084272 | 0.0082972 | 0.0081682 | 0.0080371 | 0.0079148 | 0.0077977 | 0.0076858 | 0.0075785 | 0.0074757 | 0.0073759 | 0.0072767 | 0.0071812 | 0.0070954 | 0.0070139 | 0.0069454 | 0.0068847 | 0.0068276 | 0.0073847 | 0.0073392 | 0.0072965
F2_Industrial_Primary Metals_Existing_Space Heating_Natural Gas_Gas Furnace - Maintenance_A_Achievable Technical Potential | F2 | Industrial | Primary Metals | Existing | Space Heating | Natural Gas | Gas Furnace - Maintenance | A | Integrated Unit Summer Peak Savings (kW) | Achievable Technical Potential | 0 | 0 | 0 | 0 | 0 | 0 | 0 | 0 | 0 | 0 | 0 | 0 | 0 | 0 | 0 | 0 | 0 | 0 | 0 | 0 | 0 | 0 | 0 | 0 | 0 | 0 | 0 | 0 | 0 | 0 | 0
F3_Industrial_Primary Metals_Existing_Space Heating_Natural Gas_Gas Furnace - Maintenance_A_Achievable Technical Potential | F3 | Industrial | Primary Metals | Existing | Space Heating | Natural Gas | Gas Furnace - Maintenance | A | Integrated Unit Winter Peak Savings (kW) | Achievable Technical Potential | 0 | 0 | 0 | 0 | 0 | 0 | 0 | 0 | 0 | 0 | 0 | 0 | 0 | 0 | 0 | 0 | 0 | 0 | 0 | 0 | 0 | 0 | 0 | 0 | 0 | 0 | 0 | 0 | 0 | 0 | 0
F4_Industrial_Primary Metals_Existing_Space Heating_Natural Gas_Gas Furnace - Maintenance_A_Achievable Technical Potential | F4 | Industrial | Primary Metals | Existing | Space Heating | Natural Gas | Gas Furnace - Maintenance | A | Incremental Energy Savings (MWh or mTherms) | Achievable Technical Potential | 0 | 0 | 0 | 0 | 0 | 1.5962e-05 | 1.106e-05 | 7.507e-06 | 5.7657e-06 | 4.9802e-06 | 4.1897e-06 | 3.5234e-06 | 2.9413e-06 | 2.4042e-06 | 1.9917e-06 | 1.621e-06 | 1.2439e-06 | 9.5006e-07 | 7.2307e-07 | 5.5615e-07 | 5.0176e-07 | 3.859e-07 | 3.2674e-07 | 2.6985e-07 | 2.1477e-07 | 0 | 0 | 0 | 0 | 0 | 0
F5_Industrial_Primary Metals_Existing_Space Heating_Natural Gas_Gas Furnace - Maintenance_A_Achievable Technical Potential | F5 | Industrial | Primary Metals | Existing | Space Heating | Natural Gas | Gas Furnace - Maintenance | A | Incremental Summer Peak Savings (MW) | Achievable Technical Potential | 0 | 0 | 0 | 0 | 0 | 0 | 0 | 0 | 0 | 0 | 0 | 0 | 0 | 0 | 0 | 0 | 0 | 0 | 0 | 0 | 0 | 0 | 0 | 0 | 0 | 0 | 0 | 0 | 0 | 0 | 0
F6_Industrial_Primary Metals_Existing_Space Heating_Natural Gas_Gas Furnace - Maintenance_A_Achievable Technical Potential | F6 | Industrial | Primary Metals | Existing | Space Heating | Natural Gas | Gas Furnace - Maintenance | A | Incremental Winter Peak Savings (MW) | Achievable Technical Potential | 0 | 0 | 0 | 0 | 0 | 0 | 0 | 0 | 0 | 0 | 0 | 0 | 0 | 0 | 0 | 0 | 0 | 0 | 0 | 0 | 0 | 0 | 0 | 0 | 0 | 0 | 0 | 0 | 0 | 0 | 0
F7_Industrial_Primary Metals_Existing_Space Heating_Natural Gas_Gas Furnace - Maintenance_A_Achievable Technical Potential | F7 | Industrial | Primary Metals | Existing | Space Heating | Natural Gas | Gas Furnace - Maintenance | A | Cumulative Energy Savings (MWh or mTherms) | Achievable Technical Potential | 0 | 0 | 0 | 0 | 0 | 1.5962e-05 | 2.6848e-05 | 3.3987e-05 | 3.9265e-05 | 4.3659e-05 | 4.7179e-05 | 4.9965e-05 | 5.2136e-05 | 5.3729e-05 | 5.4859e-05 | 5.5645e-05 | 5.6066e-05 | 5.6211e-05 | 5.6149e-05 | 5.5944e-05 | 5.5699e-05 | 5.5336e-05 | 5.4936e-05 | 5.455e-05 | 5.4138e-05 | 5.3609e-05 | 5.314e-05 | 5.27e-05 | 0 | 0 | 0
F8_Industrial_Primary Metals_Existing_Space Heating_Natural Gas_Gas Furnace - Maintenance_A_Achievable Technical Potential | F8 | Industrial | Primary Metals | Existing | Space Heating | Natural Gas | Gas Furnace - Maintenance | A | Cumulative Summer Peak Savings (MW) | Achievable Technical Potential | 0 | 0 | 0 | 0 | 0 | 0 | 0 | 0 | 0 | 0 | 0 | 0 | 0 | 0 | 0 | 0 | 0 | 0 | 0 | 0 | 0 | 0 | 0 | 0 | 0 | 0 | 0 | 0 | 0 | 0 | 0
F9_Industrial_Primary Metals_Existing_Space Heating_Natural Gas_Gas Furnace - Maintenance_A_Achievable Technical Potential | F9 | Industrial | Primary Metals | Existing | Space Heating | Natural Gas | Gas Furnace - Maintenance | A | Cumulative Winter Peak Savings (MW) | Achievable Technical Potential | 0 | 0 | 0 | 0 | 0 | 0 | 0 | 0 | 0 | 0 | 0 | 0 | 0 | 0 | 0 | 0 | 0 | 0 | 0 | 0 | 0 | 0 | 0 | 0 | 0 | 0 | 0 | 0 | 0 | 0 | 0
F10_Industrial_Primary Metals_Existing_Space Heating_Natural Gas_Gas Furnace - Maintenance_A_Achievable Technical Potential | F10 | Industrial | Primary Metals | Existing | Space Heating | Natural Gas | Gas Furnace - Maintenance | A | Purchases (Incremental) | Achievable Technical Potential | 0 | 0 | 0 | 0 | 0 | 1.7389 | 1.2182 | 0.83834 | 0.65325 | 0.57282 | 0.48939 | 0.4181 | 0.3545 | 0.29434 | 0.24781 | 0.20481 | 0.15952 | 0.12361 | 0.095411 | 0.074394 | 0.068027 | 0.053032 | 0.0455 | 0.038031 | 0.030621 | 0 | 0 | 0 | 0 | 0 | 0
F11_Industrial_Primary Metals_Existing_Space Heating_Natural Gas_Gas Furnace - Maintenance_A_Achievable Technical Potential | F11 | Industrial | Primary Metals | Existing | Space Heating | Natural Gas | Gas Furnace - Maintenance | A | Purchases (Cumulative) | Achievable Technical Potential | 0 | 0 | 0 | 0 | 0 | 1.7389 | 2.9571 | 3.7955 | 4.4487 | 5.0215 | 5.5109 | 5.929 | 6.2835 | 6.5779 | 6.8257 | 7.0305 | 7.19 | 7.3136 | 7.409 | 7.4834 | 7.5515 | 7.6045 | 7.65 | 7.688 | 7.7186 | 7.7186 | 7.7186 | 7.7186 | 7.7186 | 7.7186 | 7.7186
F1_Industrial_Primary Metals_Existing_Space Heating_Natural Gas_Gas Boiler - Hot Water Reset_A_Achievable Technical Potential | F1 | Industrial | Primary Metals | Existing | Space Heating | Natural Gas | Gas Boiler - Hot Water Reset | A | Integrated Unit Energy Savings (kWh or therms) | Achievable Technical Potential | 0 | 0 | 0 | 0 | 0 | 104.653 | 103.7711 | 102.8679 | 101.9329 | 100.9651 | 99.9747 | 98.9691 | 97.9412 | 96.8636 | 95.7218 | 94.6012 | 93.4874 | 92.3863 | 91.297 | 90.2631 | 89.2601 | 88.2357 | 87.296 | 86.4597 | 85.6422 | 84.9759 | 84.4047 | 83.8784 | 90.5257 | 90.1539 | 89.8145
F2_Industrial_Primary Metals_Existing_Space Heating_Natural Gas_Gas Boiler - Hot Water Reset_A_Achievable Technical Potential | F2 | Industrial | Primary Metals | Existing | Space Heating | Natural Gas | Gas Boiler - Hot Water Reset | A | Integrated Unit Summer Peak Savings (kW) | Achievable Technical Potential | 0 | 0 | 0 | 0 | 0 | 0 | 0 | 0 | 0 | 0 | 0 | 0 | 0 | 0 | 0 | 0 | 0 | 0 | 0 | 0 | 0 | 0 | 0 | 0 | 0 | 0 | 0 | 0 | 0 | 0 | 0
F3_Industrial_Primary Metals_Existing_Space Heating_Natural Gas_Gas Boiler - Hot Water Reset_A_Achievable Technical Potential | F3 | Industrial | Primary Metals | Existing | Space Heating | Natural Gas | Gas Boiler - Hot Water Reset | A | Integrated Unit Winter Peak Savings (kW) | Achievable Technical Potential | 0 | 0 | 0 | 0 | 0 | 0 | 0 | 0 | 0 | 0 | 0 | 0 | 0 | 0 | 0 | 0 | 0 | 0 | 0 | 0 | 0 | 0 | 0 | 0 | 0 | 0 | 0 | 0 | 0 | 0 | 0
F4_Industrial_Primary Metals_Existing_Space Heating_Natural Gas_Gas Boiler - Hot Water Reset_A_Achievable Technical Potential | F4 | Industrial | Primary Metals | Existing | Space Heating | Natural Gas | Gas Boiler - Hot Water Reset | A | Incremental Energy Savings (MWh or mTherms) | Achievable Technical Potential | 0 | 0 | 0 | 0 | 0 | 0.0057378 | 0.0069819 | 0.0084195 | 0.0096901 | 0.010957 | 0.012523 | 0.013563 | 0.013684 | 0.012551 | 0.010702 | 0.0081067 | 0.0053027 | 0.0030274 | 0.0014276 | 0.00059785 | 0.0002141 | 6.585e-05 | 1.4148e-05 | 2.2954e-06 | 2.7206e-07 | 0 | 0 | 0 | 0 | 0 | 0
F5_Industrial_Primary Metals_Existing_Space Heating_Natural Gas_Gas Boiler - Hot Water Reset_A_Achievable Technical Potential | F5 | Industrial | Primary Metals | Existing | Space Heating | Natural Gas | Gas Boiler - Hot Water Reset | A | Incremental Summer Peak Savings (MW) | Achievable Technical Potential | 0 | 0 | 0 | 0 | 0 | 0 | 0 | 0 | 0 | 0 | 0 | 0 | 0 | 0 | 0 | 0 | 0 | 0 | 0 | 0 | 0 | 0 | 0 | 0 | 0 | 0 | 0 | 0 | 0 | 0 | 0
F6_Industrial_Primary Metals_Existing_Space Heating_Natural Gas_Gas Boiler - Hot Water Reset_A_Achievable Technical Potential | F6 | Industrial | Primary Metals | Existing | Space Heating | Natural Gas | Gas Boiler - Hot Water Reset | A | Incremental Winter Peak Savings (MW) | Achievable Technical Potential | 0 | 0 | 0 | 0 | 0 | 0 | 0 | 0 | 0 | 0 | 0 | 0 | 0 | 0 | 0 | 0 | 0 | 0 | 0 | 0 | 0 | 0 | 0 | 0 | 0 | 0 | 0 | 0 | 0 | 0 | 0
F7_Industrial_Primary Metals_Existing_Space Heating_Natural Gas_Gas Boiler - Hot Water Reset_A_Achievable Technical Potential | F7 | Industrial | Primary Metals | Existing | Space Heating | Natural Gas | Gas Boiler - Hot Water Reset | A | Cumulative Energy Savings (MWh or mTherms) | Achievable Technical Potential | 0 | 0 | 0 | 0 | 0 | 0.0057378 | 0.012671 | 0.020981 | 0.03048 | 0.041148 | 0.053267 | 0.066294 | 0.07929 | 0.090968 | 0.1006 | 0.10753 | 0.11156 | 0.11328 | 0.11337 | 0.11268 | 0.11164 | 0.11043 | 0.10927 | 0.10822 | 0.1072 | 0.10637 | 0.10565 | 0.10499 | 0 | 0 | 0
F8_Industrial_Primary Metals_Existing_Space Heating_Natural Gas_Gas Boiler - Hot Water Reset_A_Achievable Technical Potential | F8 | Industrial | Primary Metals | Existing | Space Heating | Natural Gas | Gas Boiler - Hot Water Reset | A | Cumulative Summer Peak Savings (MW) | Achievable Technical Potential | 0 | 0 | 0 | 0 | 0 | 0 | 0 | 0 | 0 | 0 | 0 | 0 | 0 | 0 | 0 | 0 | 0 | 0 | 0 | 0 | 0 | 0 | 0 | 0 | 0 | 0 | 0 | 0 | 0 | 0 | 0
F9_Industrial_Primary Metals_Existing_Space Heating_Natural Gas_Gas Boiler - Hot Water Reset_A_Achievable Technical Potential | F9 | Industrial | Primary Metals | Existing | Space Heating | Natural Gas | Gas Boiler - Hot Water Reset | A | Cumulative Winter Peak Savings (MW) | Achievable Technical Potential | 0 | 0 | 0 | 0 | 0 | 0 | 0 | 0 | 0 | 0 | 0 | 0 | 0 | 0 | 0 | 0 | 0 | 0 | 0 | 0 | 0 | 0 | 0 | 0 | 0 | 0 | 0 | 0 | 0 | 0 | 0
F10_Industrial_Primary Metals_Existing_Space Heating_Natural Gas_Gas Boiler - Hot Water Reset_A_Achievable Technical Potential | F10 | Industrial | Primary Metals | Existing | Space Heating | Natural Gas | Gas Boiler - Hot Water Reset | A | Purchases (Incremental) | Achievable Technical Potential | 0 | 0 | 0 | 0 | 0 | 0.054827 | 0.067282 | 0.081848 | 0.095064 | 0.10852 | 0.12526 | 0.13704 | 0.13971 | 0.12957 | 0.1118 | 0.085693 | 0.056721 | 0.032769 | 0.015637 | 0.0066235 | 0.0023986 | 0.00074629 | 0.00016206 | 2.6548e-05 | 3.1767e-06 | 0 | 0 | 0 | 0 | 0 | 0
F11_Industrial_Primary Metals_Existing_Space Heating_Natural Gas_Gas Boiler - Hot Water Reset_A_Achievable Technical Potential | F11 | Industrial | Primary Metals | Existing | Space Heating | Natural Gas | Gas Boiler - Hot Water Reset | A | Purchases (Cumulative) | Achievable Technical Potential | 0 | 0 | 0 | 0 | 0 | 0.054827 | 0.12211 | 0.20396 | 0.29902 | 0.40754 | 0.53281 | 0.66985 | 0.80956 | 0.93913 | 1.0509 | 1.1366 | 1.1934 | 1.2261 | 1.2418 | 1.2484 | 1.2508 | 1.2515 | 1.2517 | 1.2517 | 1.2517 | 1.2517 | 1.2517 | 1.2517 | 1.2517 | 1.2517 | 1.2517
F1_Industrial_Primary Metals_Existing_Process_Natural Gas_Gas Boiler - Hot Water Reset_A_Achievable Technical Potential | F1 | Industrial | Primary Metals | Existing | Process | Natural Gas | Gas Boiler - Hot Water Reset | A | Integrated Unit Energy Savings (kWh or therms) | Achievable Technical Potential | 0 | 0 | 0 | 0 | 0 | 50.8655 | 50.7651 | 50.6643 | 50.5654 | 50.4668 | 50.3673 | 50.2826 | 50.2063 | 50.1258 | 50.0657 | 49.9981 | 49.9425 | 49.8843 | 49.8238 | 49.776 | 49.7232 | 49.6758 | 49.6286 | 49.5816 | 49.5348 | 49.5306 | 49.5268 | 49.5234 | 50.9667 | 50.9667 | 50.9667
F2_Industrial_Primary Metals_Existing_Process_Natural Gas_Gas Boiler - Hot Water Reset_A_Achievable Technical Potential | F2 | Industrial | Primary Metals | Existing | Process | Natural Gas | Gas Boiler - Hot Water Reset | A | Integrated Unit Summer Peak Savings (kW) | Achievable Technical Potential | 0 | 0 | 0 | 0 | 0 | 0 | 0 | 0 | 0 | 0 | 0 | 0 | 0 | 0 | 0 | 0 | 0 | 0 | 0 | 0 | 0 | 0 | 0 | 0 | 0 | 0 | 0 | 0 | 0 | 0 | 0
F3_Industrial_Primary Metals_Existing_Process_Natural Gas_Gas Boiler - Hot Water Reset_A_Achievable Technical Potential | F3 | Industrial | Primary Metals | Existing | Process | Natural Gas | Gas Boiler - Hot Water Reset | A | Integrated Unit Winter Peak Savings (kW) | Achievable Technical Potential | 0 | 0 | 0 | 0 | 0 | 0 | 0 | 0 | 0 | 0 | 0 | 0 | 0 | 0 | 0 | 0 | 0 | 0 | 0 | 0 | 0 | 0 | 0 | 0 | 0 | 0 | 0 | 0 | 0 | 0 | 0
F4_Industrial_Primary Metals_Existing_Process_Natural Gas_Gas Boiler - Hot Water Reset_A_Achievable Technical Potential | F4 | Industrial | Primary Metals | Existing | Process | Natural Gas | Gas Boiler - Hot Water Reset | A | Incremental Energy Savings (MWh or mTherms) | Achievable Technical Potential | 0 | 0 | 0 | 0 | 0 | 0.10101 | 0.12371 | 0.15019 | 0.1741 | 0.19836 | 0.22852 | 0.24958 | 0.25406 | 0.23524 | 0.20274 | 0.15518 | 0.1026 | 0.059206 | 0.028218 | 0.011941 | 0.0043197 | 0.0013427 | 0.00029131 | 4.7676e-05 | 5.6993e-06 | 0 | 0 | 0 | 0 | 0 | 0
F5_Industrial_Primary Metals_Existing_Process_Natural Gas_Gas Boiler - Hot Water Reset_A_Achievable Technical Potential | F5 | Industrial | Primary Metals | Existing | Process | Natural Gas | Gas Boiler - Hot Water Reset | A | Incremental Summer Peak Savings (MW) | Achievable Technical Potential | 0 | 0 | 0 | 0 | 0 | 0 | 0 | 0 | 0 | 0 | 0 | 0 | 0 | 0 | 0 | 0 | 0 | 0 | 0 | 0 | 0 | 0 | 0 | 0 | 0 | 0 | 0 | 0 | 0 | 0 | 0
F6_Industrial_Primary Metals_Existing_Process_Natural Gas_Gas Boiler - Hot Water Reset_A_Achievable Technical Potential | F6 | Industrial | Primary Metals | Existing | Process | Natural Gas | Gas Boiler - Hot Water Reset | A | Incremental Winter Peak Savings (MW) | Achievable Technical Potential | 0 | 0 | 0 | 0 | 0 | 0 | 0 | 0 | 0 | 0 | 0 | 0 | 0 | 0 | 0 | 0 | 0 | 0 | 0 | 0 | 0 | 0 | 0 | 0 | 0 | 0 | 0 | 0 | 0 | 0 | 0
F7_Industrial_Primary Metals_Existing_Process_Natural Gas_Gas Boiler - Hot Water Reset_A_Achievable Technical Potential | F7 | Industrial | Primary Metals | Existing | Process | Natural Gas | Gas Boiler - Hot Water Reset | A | Cumulative Energy Savings (MWh or mTherms) | Achievable Technical Potential | 0 | 0 | 0 | 0 | 0 | 0.10101 | 0.22452 | 0.37427 | 0.54764 | 0.74494 | 0.97198 | 1.2199 | 1.4721 | 1.705 | 1.9057 | 2.0583 | 2.1586 | 2.2153 | 2.2409 | 2.2506 | 2.2526 | 2.2518 | 2.2499 | 2.2478 | 2.2457 | 2.2455 | 2.2454 | 2.2452 | 0 | 0 | 0
F8_Industrial_Primary Metals_Existing_Process_Natural Gas_Gas Boiler - Hot Water Reset_A_Achievable Technical Potential | F8 | Industrial | Primary Metals | Existing | Process | Natural Gas | Gas Boiler - Hot Water Reset | A | Cumulative Summer Peak Savings (MW) | Achievable Technical Potential | 0 | 0 | 0 | 0 | 0 | 0 | 0 | 0 | 0 | 0 | 0 | 0 | 0 | 0 | 0 | 0 | 0 | 0 | 0 | 0 | 0 | 0 | 0 | 0 | 0 | 0 | 0 | 0 | 0 | 0 | 0
F9_Industrial_Primary Metals_Existing_Process_Natural Gas_Gas Boiler - Hot Water Reset_A_Achievable Technical Potential | F9 | Industrial | Primary Metals | Existing | Process | Natural Gas | Gas Boiler - Hot Water Reset | A | Cumulative Winter Peak Savings (MW) | Achievable Technical Potential | 0 | 0 | 0 | 0 | 0 | 0 | 0 | 0 | 0 | 0 | 0 | 0 | 0 | 0 | 0 | 0 | 0 | 0 | 0 | 0 | 0 | 0 | 0 | 0 | 0 | 0 | 0 | 0 | 0 | 0 | 0
F10_Industrial_Primary Metals_Existing_Process_Natural Gas_Gas Boiler - Hot Water Reset_A_Achievable Technical Potential | F10 | Industrial | Primary Metals | Existing | Process | Natural Gas | Gas Boiler - Hot Water Reset | A | Purchases (Incremental) | Achievable Technical Potential | 0 | 0 | 0 | 0 | 0 | 1.9858 | 2.4369 | 2.9645 | 3.4431 | 3.9306 | 4.537 | 4.9635 | 5.0603 | 4.693 | 4.0494 | 3.1037 | 2.0544 | 1.1869 | 0.56636 | 0.2399 | 0.086874 | 0.02703 | 0.0058699 | 0.00096156 | 0.00011506 | 0 | 0 | 0 | 0 | 0 | 0
F11_Industrial_Primary Metals_Existing_Process_Natural Gas_Gas Boiler - Hot Water Reset_A_Achievable Technical Potential | F11 | Industrial | Primary Metals | Existing | Process | Natural Gas | Gas Boiler - Hot Water Reset | A | Purchases (Cumulative) | Achievable Technical Potential | 0 | 0 | 0 | 0 | 0 | 1.9858 | 4.4227 | 7.3872 | 10.8303 | 14.7609 | 19.2979 | 24.2614 | 29.3217 | 34.0147 | 38.0642 | 41.1679 | 43.2223 | 44.4092 | 44.9755 | 45.2154 | 45.3023 | 45.3293 | 45.3352 | 45.3361 | 45.3363 | 45.3363 | 45.3363 | 45.3363 | 45.3363 | 45.3363 | 45.3363
F1_Industrial_Primary Metals_Existing_Space Heating_Natural Gas_Steam Trap Maintenance_A_Achievable Technical Potential | F1 | Industrial | Primary Metals | Existing | Space Heating | Natural Gas | Steam Trap Maintenance | A | Integrated Unit Energy Savings (kWh or therms) | Achievable Technical Potential | 0 | 0 | 0 | 0 | 0 | 37.0027 | 36.7216 | 36.4329 | 36.132 | 35.819 | 35.4993 | 35.1723 | 34.8368 | 34.4863 | 34.1076 | 33.7396 | 33.3705 | 33.0071 | 32.6488 | 32.306 | 31.9759 | 31.6374 | 31.3288 | 31.0567 | 30.7909 | 30.5529 | 30.349 | 30.161 | 31.9808 | 31.8495 | 31.7296
F2_Industrial_Primary Metals_Existing_Space Heating_Natural Gas_Steam Trap Maintenance_A_Achievable Technical Potential | F2 | Industrial | Primary Metals | Existing | Space Heating | Natural Gas | Steam Trap Maintenance | A | Integrated Unit Summer Peak Savings (kW) | Achievable Technical Potential | 0 | 0 | 0 | 0 | 0 | 0 | 0 | 0 | 0 | 0 | 0 | 0 | 0 | 0 | 0 | 0 | 0 | 0 | 0 | 0 | 0 | 0 | 0 | 0 | 0 | 0 | 0 | 0 | 0 | 0 | 0
F3_Industrial_Primary Metals_Existing_Space Heating_Natural Gas_Steam Trap Maintenance_A_Achievable Technical Potential | F3 | Industrial | Primary Metals | Existing | Space Heating | Natural Gas | Steam Trap Maintenance | A | Integrated Unit Winter Peak Savings (kW) | Achievable Technical Potential | 0 | 0 | 0 | 0 | 0 | 0 | 0 | 0 | 0 | 0 | 0 | 0 | 0 | 0 | 0 | 0 | 0 | 0 | 0 | 0 | 0 | 0 | 0 | 0 | 0 | 0 | 0 | 0 | 0 | 0 | 0
F4_Industrial_Primary Metals_Existing_Space Heating_Natural Gas_Steam Trap Maintenance_A_Achievable Technical Potential | F4 | Industrial | Primary Metals | Existing | Space Heating | Natural Gas | Steam Trap Maintenance | A | Incremental Energy Savings (MWh or mTherms) | Achievable Technical Potential | 0 | 0 | 0 | 0 | 0 | 0.0011323 | 0.0011231 | 0.0011077 | 0.0010992 | 0.0010905 | 0.0010671 | 0.0010544 | 0.0010422 | 0.0010153 | 0.001008 | 0.00098761 | 0.00097693 | 0.00096143 | 0.00094251 | 0.00093372 | 0.00092036 | 0.00090707 | 0.00089495 | 0.00088416 | 0.00087383 | 0 | 0 | 0 | 0 | 0 | 0
F5_Industrial_Primary Metals_Existing_Space Heating_Natural Gas_Steam Trap Maintenance_A_Achievable Technical Potential | F5 | Industrial | Primary Metals | Existing | Space Heating | Natural Gas | Steam Trap Maintenance | A | Incremental Summer Peak Savings (MW) | Achievable Technical Potential | 0 | 0 | 0 | 0 | 0 | 0 | 0 | 0 | 0 | 0 | 0 | 0 | 0 | 0 | 0 | 0 | 0 | 0 | 0 | 0 | 0 | 0 | 0 | 0 | 0 | 0 | 0 | 0 | 0 | 0 | 0
F6_Industrial_Primary Metals_Existing_Space Heating_Natural Gas_Steam Trap Maintenance_A_Achievable Technical Potential | F6 | Industrial | Primary Metals | Existing | Space Heating | Natural Gas | Steam Trap Maintenance | A | Incremental Winter Peak Savings (MW) | Achievable Technical Potential | 0 | 0 | 0 | 0 | 0 | 0 | 0 | 0 | 0 | 0 | 0 | 0 | 0 | 0 | 0 | 0 | 0 | 0 | 0 | 0 | 0 | 0 | 0 | 0 | 0 | 0 | 0 | 0 | 0 | 0 | 0
F7_Industrial_Primary Metals_Existing_Space Heating_Natural Gas_Steam Trap Maintenance_A_Achievable Technical Potential | F7 | Industrial | Primary Metals | Existing | Space Heating | Natural Gas | Steam Trap Maintenance | A | Cumulative Energy Savings (MWh or mTherms) | Achievable Technical Potential | 0 | 0 | 0 | 0 | 0 | 0.0011323 | 0.0022468 | 0.0033369 | 0.0044085 | 0.0054608 | 0.0064792 | 0.0074738 | 0.0084447 | 0.0093751 | 0.01028 | 0.011157 | 0.012012 | 0.012842 | 0.013645 | 0.014436 | 0.015209 | 0.015955 | 0.016694 | 0.017433 | 0.018158 | 0.018018 | 0.017897 | 0.017786 | 0 | 0 | 0
F8_Industrial_Primary Metals_Existing_Space Heating_Natural Gas_Steam Trap Maintenance_A_Achievable Technical Potential | F8 | Industrial | Primary Metals | Existing | Space Heating | Natural Gas | Steam Trap Maintenance | A | Cumulative Summer Peak Savings (MW) | Achievable Technical Potential | 0 | 0 | 0 | 0 | 0 | 0 | 0 | 0 | 0 | 0 | 0 | 0 | 0 | 0 | 0 | 0 | 0 | 0 | 0 | 0 | 0 | 0 | 0 | 0 | 0 | 0 | 0 | 0 | 0 | 0 | 0
F9_Industrial_Primary Metals_Existing_Space Heating_Natural Gas_Steam Trap Maintenance_A_Achievable Technical Potential | F9 | Industrial | Primary Metals | Existing | Space Heating | Natural Gas | Steam Trap Maintenance | A | Cumulative Winter Peak Savings (MW) | Achievable Technical Potential | 0 | 0 | 0 | 0 | 0 | 0 | 0 | 0 | 0 | 0 | 0 | 0 | 0 | 0 | 0 | 0 | 0 | 0 | 0 | 0 | 0 | 0 | 0 | 0 | 0 | 0 | 0 | 0 | 0 | 0 | 0
F10_Industrial_Primary Metals_Existing_Space Heating_Natural Gas_Steam Trap Maintenance_A_Achievable Technical Potential | F10 | Industrial | Primary Metals | Existing | Space Heating | Natural Gas | Steam Trap Maintenance | A | Purchases (Incremental) | Achievable Technical Potential | 0 | 0 | 0 | 0 | 0 | 0.030601 | 0.030584 | 0.030404 | 0.03042 | 0.030446 | 0.030059 | 0.029977 | 0.029916 | 0.029441 | 0.029553 | 0.029272 | 0.029275 | 0.029128 | 0.028868 | 0.028902 | 0.028783 | 0.028671 | 0.028566 | 0.028469 | 0.02838 | 0 | 0 | 0 | 0 | 0 | 0
F11_Industrial_Primary Metals_Existing_Space Heating_Natural Gas_Steam Trap Maintenance_A_Achievable Technical Potential | F11 | Industrial | Primary Metals | Existing | Space Heating | Natural Gas | Steam Trap Maintenance | A | Purchases (Cumulative) | Achievable Technical Potential | 0 | 0 | 0 | 0 | 0 | 0.030601 | 0.061186 | 0.09159 | 0.12201 | 0.15246 | 0.18251 | 0.21249 | 0.24241 | 0.27185 | 0.3014 | 0.33067 | 0.35995 | 0.38908 | 0.41794 | 0.44685 | 0.47563 | 0.5043 | 0.53287 | 0.56134 | 0.58972 | 0.58972 | 0.58972 | 0.58972 | 0.58972 | 0.58972 | 0.58972
F1_Industrial_Primary Metals_Existing_Process_Natural Gas_Steam Trap Maintenance_A_Achievable Technical Potential | F1 | Industrial | Primary Metals | Existing | Process | Natural Gas | Steam Trap Maintenance | A | Integrated Unit Energy Savings (kWh or therms) | Achievable Technical Potential | 0 | 0 | 0 | 0 | 0 | 35.9697 | 35.929 | 35.8883 | 35.8484 | 35.8087 | 35.7702 | 35.7409 | 35.7173 | 35.6942 | 35.6807 | 35.6657 | 35.6563 | 35.647 | 35.6377 | 35.6333 | 35.6279 | 35.6263 | 35.6248 | 35.6235 | 35.6222 | 35.6211 | 35.62 | 35.6191 | 36.0109 | 36.0109 | 36.0109
F2_Industrial_Primary Metals_Existing_Process_Natural Gas_Steam Trap Maintenance_A_Achievable Technical Potential | F2 | Industrial | Primary Metals | Existing | Process | Natural Gas | Steam Trap Maintenance | A | Integrated Unit Summer Peak Savings (kW) | Achievable Technical Potential | 0 | 0 | 0 | 0 | 0 | 0 | 0 | 0 | 0 | 0 | 0 | 0 | 0 | 0 | 0 | 0 | 0 | 0 | 0 | 0 | 0 | 0 | 0 | 0 | 0 | 0 | 0 | 0 | 0 | 0 | 0
F3_Industrial_Primary Metals_Existing_Process_Natural Gas_Steam Trap Maintenance_A_Achievable Technical Potential | F3 | Industrial | Primary Metals | Existing | Process | Natural Gas | Steam Trap Maintenance | A | Integrated Unit Winter Peak Savings (kW) | Achievable Technical Potential | 0 | 0 | 0 | 0 | 0 | 0 | 0 | 0 | 0 | 0 | 0 | 0 | 0 | 0 | 0 | 0 | 0 | 0 | 0 | 0 | 0 | 0 | 0 | 0 | 0 | 0 | 0 | 0 | 0 | 0 | 0
F4_Industrial_Primary Metals_Existing_Process_Natural Gas_Steam Trap Maintenance_A_Achievable Technical Potential | F4 | Industrial | Primary Metals | Existing | Process | Natural Gas | Steam Trap Maintenance | A | Incremental Energy Savings (MWh or mTherms) | Achievable Technical Potential | 0 | 0 | 0 | 0 | 0 | 0.039867 | 0.0398 | 0.039521 | 0.039498 | 0.039487 | 0.038944 | 0.038805 | 0.038701 | 0.038062 | 0.038193 | 0.037812 | 0.037807 | 0.037607 | 0.037262 | 0.037302 | 0.037142 | 0.036996 | 0.036859 | 0.036733 | 0.036616 | 0 | 0 | 0 | 0 | 0 | 0
F5_Industrial_Primary Metals_Existing_Process_Natural Gas_Steam Trap Maintenance_A_Achievable Technical Potential | F5 | Industrial | Primary Metals | Existing | Process | Natural Gas | Steam Trap Maintenance | A | Incremental Summer Peak Savings (MW) | Achievable Technical Potential | 0 | 0 | 0 | 0 | 0 | 0 | 0 | 0 | 0 | 0 | 0 | 0 | 0 | 0 | 0 | 0 | 0 | 0 | 0 | 0 | 0 | 0 | 0 | 0 | 0 | 0 | 0 | 0 | 0 | 0 | 0
F6_Industrial_Primary Metals_Existing_Process_Natural Gas_Steam Trap Maintenance_A_Achievable Technical Potential | F6 | Industrial | Primary Metals | Existing | Process | Natural Gas | Steam Trap Maintenance | A | Incremental Winter Peak Savings (MW) | Achievable Technical Potential | 0 | 0 | 0 | 0 | 0 | 0 | 0 | 0 | 0 | 0 | 0 | 0 | 0 | 0 | 0 | 0 | 0 | 0 | 0 | 0 | 0 | 0 | 0 | 0 | 0 | 0 | 0 | 0 | 0 | 0 | 0
F7_Industrial_Primary Metals_Existing_Process_Natural Gas_Steam Trap Maintenance_A_Achievable Technical Potential | F7 | Industrial | Primary Metals | Existing | Process | Natural Gas | Steam Trap Maintenance | A | Cumulative Energy Savings (MWh or mTherms) | Achievable Technical Potential | 0 | 0 | 0 | 0 | 0 | 0.039867 | 0.079622 | 0.11905 | 0.15842 | 0.19773 | 0.23646 | 0.27507 | 0.31359 | 0.35145 | 0.38951 | 0.42716 | 0.46485 | 0.50234 | 0.53947 | 0.57671 | 0.61376 | 0.65073 | 0.68756 | 0.72427 | 0.76086 | 0.76083 | 0.76081 | 0.76079 | 0 | 0 | 0
F8_Industrial_Primary Metals_Existing_Process_Natural Gas_Steam Trap Maintenance_A_Achievable Technical Potential | F8 | Industrial | Primary Metals | Existing | Process | Natural Gas | Steam Trap Maintenance | A | Cumulative Summer Peak Savings (MW) | Achievable Technical Potential | 0 | 0 | 0 | 0 | 0 | 0 | 0 | 0 | 0 | 0 | 0 | 0 | 0 | 0 | 0 | 0 | 0 | 0 | 0 | 0 | 0 | 0 | 0 | 0 | 0 | 0 | 0 | 0 | 0 | 0 | 0
F9_Industrial_Primary Metals_Existing_Process_Natural Gas_Steam Trap Maintenance_A_Achievable Technical Potential | F9 | Industrial | Primary Metals | Existing | Process | Natural Gas | Steam Trap Maintenance | A | Cumulative Winter Peak Savings (MW) | Achievable Technical Potential | 0 | 0 | 0 | 0 | 0 | 0 | 0 | 0 | 0 | 0 | 0 | 0 | 0 | 0 | 0 | 0 | 0 | 0 | 0 | 0 | 0 | 0 | 0 | 0 | 0 | 0 | 0 | 0 | 0 | 0 | 0
F10_Industrial_Primary Metals_Existing_Process_Natural Gas_Steam Trap Maintenance_A_Achievable Technical Potential | F10 | Industrial | Primary Metals | Existing | Process | Natural Gas | Steam Trap Maintenance | A | Purchases (Incremental) | Achievable Technical Potential | 0 | 0 | 0 | 0 | 0 | 1.1084 | 1.1077 | 1.1012 | 1.1018 | 1.1027 | 1.0887 | 1.0857 | 1.0835 | 1.0663 | 1.0704 | 1.0602 | 1.0603 | 1.055 | 1.0456 | 1.0468 | 1.0425 | 1.0384 | 1.0347 | 1.0311 | 1.0279 | 0 | 0 | 0 | 0 | 0 | 0
F11_Industrial_Primary Metals_Existing_Process_Natural Gas_Steam Trap Maintenance_A_Achievable Technical Potential | F11 | Industrial | Primary Metals | Existing | Process | Natural Gas | Steam Trap Maintenance | A | Purchases (Cumulative) | Achievable Technical Potential | 0 | 0 | 0 | 0 | 0 | 1.1084 | 2.2161 | 3.3173 | 4.4191 | 5.5218 | 6.6105 | 7.6963 | 8.7798 | 9.8461 | 10.9165 | 11.9767 | 13.0371 | 14.0921 | 15.1376 | 16.1845 | 17.227 | 18.2654 | 19.3 | 20.3312 | 21.3591 | 21.3591 | 21.3591 | 21.3591 | 21.3591 | 21.3591 | 21.3591
F1_Industrial_Primary Metals_Existing_Space Heating_Natural Gas_Gas Boiler - High Turndown_A_Achievable Technical Potential | F1 | Industrial | Primary Metals | Existing | Space Heating | Natural Gas | Gas Boiler - High Turndown | A | Integrated Unit Energy Savings (kWh or therms) | Achievable Technical Potential | 0 | 0 | 0 | 0 | 0 | 39.0709 | 38.4527 | 37.6786 | 36.7354 | 35.6303 | 34.3723 | 33.0695 | 31.7627 | 30.4311 | 29.2839 | 28.1871 | 27.288 | 26.479 | 25.7523 | 25.2145 | 24.7161 | 24.2722 | 23.894 | 23.5984 | 23.3212 | 23.1161 | 22.9392 | 22.7767 | 33.9471 | 33.8077 | 33.6804
F2_Industrial_Primary Metals_Existing_Space Heating_Natural Gas_Gas Boiler - High Turndown_A_Achievable Technical Potential | F2 | Industrial | Primary Metals | Existing | Space Heating | Natural Gas | Gas Boiler - High Turndown | A | Integrated Unit Summer Peak Savings (kW) | Achievable Technical Potential | 0 | 0 | 0 | 0 | 0 | 0 | 0 | 0 | 0 | 0 | 0 | 0 | 0 | 0 | 0 | 0 | 0 | 0 | 0 | 0 | 0 | 0 | 0 | 0 | 0 | 0 | 0 | 0 | 0 | 0 | 0
F3_Industrial_Primary Metals_Existing_Space Heating_Natural Gas_Gas Boiler - High Turndown_A_Achievable Technical Potential | F3 | Industrial | Primary Metals | Existing | Space Heating | Natural Gas | Gas Boiler - High Turndown | A | Integrated Unit Winter Peak Savings (kW) | Achievable Technical Potential | 0 | 0 | 0 | 0 | 0 | 0 | 0 | 0 | 0 | 0 | 0 | 0 | 0 | 0 | 0 | 0 | 0 | 0 | 0 | 0 | 0 | 0 | 0 | 0 | 0 | 0 | 0 | 0 | 0 | 0 | 0
F4_Industrial_Primary Metals_Existing_Space Heating_Natural Gas_Gas Boiler - High Turndown_A_Achievable Technical Potential | F4 | Industrial | Primary Metals | Existing | Space Heating | Natural Gas | Gas Boiler - High Turndown | A | Incremental Energy Savings (MWh or mTherms) | Achievable Technical Potential | 0 | 0 | 0 | 0 | 0 | 0.0032693 | 0.0032158 | 0.0031324 | 0.0030557 | 0.0029662 | 0.0025426 | 0.0019517 | 0.0014966 | 0.0011289 | 0.00087236 | 0.00066534 | 0.00051536 | 0.00039805 | 0.00030694 | 0.00024071 | 0.00018798 | 1.2542e-06 | 4.3936e-07 | 1.4743e-07 | 4.7359e-08 | 3.9785e-08 | 3.9375e-08 | 3.9002e-08 | 5.8003e-08 | 5.7652e-08 | 5.7338e-08
F5_Industrial_Primary Metals_Existing_Space Heating_Natural Gas_Gas Boiler - High Turndown_A_Achievable Technical Potential | F5 | Industrial | Primary Metals | Existing | Space Heating | Natural Gas | Gas Boiler - High Turndown | A | Incremental Summer Peak Savings (MW) | Achievable Technical Potential | 0 | 0 | 0 | 0 | 0 | 0 | 0 | 0 | 0 | 0 | 0 | 0 | 0 | 0 | 0 | 0 | 0 | 0 | 0 | 0 | 0 | 0 | 0 | 0 | 0 | 0 | 0 | 0 | 0 | 0 | 0
F6_Industrial_Primary Metals_Existing_Space Heating_Natural Gas_Gas Boiler - High Turndown_A_Achievable Technical Potential | F6 | Industrial | Primary Metals | Existing | Space Heating | Natural Gas | Gas Boiler - High Turndown | A | Incremental Winter Peak Savings (MW) | Achievable Technical Potential | 0 | 0 | 0 | 0 | 0 | 0 | 0 | 0 | 0 | 0 | 0 | 0 | 0 | 0 | 0 | 0 | 0 | 0 | 0 | 0 | 0 | 0 | 0 | 0 | 0 | 0 | 0 | 0 | 0 | 0 | 0
F7_Industrial_Primary Metals_Existing_Space Heating_Natural Gas_Gas Boiler - High Turndown_A_Achievable Technical Potential | F7 | Industrial | Primary Metals | Existing | Space Heating | Natural Gas | Gas Boiler - High Turndown | A | Cumulative Energy Savings (MWh or mTherms) | Achievable Technical Potential | 0 | 0 | 0 | 0 | 0 | 0.0032693 | 0.0064333 | 0.0094362 | 0.012256 | 0.014853 | 0.016871 | 0.018184 | 0.018962 | 0.019295 | 0.01944 | 0.019378 | 0.019275 | 0.019102 | 0.018884 | 0.018731 | 0.018548 | 0.018216 | 0.017933 | 0.017711 | 0.017503 | 0.017349 | 0.017217 | 0.017095 | 0 | 0 | 0
F8_Industrial_Primary Metals_Existing_Space Heating_Natural Gas_Gas Boiler - High Turndown_A_Achievable Technical Potential | F8 | Industrial | Primary Metals | Existing | Space Heating | Natural Gas | Gas Boiler - High Turndown | A | Cumulative Summer Peak Savings (MW) | Achievable Technical Potential | 0 | 0 | 0 | 0 | 0 | 0 | 0 | 0 | 0 | 0 | 0 | 0 | 0 | 0 | 0 | 0 | 0 | 0 | 0 | 0 | 0 | 0 | 0 | 0 | 0 | 0 | 0 | 0 | 0 | 0 | 0
F9_Industrial_Primary Metals_Existing_Space Heating_Natural Gas_Gas Boiler - High Turndown_A_Achievable Technical Potential | F9 | Industrial | Primary Metals | Existing | Space Heating | Natural Gas | Gas Boiler - High Turndown | A | Cumulative Winter Peak Savings (MW) | Achievable Technical Potential | 0 | 0 | 0 | 0 | 0 | 0 | 0 | 0 | 0 | 0 | 0 | 0 | 0 | 0 | 0 | 0 | 0 | 0 | 0 | 0 | 0 | 0 | 0 | 0 | 0 | 0 | 0 | 0 | 0 | 0 | 0
F10_Industrial_Primary Metals_Existing_Space Heating_Natural Gas_Gas Boiler - High Turndown_A_Achievable Technical Potential | F10 | Industrial | Primary Metals | Existing | Space Heating | Natural Gas | Gas Boiler - High Turndown | A | Purchases (Incremental) | Achievable Technical Potential | 0 | 0 | 0 | 0 | 0 | 0.083675 | 0.083629 | 0.083136 | 0.083181 | 0.083249 | 0.073973 | 0.059017 | 0.047118 | 0.037095 | 0.02979 | 0.023604 | 0.018886 | 0.015033 | 0.011919 | 0.0095465 | 0.0076056 | 5.1674e-05 | 1.8388e-05 | 6.2473e-06 | 2.0307e-06 | 1.7211e-06 | 1.7165e-06 | 1.7124e-06 | 1.7086e-06 | 1.7053e-06 | 1.7024e-06
F11_Industrial_Primary Metals_Existing_Space Heating_Natural Gas_Gas Boiler - High Turndown_A_Achievable Technical Potential | F11 | Industrial | Primary Metals | Existing | Space Heating | Natural Gas | Gas Boiler - High Turndown | A | Purchases (Cumulative) | Achievable Technical Potential | 0 | 0 | 0 | 0 | 0 | 0.083675 | 0.1673 | 0.25044 | 0.33362 | 0.41687 | 0.49084 | 0.54986 | 0.59698 | 0.63407 | 0.66386 | 0.68747 | 0.70635 | 0.72139 | 0.7333 | 0.74285 | 0.75046 | 0.75051 | 0.75053 | 0.75053 | 0.75053 | 0.75054 | 0.75054 | 0.75054 | 0.75054 | 0.75054 | 0.75055
F1_Industrial_Primary Metals_Existing_Process_Natural Gas_Gas Boiler - High Turndown_A_Achievable Technical Potential | F1 | Industrial | Primary Metals | Existing | Process | Natural Gas | Gas Boiler - High Turndown | A | Integrated Unit Energy Savings (kWh or therms) | Achievable Technical Potential | 0 | 0 | 0 | 0 | 0 | 38.1386 | 38.0525 | 37.9655 | 37.8796 | 37.7936 | 37.7055 | 37.6287 | 37.5581 | 37.4833 | 37.4265 | 37.3633 | 37.3114 | 37.2577 | 37.2021 | 37.158 | 37.1095 | 37.0651 | 37.0208 | 36.9767 | 36.9329 | 36.9291 | 36.9257 | 36.9226 | 38.225 | 38.225 | 38.225
F2_Industrial_Primary Metals_Existing_Process_Natural Gas_Gas Boiler - High Turndown_A_Achievable Technical Potential | F2 | Industrial | Primary Metals | Existing | Process | Natural Gas | Gas Boiler - High Turndown | A | Integrated Unit Summer Peak Savings (kW) | Achievable Technical Potential | 0 | 0 | 0 | 0 | 0 | 0 | 0 | 0 | 0 | 0 | 0 | 0 | 0 | 0 | 0 | 0 | 0 | 0 | 0 | 0 | 0 | 0 | 0 | 0 | 0 | 0 | 0 | 0 | 0 | 0 | 0
F3_Industrial_Primary Metals_Existing_Process_Natural Gas_Gas Boiler - High Turndown_A_Achievable Technical Potential | F3 | Industrial | Primary Metals | Existing | Process | Natural Gas | Gas Boiler - High Turndown | A | Integrated Unit Winter Peak Savings (kW) | Achievable Technical Potential | 0 | 0 | 0 | 0 | 0 | 0 | 0 | 0 | 0 | 0 | 0 | 0 | 0 | 0 | 0 | 0 | 0 | 0 | 0 | 0 | 0 | 0 | 0 | 0 | 0 | 0 | 0 | 0 | 0 | 0 | 0
F4_Industrial_Primary Metals_Existing_Process_Natural Gas_Gas Boiler - High Turndown_A_Achievable Technical Potential | F4 | Industrial | Primary Metals | Existing | Process | Natural Gas | Gas Boiler - High Turndown | A | Incremental Energy Savings (MWh or mTherms) | Achievable Technical Potential | 0 | 0 | 0 | 0 | 0 | 0.11558 | 0.11526 | 0.11432 | 0.11412 | 0.11396 | 0.10102 | 0.080433 | 0.064095 | 0.050361 | 0.040382 | 0.031943 | 0.025522 | 0.020286 | 0.01606 | 0.012848 | 0.010222 | 6.9371e-05 | 2.4656e-05 | 8.3668e-06 | 2.7165e-06 | 2.302e-06 | 2.2957e-06 | 2.2899e-06 | 2.3655e-06 | 2.361e-06 | 2.3569e-06
F5_Industrial_Primary Metals_Existing_Process_Natural Gas_Gas Boiler - High Turndown_A_Achievable Technical Potential | F5 | Industrial | Primary Metals | Existing | Process | Natural Gas | Gas Boiler - High Turndown | A | Incremental Summer Peak Savings (MW) | Achievable Technical Potential | 0 | 0 | 0 | 0 | 0 | 0 | 0 | 0 | 0 | 0 | 0 | 0 | 0 | 0 | 0 | 0 | 0 | 0 | 0 | 0 | 0 | 0 | 0 | 0 | 0 | 0 | 0 | 0 | 0 | 0 | 0
F6_Industrial_Primary Metals_Existing_Process_Natural Gas_Gas Boiler - High Turndown_A_Achievable Technical Potential | F6 | Industrial | Primary Metals | Existing | Process | Natural Gas | Gas Boiler - High Turndown | A | Incremental Winter Peak Savings (MW) | Achievable Technical Potential | 0 | 0 | 0 | 0 | 0 | 0 | 0 | 0 | 0 | 0 | 0 | 0 | 0 | 0 | 0 | 0 | 0 | 0 | 0 | 0 | 0 | 0 | 0 | 0 | 0 | 0 | 0 | 0 | 0 | 0 | 0
F7_Industrial_Primary Metals_Existing_Process_Natural Gas_Gas Boiler - High Turndown_A_Achievable Technical Potential | F7 | Industrial | Primary Metals | Existing | Process | Natural Gas | Gas Boiler - High Turndown | A | Cumulative Energy Savings (MWh or mTherms) | Achievable Technical Potential | 0 | 0 | 0 | 0 | 0 | 0.11558 | 0.23058 | 0.34437 | 0.45772 | 0.57063 | 0.67033 | 0.74939 | 0.81208 | 0.86083 | 0.8999 | 0.93033 | 0.95456 | 0.97347 | 0.98808 | 0.99975 | 1.0087 | 1.0075 | 1.0064 | 1.0052 | 1.004 | 1.0039 | 1.0038 | 1.0037 | 0 | 0 | 0
F8_Industrial_Primary Metals_Existing_Process_Natural Gas_Gas Boiler - High Turndown_A_Achievable Technical Potential | F8 | Industrial | Primary Metals | Existing | Process | Natural Gas | Gas Boiler - High Turndown | A | Cumulative Summer Peak Savings (MW) | Achievable Technical Potential | 0 | 0 | 0 | 0 | 0 | 0 | 0 | 0 | 0 | 0 | 0 | 0 | 0 | 0 | 0 | 0 | 0 | 0 | 0 | 0 | 0 | 0 | 0 | 0 | 0 | 0 | 0 | 0 | 0 | 0 | 0
F9_Industrial_Primary Metals_Existing_Process_Natural Gas_Gas Boiler - High Turndown_A_Achievable Technical Potential | F9 | Industrial | Primary Metals | Existing | Process | Natural Gas | Gas Boiler - High Turndown | A | Cumulative Winter Peak Savings (MW) | Achievable Technical Potential | 0 | 0 | 0 | 0 | 0 | 0 | 0 | 0 | 0 | 0 | 0 | 0 | 0 | 0 | 0 | 0 | 0 | 0 | 0 | 0 | 0 | 0 | 0 | 0 | 0 | 0 | 0 | 0 | 0 | 0 | 0
F10_Industrial_Primary Metals_Existing_Process_Natural Gas_Gas Boiler - High Turndown_A_Achievable Technical Potential | F10 | Industrial | Primary Metals | Existing | Process | Natural Gas | Gas Boiler - High Turndown | A | Purchases (Incremental) | Achievable Technical Potential | 0 | 0 | 0 | 0 | 0 | 3.0306 | 3.029 | 3.0111 | 3.0127 | 3.0152 | 2.6792 | 2.1375 | 1.7066 | 1.3436 | 1.079 | 0.85494 | 0.68404 | 0.54448 | 0.4317 | 0.34577 | 0.27547 | 0.0018716 | 0.00066599 | 0.00022627 | 7.3551e-05 | 6.2337e-05 | 6.2171e-05 | 6.202e-05 | 6.1885e-05 | 6.1765e-05 | 6.166e-05
F11_Industrial_Primary Metals_Existing_Process_Natural Gas_Gas Boiler - High Turndown_A_Achievable Technical Potential | F11 | Industrial | Primary Metals | Existing | Process | Natural Gas | Gas Boiler - High Turndown | A | Purchases (Cumulative) | Achievable Technical Potential | 0 | 0 | 0 | 0 | 0 | 3.0306 | 6.0596 | 9.0707 | 12.0835 | 15.0987 | 17.7779 | 19.9155 | 21.622 | 22.9656 | 24.0446 | 24.8995 | 25.5835 | 26.128 | 26.5597 | 26.9055 | 27.1809 | 27.1828 | 27.1835 | 27.1837 | 27.1838 | 27.1838 | 27.1839 | 27.184 | 27.184 | 27.1841 | 27.1842
F1_Industrial_Primary Metals_Existing_Space Heating_Natural Gas_Gas Boiler - Burner Control Optimization_A_Achievable Technical Potential | F1 | Industrial | Primary Metals | Existing | Space Heating | Natural Gas | Gas Boiler - Burner Control Optimization | A | Integrated Unit Energy Savings (kWh or therms) | Achievable Technical Potential | 0 | 0 | 0 | 0 | 0 | 11.3301 | 11.1503 | 10.9254 | 10.6515 | 10.3306 | 9.9655 | 9.5874 | 9.2083 | 8.8221 | 8.4894 | 8.1713 | 7.9106 | 7.676 | 7.4652 | 7.3093 | 7.1648 | 7.0361 | 6.9264 | 6.8407 | 6.7604 | 6.7009 | 6.6496 | 6.6025 | 9.8447 | 9.8042 | 9.7673
F2_Industrial_Primary Metals_Existing_Space Heating_Natural Gas_Gas Boiler - Burner Control Optimization_A_Achievable Technical Potential | F2 | Industrial | Primary Metals | Existing | Space Heating | Natural Gas | Gas Boiler - Burner Control Optimization | A | Integrated Unit Summer Peak Savings (kW) | Achievable Technical Potential | 0 | 0 | 0 | 0 | 0 | 0 | 0 | 0 | 0 | 0 | 0 | 0 | 0 | 0 | 0 | 0 | 0 | 0 | 0 | 0 | 0 | 0 | 0 | 0 | 0 | 0 | 0 | 0 | 0 | 0 | 0
F3_Industrial_Primary Metals_Existing_Space Heating_Natural Gas_Gas Boiler - Burner Control Optimization_A_Achievable Technical Potential | F3 | Industrial | Primary Metals | Existing | Space Heating | Natural Gas | Gas Boiler - Burner Control Optimization | A | Integrated Unit Winter Peak Savings (kW) | Achievable Technical Potential | 0 | 0 | 0 | 0 | 0 | 0 | 0 | 0 | 0 | 0 | 0 | 0 | 0 | 0 | 0 | 0 | 0 | 0 | 0 | 0 | 0 | 0 | 0 | 0 | 0 | 0 | 0 | 0 | 0 | 0 | 0
F4_Industrial_Primary Metals_Existing_Space Heating_Natural Gas_Gas Boiler - Burner Control Optimization_A_Achievable Technical Potential | F4 | Industrial | Primary Metals | Existing | Space Heating | Natural Gas | Gas Boiler - Burner Control Optimization | A | Incremental Energy Savings (MWh or mTherms) | Achievable Technical Potential | 0 | 0 | 0 | 0 | 0 | 0.00025574 | 0.0003954 | 0.00077028 | 0.0013149 | 0.0019854 | 0.0026473 | 0.0032326 | 0.0036149 | 0.0036705 | 0.0035455 | 0.0031548 | 0.0026727 | 0.002125 | 0.0015931 | 0.0011507 | 0.0007863 | 0.00051278 | 0.00032006 | 0.00019176 | 0.0001279 | 0 | 0 | 0 | 0 | 0 | 0
F5_Industrial_Primary Metals_Existing_Space Heating_Natural Gas_Gas Boiler - Burner Control Optimization_A_Achievable Technical Potential | F5 | Industrial | Primary Metals | Existing | Space Heating | Natural Gas | Gas Boiler - Burner Control Optimization | A | Incremental Summer Peak Savings (MW) | Achievable Technical Potential | 0 | 0 | 0 | 0 | 0 | 0 | 0 | 0 | 0 | 0 | 0 | 0 | 0 | 0 | 0 | 0 | 0 | 0 | 0 | 0 | 0 | 0 | 0 | 0 | 0 | 0 | 0 | 0 | 0 | 0 | 0
F6_Industrial_Primary Metals_Existing_Space Heating_Natural Gas_Gas Boiler - Burner Control Optimization_A_Achievable Technical Potential | F6 | Industrial | Primary Metals | Existing | Space Heating | Natural Gas | Gas Boiler - Burner Control Optimization | A | Incremental Winter Peak Savings (MW) | Achievable Technical Potential | 0 | 0 | 0 | 0 | 0 | 0 | 0 | 0 | 0 | 0 | 0 | 0 | 0 | 0 | 0 | 0 | 0 | 0 | 0 | 0 | 0 | 0 | 0 | 0 | 0 | 0 | 0 | 0 | 0 | 0 | 0
F7_Industrial_Primary Metals_Existing_Space Heating_Natural Gas_Gas Boiler - Burner Control Optimization_A_Achievable Technical Potential | F7 | Industrial | Primary Metals | Existing | Space Heating | Natural Gas | Gas Boiler - Burner Control Optimization | A | Cumulative Energy Savings (MWh or mTherms) | Achievable Technical Potential | 0 | 0 | 0 | 0 | 0 | 0.00025574 | 0.00064708 | 0.0014043 | 0.002684 | 0.0045886 | 0.0070737 | 0.010038 | 0.013256 | 0.01637 | 0.019299 | 0.02173 | 0.02371 | 0.025132 | 0.026035 | 0.026642 | 0.026901 | 0.026931 | 0.026831 | 0.026691 | 0.026505 | 0.026272 | 0.026071 | 0.025886 | 0 | 0 | 0
F8_Industrial_Primary Metals_Existing_Space Heating_Natural Gas_Gas Boiler - Burner Control Optimization_A_Achievable Technical Potential | F8 | Industrial | Primary Metals | Existing | Space Heating | Natural Gas | Gas Boiler - Burner Control Optimization | A | Cumulative Summer Peak Savings (MW) | Achievable Technical Potential | 0 | 0 | 0 | 0 | 0 | 0 | 0 | 0 | 0 | 0 | 0 | 0 | 0 | 0 | 0 | 0 | 0 | 0 | 0 | 0 | 0 | 0 | 0 | 0 | 0 | 0 | 0 | 0 | 0 | 0 | 0
F9_Industrial_Primary Metals_Existing_Space Heating_Natural Gas_Gas Boiler - Burner Control Optimization_A_Achievable Technical Potential | F9 | Industrial | Primary Metals | Existing | Space Heating | Natural Gas | Gas Boiler - Burner Control Optimization | A | Cumulative Winter Peak Savings (MW) | Achievable Technical Potential | 0 | 0 | 0 | 0 | 0 | 0 | 0 | 0 | 0 | 0 | 0 | 0 | 0 | 0 | 0 | 0 | 0 | 0 | 0 | 0 | 0 | 0 | 0 | 0 | 0 | 0 | 0 | 0 | 0 | 0 | 0
F10_Industrial_Primary Metals_Existing_Space Heating_Natural Gas_Gas Boiler - Burner Control Optimization_A_Achievable Technical Potential | F10 | Industrial | Primary Metals | Existing | Space Heating | Natural Gas | Gas Boiler - Burner Control Optimization | A | Purchases (Incremental) | Achievable Technical Potential | 0 | 0 | 0 | 0 | 0 | 0.022572 | 0.035461 | 0.070504 | 0.12345 | 0.19219 | 0.26565 | 0.33717 | 0.39257 | 0.41606 | 0.41764 | 0.38608 | 0.33787 | 0.27684 | 0.2134 | 0.15743 | 0.10975 | 0.072879 | 0.046209 | 0.028031 | 0.01892 | 0 | 0 | 0 | 0 | 0 | 0
F11_Industrial_Primary Metals_Existing_Space Heating_Natural Gas_Gas Boiler - Burner Control Optimization_A_Achievable Technical Potential | F11 | Industrial | Primary Metals | Existing | Space Heating | Natural Gas | Gas Boiler - Burner Control Optimization | A | Purchases (Cumulative) | Achievable Technical Potential | 0 | 0 | 0 | 0 | 0 | 0.022572 | 0.058033 | 0.12854 | 0.25199 | 0.44417 | 0.70982 | 1.047 | 1.4396 | 1.8556 | 2.2733 | 2.6594 | 2.9972 | 3.2741 | 3.4875 | 3.6449 | 3.7546 | 3.8275 | 3.8737 | 3.9018 | 3.9207 | 3.9207 | 3.9207 | 3.9207 | 3.9207 | 3.9207 | 3.9207
F1_Industrial_Primary Metals_Existing_Process_Natural Gas_Gas Boiler - Burner Control Optimization_A_Achievable Technical Potential | F1 | Industrial | Primary Metals | Existing | Process | Natural Gas | Gas Boiler - Burner Control Optimization | A | Integrated Unit Energy Savings (kWh or therms) | Achievable Technical Potential | 0 | 0 | 0 | 0 | 0 | 11.0596 | 11.034 | 11.0081 | 10.9826 | 10.957 | 10.9309 | 10.9082 | 10.8873 | 10.8653 | 10.8486 | 10.8301 | 10.8149 | 10.7992 | 10.7829 | 10.7701 | 10.7559 | 10.743 | 10.7302 | 10.7174 | 10.7046 | 10.7035 | 10.7025 | 10.7016 | 11.0853 | 11.0853 | 11.0853
F2_Industrial_Primary Metals_Existing_Process_Natural Gas_Gas Boiler - Burner Control Optimization_A_Achievable Technical Potential | F2 | Industrial | Primary Metals | Existing | Process | Natural Gas | Gas Boiler - Burner Control Optimization | A | Integrated Unit Summer Peak Savings (kW) | Achievable Technical Potential | 0 | 0 | 0 | 0 | 0 | 0 | 0 | 0 | 0 | 0 | 0 | 0 | 0 | 0 | 0 | 0 | 0 | 0 | 0 | 0 | 0 | 0 | 0 | 0 | 0 | 0 | 0 | 0 | 0 | 0 | 0
F3_Industrial_Primary Metals_Existing_Process_Natural Gas_Gas Boiler - Burner Control Optimization_A_Achievable Technical Potential | F3 | Industrial | Primary Metals | Existing | Process | Natural Gas | Gas Boiler - Burner Control Optimization | A | Integrated Unit Winter Peak Savings (kW) | Achievable Technical Potential | 0 | 0 | 0 | 0 | 0 | 0 | 0 | 0 | 0 | 0 | 0 | 0 | 0 | 0 | 0 | 0 | 0 | 0 | 0 | 0 | 0 | 0 | 0 | 0 | 0 | 0 | 0 | 0 | 0 | 0 | 0
F4_Industrial_Primary Metals_Existing_Process_Natural Gas_Gas Boiler - Burner Control Optimization_A_Achievable Technical Potential | F4 | Industrial | Primary Metals | Existing | Process | Natural Gas | Gas Boiler - Burner Control Optimization | A | Incremental Energy Savings (MWh or mTherms) | Achievable Technical Potential | 0 | 0 | 0 | 0 | 0 | 0.0090415 | 0.014172 | 0.02811 | 0.049105 | 0.076271 | 0.10517 | 0.13321 | 0.1548 | 0.16373 | 0.1641 | 0.15144 | 0.13234 | 0.10828 | 0.083344 | 0.061411 | 0.042754 | 0.028357 | 0.017958 | 0.010881 | 0.0073354 | 0 | 0 | 0 | 0 | 0 | 0
F5_Industrial_Primary Metals_Existing_Process_Natural Gas_Gas Boiler - Burner Control Optimization_A_Achievable Technical Potential | F5 | Industrial | Primary Metals | Existing | Process | Natural Gas | Gas Boiler - Burner Control Optimization | A | Incremental Summer Peak Savings (MW) | Achievable Technical Potential | 0 | 0 | 0 | 0 | 0 | 0 | 0 | 0 | 0 | 0 | 0 | 0 | 0 | 0 | 0 | 0 | 0 | 0 | 0 | 0 | 0 | 0 | 0 | 0 | 0 | 0 | 0 | 0 | 0 | 0 | 0
F6_Industrial_Primary Metals_Existing_Process_Natural Gas_Gas Boiler - Burner Control Optimization_A_Achievable Technical Potential | F6 | Industrial | Primary Metals | Existing | Process | Natural Gas | Gas Boiler - Burner Control Optimization | A | Incremental Winter Peak Savings (MW) | Achievable Technical Potential | 0 | 0 | 0 | 0 | 0 | 0 | 0 | 0 | 0 | 0 | 0 | 0 | 0 | 0 | 0 | 0 | 0 | 0 | 0 | 0 | 0 | 0 | 0 | 0 | 0 | 0 | 0 | 0 | 0 | 0 | 0
F7_Industrial_Primary Metals_Existing_Process_Natural Gas_Gas Boiler - Burner Control Optimization_A_Achievable Technical Potential | F7 | Industrial | Primary Metals | Existing | Process | Natural Gas | Gas Boiler - Burner Control Optimization | A | Cumulative Energy Savings (MWh or mTherms) | Achievable Technical Potential | 0 | 0 | 0 | 0 | 0 | 0.0090415 | 0.023192 | 0.051248 | 0.10023 | 0.17627 | 0.28102 | 0.41365 | 0.56767 | 0.73025 | 0.89323 | 1.0431 | 1.174 | 1.2806 | 1.362 | 1.4218 | 1.4627 | 1.4893 | 1.5055 | 1.5146 | 1.5201 | 1.5199 | 1.5198 | 1.5197 | 0 | 0 | 0
F8_Industrial_Primary Metals_Existing_Process_Natural Gas_Gas Boiler - Burner Control Optimization_A_Achievable Technical Potential | F8 | Industrial | Primary Metals | Existing | Process | Natural Gas | Gas Boiler - Burner Control Optimization | A | Cumulative Summer Peak Savings (MW) | Achievable Technical Potential | 0 | 0 | 0 | 0 | 0 | 0 | 0 | 0 | 0 | 0 | 0 | 0 | 0 | 0 | 0 | 0 | 0 | 0 | 0 | 0 | 0 | 0 | 0 | 0 | 0 | 0 | 0 | 0 | 0 | 0 | 0
F9_Industrial_Primary Metals_Existing_Process_Natural Gas_Gas Boiler - Burner Control Optimization_A_Achievable Technical Potential | F9 | Industrial | Primary Metals | Existing | Process | Natural Gas | Gas Boiler - Burner Control Optimization | A | Cumulative Winter Peak Savings (MW) | Achievable Technical Potential | 0 | 0 | 0 | 0 | 0 | 0 | 0 | 0 | 0 | 0 | 0 | 0 | 0 | 0 | 0 | 0 | 0 | 0 | 0 | 0 | 0 | 0 | 0 | 0 | 0 | 0 | 0 | 0 | 0 | 0 | 0
F10_Industrial_Primary Metals_Existing_Process_Natural Gas_Gas Boiler - Burner Control Optimization_A_Achievable Technical Potential | F10 | Industrial | Primary Metals | Existing | Process | Natural Gas | Gas Boiler - Burner Control Optimization | A | Purchases (Incremental) | Achievable Technical Potential | 0 | 0 | 0 | 0 | 0 | 0.81753 | 1.2844 | 2.5536 | 4.4712 | 6.961 | 9.6216 | 12.2122 | 14.2186 | 15.0692 | 15.1268 | 13.9837 | 12.2373 | 10.0271 | 7.7293 | 5.702 | 3.9749 | 2.6396 | 1.6736 | 1.0153 | 0.68526 | 0 | 0 | 0 | 0 | 0 | 0
F11_Industrial_Primary Metals_Existing_Process_Natural Gas_Gas Boiler - Burner Control Optimization_A_Achievable Technical Potential | F11 | Industrial | Primary Metals | Existing | Process | Natural Gas | Gas Boiler - Burner Control Optimization | A | Purchases (Cumulative) | Achievable Technical Potential | 0 | 0 | 0 | 0 | 0 | 0.81753 | 2.1019 | 4.6555 | 9.1267 | 16.0877 | 25.7093 | 37.9215 | 52.1401 | 67.2093 | 82.3361 | 96.3198 | 108.5571 | 118.5841 | 126.3134 | 132.0154 | 135.9903 | 138.6299 | 140.3035 | 141.3188 | 142.0041 | 142.0041 | 142.0041 | 142.0041 | 142.0041 | 142.0041 | 142.0041
F1_Industrial_Primary Metals_Existing_Space Heating_Natural Gas_HVAC - Demand Controlled Ventilation_A_Achievable Technical Potential | F1 | Industrial | Primary Metals | Existing | Space Heating | Natural Gas | HVAC - Demand Controlled Ventilation | A | Integrated Unit Energy Savings (kWh or therms) | Achievable Technical Potential | 0 | 0 | 0 | 0 | 0 | 0.045634 | 0.045126 | 0.044486 | 0.043814 | 0.04311 | 0.042379 | 0.041622 | 0.04086 | 0.040073 | 0.039263 | 0.038472 | 0.037708 | 0.036968 | 0.036261 | 0.035615 | 0.035006 | 0.034433 | 0.033909 | 0.033457 | 0.03304 | 0.032712 | 0.032421 | 0.032148 | 0.036718 | 0.036492 | 0.03628
F2_Industrial_Primary Metals_Existing_Space Heating_Natural Gas_HVAC - Demand Controlled Ventilation_A_Achievable Technical Potential | F2 | Industrial | Primary Metals | Existing | Space Heating | Natural Gas | HVAC - Demand Controlled Ventilation | A | Integrated Unit Summer Peak Savings (kW) | Achievable Technical Potential | 0 | 0 | 0 | 0 | 0 | 0 | 0 | 0 | 0 | 0 | 0 | 0 | 0 | 0 | 0 | 0 | 0 | 0 | 0 | 0 | 0 | 0 | 0 | 0 | 0 | 0 | 0 | 0 | 0 | 0 | 0
F3_Industrial_Primary Metals_Existing_Space Heating_Natural Gas_HVAC - Demand Controlled Ventilation_A_Achievable Technical Potential | F3 | Industrial | Primary Metals | Existing | Space Heating | Natural Gas | HVAC - Demand Controlled Ventilation | A | Integrated Unit Winter Peak Savings (kW) | Achievable Technical Potential | 0 | 0 | 0 | 0 | 0 | 0 | 0 | 0 | 0 | 0 | 0 | 0 | 0 | 0 | 0 | 0 | 0 | 0 | 0 | 0 | 0 | 0 | 0 | 0 | 0 | 0 | 0 | 0 | 0 | 0 | 0
F4_Industrial_Primary Metals_Existing_Space Heating_Natural Gas_HVAC - Demand Controlled Ventilation_A_Achievable Technical Potential | F4 | Industrial | Primary Metals | Existing | Space Heating | Natural Gas | HVAC - Demand Controlled Ventilation | A | Incremental Energy Savings (MWh or mTherms) | Achievable Technical Potential | 0 | 0 | 0 | 0 | 0 | 0.01993 | 0.019698 | 0.019304 | 0.019022 | 0.018732 | 0.01818 | 0.017807 | 0.017445 | 0.016838 | 0.016561 | 0.016072 | 0.015755 | 0.015368 | 0.01494 | 0.014691 | 0.01438 | 0.01409 | 0.013825 | 0.013594 | 0.013382 | 0 | 0 | 0 | 0 | 0 | 0
F5_Industrial_Primary Metals_Existing_Space Heating_Natural Gas_HVAC - Demand Controlled Ventilation_A_Achievable Technical Potential | F5 | Industrial | Primary Metals | Existing | Space Heating | Natural Gas | HVAC - Demand Controlled Ventilation | A | Incremental Summer Peak Savings (MW) | Achievable Technical Potential | 0 | 0 | 0 | 0 | 0 | 0 | 0 | 0 | 0 | 0 | 0 | 0 | 0 | 0 | 0 | 0 | 0 | 0 | 0 | 0 | 0 | 0 | 0 | 0 | 0 | 0 | 0 | 0 | 0 | 0 | 0
F6_Industrial_Primary Metals_Existing_Space Heating_Natural Gas_HVAC - Demand Controlled Ventilation_A_Achievable Technical Potential | F6 | Industrial | Primary Metals | Existing | Space Heating | Natural Gas | HVAC - Demand Controlled Ventilation | A | Incremental Winter Peak Savings (MW) | Achievable Technical Potential | 0 | 0 | 0 | 0 | 0 | 0 | 0 | 0 | 0 | 0 | 0 | 0 | 0 | 0 | 0 | 0 | 0 | 0 | 0 | 0 | 0 | 0 | 0 | 0 | 0 | 0 | 0 | 0 | 0 | 0 | 0
F7_Industrial_Primary Metals_Existing_Space Heating_Natural Gas_HVAC - Demand Controlled Ventilation_A_Achievable Technical Potential | F7 | Industrial | Primary Metals | Existing | Space Heating | Natural Gas | HVAC - Demand Controlled Ventilation | A | Cumulative Energy Savings (MWh or mTherms) | Achievable Technical Potential | 0 | 0 | 0 | 0 | 0 | 0.01993 | 0.039406 | 0.05815 | 0.076295 | 0.093802 | 0.11039 | 0.12623 | 0.14136 | 0.15548 | 0.16889 | 0.18157 | 0.19371 | 0.20528 | 0.21629 | 0.22713 | 0.23763 | 0.24783 | 0.25788 | 0.26804 | 0.27808 | 0.27532 | 0.27287 | 0.27057 | 0 | 0 | 0
F8_Industrial_Primary Metals_Existing_Space Heating_Natural Gas_HVAC - Demand Controlled Ventilation_A_Achievable Technical Potential | F8 | Industrial | Primary Metals | Existing | Space Heating | Natural Gas | HVAC - Demand Controlled Ventilation | A | Cumulative Summer Peak Savings (MW) | Achievable Technical Potential | 0 | 0 | 0 | 0 | 0 | 0 | 0 | 0 | 0 | 0 | 0 | 0 | 0 | 0 | 0 | 0 | 0 | 0 | 0 | 0 | 0 | 0 | 0 | 0 | 0 | 0 | 0 | 0 | 0 | 0 | 0
F9_Industrial_Primary Metals_Existing_Space Heating_Natural Gas_HVAC - Demand Controlled Ventilation_A_Achievable Technical Potential | F9 | Industrial | Primary Metals | Existing | Space Heating | Natural Gas | HVAC - Demand Controlled Ventilation | A | Cumulative Winter Peak Savings (MW) | Achievable Technical Potential | 0 | 0 | 0 | 0 | 0 | 0 | 0 | 0 | 0 | 0 | 0 | 0 | 0 | 0 | 0 | 0 | 0 | 0 | 0 | 0 | 0 | 0 | 0 | 0 | 0 | 0 | 0 | 0 | 0 | 0 | 0
F10_Industrial_Primary Metals_Existing_Space Heating_Natural Gas_HVAC - Demand Controlled Ventilation_A_Achievable Technical Potential | F10 | Industrial | Primary Metals | Existing | Space Heating | Natural Gas | HVAC - Demand Controlled Ventilation | A | Purchases (Incremental) | Achievable Technical Potential | 0 | 0 | 0 | 0 | 0 | 436.7391 | 436.4994 | 433.9252 | 434.1598 | 434.5188 | 429.0009 | 427.8285 | 426.9599 | 420.1799 | 421.7842 | 417.7619 | 417.8161 | 415.7132 | 412.0051 | 412.4931 | 410.7874 | 409.1897 | 407.6987 | 406.3132 | 405.032 | 0 | 0 | 0 | 0 | 0 | 0
F11_Industrial_Primary Metals_Existing_Space Heating_Natural Gas_HVAC - Demand Controlled Ventilation_A_Achievable Technical Potential | F11 | Industrial | Primary Metals | Existing | Space Heating | Natural Gas | HVAC - Demand Controlled Ventilation | A | Purchases (Cumulative) | Achievable Technical Potential | 0 | 0 | 0 | 0 | 0 | 436.7391 | 873.2385 | 1307.1637 | 1741.3235 | 2175.8423 | 2604.8432 | 3032.6717 | 3459.6316 | 3879.8115 | 4301.5957 | 4719.3576 | 5137.1737 | 5552.8869 | 5964.892 | 6377.3851 | 6788.1725 | 7197.3622 | 7605.0609 | 8011.3742 | 8416.4061 | 8416.4061 | 8416.4061 | 8416.4061 | 8416.4061 | 8416.4061 | 8416.4061
F1_Industrial_Primary Metals_Existing_Space Heating_Natural Gas_Gas Boiler - Stack Economizer_A_Achievable Technical Potential | F1 | Industrial | Primary Metals | Existing | Space Heating | Natural Gas | Gas Boiler - Stack Economizer | A | Integrated Unit Energy Savings (kWh or therms) | Achievable Technical Potential | 0 | 0 | 0 | 0 | 0 | 28.6787 | 28.4667 | 28.2488 | 28.0213 | 27.7842 | 27.542 | 27.2935 | 27.0378 | 26.7708 | 26.4807 | 26.1994 | 25.9165 | 25.6382 | 25.3639 | 25.1009 | 24.8479 | 24.5883 | 24.3517 | 24.1434 | 23.94 | 23.7551 | 23.5968 | 23.4508 | 24.7814 | 24.6796 | 24.5867
F2_Industrial_Primary Metals_Existing_Space Heating_Natural Gas_Gas Boiler - Stack Economizer_A_Achievable Technical Potential | F2 | Industrial | Primary Metals | Existing | Space Heating | Natural Gas | Gas Boiler - Stack Economizer | A | Integrated Unit Summer Peak Savings (kW) | Achievable Technical Potential | 0 | 0 | 0 | 0 | 0 | 0 | 0 | 0 | 0 | 0 | 0 | 0 | 0 | 0 | 0 | 0 | 0 | 0 | 0 | 0 | 0 | 0 | 0 | 0 | 0 | 0 | 0 | 0 | 0 | 0 | 0
F3_Industrial_Primary Metals_Existing_Space Heating_Natural Gas_Gas Boiler - Stack Economizer_A_Achievable Technical Potential | F3 | Industrial | Primary Metals | Existing | Space Heating | Natural Gas | Gas Boiler - Stack Economizer | A | Integrated Unit Winter Peak Savings (kW) | Achievable Technical Potential | 0 | 0 | 0 | 0 | 0 | 0 | 0 | 0 | 0 | 0 | 0 | 0 | 0 | 0 | 0 | 0 | 0 | 0 | 0 | 0 | 0 | 0 | 0 | 0 | 0 | 0 | 0 | 0 | 0 | 0 | 0
F4_Industrial_Primary Metals_Existing_Space Heating_Natural Gas_Gas Boiler - Stack Economizer_A_Achievable Technical Potential | F4 | Industrial | Primary Metals | Existing | Space Heating | Natural Gas | Gas Boiler - Stack Economizer | A | Incremental Energy Savings (MWh or mTherms) | Achievable Technical Potential | 0 | 0 | 0 | 0 | 0 | 0.0063992 | 0.0063484 | 0.0062626 | 0.0062155 | 0.006168 | 0.005433 | 0.0042954 | 0.0033972 | 0.0026482 | 0.0021036 | 0.0016491 | 0.0013052 | 0.0010278 | 0.00080616 | 0.000639 | 0.00050395 | 3.3882e-06 | 1.1941e-06 | 4.0221e-07 | 1.2964e-07 | 1.0903e-07 | 1.0801e-07 | 1.0708e-07 | 1.1291e-07 | 1.1223e-07 | 1.1162e-07
F5_Industrial_Primary Metals_Existing_Space Heating_Natural Gas_Gas Boiler - Stack Economizer_A_Achievable Technical Potential | F5 | Industrial | Primary Metals | Existing | Space Heating | Natural Gas | Gas Boiler - Stack Economizer | A | Incremental Summer Peak Savings (MW) | Achievable Technical Potential | 0 | 0 | 0 | 0 | 0 | 0 | 0 | 0 | 0 | 0 | 0 | 0 | 0 | 0 | 0 | 0 | 0 | 0 | 0 | 0 | 0 | 0 | 0 | 0 | 0 | 0 | 0 | 0 | 0 | 0 | 0
F6_Industrial_Primary Metals_Existing_Space Heating_Natural Gas_Gas Boiler - Stack Economizer_A_Achievable Technical Potential | F6 | Industrial | Primary Metals | Existing | Space Heating | Natural Gas | Gas Boiler - Stack Economizer | A | Incremental Winter Peak Savings (MW) | Achievable Technical Potential | 0 | 0 | 0 | 0 | 0 | 0 | 0 | 0 | 0 | 0 | 0 | 0 | 0 | 0 | 0 | 0 | 0 | 0 | 0 | 0 | 0 | 0 | 0 | 0 | 0 | 0 | 0 | 0 | 0 | 0 | 0
F7_Industrial_Primary Metals_Existing_Space Heating_Natural Gas_Gas Boiler - Stack Economizer_A_Achievable Technical Potential | F7 | Industrial | Primary Metals | Existing | Space Heating | Natural Gas | Gas Boiler - Stack Economizer | A | Cumulative Energy Savings (MWh or mTherms) | Achievable Technical Potential | 0 | 0 | 0 | 0 | 0 | 0.0063992 | 0.0127 | 0.018866 | 0.024929 | 0.030886 | 0.03605 | 0.04002 | 0.043043 | 0.045266 | 0.046879 | 0.04803 | 0.048817 | 0.04932 | 0.049599 | 0.049723 | 0.049726 | 0.04921 | 0.048738 | 0.048321 | 0.047914 | 0.047544 | 0.047227 | 0.046935 | 0 | 0 | 0
F8_Industrial_Primary Metals_Existing_Space Heating_Natural Gas_Gas Boiler - Stack Economizer_A_Achievable Technical Potential | F8 | Industrial | Primary Metals | Existing | Space Heating | Natural Gas | Gas Boiler - Stack Economizer | A | Cumulative Summer Peak Savings (MW) | Achievable Technical Potential | 0 | 0 | 0 | 0 | 0 | 0 | 0 | 0 | 0 | 0 | 0 | 0 | 0 | 0 | 0 | 0 | 0 | 0 | 0 | 0 | 0 | 0 | 0 | 0 | 0 | 0 | 0 | 0 | 0 | 0 | 0
F9_Industrial_Primary Metals_Existing_Space Heating_Natural Gas_Gas Boiler - Stack Economizer_A_Achievable Technical Potential | F9 | Industrial | Primary Metals | Existing | Space Heating | Natural Gas | Gas Boiler - Stack Economizer | A | Cumulative Winter Peak Savings (MW) | Achievable Technical Potential | 0 | 0 | 0 | 0 | 0 | 0 | 0 | 0 | 0 | 0 | 0 | 0 | 0 | 0 | 0 | 0 | 0 | 0 | 0 | 0 | 0 | 0 | 0 | 0 | 0 | 0 | 0 | 0 | 0 | 0 | 0
F10_Industrial_Primary Metals_Existing_Space Heating_Natural Gas_Gas Boiler - Stack Economizer_A_Achievable Technical Potential | F10 | Industrial | Primary Metals | Existing | Space Heating | Natural Gas | Gas Boiler - Stack Economizer | A | Purchases (Incremental) | Achievable Technical Potential | 0 | 0 | 0 | 0 | 0 | 0.22313 | 0.22301 | 0.2217 | 0.22182 | 0.222 | 0.19726 | 0.15738 | 0.12565 | 0.098921 | 0.079439 | 0.062945 | 0.050363 | 0.040087 | 0.031784 | 0.025457 | 0.020282 | 0.0001378 | 4.9034e-05 | 1.6659e-05 | 5.4153e-06 | 4.5896e-06 | 4.5774e-06 | 4.5663e-06 | 4.5563e-06 | 4.5475e-06 | 4.5397e-06
F11_Industrial_Primary Metals_Existing_Space Heating_Natural Gas_Gas Boiler - Stack Economizer_A_Achievable Technical Potential | F11 | Industrial | Primary Metals | Existing | Space Heating | Natural Gas | Gas Boiler - Stack Economizer | A | Purchases (Cumulative) | Achievable Technical Potential | 0 | 0 | 0 | 0 | 0 | 0.22313 | 0.44614 | 0.66784 | 0.88965 | 1.1117 | 1.3089 | 1.4663 | 1.5919 | 1.6909 | 1.7703 | 1.8332 | 1.8836 | 1.9237 | 1.9555 | 1.9809 | 2.0012 | 2.0014 | 2.0014 | 2.0014 | 2.0014 | 2.0014 | 2.0014 | 2.0014 | 2.0014 | 2.0014 | 2.0015
F1_Industrial_Primary Metals_Existing_Process_Natural Gas_Gas Boiler - Stack Economizer_A_Achievable Technical Potential | F1 | Industrial | Primary Metals | Existing | Process | Natural Gas | Gas Boiler - Stack Economizer | A | Integrated Unit Energy Savings (kWh or therms) | Achievable Technical Potential | 0 | 0 | 0 | 0 | 0 | 36.694 | 36.6925 | 36.6915 | 36.6907 | 36.6901 | 36.6894 | 36.6889 | 36.6884 | 36.6879 | 36.6877 | 36.6873 | 36.6871 | 36.6869 | 36.6867 | 36.6866 | 36.6865 | 36.6864 | 36.6863 | 36.6862 | 36.6862 | 36.6861 | 36.6861 | 36.6861 | 36.696 | 36.696 | 36.696
F2_Industrial_Primary Metals_Existing_Process_Natural Gas_Gas Boiler - Stack Economizer_A_Achievable Technical Potential | F2 | Industrial | Primary Metals | Existing | Process | Natural Gas | Gas Boiler - Stack Economizer | A | Integrated Unit Summer Peak Savings (kW) | Achievable Technical Potential | 0 | 0 | 0 | 0 | 0 | 0 | 0 | 0 | 0 | 0 | 0 | 0 | 0 | 0 | 0 | 0 | 0 | 0 | 0 | 0 | 0 | 0 | 0 | 0 | 0 | 0 | 0 | 0 | 0 | 0 | 0
F3_Industrial_Primary Metals_Existing_Process_Natural Gas_Gas Boiler - Stack Economizer_A_Achievable Technical Potential | F3 | Industrial | Primary Metals | Existing | Process | Natural Gas | Gas Boiler - Stack Economizer | A | Integrated Unit Winter Peak Savings (kW) | Achievable Technical Potential | 0 | 0 | 0 | 0 | 0 | 0 | 0 | 0 | 0 | 0 | 0 | 0 | 0 | 0 | 0 | 0 | 0 | 0 | 0 | 0 | 0 | 0 | 0 | 0 | 0 | 0 | 0 | 0 | 0 | 0 | 0
F4_Industrial_Primary Metals_Existing_Process_Natural Gas_Gas Boiler - Stack Economizer_A_Achievable Technical Potential | F4 | Industrial | Primary Metals | Existing | Process | Natural Gas | Gas Boiler - Stack Economizer | A | Incremental Energy Savings (MWh or mTherms) | Achievable Technical Potential | 0 | 0 | 0 | 0 | 0 | 0.29655 | 0.29638 | 0.29462 | 0.29477 | 0.29501 | 0.26213 | 0.20913 | 0.16696 | 0.13145 | 0.10556 | 0.083641 | 0.066921 | 0.053267 | 0.042233 | 0.033827 | 0.026949 | 0.0001831 | 6.5154e-05 | 2.2136e-05 | 7.1955e-06 | 6.0984e-06 | 6.0821e-06 | 6.0674e-06 | 6.0558e-06 | 6.0441e-06 | 6.0338e-06
F5_Industrial_Primary Metals_Existing_Process_Natural Gas_Gas Boiler - Stack Economizer_A_Achievable Technical Potential | F5 | Industrial | Primary Metals | Existing | Process | Natural Gas | Gas Boiler - Stack Economizer | A | Incremental Summer Peak Savings (MW) | Achievable Technical Potential | 0 | 0 | 0 | 0 | 0 | 0 | 0 | 0 | 0 | 0 | 0 | 0 | 0 | 0 | 0 | 0 | 0 | 0 | 0 | 0 | 0 | 0 | 0 | 0 | 0 | 0 | 0 | 0 | 0 | 0 | 0
F6_Industrial_Primary Metals_Existing_Process_Natural Gas_Gas Boiler - Stack Economizer_A_Achievable Technical Potential | F6 | Industrial | Primary Metals | Existing | Process | Natural Gas | Gas Boiler - Stack Economizer | A | Incremental Winter Peak Savings (MW) | Achievable Technical Potential | 0 | 0 | 0 | 0 | 0 | 0 | 0 | 0 | 0 | 0 | 0 | 0 | 0 | 0 | 0 | 0 | 0 | 0 | 0 | 0 | 0 | 0 | 0 | 0 | 0 | 0 | 0 | 0 | 0 | 0 | 0
F7_Industrial_Primary Metals_Existing_Process_Natural Gas_Gas Boiler - Stack Economizer_A_Achievable Technical Potential | F7 | Industrial | Primary Metals | Existing | Process | Natural Gas | Gas Boiler - Stack Economizer | A | Cumulative Energy Savings (MWh or mTherms) | Achievable Technical Potential | 0 | 0 | 0 | 0 | 0 | 0.29655 | 0.59291 | 0.88752 | 1.1823 | 1.4773 | 1.7394 | 1.9485 | 2.1154 | 2.2468 | 2.3524 | 2.436 | 2.5029 | 2.5562 | 2.5984 | 2.6322 | 2.6591 | 2.6593 | 2.6594 | 2.6594 | 2.6594 | 2.6594 | 2.6594 | 2.6594 | 0 | 0 | 0
F8_Industrial_Primary Metals_Existing_Process_Natural Gas_Gas Boiler - Stack Economizer_A_Achievable Technical Potential | F8 | Industrial | Primary Metals | Existing | Process | Natural Gas | Gas Boiler - Stack Economizer | A | Cumulative Summer Peak Savings (MW) | Achievable Technical Potential | 0 | 0 | 0 | 0 | 0 | 0 | 0 | 0 | 0 | 0 | 0 | 0 | 0 | 0 | 0 | 0 | 0 | 0 | 0 | 0 | 0 | 0 | 0 | 0 | 0 | 0 | 0 | 0 | 0 | 0 | 0
F9_Industrial_Primary Metals_Existing_Process_Natural Gas_Gas Boiler - Stack Economizer_A_Achievable Technical Potential | F9 | Industrial | Primary Metals | Existing | Process | Natural Gas | Gas Boiler - Stack Economizer | A | Cumulative Winter Peak Savings (MW) | Achievable Technical Potential | 0 | 0 | 0 | 0 | 0 | 0 | 0 | 0 | 0 | 0 | 0 | 0 | 0 | 0 | 0 | 0 | 0 | 0 | 0 | 0 | 0 | 0 | 0 | 0 | 0 | 0 | 0 | 0 | 0 | 0 | 0
F10_Industrial_Primary Metals_Existing_Process_Natural Gas_Gas Boiler - Stack Economizer_A_Achievable Technical Potential | F10 | Industrial | Primary Metals | Existing | Process | Natural Gas | Gas Boiler - Stack Economizer | A | Purchases (Incremental) | Achievable Technical Potential | 0 | 0 | 0 | 0 | 0 | 8.0817 | 8.0773 | 8.0296 | 8.034 | 8.0406 | 7.1447 | 5.7001 | 4.5508 | 3.5828 | 2.8772 | 2.2798 | 1.8241 | 1.4519 | 1.1512 | 0.92204 | 0.73458 | 0.0049909 | 0.001776 | 0.00060339 | 0.00019614 | 0.00016623 | 0.00016579 | 0.00016539 | 0.00016503 | 0.00016471 | 0.00016443
F11_Industrial_Primary Metals_Existing_Process_Natural Gas_Gas Boiler - Stack Economizer_A_Achievable Technical Potential | F11 | Industrial | Primary Metals | Existing | Process | Natural Gas | Gas Boiler - Stack Economizer | A | Purchases (Cumulative) | Achievable Technical Potential | 0 | 0 | 0 | 0 | 0 | 8.0817 | 16.159 | 24.1886 | 32.2226 | 40.2632 | 47.4079 | 53.108 | 57.6588 | 61.2416 | 64.1189 | 66.3987 | 68.2228 | 69.6747 | 70.8259 | 71.748 | 72.4825 | 72.4875 | 72.4893 | 72.4899 | 72.4901 | 72.4903 | 72.4904 | 72.4906 | 72.4908 | 72.4909 | 72.4911
F1_Industrial_Primary Metals_Existing_Space Heating_Natural Gas_Gas Furnace Tube Inserts_A_Achievable Technical Potential | F1 | Industrial | Primary Metals | Existing | Space Heating | Natural Gas | Gas Furnace Tube Inserts | A | Integrated Unit Energy Savings (kWh or therms) | Achievable Technical Potential | 0 | 0 | 0 | 0 | 0 | 0.086153 | 0.085315 | 0.084246 | 0.083137 | 0.081995 | 0.080846 | 0.079685 | 0.078557 | 0.077446 | 0.076294 | 0.075233 | 0.074207 | 0.07323 | 0.072298 | 0.071394 | 0.070523 | 0.069657 | 0.068822 | 0.068079 | 0.067375 | 0.066721 | 0.066142 | 0.065598 | 0.069231 | 0.068805 | 0.068405
F2_Industrial_Primary Metals_Existing_Space Heating_Natural Gas_Gas Furnace Tube Inserts_A_Achievable Technical Potential | F2 | Industrial | Primary Metals | Existing | Space Heating | Natural Gas | Gas Furnace Tube Inserts | A | Integrated Unit Summer Peak Savings (kW) | Achievable Technical Potential | 0 | 0 | 0 | 0 | 0 | 0 | 0 | 0 | 0 | 0 | 0 | 0 | 0 | 0 | 0 | 0 | 0 | 0 | 0 | 0 | 0 | 0 | 0 | 0 | 0 | 0 | 0 | 0 | 0 | 0 | 0
F3_Industrial_Primary Metals_Existing_Space Heating_Natural Gas_Gas Furnace Tube Inserts_A_Achievable Technical Potential | F3 | Industrial | Primary Metals | Existing | Space Heating | Natural Gas | Gas Furnace Tube Inserts | A | Integrated Unit Winter Peak Savings (kW) | Achievable Technical Potential | 0 | 0 | 0 | 0 | 0 | 0 | 0 | 0 | 0 | 0 | 0 | 0 | 0 | 0 | 0 | 0 | 0 | 0 | 0 | 0 | 0 | 0 | 0 | 0 | 0 | 0 | 0 | 0 | 0 | 0 | 0
F4_Industrial_Primary Metals_Existing_Space Heating_Natural Gas_Gas Furnace Tube Inserts_A_Achievable Technical Potential | F4 | Industrial | Primary Metals | Existing | Space Heating | Natural Gas | Gas Furnace Tube Inserts | A | Incremental Energy Savings (MWh or mTherms) | Achievable Technical Potential | 0 | 0 | 0 | 0 | 0 | 0 | 0 | 0 | 0 | 0 | 0 | 0 | 0 | 0 | 0 | 0 | 0 | 0 | 0 | 0 | 0 | 0 | 0 | 0 | 0 | 0 | 0 | 0 | 0 | 0 | 0
F5_Industrial_Primary Metals_Existing_Space Heating_Natural Gas_Gas Furnace Tube Inserts_A_Achievable Technical Potential | F5 | Industrial | Primary Metals | Existing | Space Heating | Natural Gas | Gas Furnace Tube Inserts | A | Incremental Summer Peak Savings (MW) | Achievable Technical Potential | 0 | 0 | 0 | 0 | 0 | 0 | 0 | 0 | 0 | 0 | 0 | 0 | 0 | 0 | 0 | 0 | 0 | 0 | 0 | 0 | 0 | 0 | 0 | 0 | 0 | 0 | 0 | 0 | 0 | 0 | 0
F6_Industrial_Primary Metals_Existing_Space Heating_Natural Gas_Gas Furnace Tube Inserts_A_Achievable Technical Potential | F6 | Industrial | Primary Metals | Existing | Space Heating | Natural Gas | Gas Furnace Tube Inserts | A | Incremental Winter Peak Savings (MW) | Achievable Technical Potential | 0 | 0 | 0 | 0 | 0 | 0 | 0 | 0 | 0 | 0 | 0 | 0 | 0 | 0 | 0 | 0 | 0 | 0 | 0 | 0 | 0 | 0 | 0 | 0 | 0 | 0 | 0 | 0 | 0 | 0 | 0
F7_Industrial_Primary Metals_Existing_Space Heating_Natural Gas_Gas Furnace Tube Inserts_A_Achievable Technical Potential | F7 | Industrial | Primary Metals | Existing | Space Heating | Natural Gas | Gas Furnace Tube Inserts | A | Cumulative Energy Savings (MWh or mTherms) | Achievable Technical Potential | 0 | 0 | 0 | 0 | 0 | 0 | 0 | 0 | 0 | 0 | 0 | 0 | 0 | 0 | 0 | 0 | 0 | 0 | 0 | 0 | 0 | 0 | 0 | 0 | 0 | 0 | 0 | 0 | 0 | 0 | 0
F8_Industrial_Primary Metals_Existing_Space Heating_Natural Gas_Gas Furnace Tube Inserts_A_Achievable Technical Potential | F8 | Industrial | Primary Metals | Existing | Space Heating | Natural Gas | Gas Furnace Tube Inserts | A | Cumulative Summer Peak Savings (MW) | Achievable Technical Potential | 0 | 0 | 0 | 0 | 0 | 0 | 0 | 0 | 0 | 0 | 0 | 0 | 0 | 0 | 0 | 0 | 0 | 0 | 0 | 0 | 0 | 0 | 0 | 0 | 0 | 0 | 0 | 0 | 0 | 0 | 0
F9_Industrial_Primary Metals_Existing_Space Heating_Natural Gas_Gas Furnace Tube Inserts_A_Achievable Technical Potential | F9 | Industrial | Primary Metals | Existing | Space Heating | Natural Gas | Gas Furnace Tube Inserts | A | Cumulative Winter Peak Savings (MW) | Achievable Technical Potential | 0 | 0 | 0 | 0 | 0 | 0 | 0 | 0 | 0 | 0 | 0 | 0 | 0 | 0 | 0 | 0 | 0 | 0 | 0 | 0 | 0 | 0 | 0 | 0 | 0 | 0 | 0 | 0 | 0 | 0 | 0
F10_Industrial_Primary Metals_Existing_Space Heating_Natural Gas_Gas Furnace Tube Inserts_A_Achievable Technical Potential | F10 | Industrial | Primary Metals | Existing | Space Heating | Natural Gas | Gas Furnace Tube Inserts | A | Purchases (Incremental) | Achievable Technical Potential | 0 | 0 | 0 | 0 | 0 | 0 | 0 | 0 | 0 | 0 | 0 | 0 | 0 | 0 | 0 | 0 | 0 | 0 | 0 | 0 | 0 | 0 | 0 | 0 | 0 | 0 | 0 | 0 | 0 | 0 | 0
F11_Industrial_Primary Metals_Existing_Space Heating_Natural Gas_Gas Furnace Tube Inserts_A_Achievable Technical Potential | F11 | Industrial | Primary Metals | Existing | Space Heating | Natural Gas | Gas Furnace Tube Inserts | A | Purchases (Cumulative) | Achievable Technical Potential | 0 | 0 | 0 | 0 | 0 | 0 | 0 | 0 | 0 | 0 | 0 | 0 | 0 | 0 | 0 | 0 | 0 | 0 | 0 | 0 | 0 | 0 | 0 | 0 | 0 | 0 | 0 | 0 | 0 | 0 | 0
F1_Industrial_Primary Metals_Existing_Space Heating_Natural Gas_Space Heating - Heat Recovery Ventilator_A_Achievable Technical Potential | F1 | Industrial | Primary Metals | Existing | Space Heating | Natural Gas | Space Heating - Heat Recovery Ventilator | A | Integrated Unit Energy Savings (kWh or therms) | Achievable Technical Potential | 0 | 0 | 0 | 0 | 0 | 0.013137 | 0.012937 | 0.012661 | 0.012315 | 0.011905 | 0.011434 | 0.010947 | 0.010463 | 0.0099734 | 0.0095563 | 0.0091609 | 0.0088409 | 0.0085591 | 0.008311 | 0.0081324 | 0.0079684 | 0.0078248 | 0.0077062 | 0.0076167 | 0.0075354 | 0.0074764 | 0.0074254 | 0.007378 | 0 | 0 | 0
F2_Industrial_Primary Metals_Existing_Space Heating_Natural Gas_Space Heating - Heat Recovery Ventilator_A_Achievable Technical Potential | F2 | Industrial | Primary Metals | Existing | Space Heating | Natural Gas | Space Heating - Heat Recovery Ventilator | A | Integrated Unit Summer Peak Savings (kW) | Achievable Technical Potential | 0 | 0 | 0 | 0 | 0 | 0 | 0 | 0 | 0 | 0 | 0 | 0 | 0 | 0 | 0 | 0 | 0 | 0 | 0 | 0 | 0 | 0 | 0 | 0 | 0 | 0 | 0 | 0 | 0 | 0 | 0
F3_Industrial_Primary Metals_Existing_Space Heating_Natural Gas_Space Heating - Heat Recovery Ventilator_A_Achievable Technical Potential | F3 | Industrial | Primary Metals | Existing | Space Heating | Natural Gas | Space Heating - Heat Recovery Ventilator | A | Integrated Unit Winter Peak Savings (kW) | Achievable Technical Potential | 0 | 0 | 0 | 0 | 0 | 0 | 0 | 0 | 0 | 0 | 0 | 0 | 0 | 0 | 0 | 0 | 0 | 0 | 0 | 0 | 0 | 0 | 0 | 0 | 0 | 0 | 0 | 0 | 0 | 0 | 0
F4_Industrial_Primary Metals_Existing_Space Heating_Natural Gas_Space Heating - Heat Recovery Ventilator_A_Achievable Technical Potential | F4 | Industrial | Primary Metals | Existing | Space Heating | Natural Gas | Space Heating - Heat Recovery Ventilator | A | Incremental Energy Savings (MWh or mTherms) | Achievable Technical Potential | 0 | 0 | 0 | 0 | 0 | 0.014044 | 0.013823 | 0.013448 | 0.013088 | 0.012662 | 0.012007 | 0.011464 | 0.010934 | 0.010258 | 0.009866 | 0.0093676 | 0.0090416 | 0.0087093 | 0.0083814 | 0.0082111 | 0.0080122 | 0.0078372 | 0.0076903 | 0.0075751 | 0.0074706 | 0 | 0 | 0 | 0 | 0 | 0
F5_Industrial_Primary Metals_Existing_Space Heating_Natural Gas_Space Heating - Heat Recovery Ventilator_A_Achievable Technical Potential | F5 | Industrial | Primary Metals | Existing | Space Heating | Natural Gas | Space Heating - Heat Recovery Ventilator | A | Incremental Summer Peak Savings (MW) | Achievable Technical Potential | 0 | 0 | 0 | 0 | 0 | 0 | 0 | 0 | 0 | 0 | 0 | 0 | 0 | 0 | 0 | 0 | 0 | 0 | 0 | 0 | 0 | 0 | 0 | 0 | 0 | 0 | 0 | 0 | 0 | 0 | 0
F6_Industrial_Primary Metals_Existing_Space Heating_Natural Gas_Space Heating - Heat Recovery Ventilator_A_Achievable Technical Potential | F6 | Industrial | Primary Metals | Existing | Space Heating | Natural Gas | Space Heating - Heat Recovery Ventilator | A | Incremental Winter Peak Savings (MW) | Achievable Technical Potential | 0 | 0 | 0 | 0 | 0 | 0 | 0 | 0 | 0 | 0 | 0 | 0 | 0 | 0 | 0 | 0 | 0 | 0 | 0 | 0 | 0 | 0 | 0 | 0 | 0 | 0 | 0 | 0 | 0 | 0 | 0
F7_Industrial_Primary Metals_Existing_Space Heating_Natural Gas_Space Heating - Heat Recovery Ventilator_A_Achievable Technical Potential | F7 | Industrial | Primary Metals | Existing | Space Heating | Natural Gas | Space Heating - Heat Recovery Ventilator | A | Cumulative Energy Savings (MWh or mTherms) | Achievable Technical Potential | 0 | 0 | 0 | 0 | 0 | 0.014044 | 0.027653 | 0.04051 | 0.052492 | 0.063403 | 0.072903 | 0.081262 | 0.088601 | 0.094715 | 0.10062 | 0.10582 | 0.11117 | 0.11634 | 0.12134 | 0.12695 | 0.1324 | 0.13785 | 0.14345 | 0.14936 | 0.15524 | 0.15402 | 0.15297 | 0.15199 | 0 | 0 | 0
F8_Industrial_Primary Metals_Existing_Space Heating_Natural Gas_Space Heating - Heat Recovery Ventilator_A_Achievable Technical Potential | F8 | Industrial | Primary Metals | Existing | Space Heating | Natural Gas | Space Heating - Heat Recovery Ventilator | A | Cumulative Summer Peak Savings (MW) | Achievable Technical Potential | 0 | 0 | 0 | 0 | 0 | 0 | 0 | 0 | 0 | 0 | 0 | 0 | 0 | 0 | 0 | 0 | 0 | 0 | 0 | 0 | 0 | 0 | 0 | 0 | 0 | 0 | 0 | 0 | 0 | 0 | 0
F9_Industrial_Primary Metals_Existing_Space Heating_Natural Gas_Space Heating - Heat Recovery Ventilator_A_Achievable Technical Potential | F9 | Industrial | Primary Metals | Existing | Space Heating | Natural Gas | Space Heating - Heat Recovery Ventilator | A | Cumulative Winter Peak Savings (MW) | Achievable Technical Potential | 0 | 0 | 0 | 0 | 0 | 0 | 0 | 0 | 0 | 0 | 0 | 0 | 0 | 0 | 0 | 0 | 0 | 0 | 0 | 0 | 0 | 0 | 0 | 0 | 0 | 0 | 0 | 0 | 0 | 0 | 0
F10_Industrial_Primary Metals_Existing_Space Heating_Natural Gas_Space Heating - Heat Recovery Ventilator_A_Achievable Technical Potential | F10 | Industrial | Primary Metals | Existing | Space Heating | Natural Gas | Space Heating - Heat Recovery Ventilator | A | Purchases (Incremental) | Achievable Technical Potential | 0 | 0 | 0 | 0 | 0 | 1069.0179 | 1068.4312 | 1062.1303 | 1062.7045 | 1063.5832 | 1050.0768 | 1047.2073 | 1045.081 | 1028.4855 | 1032.4123 | 1022.5669 | 1022.6996 | 1017.5523 | 1008.4758 | 1009.6704 | 1005.4952 | 1001.5845 | 997.935 | 994.5437 | 991.4075 | 0 | 0 | 0 | 0 | 0 | 0
F11_Industrial_Primary Metals_Existing_Space Heating_Natural Gas_Space Heating - Heat Recovery Ventilator_A_Achievable Technical Potential | F11 | Industrial | Primary Metals | Existing | Space Heating | Natural Gas | Space Heating - Heat Recovery Ventilator | A | Purchases (Cumulative) | Achievable Technical Potential | 0 | 0 | 0 | 0 | 0 | 1069.0179 | 2137.4491 | 3199.5793 | 4262.2838 | 5325.8671 | 6375.9439 | 7423.1512 | 8468.2322 | 9496.7177 | 10529.1299 | 11551.6968 | 12574.3964 | 13591.9487 | 14600.4245 | 15610.0949 | 16615.59 | 17617.1745 | 18615.1095 | 19609.6533 | 20601.0607 | 20601.0607 | 20601.0607 | 20601.0607 | 20601.0607 | 20601.0607 | 20601.0607
F1_Industrial_Primary Metals_Existing_Space Heating_Natural Gas_Thermostat - Programmable_A_Achievable Technical Potential | F1 | Industrial | Primary Metals | Existing | Space Heating | Natural Gas | Thermostat - Programmable | A | Integrated Unit Energy Savings (kWh or therms) | Achievable Technical Potential | 0 | 0 | 0 | 0 | 0 | 0.0065167 | 0.0064075 | 0.0062603 | 0.0060789 | 0.0058652 | 0.0056214 | 0.0053698 | 0.0051194 | 0.0048657 | 0.0046489 | 0.0044419 | 0.0042732 | 0.0041232 | 0.0039901 | 0.0038933 | 0.003804 | 0.003726 | 0.0036612 | 0.0036114 | 0.0035661 | 0.0035377 | 0.0035131 | 0.0034903 | 0 | 0 | 0
F2_Industrial_Primary Metals_Existing_Space Heating_Natural Gas_Thermostat - Programmable_A_Achievable Technical Potential | F2 | Industrial | Primary Metals | Existing | Space Heating | Natural Gas | Thermostat - Programmable | A | Integrated Unit Summer Peak Savings (kW) | Achievable Technical Potential | 0 | 0 | 0 | 0 | 0 | 0 | 0 | 0 | 0 | 0 | 0 | 0 | 0 | 0 | 0 | 0 | 0 | 0 | 0 | 0 | 0 | 0 | 0 | 0 | 0 | 0 | 0 | 0 | 0 | 0 | 0
F3_Industrial_Primary Metals_Existing_Space Heating_Natural Gas_Thermostat - Programmable_A_Achievable Technical Potential | F3 | Industrial | Primary Metals | Existing | Space Heating | Natural Gas | Thermostat - Programmable | A | Integrated Unit Winter Peak Savings (kW) | Achievable Technical Potential | 0 | 0 | 0 | 0 | 0 | 0 | 0 | 0 | 0 | 0 | 0 | 0 | 0 | 0 | 0 | 0 | 0 | 0 | 0 | 0 | 0 | 0 | 0 | 0 | 0 | 0 | 0 | 0 | 0 | 0 | 0
F4_Industrial_Primary Metals_Existing_Space Heating_Natural Gas_Thermostat - Programmable_A_Achievable Technical Potential | F4 | Industrial | Primary Metals | Existing | Space Heating | Natural Gas | Thermostat - Programmable | A | Incremental Energy Savings (MWh or mTherms) | Achievable Technical Potential | 0 | 0 | 0 | 0 | 0 | 0.020899 | 0.020538 | 0.019948 | 0.01938 | 0.018714 | 0.017709 | 0.01687 | 0.016051 | 0.015013 | 0.014399 | 0.013626 | 0.01311 | 0.012587 | 0.012072 | 0.011793 | 0.011475 | 0.011196 | 0.010961 | 0.010775 | 0.010606 | 0 | 0 | 0 | 0 | 0 | 0
F5_Industrial_Primary Metals_Existing_Space Heating_Natural Gas_Thermostat - Programmable_A_Achievable Technical Potential | F5 | Industrial | Primary Metals | Existing | Space Heating | Natural Gas | Thermostat - Programmable | A | Incremental Summer Peak Savings (MW) | Achievable Technical Potential | 0 | 0 | 0 | 0 | 0 | 0 | 0 | 0 | 0 | 0 | 0 | 0 | 0 | 0 | 0 | 0 | 0 | 0 | 0 | 0 | 0 | 0 | 0 | 0 | 0 | 0 | 0 | 0 | 0 | 0 | 0
F6_Industrial_Primary Metals_Existing_Space Heating_Natural Gas_Thermostat - Programmable_A_Achievable Technical Potential | F6 | Industrial | Primary Metals | Existing | Space Heating | Natural Gas | Thermostat - Programmable | A | Incremental Winter Peak Savings (MW) | Achievable Technical Potential | 0 | 0 | 0 | 0 | 0 | 0 | 0 | 0 | 0 | 0 | 0 | 0 | 0 | 0 | 0 | 0 | 0 | 0 | 0 | 0 | 0 | 0 | 0 | 0 | 0 | 0 | 0 | 0 | 0 | 0 | 0
F7_Industrial_Primary Metals_Existing_Space Heating_Natural Gas_Thermostat - Programmable_A_Achievable Technical Potential | F7 | Industrial | Primary Metals | Existing | Space Heating | Natural Gas | Thermostat - Programmable | A | Cumulative Energy Savings (MWh or mTherms) | Achievable Technical Potential | 0 | 0 | 0 | 0 | 0 | 0.020899 | 0.041087 | 0.060091 | 0.07773 | 0.093712 | 0.10752 | 0.11958 | 0.13006 | 0.13862 | 0.14685 | 0.15394 | 0.1612 | 0.16813 | 0.17477 | 0.18232 | 0.18962 | 0.19693 | 0.20446 | 0.21245 | 0.2204 | 0.21864 | 0.21712 | 0.21571 | 0 | 0 | 0
F8_Industrial_Primary Metals_Existing_Space Heating_Natural Gas_Thermostat - Programmable_A_Achievable Technical Potential | F8 | Industrial | Primary Metals | Existing | Space Heating | Natural Gas | Thermostat - Programmable | A | Cumulative Summer Peak Savings (MW) | Achievable Technical Potential | 0 | 0 | 0 | 0 | 0 | 0 | 0 | 0 | 0 | 0 | 0 | 0 | 0 | 0 | 0 | 0 | 0 | 0 | 0 | 0 | 0 | 0 | 0 | 0 | 0 | 0 | 0 | 0 | 0 | 0 | 0
F9_Industrial_Primary Metals_Existing_Space Heating_Natural Gas_Thermostat - Programmable_A_Achievable Technical Potential | F9 | Industrial | Primary Metals | Existing | Space Heating | Natural Gas | Thermostat - Programmable | A | Cumulative Winter Peak Savings (MW) | Achievable Technical Potential | 0 | 0 | 0 | 0 | 0 | 0 | 0 | 0 | 0 | 0 | 0 | 0 | 0 | 0 | 0 | 0 | 0 | 0 | 0 | 0 | 0 | 0 | 0 | 0 | 0 | 0 | 0 | 0 | 0 | 0 | 0
F10_Industrial_Primary Metals_Existing_Space Heating_Natural Gas_Thermostat - Programmable_A_Achievable Technical Potential | F10 | Industrial | Primary Metals | Existing | Space Heating | Natural Gas | Thermostat - Programmable | A | Purchases (Incremental) | Achievable Technical Potential | 0 | 0 | 0 | 0 | 0 | 3207.0537 | 3205.2936 | 3186.3908 | 3188.1135 | 3190.7497 | 3150.2304 | 3141.6219 | 3135.243 | 3085.4565 | 3097.2368 | 3067.7006 | 3068.0988 | 3052.6569 | 3025.4274 | 3029.0112 | 3016.4855 | 3004.7534 | 2993.8051 | 2983.6312 | 2974.2225 | 0 | 0 | 0 | 0 | 0 | 0
F11_Industrial_Primary Metals_Existing_Space Heating_Natural Gas_Thermostat - Programmable_A_Achievable Technical Potential | F11 | Industrial | Primary Metals | Existing | Space Heating | Natural Gas | Thermostat - Programmable | A | Purchases (Cumulative) | Achievable Technical Potential | 0 | 0 | 0 | 0 | 0 | 3207.0537 | 6412.3473 | 9598.738 | 12786.8515 | 15977.6012 | 19127.8316 | 22269.4535 | 25404.6965 | 28490.153 | 31587.3898 | 34655.0905 | 37723.1892 | 40775.8461 | 43801.2735 | 46830.2847 | 49846.7701 | 52851.5235 | 55845.3286 | 58828.9598 | 61803.1822 | 61803.1822 | 61803.1822 | 61803.1822 | 61803.1822 | 61803.1822 | 61803.1822
F1_Industrial_Primary Metals_Existing_Space Heating_Natural Gas_ENERGY STAR Connected Thermostat_A_Achievable Technical Potential | F1 | Industrial | Primary Metals | Existing | Space Heating | Natural Gas | ENERGY STAR Connected Thermostat | A | Integrated Unit Energy Savings (kWh or therms) | Achievable Technical Potential | 0 | 0 | 0 | 0 | 0 | 0.015361 | 0.015124 | 0.014798 | 0.014391 | 0.013908 | 0.013356 | 0.012784 | 0.012216 | 0.011642 | 0.011153 | 0.010689 | 0.010314 | 0.0099833 | 0.0096919 | 0.009482 | 0.009289 | 0.0091198 | 0.0089798 | 0.0088737 | 0.0087773 | 0.0087085 | 0.008649 | 0.0085938 | 0 | 0 | 0
F2_Industrial_Primary Metals_Existing_Space Heating_Natural Gas_ENERGY STAR Connected Thermostat_A_Achievable Technical Potential | F2 | Industrial | Primary Metals | Existing | Space Heating | Natural Gas | ENERGY STAR Connected Thermostat | A | Integrated Unit Summer Peak Savings (kW) | Achievable Technical Potential | 0 | 0 | 0 | 0 | 0 | 0 | 0 | 0 | 0 | 0 | 0 | 0 | 0 | 0 | 0 | 0 | 0 | 0 | 0 | 0 | 0 | 0 | 0 | 0 | 0 | 0 | 0 | 0 | 0 | 0 | 0
F3_Industrial_Primary Metals_Existing_Space Heating_Natural Gas_ENERGY STAR Connected Thermostat_A_Achievable Technical Potential | F3 | Industrial | Primary Metals | Existing | Space Heating | Natural Gas | ENERGY STAR Connected Thermostat | A | Integrated Unit Winter Peak Savings (kW) | Achievable Technical Potential | 0 | 0 | 0 | 0 | 0 | 0 | 0 | 0 | 0 | 0 | 0 | 0 | 0 | 0 | 0 | 0 | 0 | 0 | 0 | 0 | 0 | 0 | 0 | 0 | 0 | 0 | 0 | 0 | 0 | 0 | 0
F4_Industrial_Primary Metals_Existing_Space Heating_Natural Gas_ENERGY STAR Connected Thermostat_A_Achievable Technical Potential | F4 | Industrial | Primary Metals | Existing | Space Heating | Natural Gas | ENERGY STAR Connected Thermostat | A | Incremental Energy Savings (MWh or mTherms) | Achievable Technical Potential | 0 | 0 | 0 | 0 | 0 | 0.049262 | 0.048477 | 0.047152 | 0.045881 | 0.044378 | 0.042074 | 0.040164 | 0.038301 | 0.035922 | 0.034544 | 0.032792 | 0.031645 | 0.030476 | 0.029322 | 0.028721 | 0.02802 | 0.027403 | 0.026884 | 0.026476 | 0.026106 | 0 | 0 | 0 | 0 | 0 | 0
F5_Industrial_Primary Metals_Existing_Space Heating_Natural Gas_ENERGY STAR Connected Thermostat_A_Achievable Technical Potential | F5 | Industrial | Primary Metals | Existing | Space Heating | Natural Gas | ENERGY STAR Connected Thermostat | A | Incremental Summer Peak Savings (MW) | Achievable Technical Potential | 0 | 0 | 0 | 0 | 0 | 0 | 0 | 0 | 0 | 0 | 0 | 0 | 0 | 0 | 0 | 0 | 0 | 0 | 0 | 0 | 0 | 0 | 0 | 0 | 0 | 0 | 0 | 0 | 0 | 0 | 0
F6_Industrial_Primary Metals_Existing_Space Heating_Natural Gas_ENERGY STAR Connected Thermostat_A_Achievable Technical Potential | F6 | Industrial | Primary Metals | Existing | Space Heating | Natural Gas | ENERGY STAR Connected Thermostat | A | Incremental Winter Peak Savings (MW) | Achievable Technical Potential | 0 | 0 | 0 | 0 | 0 | 0 | 0 | 0 | 0 | 0 | 0 | 0 | 0 | 0 | 0 | 0 | 0 | 0 | 0 | 0 | 0 | 0 | 0 | 0 | 0 | 0 | 0 | 0 | 0 | 0 | 0
F7_Industrial_Primary Metals_Existing_Space Heating_Natural Gas_ENERGY STAR Connected Thermostat_A_Achievable Technical Potential | F7 | Industrial | Primary Metals | Existing | Space Heating | Natural Gas | ENERGY STAR Connected Thermostat | A | Cumulative Energy Savings (MWh or mTherms) | Achievable Technical Potential | 0 | 0 | 0 | 0 | 0 | 0.049262 | 0.09698 | 0.14204 | 0.18402 | 0.22222 | 0.25547 | 0.2847 | 0.31035 | 0.33169 | 0.3523 | 0.37044 | 0.38908 | 0.40708 | 0.42452 | 0.44405 | 0.46303 | 0.482 | 0.50148 | 0.52203 | 0.54247 | 0.53821 | 0.53454 | 0.53112 | 0 | 0 | 0
F8_Industrial_Primary Metals_Existing_Space Heating_Natural Gas_ENERGY STAR Connected Thermostat_A_Achievable Technical Potential | F8 | Industrial | Primary Metals | Existing | Space Heating | Natural Gas | ENERGY STAR Connected Thermostat | A | Cumulative Summer Peak Savings (MW) | Achievable Technical Potential | 0 | 0 | 0 | 0 | 0 | 0 | 0 | 0 | 0 | 0 | 0 | 0 | 0 | 0 | 0 | 0 | 0 | 0 | 0 | 0 | 0 | 0 | 0 | 0 | 0 | 0 | 0 | 0 | 0 | 0 | 0
F9_Industrial_Primary Metals_Existing_Space Heating_Natural Gas_ENERGY STAR Connected Thermostat_A_Achievable Technical Potential | F9 | Industrial | Primary Metals | Existing | Space Heating | Natural Gas | ENERGY STAR Connected Thermostat | A | Cumulative Winter Peak Savings (MW) | Achievable Technical Potential | 0 | 0 | 0 | 0 | 0 | 0 | 0 | 0 | 0 | 0 | 0 | 0 | 0 | 0 | 0 | 0 | 0 | 0 | 0 | 0 | 0 | 0 | 0 | 0 | 0 | 0 | 0 | 0 | 0 | 0 | 0
F10_Industrial_Primary Metals_Existing_Space Heating_Natural Gas_ENERGY STAR Connected Thermostat_A_Achievable Technical Potential | F10 | Industrial | Primary Metals | Existing | Space Heating | Natural Gas | ENERGY STAR Connected Thermostat | A | Purchases (Incremental) | Achievable Technical Potential | 0 | 0 | 0 | 0 | 0 | 3207.0537 | 3205.2936 | 3186.3908 | 3188.1135 | 3190.7497 | 3150.2304 | 3141.6219 | 3135.243 | 3085.4565 | 3097.2368 | 3067.7006 | 3068.0988 | 3052.6569 | 3025.4274 | 3029.0112 | 3016.4855 | 3004.7534 | 2993.8051 | 2983.6312 | 2974.2225 | 0 | 0 | 0 | 0 | 0 | 0
F11_Industrial_Primary Metals_Existing_Space Heating_Natural Gas_ENERGY STAR Connected Thermostat_A_Achievable Technical Potential | F11 | Industrial | Primary Metals | Existing | Space Heating | Natural Gas | ENERGY STAR Connected Thermostat | A | Purchases (Cumulative) | Achievable Technical Potential | 0 | 0 | 0 | 0 | 0 | 3207.0537 | 6412.3473 | 9598.738 | 12786.8515 | 15977.6012 | 19127.8316 | 22269.4535 | 25404.6965 | 28490.153 | 31587.3898 | 34655.0905 | 37723.1892 | 40775.8461 | 43801.2735 | 46830.2847 | 49846.7701 | 52851.5235 | 55845.3286 | 58828.9598 | 61803.1822 | 61803.1822 | 61803.1822 | 61803.1822 | 61803.1822 | 61803.1822 | 61803.1822
F1_Industrial_Primary Metals_Existing_Space Heating_Natural Gas_Destratification Fans (HVLS)_A_Achievable Technical Potential | F1 | Industrial | Primary Metals | Existing | Space Heating | Natural Gas | Destratification Fans (HVLS) | A | Integrated Unit Energy Savings (kWh or therms) | Achievable Technical Potential | 0 | 0 | 0 | 0 | 0 | 0.015351 | 0.015105 | 0.014769 | 0.014354 | 0.013864 | 0.013304 | 0.012727 | 0.012153 | 0.011574 | 0.011081 | 0.010612 | 0.010233 | 0.0098983 | 0.0096024 | 0.0093886 | 0.0091911 | 0.0090176 | 0.008873 | 0.0087622 | 0.0086611 | 0.0085928 | 0.0085338 | 0.008479 | 0 | 0 | 0
F2_Industrial_Primary Metals_Existing_Space Heating_Natural Gas_Destratification Fans (HVLS)_A_Achievable Technical Potential | F2 | Industrial | Primary Metals | Existing | Space Heating | Natural Gas | Destratification Fans (HVLS) | A | Integrated Unit Summer Peak Savings (kW) | Achievable Technical Potential | 0 | 0 | 0 | 0 | 0 | 0 | 0 | 0 | 0 | 0 | 0 | 0 | 0 | 0 | 0 | 0 | 0 | 0 | 0 | 0 | 0 | 0 | 0 | 0 | 0 | 0 | 0 | 0 | 0 | 0 | 0
F3_Industrial_Primary Metals_Existing_Space Heating_Natural Gas_Destratification Fans (HVLS)_A_Achievable Technical Potential | F3 | Industrial | Primary Metals | Existing | Space Heating | Natural Gas | Destratification Fans (HVLS) | A | Integrated Unit Winter Peak Savings (kW) | Achievable Technical Potential | 0 | 0 | 0 | 0 | 0 | 0 | 0 | 0 | 0 | 0 | 0 | 0 | 0 | 0 | 0 | 0 | 0 | 0 | 0 | 0 | 0 | 0 | 0 | 0 | 0 | 0 | 0 | 0 | 0 | 0 | 0
F4_Industrial_Primary Metals_Existing_Space Heating_Natural Gas_Destratification Fans (HVLS)_A_Achievable Technical Potential | F4 | Industrial | Primary Metals | Existing | Space Heating | Natural Gas | Destratification Fans (HVLS) | A | Incremental Energy Savings (MWh or mTherms) | Achievable Technical Potential | 0 | 0 | 0 | 0 | 0 | 0.049231 | 0.048415 | 0.047061 | 0.045763 | 0.044237 | 0.041911 | 0.039982 | 0.038103 | 0.03571 | 0.034319 | 0.032556 | 0.031397 | 0.030216 | 0.029051 | 0.028438 | 0.027725 | 0.027096 | 0.026564 | 0.026143 | 0.02576 | 0 | 0 | 0 | 0 | 0 | 0
F5_Industrial_Primary Metals_Existing_Space Heating_Natural Gas_Destratification Fans (HVLS)_A_Achievable Technical Potential | F5 | Industrial | Primary Metals | Existing | Space Heating | Natural Gas | Destratification Fans (HVLS) | A | Incremental Summer Peak Savings (MW) | Achievable Technical Potential | 0 | 0 | 0 | 0 | 0 | 0 | 0 | 0 | 0 | 0 | 0 | 0 | 0 | 0 | 0 | 0 | 0 | 0 | 0 | 0 | 0 | 0 | 0 | 0 | 0 | 0 | 0 | 0 | 0 | 0 | 0
F6_Industrial_Primary Metals_Existing_Space Heating_Natural Gas_Destratification Fans (HVLS)_A_Achievable Technical Potential | F6 | Industrial | Primary Metals | Existing | Space Heating | Natural Gas | Destratification Fans (HVLS) | A | Incremental Winter Peak Savings (MW) | Achievable Technical Potential | 0 | 0 | 0 | 0 | 0 | 0 | 0 | 0 | 0 | 0 | 0 | 0 | 0 | 0 | 0 | 0 | 0 | 0 | 0 | 0 | 0 | 0 | 0 | 0 | 0 | 0 | 0 | 0 | 0 | 0 | 0
F7_Industrial_Primary Metals_Existing_Space Heating_Natural Gas_Destratification Fans (HVLS)_A_Achievable Technical Potential | F7 | Industrial | Primary Metals | Existing | Space Heating | Natural Gas | Destratification Fans (HVLS) | A | Cumulative Energy Savings (MWh or mTherms) | Achievable Technical Potential | 0 | 0 | 0 | 0 | 0 | 0.049231 | 0.096856 | 0.14177 | 0.18355 | 0.22151 | 0.25448 | 0.28341 | 0.30874 | 0.32974 | 0.35001 | 0.36777 | 0.38603 | 0.40361 | 0.4206 | 0.43967 | 0.45815 | 0.47659 | 0.49552 | 0.51547 | 0.53528 | 0.53106 | 0.52742 | 0.52403 | 0 | 0 | 0
F8_Industrial_Primary Metals_Existing_Space Heating_Natural Gas_Destratification Fans (HVLS)_A_Achievable Technical Potential | F8 | Industrial | Primary Metals | Existing | Space Heating | Natural Gas | Destratification Fans (HVLS) | A | Cumulative Summer Peak Savings (MW) | Achievable Technical Potential | 0 | 0 | 0 | 0 | 0 | 0 | 0 | 0 | 0 | 0 | 0 | 0 | 0 | 0 | 0 | 0 | 0 | 0 | 0 | 0 | 0 | 0 | 0 | 0 | 0 | 0 | 0 | 0 | 0 | 0 | 0
F9_Industrial_Primary Metals_Existing_Space Heating_Natural Gas_Destratification Fans (HVLS)_A_Achievable Technical Potential | F9 | Industrial | Primary Metals | Existing | Space Heating | Natural Gas | Destratification Fans (HVLS) | A | Cumulative Winter Peak Savings (MW) | Achievable Technical Potential | 0 | 0 | 0 | 0 | 0 | 0 | 0 | 0 | 0 | 0 | 0 | 0 | 0 | 0 | 0 | 0 | 0 | 0 | 0 | 0 | 0 | 0 | 0 | 0 | 0 | 0 | 0 | 0 | 0 | 0 | 0
F10_Industrial_Primary Metals_Existing_Space Heating_Natural Gas_Destratification Fans (HVLS)_A_Achievable Technical Potential | F10 | Industrial | Primary Metals | Existing | Space Heating | Natural Gas | Destratification Fans (HVLS) | A | Purchases (Incremental) | Achievable Technical Potential | 0 | 0 | 0 | 0 | 0 | 3207.0537 | 3205.2936 | 3186.3908 | 3188.1135 | 3190.7497 | 3150.2304 | 3141.6219 | 3135.243 | 3085.4565 | 3097.2368 | 3067.7006 | 3068.0988 | 3052.6569 | 3025.4274 | 3029.0112 | 3016.4855 | 3004.7534 | 2993.8051 | 2983.6312 | 2974.2225 | 0 | 0 | 0 | 0 | 0 | 0
F11_Industrial_Primary Metals_Existing_Space Heating_Natural Gas_Destratification Fans (HVLS)_A_Achievable Technical Potential | F11 | Industrial | Primary Metals | Existing | Space Heating | Natural Gas | Destratification Fans (HVLS) | A | Purchases (Cumulative) | Achievable Technical Potential | 0 | 0 | 0 | 0 | 0 | 3207.0537 | 6412.3473 | 9598.738 | 12786.8515 | 15977.6012 | 19127.8316 | 22269.4535 | 25404.6965 | 28490.153 | 31587.3898 | 34655.0905 | 37723.1892 | 40775.8461 | 43801.2735 | 46830.2847 | 49846.7701 | 52851.5235 | 55845.3286 | 58828.9598 | 61803.1822 | 61803.1822 | 61803.1822 | 61803.1822 | 61803.1822 | 61803.1822 | 61803.1822
F1_Industrial_Primary Metals_Existing_Space Heating_Natural Gas_Gas Boiler - Insulate Steam Lines/Condensate Tank_A_Achievable Technical Potential | F1 | Industrial | Primary Metals | Existing | Space Heating | Natural Gas | Gas Boiler - Insulate Steam Lines/Condensate Tank | A | Integrated Unit Energy Savings (kWh or therms) | Achievable Technical Potential | 0 | 0 | 0 | 0 | 0 | 311.4989 | 308.6509 | 305.6741 | 302.5182 | 299.1508 | 295.552 | 291.7578 | 287.7222 | 283.3122 | 278.6511 | 273.8695 | 269.1333 | 264.4271 | 259.8283 | 255.6882 | 251.7895 | 248.0678 | 244.8159 | 242.0381 | 239.4275 | 237.5247 | 235.8918 | 234.388 | 269.6047 | 268.4972 | 267.4865
F2_Industrial_Primary Metals_Existing_Space Heating_Natural Gas_Gas Boiler - Insulate Steam Lines/Condensate Tank_A_Achievable Technical Potential | F2 | Industrial | Primary Metals | Existing | Space Heating | Natural Gas | Gas Boiler - Insulate Steam Lines/Condensate Tank | A | Integrated Unit Summer Peak Savings (kW) | Achievable Technical Potential | 0 | 0 | 0 | 0 | 0 | 0 | 0 | 0 | 0 | 0 | 0 | 0 | 0 | 0 | 0 | 0 | 0 | 0 | 0 | 0 | 0 | 0 | 0 | 0 | 0 | 0 | 0 | 0 | 0 | 0 | 0
F3_Industrial_Primary Metals_Existing_Space Heating_Natural Gas_Gas Boiler - Insulate Steam Lines/Condensate Tank_A_Achievable Technical Potential | F3 | Industrial | Primary Metals | Existing | Space Heating | Natural Gas | Gas Boiler - Insulate Steam Lines/Condensate Tank | A | Integrated Unit Winter Peak Savings (kW) | Achievable Technical Potential | 0 | 0 | 0 | 0 | 0 | 0 | 0 | 0 | 0 | 0 | 0 | 0 | 0 | 0 | 0 | 0 | 0 | 0 | 0 | 0 | 0 | 0 | 0 | 0 | 0 | 0 | 0 | 0 | 0 | 0 | 0
F4_Industrial_Primary Metals_Existing_Space Heating_Natural Gas_Gas Boiler - Insulate Steam Lines/Condensate Tank_A_Achievable Technical Potential | F4 | Industrial | Primary Metals | Existing | Space Heating | Natural Gas | Gas Boiler - Insulate Steam Lines/Condensate Tank | A | Incremental Energy Savings (MWh or mTherms) | Achievable Technical Potential | 0 | 0 | 0 | 0 | 0 | 0.0039718 | 0.0039333 | 0.0038724 | 0.0038345 | 0.0037949 | 0.0037017 | 0.0036442 | 0.0035865 | 0.0034754 | 0.0034313 | 0.0033402 | 0.0032829 | 0.0032093 | 0.0031253 | 0.0030792 | 0.0030197 | 0.0029635 | 0.002914 | 0.0028711 | 0.0028312 | 0 | 0 | 0 | 0 | 0 | 0
F5_Industrial_Primary Metals_Existing_Space Heating_Natural Gas_Gas Boiler - Insulate Steam Lines/Condensate Tank_A_Achievable Technical Potential | F5 | Industrial | Primary Metals | Existing | Space Heating | Natural Gas | Gas Boiler - Insulate Steam Lines/Condensate Tank | A | Incremental Summer Peak Savings (MW) | Achievable Technical Potential | 0 | 0 | 0 | 0 | 0 | 0 | 0 | 0 | 0 | 0 | 0 | 0 | 0 | 0 | 0 | 0 | 0 | 0 | 0 | 0 | 0 | 0 | 0 | 0 | 0 | 0 | 0 | 0 | 0 | 0 | 0
F6_Industrial_Primary Metals_Existing_Space Heating_Natural Gas_Gas Boiler - Insulate Steam Lines/Condensate Tank_A_Achievable Technical Potential | F6 | Industrial | Primary Metals | Existing | Space Heating | Natural Gas | Gas Boiler - Insulate Steam Lines/Condensate Tank | A | Incremental Winter Peak Savings (MW) | Achievable Technical Potential | 0 | 0 | 0 | 0 | 0 | 0 | 0 | 0 | 0 | 0 | 0 | 0 | 0 | 0 | 0 | 0 | 0 | 0 | 0 | 0 | 0 | 0 | 0 | 0 | 0 | 0 | 0 | 0 | 0 | 0 | 0
F7_Industrial_Primary Metals_Existing_Space Heating_Natural Gas_Gas Boiler - Insulate Steam Lines/Condensate Tank_A_Achievable Technical Potential | F7 | Industrial | Primary Metals | Existing | Space Heating | Natural Gas | Gas Boiler - Insulate Steam Lines/Condensate Tank | A | Cumulative Energy Savings (MWh or mTherms) | Achievable Technical Potential | 0 | 0 | 0 | 0 | 0 | 0.0039718 | 0.0078687 | 0.011665 | 0.015379 | 0.019003 | 0.022476 | 0.025832 | 0.029061 | 0.032091 | 0.034994 | 0.037734 | 0.040364 | 0.042868 | 0.045247 | 0.047606 | 0.049899 | 0.052125 | 0.054356 | 0.05661 | 0.058831 | 0.058363 | 0.057962 | 0.057593 | 0 | 0 | 0
F8_Industrial_Primary Metals_Existing_Space Heating_Natural Gas_Gas Boiler - Insulate Steam Lines/Condensate Tank_A_Achievable Technical Potential | F8 | Industrial | Primary Metals | Existing | Space Heating | Natural Gas | Gas Boiler - Insulate Steam Lines/Condensate Tank | A | Cumulative Summer Peak Savings (MW) | Achievable Technical Potential | 0 | 0 | 0 | 0 | 0 | 0 | 0 | 0 | 0 | 0 | 0 | 0 | 0 | 0 | 0 | 0 | 0 | 0 | 0 | 0 | 0 | 0 | 0 | 0 | 0 | 0 | 0 | 0 | 0 | 0 | 0
F9_Industrial_Primary Metals_Existing_Space Heating_Natural Gas_Gas Boiler - Insulate Steam Lines/Condensate Tank_A_Achievable Technical Potential | F9 | Industrial | Primary Metals | Existing | Space Heating | Natural Gas | Gas Boiler - Insulate Steam Lines/Condensate Tank | A | Cumulative Winter Peak Savings (MW) | Achievable Technical Potential | 0 | 0 | 0 | 0 | 0 | 0 | 0 | 0 | 0 | 0 | 0 | 0 | 0 | 0 | 0 | 0 | 0 | 0 | 0 | 0 | 0 | 0 | 0 | 0 | 0 | 0 | 0 | 0 | 0 | 0 | 0
F10_Industrial_Primary Metals_Existing_Space Heating_Natural Gas_Gas Boiler - Insulate Steam Lines/Condensate Tank_A_Achievable Technical Potential | F10 | Industrial | Primary Metals | Existing | Space Heating | Natural Gas | Gas Boiler - Insulate Steam Lines/Condensate Tank | A | Purchases (Incremental) | Achievable Technical Potential | 0 | 0 | 0 | 0 | 0 | 0.012751 | 0.012744 | 0.012668 | 0.012675 | 0.012686 | 0.012525 | 0.01249 | 0.012465 | 0.012267 | 0.012314 | 0.012196 | 0.012198 | 0.012137 | 0.012028 | 0.012043 | 0.011993 | 0.011946 | 0.011903 | 0.011862 | 0.011825 | 0 | 0 | 0 | 0 | 0 | 0
F11_Industrial_Primary Metals_Existing_Space Heating_Natural Gas_Gas Boiler - Insulate Steam Lines/Condensate Tank_A_Achievable Technical Potential | F11 | Industrial | Primary Metals | Existing | Space Heating | Natural Gas | Gas Boiler - Insulate Steam Lines/Condensate Tank | A | Purchases (Cumulative) | Achievable Technical Potential | 0 | 0 | 0 | 0 | 0 | 0.012751 | 0.025494 | 0.038162 | 0.050838 | 0.063523 | 0.076048 | 0.088538 | 0.101 | 0.11327 | 0.12558 | 0.13778 | 0.14998 | 0.16212 | 0.17414 | 0.18619 | 0.19818 | 0.21013 | 0.22203 | 0.23389 | 0.24572 | 0.24572 | 0.24572 | 0.24572 | 0.24572 | 0.24572 | 0.24572
F1_Industrial_Primary Metals_Existing_Process_Natural Gas_Gas Boiler - Insulate Steam Lines/Condensate Tank_A_Achievable Technical Potential | F1 | Industrial | Primary Metals | Existing | Process | Natural Gas | Gas Boiler - Insulate Steam Lines/Condensate Tank | A | Integrated Unit Energy Savings (kWh or therms) | Achievable Technical Potential | 0 | 0 | 0 | 0 | 0 | 302.9139 | 302.2508 | 301.5807 | 300.9187 | 300.2559 | 299.5779 | 298.9889 | 298.4492 | 297.8776 | 297.446 | 296.9663 | 296.5742 | 296.1688 | 295.75 | 295.4194 | 295.0552 | 294.7236 | 294.3933 | 294.0643 | 293.7368 | 293.7084 | 293.6823 | 293.6585 | 303.5793 | 303.5793 | 303.5793
F2_Industrial_Primary Metals_Existing_Process_Natural Gas_Gas Boiler - Insulate Steam Lines/Condensate Tank_A_Achievable Technical Potential | F2 | Industrial | Primary Metals | Existing | Process | Natural Gas | Gas Boiler - Insulate Steam Lines/Condensate Tank | A | Integrated Unit Summer Peak Savings (kW) | Achievable Technical Potential | 0 | 0 | 0 | 0 | 0 | 0 | 0 | 0 | 0 | 0 | 0 | 0 | 0 | 0 | 0 | 0 | 0 | 0 | 0 | 0 | 0 | 0 | 0 | 0 | 0 | 0 | 0 | 0 | 0 | 0 | 0
F3_Industrial_Primary Metals_Existing_Process_Natural Gas_Gas Boiler - Insulate Steam Lines/Condensate Tank_A_Achievable Technical Potential | F3 | Industrial | Primary Metals | Existing | Process | Natural Gas | Gas Boiler - Insulate Steam Lines/Condensate Tank | A | Integrated Unit Winter Peak Savings (kW) | Achievable Technical Potential | 0 | 0 | 0 | 0 | 0 | 0 | 0 | 0 | 0 | 0 | 0 | 0 | 0 | 0 | 0 | 0 | 0 | 0 | 0 | 0 | 0 | 0 | 0 | 0 | 0 | 0 | 0 | 0 | 0 | 0 | 0
F4_Industrial_Primary Metals_Existing_Process_Natural Gas_Gas Boiler - Insulate Steam Lines/Condensate Tank_A_Achievable Technical Potential | F4 | Industrial | Primary Metals | Existing | Process | Natural Gas | Gas Boiler - Insulate Steam Lines/Condensate Tank | A | Incremental Energy Savings (MWh or mTherms) | Achievable Technical Potential | 0 | 0 | 0 | 0 | 0 | 0.13989 | 0.13951 | 0.13838 | 0.13815 | 0.13796 | 0.1359 | 0.13526 | 0.13474 | 0.13235 | 0.13266 | 0.13118 | 0.13103 | 0.13019 | 0.12885 | 0.12885 | 0.12816 | 0.12752 | 0.12691 | 0.12634 | 0.1258 | 0 | 0 | 0 | 0 | 0 | 0
F5_Industrial_Primary Metals_Existing_Process_Natural Gas_Gas Boiler - Insulate Steam Lines/Condensate Tank_A_Achievable Technical Potential | F5 | Industrial | Primary Metals | Existing | Process | Natural Gas | Gas Boiler - Insulate Steam Lines/Condensate Tank | A | Incremental Summer Peak Savings (MW) | Achievable Technical Potential | 0 | 0 | 0 | 0 | 0 | 0 | 0 | 0 | 0 | 0 | 0 | 0 | 0 | 0 | 0 | 0 | 0 | 0 | 0 | 0 | 0 | 0 | 0 | 0 | 0 | 0 | 0 | 0 | 0 | 0 | 0
F6_Industrial_Primary Metals_Existing_Process_Natural Gas_Gas Boiler - Insulate Steam Lines/Condensate Tank_A_Achievable Technical Potential | F6 | Industrial | Primary Metals | Existing | Process | Natural Gas | Gas Boiler - Insulate Steam Lines/Condensate Tank | A | Incremental Winter Peak Savings (MW) | Achievable Technical Potential | 0 | 0 | 0 | 0 | 0 | 0 | 0 | 0 | 0 | 0 | 0 | 0 | 0 | 0 | 0 | 0 | 0 | 0 | 0 | 0 | 0 | 0 | 0 | 0 | 0 | 0 | 0 | 0 | 0 | 0 | 0
F7_Industrial_Primary Metals_Existing_Process_Natural Gas_Gas Boiler - Insulate Steam Lines/Condensate Tank_A_Achievable Technical Potential | F7 | Industrial | Primary Metals | Existing | Process | Natural Gas | Gas Boiler - Insulate Steam Lines/Condensate Tank | A | Cumulative Energy Savings (MWh or mTherms) | Achievable Technical Potential | 0 | 0 | 0 | 0 | 0 | 0.13989 | 0.27909 | 0.41685 | 0.55408 | 0.69082 | 0.82516 | 0.95879 | 1.0918 | 1.2221 | 1.353 | 1.482 | 1.611 | 1.739 | 1.8654 | 1.9922 | 2.1179 | 2.243 | 2.3674 | 2.4911 | 2.6141 | 2.6139 | 2.6137 | 2.6134 | 0 | 0 | 0
F8_Industrial_Primary Metals_Existing_Process_Natural Gas_Gas Boiler - Insulate Steam Lines/Condensate Tank_A_Achievable Technical Potential | F8 | Industrial | Primary Metals | Existing | Process | Natural Gas | Gas Boiler - Insulate Steam Lines/Condensate Tank | A | Cumulative Summer Peak Savings (MW) | Achievable Technical Potential | 0 | 0 | 0 | 0 | 0 | 0 | 0 | 0 | 0 | 0 | 0 | 0 | 0 | 0 | 0 | 0 | 0 | 0 | 0 | 0 | 0 | 0 | 0 | 0 | 0 | 0 | 0 | 0 | 0 | 0 | 0
F9_Industrial_Primary Metals_Existing_Process_Natural Gas_Gas Boiler - Insulate Steam Lines/Condensate Tank_A_Achievable Technical Potential | F9 | Industrial | Primary Metals | Existing | Process | Natural Gas | Gas Boiler - Insulate Steam Lines/Condensate Tank | A | Cumulative Winter Peak Savings (MW) | Achievable Technical Potential | 0 | 0 | 0 | 0 | 0 | 0 | 0 | 0 | 0 | 0 | 0 | 0 | 0 | 0 | 0 | 0 | 0 | 0 | 0 | 0 | 0 | 0 | 0 | 0 | 0 | 0 | 0 | 0 | 0 | 0 | 0
F10_Industrial_Primary Metals_Existing_Process_Natural Gas_Gas Boiler - Insulate Steam Lines/Condensate Tank_A_Achievable Technical Potential | F10 | Industrial | Primary Metals | Existing | Process | Natural Gas | Gas Boiler - Insulate Steam Lines/Condensate Tank | A | Purchases (Incremental) | Achievable Technical Potential | 0 | 0 | 0 | 0 | 0 | 0.46181 | 0.46156 | 0.45884 | 0.45909 | 0.45947 | 0.45363 | 0.45239 | 0.45147 | 0.4443 | 0.446 | 0.44175 | 0.4418 | 0.43958 | 0.43566 | 0.43618 | 0.43437 | 0.43268 | 0.43111 | 0.42964 | 0.42829 | 0 | 0 | 0 | 0 | 0 | 0
F11_Industrial_Primary Metals_Existing_Process_Natural Gas_Gas Boiler - Insulate Steam Lines/Condensate Tank_A_Achievable Technical Potential | F11 | Industrial | Primary Metals | Existing | Process | Natural Gas | Gas Boiler - Insulate Steam Lines/Condensate Tank | A | Purchases (Cumulative) | Achievable Technical Potential | 0 | 0 | 0 | 0 | 0 | 0.46181 | 0.92337 | 1.3822 | 1.8413 | 2.3008 | 2.7544 | 3.2068 | 3.6583 | 4.1026 | 4.5486 | 4.9903 | 5.4321 | 5.8717 | 6.3074 | 6.7435 | 7.1779 | 7.6106 | 8.0417 | 8.4713 | 8.8996 | 8.8996 | 8.8996 | 8.8996 | 8.8996 | 8.8996 | 8.8996
F1_Industrial_Primary Metals_Existing_Space Heating_Natural Gas_Gas Boiler - Insulate Hot Water Lines_A_Achievable Technical Potential | F1 | Industrial | Primary Metals | Existing | Space Heating | Natural Gas | Gas Boiler - Insulate Hot Water Lines | A | Integrated Unit Energy Savings (kWh or therms) | Achievable Technical Potential | 0 | 0 | 0 | 0 | 0 | 352.269 | 349.2688 | 346.1902 | 342.9996 | 339.6934 | 336.301 | 332.855 | 329.334 | 325.6451 | 321.7576 | 317.9475 | 314.1788 | 310.4609 | 306.7886 | 303.3122 | 299.9389 | 296.4944 | 293.3352 | 290.5237 | 287.7757 | 285.5359 | 283.6158 | 281.8465 | 304.7381 | 303.4863 | 302.3438
F2_Industrial_Primary Metals_Existing_Space Heating_Natural Gas_Gas Boiler - Insulate Hot Water Lines_A_Achievable Technical Potential | F2 | Industrial | Primary Metals | Existing | Space Heating | Natural Gas | Gas Boiler - Insulate Hot Water Lines | A | Integrated Unit Summer Peak Savings (kW) | Achievable Technical Potential | 0 | 0 | 0 | 0 | 0 | 0 | 0 | 0 | 0 | 0 | 0 | 0 | 0 | 0 | 0 | 0 | 0 | 0 | 0 | 0 | 0 | 0 | 0 | 0 | 0 | 0 | 0 | 0 | 0 | 0 | 0
F3_Industrial_Primary Metals_Existing_Space Heating_Natural Gas_Gas Boiler - Insulate Hot Water Lines_A_Achievable Technical Potential | F3 | Industrial | Primary Metals | Existing | Space Heating | Natural Gas | Gas Boiler - Insulate Hot Water Lines | A | Integrated Unit Winter Peak Savings (kW) | Achievable Technical Potential | 0 | 0 | 0 | 0 | 0 | 0 | 0 | 0 | 0 | 0 | 0 | 0 | 0 | 0 | 0 | 0 | 0 | 0 | 0 | 0 | 0 | 0 | 0 | 0 | 0 | 0 | 0 | 0 | 0 | 0 | 0
F4_Industrial_Primary Metals_Existing_Space Heating_Natural Gas_Gas Boiler - Insulate Hot Water Lines_A_Achievable Technical Potential | F4 | Industrial | Primary Metals | Existing | Space Heating | Natural Gas | Gas Boiler - Insulate Hot Water Lines | A | Incremental Energy Savings (MWh or mTherms) | Achievable Technical Potential | 0 | 0 | 0 | 0 | 0 | 0.0089832 | 0.0089018 | 0.0087713 | 0.0086952 | 0.0086185 | 0.0084241 | 0.008315 | 0.0082103 | 0.0079894 | 0.0079242 | 0.0077557 | 0.0076647 | 0.0075359 | 0.0073804 | 0.0073054 | 0.0071942 | 0.007084 | 0.0069829 | 0.0068925 | 0.0068058 | 0 | 0 | 0 | 0 | 0 | 0
F5_Industrial_Primary Metals_Existing_Space Heating_Natural Gas_Gas Boiler - Insulate Hot Water Lines_A_Achievable Technical Potential | F5 | Industrial | Primary Metals | Existing | Space Heating | Natural Gas | Gas Boiler - Insulate Hot Water Lines | A | Incremental Summer Peak Savings (MW) | Achievable Technical Potential | 0 | 0 | 0 | 0 | 0 | 0 | 0 | 0 | 0 | 0 | 0 | 0 | 0 | 0 | 0 | 0 | 0 | 0 | 0 | 0 | 0 | 0 | 0 | 0 | 0 | 0 | 0 | 0 | 0 | 0 | 0
F6_Industrial_Primary Metals_Existing_Space Heating_Natural Gas_Gas Boiler - Insulate Hot Water Lines_A_Achievable Technical Potential | F6 | Industrial | Primary Metals | Existing | Space Heating | Natural Gas | Gas Boiler - Insulate Hot Water Lines | A | Incremental Winter Peak Savings (MW) | Achievable Technical Potential | 0 | 0 | 0 | 0 | 0 | 0 | 0 | 0 | 0 | 0 | 0 | 0 | 0 | 0 | 0 | 0 | 0 | 0 | 0 | 0 | 0 | 0 | 0 | 0 | 0 | 0 | 0 | 0 | 0 | 0 | 0
F7_Industrial_Primary Metals_Existing_Space Heating_Natural Gas_Gas Boiler - Insulate Hot Water Lines_A_Achievable Technical Potential | F7 | Industrial | Primary Metals | Existing | Space Heating | Natural Gas | Gas Boiler - Insulate Hot Water Lines | A | Cumulative Energy Savings (MWh or mTherms) | Achievable Technical Potential | 0 | 0 | 0 | 0 | 0 | 0.0089832 | 0.017809 | 0.026423 | 0.034875 | 0.043157 | 0.05115 | 0.058941 | 0.066528 | 0.073772 | 0.080815 | 0.087614 | 0.09424 | 0.10066 | 0.10685 | 0.11295 | 0.11888 | 0.1246 | 0.13026 | 0.1359 | 0.14142 | 0.14032 | 0.13938 | 0.13851 | 0 | 0 | 0
F8_Industrial_Primary Metals_Existing_Space Heating_Natural Gas_Gas Boiler - Insulate Hot Water Lines_A_Achievable Technical Potential | F8 | Industrial | Primary Metals | Existing | Space Heating | Natural Gas | Gas Boiler - Insulate Hot Water Lines | A | Cumulative Summer Peak Savings (MW) | Achievable Technical Potential | 0 | 0 | 0 | 0 | 0 | 0 | 0 | 0 | 0 | 0 | 0 | 0 | 0 | 0 | 0 | 0 | 0 | 0 | 0 | 0 | 0 | 0 | 0 | 0 | 0 | 0 | 0 | 0 | 0 | 0 | 0
F9_Industrial_Primary Metals_Existing_Space Heating_Natural Gas_Gas Boiler - Insulate Hot Water Lines_A_Achievable Technical Potential | F9 | Industrial | Primary Metals | Existing | Space Heating | Natural Gas | Gas Boiler - Insulate Hot Water Lines | A | Cumulative Winter Peak Savings (MW) | Achievable Technical Potential | 0 | 0 | 0 | 0 | 0 | 0 | 0 | 0 | 0 | 0 | 0 | 0 | 0 | 0 | 0 | 0 | 0 | 0 | 0 | 0 | 0 | 0 | 0 | 0 | 0 | 0 | 0 | 0 | 0 | 0 | 0
F10_Industrial_Primary Metals_Existing_Space Heating_Natural Gas_Gas Boiler - Insulate Hot Water Lines_A_Achievable Technical Potential | F10 | Industrial | Primary Metals | Existing | Space Heating | Natural Gas | Gas Boiler - Insulate Hot Water Lines | A | Purchases (Incremental) | Achievable Technical Potential | 0 | 0 | 0 | 0 | 0 | 0.025501 | 0.025487 | 0.025337 | 0.02535 | 0.025371 | 0.025049 | 0.024981 | 0.02493 | 0.024534 | 0.024628 | 0.024393 | 0.024396 | 0.024273 | 0.024057 | 0.024085 | 0.023986 | 0.023892 | 0.023805 | 0.023724 | 0.02365 | 0 | 0 | 0 | 0 | 0 | 0
F11_Industrial_Primary Metals_Existing_Space Heating_Natural Gas_Gas Boiler - Insulate Hot Water Lines_A_Achievable Technical Potential | F11 | Industrial | Primary Metals | Existing | Space Heating | Natural Gas | Gas Boiler - Insulate Hot Water Lines | A | Purchases (Cumulative) | Achievable Technical Potential | 0 | 0 | 0 | 0 | 0 | 0.025501 | 0.050988 | 0.076325 | 0.10168 | 0.12705 | 0.1521 | 0.17708 | 0.20201 | 0.22654 | 0.25117 | 0.27556 | 0.29996 | 0.32423 | 0.34829 | 0.37237 | 0.39636 | 0.42025 | 0.44406 | 0.46778 | 0.49143 | 0.49143 | 0.49143 | 0.49143 | 0.49143 | 0.49143 | 0.49143
F1_Industrial_Primary Metals_Existing_Process_Natural Gas_Gas Boiler - Insulate Hot Water Lines_A_Achievable Technical Potential | F1 | Industrial | Primary Metals | Existing | Process | Natural Gas | Gas Boiler - Insulate Hot Water Lines | A | Integrated Unit Energy Savings (kWh or therms) | Achievable Technical Potential | 0 | 0 | 0 | 0 | 0 | 342.4412 | 341.7448 | 341.0408 | 340.3451 | 339.6481 | 338.9374 | 338.3245 | 337.7671 | 337.1796 | 336.7418 | 336.2561 | 335.8644 | 335.4609 | 335.045 | 334.7217 | 334.3646 | 334.0442 | 333.7253 | 333.4077 | 333.0916 | 333.0625 | 333.0358 | 333.0115 | 343.1401 | 343.1401 | 343.1401
F2_Industrial_Primary Metals_Existing_Process_Natural Gas_Gas Boiler - Insulate Hot Water Lines_A_Achievable Technical Potential | F2 | Industrial | Primary Metals | Existing | Process | Natural Gas | Gas Boiler - Insulate Hot Water Lines | A | Integrated Unit Summer Peak Savings (kW) | Achievable Technical Potential | 0 | 0 | 0 | 0 | 0 | 0 | 0 | 0 | 0 | 0 | 0 | 0 | 0 | 0 | 0 | 0 | 0 | 0 | 0 | 0 | 0 | 0 | 0 | 0 | 0 | 0 | 0 | 0 | 0 | 0 | 0
F3_Industrial_Primary Metals_Existing_Process_Natural Gas_Gas Boiler - Insulate Hot Water Lines_A_Achievable Technical Potential | F3 | Industrial | Primary Metals | Existing | Process | Natural Gas | Gas Boiler - Insulate Hot Water Lines | A | Integrated Unit Winter Peak Savings (kW) | Achievable Technical Potential | 0 | 0 | 0 | 0 | 0 | 0 | 0 | 0 | 0 | 0 | 0 | 0 | 0 | 0 | 0 | 0 | 0 | 0 | 0 | 0 | 0 | 0 | 0 | 0 | 0 | 0 | 0 | 0 | 0 | 0 | 0
F4_Industrial_Primary Metals_Existing_Process_Natural Gas_Gas Boiler - Insulate Hot Water Lines_A_Achievable Technical Potential | F4 | Industrial | Primary Metals | Existing | Process | Natural Gas | Gas Boiler - Insulate Hot Water Lines | A | Incremental Energy Savings (MWh or mTherms) | Achievable Technical Potential | 0 | 0 | 0 | 0 | 0 | 0.31629 | 0.31547 | 0.31296 | 0.3125 | 0.31211 | 0.3075 | 0.30611 | 0.30499 | 0.29962 | 0.30037 | 0.29708 | 0.29677 | 0.29492 | 0.29193 | 0.29199 | 0.29048 | 0.28907 | 0.28774 | 0.28649 | 0.28532 | 0 | 0 | 0 | 0 | 0 | 0
F5_Industrial_Primary Metals_Existing_Process_Natural Gas_Gas Boiler - Insulate Hot Water Lines_A_Achievable Technical Potential | F5 | Industrial | Primary Metals | Existing | Process | Natural Gas | Gas Boiler - Insulate Hot Water Lines | A | Incremental Summer Peak Savings (MW) | Achievable Technical Potential | 0 | 0 | 0 | 0 | 0 | 0 | 0 | 0 | 0 | 0 | 0 | 0 | 0 | 0 | 0 | 0 | 0 | 0 | 0 | 0 | 0 | 0 | 0 | 0 | 0 | 0 | 0 | 0 | 0 | 0 | 0
F6_Industrial_Primary Metals_Existing_Process_Natural Gas_Gas Boiler - Insulate Hot Water Lines_A_Achievable Technical Potential | F6 | Industrial | Primary Metals | Existing | Process | Natural Gas | Gas Boiler - Insulate Hot Water Lines | A | Incremental Winter Peak Savings (MW) | Achievable Technical Potential | 0 | 0 | 0 | 0 | 0 | 0 | 0 | 0 | 0 | 0 | 0 | 0 | 0 | 0 | 0 | 0 | 0 | 0 | 0 | 0 | 0 | 0 | 0 | 0 | 0 | 0 | 0 | 0 | 0 | 0 | 0
F7_Industrial_Primary Metals_Existing_Process_Natural Gas_Gas Boiler - Insulate Hot Water Lines_A_Achievable Technical Potential | F7 | Industrial | Primary Metals | Existing | Process | Natural Gas | Gas Boiler - Insulate Hot Water Lines | A | Cumulative Energy Savings (MWh or mTherms) | Achievable Technical Potential | 0 | 0 | 0 | 0 | 0 | 0.31629 | 0.63112 | 0.94278 | 1.2534 | 1.5629 | 1.8671 | 2.1699 | 2.4713 | 2.7666 | 3.0634 | 3.356 | 3.6489 | 3.9394 | 4.2265 | 4.5144 | 4.8001 | 5.0845 | 5.3674 | 5.6488 | 5.9288 | 5.9283 | 5.9278 | 5.9273 | 0 | 0 | 0
F8_Industrial_Primary Metals_Existing_Process_Natural Gas_Gas Boiler - Insulate Hot Water Lines_A_Achievable Technical Potential | F8 | Industrial | Primary Metals | Existing | Process | Natural Gas | Gas Boiler - Insulate Hot Water Lines | A | Cumulative Summer Peak Savings (MW) | Achievable Technical Potential | 0 | 0 | 0 | 0 | 0 | 0 | 0 | 0 | 0 | 0 | 0 | 0 | 0 | 0 | 0 | 0 | 0 | 0 | 0 | 0 | 0 | 0 | 0 | 0 | 0 | 0 | 0 | 0 | 0 | 0 | 0
F9_Industrial_Primary Metals_Existing_Process_Natural Gas_Gas Boiler - Insulate Hot Water Lines_A_Achievable Technical Potential | F9 | Industrial | Primary Metals | Existing | Process | Natural Gas | Gas Boiler - Insulate Hot Water Lines | A | Cumulative Winter Peak Savings (MW) | Achievable Technical Potential | 0 | 0 | 0 | 0 | 0 | 0 | 0 | 0 | 0 | 0 | 0 | 0 | 0 | 0 | 0 | 0 | 0 | 0 | 0 | 0 | 0 | 0 | 0 | 0 | 0 | 0 | 0 | 0 | 0 | 0 | 0
F10_Industrial_Primary Metals_Existing_Process_Natural Gas_Gas Boiler - Insulate Hot Water Lines_A_Achievable Technical Potential | F10 | Industrial | Primary Metals | Existing | Process | Natural Gas | Gas Boiler - Insulate Hot Water Lines | A | Purchases (Incremental) | Achievable Technical Potential | 0 | 0 | 0 | 0 | 0 | 0.92363 | 0.92312 | 0.91768 | 0.91817 | 0.91893 | 0.90726 | 0.90478 | 0.90295 | 0.88861 | 0.892 | 0.88349 | 0.88361 | 0.87916 | 0.87132 | 0.87235 | 0.86874 | 0.86536 | 0.86221 | 0.85928 | 0.85657 | 0 | 0 | 0 | 0 | 0 | 0
F11_Industrial_Primary Metals_Existing_Process_Natural Gas_Gas Boiler - Insulate Hot Water Lines_A_Achievable Technical Potential | F11 | Industrial | Primary Metals | Existing | Process | Natural Gas | Gas Boiler - Insulate Hot Water Lines | A | Purchases (Cumulative) | Achievable Technical Potential | 0 | 0 | 0 | 0 | 0 | 0.92363 | 1.8467 | 2.7644 | 3.6826 | 4.6015 | 5.5088 | 6.4136 | 7.3165 | 8.2051 | 9.0971 | 9.9806 | 10.8642 | 11.7434 | 12.6147 | 13.4871 | 14.3558 | 15.2212 | 16.0834 | 16.9427 | 17.7992 | 17.7992 | 17.7992 | 17.7992 | 17.7992 | 17.7992 | 17.7992
F1_Industrial_Primary Metals_Existing_Process_Natural Gas_Process - Insulate Heated Process Fluids_A_Achievable Technical Potential | F1 | Industrial | Primary Metals | Existing | Process | Natural Gas | Process - Insulate Heated Process Fluids | A | Integrated Unit Energy Savings (kWh or therms) | Achievable Technical Potential | 0 | 0 | 0 | 0 | 0 | 1904.5124 | 1904.1599 | 1903.8264 | 1903.5093 | 1903.1978 | 1902.8958 | 1902.6645 | 1902.478 | 1902.2924 | 1902.1843 | 1902.0633 | 1901.988 | 1901.913 | 1901.8381 | 1901.8034 | 1901.7593 | 1901.7434 | 1901.7288 | 1901.7155 | 1901.7034 | 1901.6941 | 1901.6855 | 1901.6777 | 1904.8967 | 1904.8967 | 1904.8967
F2_Industrial_Primary Metals_Existing_Process_Natural Gas_Process - Insulate Heated Process Fluids_A_Achievable Technical Potential | F2 | Industrial | Primary Metals | Existing | Process | Natural Gas | Process - Insulate Heated Process Fluids | A | Integrated Unit Summer Peak Savings (kW) | Achievable Technical Potential | 0 | 0 | 0 | 0 | 0 | 0 | 0 | 0 | 0 | 0 | 0 | 0 | 0 | 0 | 0 | 0 | 0 | 0 | 0 | 0 | 0 | 0 | 0 | 0 | 0 | 0 | 0 | 0 | 0 | 0 | 0
F3_Industrial_Primary Metals_Existing_Process_Natural Gas_Process - Insulate Heated Process Fluids_A_Achievable Technical Potential | F3 | Industrial | Primary Metals | Existing | Process | Natural Gas | Process - Insulate Heated Process Fluids | A | Integrated Unit Winter Peak Savings (kW) | Achievable Technical Potential | 0 | 0 | 0 | 0 | 0 | 0 | 0 | 0 | 0 | 0 | 0 | 0 | 0 | 0 | 0 | 0 | 0 | 0 | 0 | 0 | 0 | 0 | 0 | 0 | 0 | 0 | 0 | 0 | 0 | 0 | 0
F4_Industrial_Primary Metals_Existing_Process_Natural Gas_Process - Insulate Heated Process Fluids_A_Achievable Technical Potential | F4 | Industrial | Primary Metals | Existing | Process | Natural Gas | Process - Insulate Heated Process Fluids | A | Incremental Energy Savings (MWh or mTherms) | Achievable Technical Potential | 0 | 0 | 0 | 0 | 0 | 1.924 | 1.9226 | 1.9109 | 1.9116 | 1.9129 | 1.6994 | 1.3557 | 1.0822 | 0.85195 | 0.68413 | 0.54205 | 0.43368 | 0.34518 | 0.27367 | 0.21919 | 0.17462 | 0.0011864 | 0.00042218 | 0.00014343 | 4.6624e-05 | 3.9515e-05 | 3.941e-05 | 3.9314e-05 | 3.9295e-05 | 3.9218e-05 | 3.9152e-05
F5_Industrial_Primary Metals_Existing_Process_Natural Gas_Process - Insulate Heated Process Fluids_A_Achievable Technical Potential | F5 | Industrial | Primary Metals | Existing | Process | Natural Gas | Process - Insulate Heated Process Fluids | A | Incremental Summer Peak Savings (MW) | Achievable Technical Potential | 0 | 0 | 0 | 0 | 0 | 0 | 0 | 0 | 0 | 0 | 0 | 0 | 0 | 0 | 0 | 0 | 0 | 0 | 0 | 0 | 0 | 0 | 0 | 0 | 0 | 0 | 0 | 0 | 0 | 0 | 0
F6_Industrial_Primary Metals_Existing_Process_Natural Gas_Process - Insulate Heated Process Fluids_A_Achievable Technical Potential | F6 | Industrial | Primary Metals | Existing | Process | Natural Gas | Process - Insulate Heated Process Fluids | A | Incremental Winter Peak Savings (MW) | Achievable Technical Potential | 0 | 0 | 0 | 0 | 0 | 0 | 0 | 0 | 0 | 0 | 0 | 0 | 0 | 0 | 0 | 0 | 0 | 0 | 0 | 0 | 0 | 0 | 0 | 0 | 0 | 0 | 0 | 0 | 0 | 0 | 0
F7_Industrial_Primary Metals_Existing_Process_Natural Gas_Process - Insulate Heated Process Fluids_A_Achievable Technical Potential | F7 | Industrial | Primary Metals | Existing | Process | Natural Gas | Process - Insulate Heated Process Fluids | A | Cumulative Energy Savings (MWh or mTherms) | Achievable Technical Potential | 0 | 0 | 0 | 0 | 0 | 1.924 | 3.8462 | 5.7564 | 7.667 | 9.5786 | 11.2765 | 12.6308 | 13.7118 | 14.5624 | 15.2457 | 15.7868 | 16.2199 | 16.5644 | 16.8374 | 17.0563 | 17.2305 | 17.2316 | 17.2319 | 17.2319 | 17.2318 | 17.2318 | 17.2318 | 17.2317 | 0 | 0 | 0
F8_Industrial_Primary Metals_Existing_Process_Natural Gas_Process - Insulate Heated Process Fluids_A_Achievable Technical Potential | F8 | Industrial | Primary Metals | Existing | Process | Natural Gas | Process - Insulate Heated Process Fluids | A | Cumulative Summer Peak Savings (MW) | Achievable Technical Potential | 0 | 0 | 0 | 0 | 0 | 0 | 0 | 0 | 0 | 0 | 0 | 0 | 0 | 0 | 0 | 0 | 0 | 0 | 0 | 0 | 0 | 0 | 0 | 0 | 0 | 0 | 0 | 0 | 0 | 0 | 0
F9_Industrial_Primary Metals_Existing_Process_Natural Gas_Process - Insulate Heated Process Fluids_A_Achievable Technical Potential | F9 | Industrial | Primary Metals | Existing | Process | Natural Gas | Process - Insulate Heated Process Fluids | A | Cumulative Winter Peak Savings (MW) | Achievable Technical Potential | 0 | 0 | 0 | 0 | 0 | 0 | 0 | 0 | 0 | 0 | 0 | 0 | 0 | 0 | 0 | 0 | 0 | 0 | 0 | 0 | 0 | 0 | 0 | 0 | 0 | 0 | 0 | 0 | 0 | 0 | 0
F10_Industrial_Primary Metals_Existing_Process_Natural Gas_Process - Insulate Heated Process Fluids_A_Achievable Technical Potential | F10 | Industrial | Primary Metals | Existing | Process | Natural Gas | Process - Insulate Heated Process Fluids | A | Purchases (Incremental) | Achievable Technical Potential | 0 | 0 | 0 | 0 | 0 | 1.0102 | 1.0097 | 1.0037 | 1.0042 | 1.0051 | 0.89308 | 0.71251 | 0.56885 | 0.44786 | 0.35965 | 0.28498 | 0.22801 | 0.18149 | 0.1439 | 0.11526 | 0.091823 | 0.00062387 | 0.000222 | 7.5424e-05 | 2.4517e-05 | 2.0779e-05 | 2.0724e-05 | 2.0673e-05 | 2.0628e-05 | 2.0588e-05 | 2.0553e-05
F11_Industrial_Primary Metals_Existing_Process_Natural Gas_Process - Insulate Heated Process Fluids_A_Achievable Technical Potential | F11 | Industrial | Primary Metals | Existing | Process | Natural Gas | Process - Insulate Heated Process Fluids | A | Purchases (Cumulative) | Achievable Technical Potential | 0 | 0 | 0 | 0 | 0 | 1.0102 | 2.0199 | 3.0236 | 4.0278 | 5.0329 | 5.926 | 6.6385 | 7.2073 | 7.6552 | 8.0149 | 8.2998 | 8.5278 | 8.7093 | 8.8532 | 8.9685 | 9.0603 | 9.0609 | 9.0612 | 9.0612 | 9.0613 | 9.0613 | 9.0613 | 9.0613 | 9.0613 | 9.0614 | 9.0614
F1_Industrial_Primary Metals_Existing_Process_Natural Gas_Process Heat Recovery_A_Achievable Technical Potential | F1 | Industrial | Primary Metals | Existing | Process | Natural Gas | Process Heat Recovery | A | Integrated Unit Energy Savings (kWh or therms) | Achievable Technical Potential | 0 | 0 | 0 | 0 | 0 | 3.7699 | 3.7612 | 3.7523 | 3.7435 | 3.7347 | 3.7255 | 3.7175 | 3.7102 | 3.7023 | 3.6963 | 3.6897 | 3.6843 | 3.6787 | 3.673 | 3.6685 | 3.6636 | 3.6591 | 3.6547 | 3.6503 | 3.6459 | 3.6455 | 3.6452 | 3.6449 | 0 | 0 | 0
F2_Industrial_Primary Metals_Existing_Process_Natural Gas_Process Heat Recovery_A_Achievable Technical Potential | F2 | Industrial | Primary Metals | Existing | Process | Natural Gas | Process Heat Recovery | A | Integrated Unit Summer Peak Savings (kW) | Achievable Technical Potential | 0 | 0 | 0 | 0 | 0 | 0 | 0 | 0 | 0 | 0 | 0 | 0 | 0 | 0 | 0 | 0 | 0 | 0 | 0 | 0 | 0 | 0 | 0 | 0 | 0 | 0 | 0 | 0 | 0 | 0 | 0
F3_Industrial_Primary Metals_Existing_Process_Natural Gas_Process Heat Recovery_A_Achievable Technical Potential | F3 | Industrial | Primary Metals | Existing | Process | Natural Gas | Process Heat Recovery | A | Integrated Unit Winter Peak Savings (kW) | Achievable Technical Potential | 0 | 0 | 0 | 0 | 0 | 0 | 0 | 0 | 0 | 0 | 0 | 0 | 0 | 0 | 0 | 0 | 0 | 0 | 0 | 0 | 0 | 0 | 0 | 0 | 0 | 0 | 0 | 0 | 0 | 0 | 0
F4_Industrial_Primary Metals_Existing_Process_Natural Gas_Process Heat Recovery_A_Achievable Technical Potential | F4 | Industrial | Primary Metals | Existing | Process | Natural Gas | Process Heat Recovery | A | Incremental Energy Savings (MWh or mTherms) | Achievable Technical Potential | 0 | 0 | 0 | 0 | 0 | 0.1371 | 0.13671 | 0.13558 | 0.13534 | 0.13513 | 0.11978 | 0.095357 | 0.075979 | 0.059692 | 0.047858 | 0.037853 | 0.030242 | 0.024035 | 0.019027 | 0.015221 | 0.01211 | 8.218e-05 | 2.9208e-05 | 9.9114e-06 | 3.2179e-06 | 2.727e-06 | 2.7195e-06 | 2.7127e-06 | 0 | 0 | 0
F5_Industrial_Primary Metals_Existing_Process_Natural Gas_Process Heat Recovery_A_Achievable Technical Potential | F5 | Industrial | Primary Metals | Existing | Process | Natural Gas | Process Heat Recovery | A | Incremental Summer Peak Savings (MW) | Achievable Technical Potential | 0 | 0 | 0 | 0 | 0 | 0 | 0 | 0 | 0 | 0 | 0 | 0 | 0 | 0 | 0 | 0 | 0 | 0 | 0 | 0 | 0 | 0 | 0 | 0 | 0 | 0 | 0 | 0 | 0 | 0 | 0
F6_Industrial_Primary Metals_Existing_Process_Natural Gas_Process Heat Recovery_A_Achievable Technical Potential | F6 | Industrial | Primary Metals | Existing | Process | Natural Gas | Process Heat Recovery | A | Incremental Winter Peak Savings (MW) | Achievable Technical Potential | 0 | 0 | 0 | 0 | 0 | 0 | 0 | 0 | 0 | 0 | 0 | 0 | 0 | 0 | 0 | 0 | 0 | 0 | 0 | 0 | 0 | 0 | 0 | 0 | 0 | 0 | 0 | 0 | 0 | 0 | 0
F7_Industrial_Primary Metals_Existing_Process_Natural Gas_Process Heat Recovery_A_Achievable Technical Potential | F7 | Industrial | Primary Metals | Existing | Process | Natural Gas | Process Heat Recovery | A | Cumulative Energy Savings (MWh or mTherms) | Achievable Technical Potential | 0 | 0 | 0 | 0 | 0 | 0.1371 | 0.2735 | 0.40843 | 0.54282 | 0.67666 | 0.79479 | 0.88844 | 0.96265 | 1.0203 | 1.0665 | 1.1025 | 1.1311 | 1.1534 | 1.1706 | 1.1844 | 1.1949 | 1.1936 | 1.1922 | 1.1907 | 1.1893 | 1.1892 | 1.1891 | 1.189 | 0 | 0 | 0
F8_Industrial_Primary Metals_Existing_Process_Natural Gas_Process Heat Recovery_A_Achievable Technical Potential | F8 | Industrial | Primary Metals | Existing | Process | Natural Gas | Process Heat Recovery | A | Cumulative Summer Peak Savings (MW) | Achievable Technical Potential | 0 | 0 | 0 | 0 | 0 | 0 | 0 | 0 | 0 | 0 | 0 | 0 | 0 | 0 | 0 | 0 | 0 | 0 | 0 | 0 | 0 | 0 | 0 | 0 | 0 | 0 | 0 | 0 | 0 | 0 | 0
F9_Industrial_Primary Metals_Existing_Process_Natural Gas_Process Heat Recovery_A_Achievable Technical Potential | F9 | Industrial | Primary Metals | Existing | Process | Natural Gas | Process Heat Recovery | A | Cumulative Winter Peak Savings (MW) | Achievable Technical Potential | 0 | 0 | 0 | 0 | 0 | 0 | 0 | 0 | 0 | 0 | 0 | 0 | 0 | 0 | 0 | 0 | 0 | 0 | 0 | 0 | 0 | 0 | 0 | 0 | 0 | 0 | 0 | 0 | 0 | 0 | 0
F10_Industrial_Primary Metals_Existing_Process_Natural Gas_Process Heat Recovery_A_Achievable Technical Potential | F10 | Industrial | Primary Metals | Existing | Process | Natural Gas | Process Heat Recovery | A | Purchases (Incremental) | Achievable Technical Potential | 0 | 0 | 0 | 0 | 0 | 36.3677 | 36.3477 | 36.1333 | 36.1529 | 36.1828 | 32.151 | 25.6505 | 20.4787 | 16.1228 | 12.9475 | 10.2592 | 8.2084 | 6.5337 | 5.1803 | 4.1492 | 3.3056 | 0.022459 | 0.0079919 | 0.0027153 | 0.00088262 | 0.00074804 | 0.00074605 | 0.00074424 | 9.3059e-07 | 9.3059e-07 | 9.3059e-07
F11_Industrial_Primary Metals_Existing_Process_Natural Gas_Process Heat Recovery_A_Achievable Technical Potential | F11 | Industrial | Primary Metals | Existing | Process | Natural Gas | Process Heat Recovery | A | Purchases (Cumulative) | Achievable Technical Potential | 0 | 0 | 0 | 0 | 0 | 36.3677 | 72.7154 | 108.8487 | 145.0016 | 181.1844 | 213.3353 | 238.9858 | 259.4646 | 275.5874 | 288.5349 | 298.7941 | 307.0025 | 313.5363 | 318.7166 | 322.8658 | 326.1714 | 326.1939 | 326.2018 | 326.2046 | 326.2054 | 326.2062 | 326.2069 | 326.2077 | 326.2077 | 326.2077 | 326.2077
F1_Industrial_Primary Metals_Existing_Space Heating_Natural Gas_Building Automation System_A_Achievable Technical Potential | F1 | Industrial | Primary Metals | Existing | Space Heating | Natural Gas | Building Automation System | A | Integrated Unit Energy Savings (kWh or therms) | Achievable Technical Potential | 0 | 0 | 0 | 0 | 0 | 0.015441 | 0.015337 | 0.01521 | 0.015075 | 0.014929 | 0.014775 | 0.014615 | 0.014451 | 0.014279 | 0.014096 | 0.013916 | 0.013739 | 0.01357 | 0.013408 | 0.013257 | 0.013112 | 0.012966 | 0.012837 | 0.012724 | 0.012618 | 0.012534 | 0.012461 | 0.012394 | 0 | 0 | 0
F2_Industrial_Primary Metals_Existing_Space Heating_Natural Gas_Building Automation System_A_Achievable Technical Potential | F2 | Industrial | Primary Metals | Existing | Space Heating | Natural Gas | Building Automation System | A | Integrated Unit Summer Peak Savings (kW) | Achievable Technical Potential | 0 | 0 | 0 | 0 | 0 | 0 | 0 | 0 | 0 | 0 | 0 | 0 | 0 | 0 | 0 | 0 | 0 | 0 | 0 | 0 | 0 | 0 | 0 | 0 | 0 | 0 | 0 | 0 | 0 | 0 | 0
F3_Industrial_Primary Metals_Existing_Space Heating_Natural Gas_Building Automation System_A_Achievable Technical Potential | F3 | Industrial | Primary Metals | Existing | Space Heating | Natural Gas | Building Automation System | A | Integrated Unit Winter Peak Savings (kW) | Achievable Technical Potential | 0 | 0 | 0 | 0 | 0 | 0 | 0 | 0 | 0 | 0 | 0 | 0 | 0 | 0 | 0 | 0 | 0 | 0 | 0 | 0 | 0 | 0 | 0 | 0 | 0 | 0 | 0 | 0 | 0 | 0 | 0
F4_Industrial_Primary Metals_Existing_Space Heating_Natural Gas_Building Automation System_A_Achievable Technical Potential | F4 | Industrial | Primary Metals | Existing | Space Heating | Natural Gas | Building Automation System | A | Incremental Energy Savings (MWh or mTherms) | Achievable Technical Potential | 0 | 0 | 0 | 0 | 0 | 0.010159 | 0.020159 | 0.03529 | 0.056921 | 0.085633 | 0.11984 | 0.16081 | 0.20571 | 0.24741 | 0.28911 | 0.31718 | 0.33317 | 0.32878 | 0.30349 | 0.26415 | 0.21517 | 0.16207 | 0.11068 | 0.069855 | 0.045035 | 0 | 0 | 0 | 0 | 0 | 0
F5_Industrial_Primary Metals_Existing_Space Heating_Natural Gas_Building Automation System_A_Achievable Technical Potential | F5 | Industrial | Primary Metals | Existing | Space Heating | Natural Gas | Building Automation System | A | Incremental Summer Peak Savings (MW) | Achievable Technical Potential | 0 | 0 | 0 | 0 | 0 | 0 | 0 | 0 | 0 | 0 | 0 | 0 | 0 | 0 | 0 | 0 | 0 | 0 | 0 | 0 | 0 | 0 | 0 | 0 | 0 | 0 | 0 | 0 | 0 | 0 | 0
F6_Industrial_Primary Metals_Existing_Space Heating_Natural Gas_Building Automation System_A_Achievable Technical Potential | F6 | Industrial | Primary Metals | Existing | Space Heating | Natural Gas | Building Automation System | A | Incremental Winter Peak Savings (MW) | Achievable Technical Potential | 0 | 0 | 0 | 0 | 0 | 0 | 0 | 0 | 0 | 0 | 0 | 0 | 0 | 0 | 0 | 0 | 0 | 0 | 0 | 0 | 0 | 0 | 0 | 0 | 0 | 0 | 0 | 0 | 0 | 0 | 0
F7_Industrial_Primary Metals_Existing_Space Heating_Natural Gas_Building Automation System_A_Achievable Technical Potential | F7 | Industrial | Primary Metals | Existing | Space Heating | Natural Gas | Building Automation System | A | Cumulative Energy Savings (MWh or mTherms) | Achievable Technical Potential | 0 | 0 | 0 | 0 | 0 | 0.010159 | 0.03025 | 0.065291 | 0.12163 | 0.20609 | 0.3238 | 0.48109 | 0.68141 | 0.92071 | 1.198 | 1.4999 | 1.814 | 2.1205 | 2.3986 | 2.6358 | 2.8221 | 2.9527 | 3.034 | 3.0773 | 3.0967 | 3.0759 | 3.0581 | 3.0415 | 0 | 0 | 0
F8_Industrial_Primary Metals_Existing_Space Heating_Natural Gas_Building Automation System_A_Achievable Technical Potential | F8 | Industrial | Primary Metals | Existing | Space Heating | Natural Gas | Building Automation System | A | Cumulative Summer Peak Savings (MW) | Achievable Technical Potential | 0 | 0 | 0 | 0 | 0 | 0 | 0 | 0 | 0 | 0 | 0 | 0 | 0 | 0 | 0 | 0 | 0 | 0 | 0 | 0 | 0 | 0 | 0 | 0 | 0 | 0 | 0 | 0 | 0 | 0 | 0
F9_Industrial_Primary Metals_Existing_Space Heating_Natural Gas_Building Automation System_A_Achievable Technical Potential | F9 | Industrial | Primary Metals | Existing | Space Heating | Natural Gas | Building Automation System | A | Cumulative Winter Peak Savings (MW) | Achievable Technical Potential | 0 | 0 | 0 | 0 | 0 | 0 | 0 | 0 | 0 | 0 | 0 | 0 | 0 | 0 | 0 | 0 | 0 | 0 | 0 | 0 | 0 | 0 | 0 | 0 | 0 | 0 | 0 | 0 | 0 | 0 | 0
F10_Industrial_Primary Metals_Existing_Space Heating_Natural Gas_Building Automation System_A_Achievable Technical Potential | F10 | Industrial | Primary Metals | Existing | Space Heating | Natural Gas | Building Automation System | A | Purchases (Incremental) | Achievable Technical Potential | 0 | 0 | 0 | 0 | 0 | 657.9327 | 1314.4426 | 2320.0887 | 3775.9827 | 5736.1535 | 8111.0704 | 11003.1328 | 14235.0721 | 17326.7483 | 20510.3637 | 22791.8524 | 24249.3863 | 24228.0666 | 22635.3159 | 19925.0796 | 16409.6809 | 12499.774 | 8622.1587 | 5489.8814 | 3569.0669 | 0 | 0 | 0 | 0 | 0 | 0
F11_Industrial_Primary Metals_Existing_Space Heating_Natural Gas_Building Automation System_A_Achievable Technical Potential | F11 | Industrial | Primary Metals | Existing | Space Heating | Natural Gas | Building Automation System | A | Purchases (Cumulative) | Achievable Technical Potential | 0 | 0 | 0 | 0 | 0 | 657.9327 | 1972.3753 | 4292.464 | 8068.4467 | 13804.6002 | 21915.6705 | 32918.8034 | 47153.8754 | 64480.6238 | 84990.9874 | 107782.8399 | 132032.2262 | 156260.2928 | 178895.6087 | 198820.6882 | 215230.3692 | 227730.1431 | 236352.3018 | 241842.1832 | 245411.2501 | 245411.2501 | 245411.2501 | 245411.2501 | 245411.2501 | 245411.2501 | 245411.2501
F1_Industrial_Primary Metals_Existing_Space Heating_Natural Gas_Steam System Efficiency Improvements_A_Achievable Technical Potential | F1 | Industrial | Primary Metals | Existing | Space Heating | Natural Gas | Steam System Efficiency Improvements | A | Integrated Unit Energy Savings (kWh or therms) | Achievable Technical Potential | 0 | 0 | 0 | 0 | 0 | 0.13664 | 0.13406 | 0.13085 | 0.12697 | 0.12247 | 0.11737 | 0.11214 | 0.10694 | 0.10166 | 0.097184 | 0.092901 | 0.089416 | 0.086283 | 0.083473 | 0.081409 | 0.079495 | 0.077807 | 0.076369 | 0.075236 | 0.074177 | 0.073504 | 0.072923 | 0.072389 | 0.11902 | 0.11854 | 0.11809
F2_Industrial_Primary Metals_Existing_Space Heating_Natural Gas_Steam System Efficiency Improvements_A_Achievable Technical Potential | F2 | Industrial | Primary Metals | Existing | Space Heating | Natural Gas | Steam System Efficiency Improvements | A | Integrated Unit Summer Peak Savings (kW) | Achievable Technical Potential | 0 | 0 | 0 | 0 | 0 | 0 | 0 | 0 | 0 | 0 | 0 | 0 | 0 | 0 | 0 | 0 | 0 | 0 | 0 | 0 | 0 | 0 | 0 | 0 | 0 | 0 | 0 | 0 | 0 | 0 | 0
F3_Industrial_Primary Metals_Existing_Space Heating_Natural Gas_Steam System Efficiency Improvements_A_Achievable Technical Potential | F3 | Industrial | Primary Metals | Existing | Space Heating | Natural Gas | Steam System Efficiency Improvements | A | Integrated Unit Winter Peak Savings (kW) | Achievable Technical Potential | 0 | 0 | 0 | 0 | 0 | 0 | 0 | 0 | 0 | 0 | 0 | 0 | 0 | 0 | 0 | 0 | 0 | 0 | 0 | 0 | 0 | 0 | 0 | 0 | 0 | 0 | 0 | 0 | 0 | 0 | 0
F4_Industrial_Primary Metals_Existing_Space Heating_Natural Gas_Steam System Efficiency Improvements_A_Achievable Technical Potential | F4 | Industrial | Primary Metals | Existing | Space Heating | Natural Gas | Steam System Efficiency Improvements | A | Incremental Energy Savings (MWh or mTherms) | Achievable Technical Potential | 0 | 0 | 0 | 0 | 0 | 0.00063713 | 0.0012488 | 0.0021515 | 0.003398 | 0.0049787 | 0.0067468 | 0.0087446 | 0.010788 | 0.012484 | 0.014127 | 0.015006 | 0.015367 | 0.014815 | 0.013391 | 0.011496 | 0.0092451 | 0.0068927 | 0.0046666 | 0.0029272 | 0.0018763 | 0 | 0 | 0 | 0 | 0 | 0
F5_Industrial_Primary Metals_Existing_Space Heating_Natural Gas_Steam System Efficiency Improvements_A_Achievable Technical Potential | F5 | Industrial | Primary Metals | Existing | Space Heating | Natural Gas | Steam System Efficiency Improvements | A | Incremental Summer Peak Savings (MW) | Achievable Technical Potential | 0 | 0 | 0 | 0 | 0 | 0 | 0 | 0 | 0 | 0 | 0 | 0 | 0 | 0 | 0 | 0 | 0 | 0 | 0 | 0 | 0 | 0 | 0 | 0 | 0 | 0 | 0 | 0 | 0 | 0 | 0
F6_Industrial_Primary Metals_Existing_Space Heating_Natural Gas_Steam System Efficiency Improvements_A_Achievable Technical Potential | F6 | Industrial | Primary Metals | Existing | Space Heating | Natural Gas | Steam System Efficiency Improvements | A | Incremental Winter Peak Savings (MW) | Achievable Technical Potential | 0 | 0 | 0 | 0 | 0 | 0 | 0 | 0 | 0 | 0 | 0 | 0 | 0 | 0 | 0 | 0 | 0 | 0 | 0 | 0 | 0 | 0 | 0 | 0 | 0 | 0 | 0 | 0 | 0 | 0 | 0
F7_Industrial_Primary Metals_Existing_Space Heating_Natural Gas_Steam System Efficiency Improvements_A_Achievable Technical Potential | F7 | Industrial | Primary Metals | Existing | Space Heating | Natural Gas | Steam System Efficiency Improvements | A | Cumulative Energy Savings (MWh or mTherms) | Achievable Technical Potential | 0 | 0 | 0 | 0 | 0 | 0.00063713 | 0.0018739 | 0.0039806 | 0.0072607 | 0.011982 | 0.018229 | 0.026162 | 0.035736 | 0.046458 | 0.058538 | 0.070964 | 0.083669 | 0.095553 | 0.10583 | 0.11471 | 0.12126 | 0.12558 | 0.12792 | 0.12895 | 0.12901 | 0.12784 | 0.12683 | 0.1259 | 0 | 0 | 0
F8_Industrial_Primary Metals_Existing_Space Heating_Natural Gas_Steam System Efficiency Improvements_A_Achievable Technical Potential | F8 | Industrial | Primary Metals | Existing | Space Heating | Natural Gas | Steam System Efficiency Improvements | A | Cumulative Summer Peak Savings (MW) | Achievable Technical Potential | 0 | 0 | 0 | 0 | 0 | 0 | 0 | 0 | 0 | 0 | 0 | 0 | 0 | 0 | 0 | 0 | 0 | 0 | 0 | 0 | 0 | 0 | 0 | 0 | 0 | 0 | 0 | 0 | 0 | 0 | 0
F9_Industrial_Primary Metals_Existing_Space Heating_Natural Gas_Steam System Efficiency Improvements_A_Achievable Technical Potential | F9 | Industrial | Primary Metals | Existing | Space Heating | Natural Gas | Steam System Efficiency Improvements | A | Cumulative Winter Peak Savings (MW) | Achievable Technical Potential | 0 | 0 | 0 | 0 | 0 | 0 | 0 | 0 | 0 | 0 | 0 | 0 | 0 | 0 | 0 | 0 | 0 | 0 | 0 | 0 | 0 | 0 | 0 | 0 | 0 | 0 | 0 | 0 | 0 | 0 | 0
F10_Industrial_Primary Metals_Existing_Space Heating_Natural Gas_Steam System Efficiency Improvements_A_Achievable Technical Potential | F10 | Industrial | Primary Metals | Existing | Space Heating | Natural Gas | Steam System Efficiency Improvements | A | Purchases (Incremental) | Achievable Technical Potential | 0 | 0 | 0 | 0 | 0 | 4.6628 | 9.3156 | 16.4428 | 26.7609 | 40.6528 | 57.4841 | 77.9805 | 100.8857 | 122.7968 | 145.3595 | 161.5286 | 171.8584 | 171.7073 | 160.4193 | 141.2115 | 116.2974 | 88.5874 | 61.1063 | 38.9075 | 25.2944 | 0 | 0 | 0 | 0 | 0 | 0
F11_Industrial_Primary Metals_Existing_Space Heating_Natural Gas_Steam System Efficiency Improvements_A_Achievable Technical Potential | F11 | Industrial | Primary Metals | Existing | Space Heating | Natural Gas | Steam System Efficiency Improvements | A | Purchases (Cumulative) | Achievable Technical Potential | 0 | 0 | 0 | 0 | 0 | 4.6628 | 13.9785 | 30.4212 | 57.1821 | 97.8349 | 155.319 | 233.2996 | 334.1853 | 456.9821 | 602.3415 | 763.8702 | 935.7285 | 1107.4358 | 1267.8551 | 1409.0665 | 1525.364 | 1613.9514 | 1675.0577 | 1713.9651 | 1739.2595 | 1739.2595 | 1739.2595 | 1739.2595 | 1739.2595 | 1739.2595 | 1739.2595
F1_Industrial_Primary Metals_Existing_Process_Natural Gas_Steam System Efficiency Improvements_A_Achievable Technical Potential | F1 | Industrial | Primary Metals | Existing | Process | Natural Gas | Steam System Efficiency Improvements | A | Integrated Unit Energy Savings (kWh or therms) | Achievable Technical Potential | 0 | 0 | 0 | 0 | 0 | 0.1337 | 0.13338 | 0.13306 | 0.13274 | 0.13242 | 0.13208 | 0.13179 | 0.13153 | 0.13124 | 0.13103 | 0.13079 | 0.1306 | 0.1304 | 0.13019 | 0.13003 | 0.12986 | 0.1297 | 0.12954 | 0.12938 | 0.12923 | 0.12922 | 0.1292 | 0.12919 | 0.13402 | 0.13402 | 0.13402
F2_Industrial_Primary Metals_Existing_Process_Natural Gas_Steam System Efficiency Improvements_A_Achievable Technical Potential | F2 | Industrial | Primary Metals | Existing | Process | Natural Gas | Steam System Efficiency Improvements | A | Integrated Unit Summer Peak Savings (kW) | Achievable Technical Potential | 0 | 0 | 0 | 0 | 0 | 0 | 0 | 0 | 0 | 0 | 0 | 0 | 0 | 0 | 0 | 0 | 0 | 0 | 0 | 0 | 0 | 0 | 0 | 0 | 0 | 0 | 0 | 0 | 0 | 0 | 0
F3_Industrial_Primary Metals_Existing_Process_Natural Gas_Steam System Efficiency Improvements_A_Achievable Technical Potential | F3 | Industrial | Primary Metals | Existing | Process | Natural Gas | Steam System Efficiency Improvements | A | Integrated Unit Winter Peak Savings (kW) | Achievable Technical Potential | 0 | 0 | 0 | 0 | 0 | 0 | 0 | 0 | 0 | 0 | 0 | 0 | 0 | 0 | 0 | 0 | 0 | 0 | 0 | 0 | 0 | 0 | 0 | 0 | 0 | 0 | 0 | 0 | 0 | 0 | 0
F4_Industrial_Primary Metals_Existing_Process_Natural Gas_Steam System Efficiency Improvements_A_Achievable Technical Potential | F4 | Industrial | Primary Metals | Existing | Process | Natural Gas | Steam System Efficiency Improvements | A | Incremental Energy Savings (MWh or mTherms) | Achievable Technical Potential | 0 | 0 | 0 | 0 | 0 | 1.9001e-05 | 3.787e-05 | 6.6681e-05 | 0.00010826 | 0.00016406 | 0.00023141 | 0.00031323 | 0.00040441 | 0.00049119 | 0.00058048 | 0.00064388 | 0.00068404 | 0.00068239 | 0.00063653 | 0.00055963 | 0.00046027 | 0.00035017 | 0.00024125 | 0.00015342 | 9.9624e-05 | 0 | 0 | 0 | 0 | 0 | 0
F5_Industrial_Primary Metals_Existing_Process_Natural Gas_Steam System Efficiency Improvements_A_Achievable Technical Potential | F5 | Industrial | Primary Metals | Existing | Process | Natural Gas | Steam System Efficiency Improvements | A | Incremental Summer Peak Savings (MW) | Achievable Technical Potential | 0 | 0 | 0 | 0 | 0 | 0 | 0 | 0 | 0 | 0 | 0 | 0 | 0 | 0 | 0 | 0 | 0 | 0 | 0 | 0 | 0 | 0 | 0 | 0 | 0 | 0 | 0 | 0 | 0 | 0 | 0
F6_Industrial_Primary Metals_Existing_Process_Natural Gas_Steam System Efficiency Improvements_A_Achievable Technical Potential | F6 | Industrial | Primary Metals | Existing | Process | Natural Gas | Steam System Efficiency Improvements | A | Incremental Winter Peak Savings (MW) | Achievable Technical Potential | 0 | 0 | 0 | 0 | 0 | 0 | 0 | 0 | 0 | 0 | 0 | 0 | 0 | 0 | 0 | 0 | 0 | 0 | 0 | 0 | 0 | 0 | 0 | 0 | 0 | 0 | 0 | 0 | 0 | 0 | 0
F7_Industrial_Primary Metals_Existing_Process_Natural Gas_Steam System Efficiency Improvements_A_Achievable Technical Potential | F7 | Industrial | Primary Metals | Existing | Process | Natural Gas | Steam System Efficiency Improvements | A | Cumulative Energy Savings (MWh or mTherms) | Achievable Technical Potential | 0 | 0 | 0 | 0 | 0 | 1.9001e-05 | 5.6825e-05 | 0.00012337 | 0.00023133 | 0.00039484 | 0.00062526 | 0.00093711 | 0.0013396 | 0.0018279 | 0.0024054 | 0.0030449 | 0.0037244 | 0.0044011 | 0.0050307 | 0.0055842 | 0.0060369 | 0.0063797 | 0.0066132 | 0.0067587 | 0.0068502 | 0.0068495 | 0.0068488 | 0.0068482 | 0 | 0 | 0
F8_Industrial_Primary Metals_Existing_Process_Natural Gas_Steam System Efficiency Improvements_A_Achievable Technical Potential | F8 | Industrial | Primary Metals | Existing | Process | Natural Gas | Steam System Efficiency Improvements | A | Cumulative Summer Peak Savings (MW) | Achievable Technical Potential | 0 | 0 | 0 | 0 | 0 | 0 | 0 | 0 | 0 | 0 | 0 | 0 | 0 | 0 | 0 | 0 | 0 | 0 | 0 | 0 | 0 | 0 | 0 | 0 | 0 | 0 | 0 | 0 | 0 | 0 | 0
F9_Industrial_Primary Metals_Existing_Process_Natural Gas_Steam System Efficiency Improvements_A_Achievable Technical Potential | F9 | Industrial | Primary Metals | Existing | Process | Natural Gas | Steam System Efficiency Improvements | A | Cumulative Winter Peak Savings (MW) | Achievable Technical Potential | 0 | 0 | 0 | 0 | 0 | 0 | 0 | 0 | 0 | 0 | 0 | 0 | 0 | 0 | 0 | 0 | 0 | 0 | 0 | 0 | 0 | 0 | 0 | 0 | 0 | 0 | 0 | 0 | 0 | 0 | 0
F10_Industrial_Primary Metals_Existing_Process_Natural Gas_Steam System Efficiency Improvements_A_Achievable Technical Potential | F10 | Industrial | Primary Metals | Existing | Process | Natural Gas | Steam System Efficiency Improvements | A | Purchases (Incremental) | Achievable Technical Potential | 0 | 0 | 0 | 0 | 0 | 0.14211 | 0.28392 | 0.50114 | 0.81561 | 1.239 | 1.752 | 2.3767 | 3.0748 | 3.7426 | 4.4302 | 4.923 | 5.2378 | 5.2332 | 4.8892 | 4.3038 | 3.5445 | 2.6999 | 1.8624 | 1.1858 | 0.77091 | 0 | 0 | 0 | 0 | 0 | 0
F11_Industrial_Primary Metals_Existing_Process_Natural Gas_Steam System Efficiency Improvements_A_Achievable Technical Potential | F11 | Industrial | Primary Metals | Existing | Process | Natural Gas | Steam System Efficiency Improvements | A | Purchases (Cumulative) | Achievable Technical Potential | 0 | 0 | 0 | 0 | 0 | 0.14211 | 0.42603 | 0.92717 | 1.7428 | 2.9818 | 4.7338 | 7.1104 | 10.1852 | 13.9277 | 18.358 | 23.281 | 28.5188 | 33.752 | 38.6412 | 42.945 | 46.4895 | 49.1895 | 51.0518 | 52.2376 | 53.0086 | 53.0086 | 53.0086 | 53.0086 | 53.0086 | 53.0086 | 53.0086
F1_Industrial_Primary Metals_Existing_Space Heating_Natural Gas_Strategic Energy Management_A_Achievable Technical Potential | F1 | Industrial | Primary Metals | Existing | Space Heating | Natural Gas | Strategic Energy Management | A | Integrated Unit Energy Savings (kWh or therms) | Achievable Technical Potential | 0 | 0 | 0 | 0 | 0 | 16.2986 | 16.2053 | 16.0891 | 15.9623 | 15.825 | 15.6802 | 15.5281 | 15.3718 | 15.2081 | 15.0292 | 14.8553 | 14.6812 | 14.5159 | 14.3583 | 14.21 | 14.0691 | 13.9263 | 13.8017 | 13.6946 | 13.5943 | 13.504 | 13.4266 | 13.3543 | 0 | 0 | 0
F2_Industrial_Primary Metals_Existing_Space Heating_Natural Gas_Strategic Energy Management_A_Achievable Technical Potential | F2 | Industrial | Primary Metals | Existing | Space Heating | Natural Gas | Strategic Energy Management | A | Integrated Unit Summer Peak Savings (kW) | Achievable Technical Potential | 0 | 0 | 0 | 0 | 0 | 0 | 0 | 0 | 0 | 0 | 0 | 0 | 0 | 0 | 0 | 0 | 0 | 0 | 0 | 0 | 0 | 0 | 0 | 0 | 0 | 0 | 0 | 0 | 0 | 0 | 0
F3_Industrial_Primary Metals_Existing_Space Heating_Natural Gas_Strategic Energy Management_A_Achievable Technical Potential | F3 | Industrial | Primary Metals | Existing | Space Heating | Natural Gas | Strategic Energy Management | A | Integrated Unit Winter Peak Savings (kW) | Achievable Technical Potential | 0 | 0 | 0 | 0 | 0 | 0 | 0 | 0 | 0 | 0 | 0 | 0 | 0 | 0 | 0 | 0 | 0 | 0 | 0 | 0 | 0 | 0 | 0 | 0 | 0 | 0 | 0 | 0 | 0 | 0 | 0
F4_Industrial_Primary Metals_Existing_Space Heating_Natural Gas_Strategic Energy Management_A_Achievable Technical Potential | F4 | Industrial | Primary Metals | Existing | Space Heating | Natural Gas | Strategic Energy Management | A | Incremental Energy Savings (MWh or mTherms) | Achievable Technical Potential | 0 | 0 | 0 | 0 | 0 | 0.063945 | 0.063544 | 0.062716 | 0.062256 | 0.061771 | 0.060429 | 0.059679 | 0.058958 | 0.057404 | 0.056946 | 0.05575 | 0.055104 | 0.054209 | 0.053142 | 0.052656 | 0.051918 | 0.051191 | 0.050548 | 0.049985 | 0.049463 | 0 | 0 | 0 | 0 | 0 | 0
F5_Industrial_Primary Metals_Existing_Space Heating_Natural Gas_Strategic Energy Management_A_Achievable Technical Potential | F5 | Industrial | Primary Metals | Existing | Space Heating | Natural Gas | Strategic Energy Management | A | Incremental Summer Peak Savings (MW) | Achievable Technical Potential | 0 | 0 | 0 | 0 | 0 | 0 | 0 | 0 | 0 | 0 | 0 | 0 | 0 | 0 | 0 | 0 | 0 | 0 | 0 | 0 | 0 | 0 | 0 | 0 | 0 | 0 | 0 | 0 | 0 | 0 | 0
F6_Industrial_Primary Metals_Existing_Space Heating_Natural Gas_Strategic Energy Management_A_Achievable Technical Potential | F6 | Industrial | Primary Metals | Existing | Space Heating | Natural Gas | Strategic Energy Management | A | Incremental Winter Peak Savings (MW) | Achievable Technical Potential | 0 | 0 | 0 | 0 | 0 | 0 | 0 | 0 | 0 | 0 | 0 | 0 | 0 | 0 | 0 | 0 | 0 | 0 | 0 | 0 | 0 | 0 | 0 | 0 | 0 | 0 | 0 | 0 | 0 | 0 | 0
F7_Industrial_Primary Metals_Existing_Space Heating_Natural Gas_Strategic Energy Management_A_Achievable Technical Potential | F7 | Industrial | Primary Metals | Existing | Space Heating | Natural Gas | Strategic Energy Management | A | Cumulative Energy Savings (MWh or mTherms) | Achievable Technical Potential | 0 | 0 | 0 | 0 | 0 | 0.063945 | 0.12712 | 0.18893 | 0.2497 | 0.30932 | 0.36692 | 0.42304 | 0.47774 | 0.53006 | 0.58077 | 0.62979 | 0.67752 | 0.7241 | 0.76938 | 0.81409 | 0.85793 | 0.90041 | 0.94291 | 0.98558 | 1.0278 | 1.021 | 1.0151 | 1.0097 | 0 | 0 | 0
F8_Industrial_Primary Metals_Existing_Space Heating_Natural Gas_Strategic Energy Management_A_Achievable Technical Potential | F8 | Industrial | Primary Metals | Existing | Space Heating | Natural Gas | Strategic Energy Management | A | Cumulative Summer Peak Savings (MW) | Achievable Technical Potential | 0 | 0 | 0 | 0 | 0 | 0 | 0 | 0 | 0 | 0 | 0 | 0 | 0 | 0 | 0 | 0 | 0 | 0 | 0 | 0 | 0 | 0 | 0 | 0 | 0 | 0 | 0 | 0 | 0 | 0 | 0
F9_Industrial_Primary Metals_Existing_Space Heating_Natural Gas_Strategic Energy Management_A_Achievable Technical Potential | F9 | Industrial | Primary Metals | Existing | Space Heating | Natural Gas | Strategic Energy Management | A | Cumulative Winter Peak Savings (MW) | Achievable Technical Potential | 0 | 0 | 0 | 0 | 0 | 0 | 0 | 0 | 0 | 0 | 0 | 0 | 0 | 0 | 0 | 0 | 0 | 0 | 0 | 0 | 0 | 0 | 0 | 0 | 0 | 0 | 0 | 0 | 0 | 0 | 0
F10_Industrial_Primary Metals_Existing_Space Heating_Natural Gas_Strategic Energy Management_A_Achievable Technical Potential | F10 | Industrial | Primary Metals | Existing | Space Heating | Natural Gas | Strategic Energy Management | A | Purchases (Incremental) | Achievable Technical Potential | 0 | 0 | 0 | 0 | 0 | 3.9233 | 3.9212 | 3.8981 | 3.9002 | 3.9034 | 3.8538 | 3.8433 | 3.8355 | 3.7746 | 3.789 | 3.7529 | 3.7534 | 3.7345 | 3.7012 | 3.7055 | 3.6902 | 3.6759 | 3.6625 | 3.65 | 3.6385 | 0 | 0 | 0 | 0 | 0 | 0
F11_Industrial_Primary Metals_Existing_Space Heating_Natural Gas_Strategic Energy Management_A_Achievable Technical Potential | F11 | Industrial | Primary Metals | Existing | Space Heating | Natural Gas | Strategic Energy Management | A | Purchases (Cumulative) | Achievable Technical Potential | 0 | 0 | 0 | 0 | 0 | 3.9233 | 7.8445 | 11.7426 | 15.6428 | 19.5462 | 23.4 | 27.2433 | 31.0788 | 34.8534 | 38.6424 | 42.3953 | 46.1486 | 49.8831 | 53.5843 | 57.2898 | 60.98 | 64.6559 | 68.3183 | 71.9684 | 75.6069 | 75.6069 | 75.6069 | 75.6069 | 75.6069 | 75.6069 | 75.6069
F1_Industrial_Primary Metals_Existing_Process_Natural Gas_Strategic Energy Management_A_Achievable Technical Potential | F1 | Industrial | Primary Metals | Existing | Process | Natural Gas | Strategic Energy Management | A | Integrated Unit Energy Savings (kWh or therms) | Achievable Technical Potential | 0 | 0 | 0 | 0 | 0 | 100.6716 | 100.5558 | 100.4399 | 100.3263 | 100.2131 | 100.1034 | 100.0193 | 99.9514 | 99.8845 | 99.8447 | 99.8007 | 99.7725 | 99.7443 | 99.7161 | 99.7019 | 99.6846 | 99.6781 | 99.6719 | 99.666 | 99.6604 | 99.6571 | 99.6541 | 99.6513 | 0 | 0 | 0
F2_Industrial_Primary Metals_Existing_Process_Natural Gas_Strategic Energy Management_A_Achievable Technical Potential | F2 | Industrial | Primary Metals | Existing | Process | Natural Gas | Strategic Energy Management | A | Integrated Unit Summer Peak Savings (kW) | Achievable Technical Potential | 0 | 0 | 0 | 0 | 0 | 0 | 0 | 0 | 0 | 0 | 0 | 0 | 0 | 0 | 0 | 0 | 0 | 0 | 0 | 0 | 0 | 0 | 0 | 0 | 0 | 0 | 0 | 0 | 0 | 0 | 0
F3_Industrial_Primary Metals_Existing_Process_Natural Gas_Strategic Energy Management_A_Achievable Technical Potential | F3 | Industrial | Primary Metals | Existing | Process | Natural Gas | Strategic Energy Management | A | Integrated Unit Winter Peak Savings (kW) | Achievable Technical Potential | 0 | 0 | 0 | 0 | 0 | 0 | 0 | 0 | 0 | 0 | 0 | 0 | 0 | 0 | 0 | 0 | 0 | 0 | 0 | 0 | 0 | 0 | 0 | 0 | 0 | 0 | 0 | 0 | 0 | 0 | 0
F4_Industrial_Primary Metals_Existing_Process_Natural Gas_Strategic Energy Management_A_Achievable Technical Potential | F4 | Industrial | Primary Metals | Existing | Process | Natural Gas | Strategic Energy Management | A | Incremental Energy Savings (MWh or mTherms) | Achievable Technical Potential | 0 | 0 | 0 | 0 | 0 | 1.6737 | 1.6709 | 1.6591 | 1.6581 | 1.6576 | 1.6348 | 1.6289 | 1.6245 | 1.5976 | 1.6031 | 1.5871 | 1.5869 | 1.5784 | 1.5639 | 1.5656 | 1.5588 | 1.5526 | 1.5469 | 1.5415 | 1.5366 | 0 | 0 | 0 | 0 | 0 | 0
F5_Industrial_Primary Metals_Existing_Process_Natural Gas_Strategic Energy Management_A_Achievable Technical Potential | F5 | Industrial | Primary Metals | Existing | Process | Natural Gas | Strategic Energy Management | A | Incremental Summer Peak Savings (MW) | Achievable Technical Potential | 0 | 0 | 0 | 0 | 0 | 0 | 0 | 0 | 0 | 0 | 0 | 0 | 0 | 0 | 0 | 0 | 0 | 0 | 0 | 0 | 0 | 0 | 0 | 0 | 0 | 0 | 0 | 0 | 0 | 0 | 0
F6_Industrial_Primary Metals_Existing_Process_Natural Gas_Strategic Energy Management_A_Achievable Technical Potential | F6 | Industrial | Primary Metals | Existing | Process | Natural Gas | Strategic Energy Management | A | Incremental Winter Peak Savings (MW) | Achievable Technical Potential | 0 | 0 | 0 | 0 | 0 | 0 | 0 | 0 | 0 | 0 | 0 | 0 | 0 | 0 | 0 | 0 | 0 | 0 | 0 | 0 | 0 | 0 | 0 | 0 | 0 | 0 | 0 | 0 | 0 | 0 | 0
F7_Industrial_Primary Metals_Existing_Process_Natural Gas_Strategic Energy Management_A_Achievable Technical Potential | F7 | Industrial | Primary Metals | Existing | Process | Natural Gas | Strategic Energy Management | A | Cumulative Energy Savings (MWh or mTherms) | Achievable Technical Potential | 0 | 0 | 0 | 0 | 0 | 1.6737 | 3.3426 | 4.9978 | 6.6503 | 8.3004 | 9.9261 | 11.5466 | 13.1633 | 14.7522 | 16.3494 | 17.9293 | 19.5111 | 21.084 | 22.642 | 24.2043 | 25.7589 | 27.3099 | 28.8551 | 30.3949 | 31.9298 | 31.9287 | 31.9278 | 31.9269 | 0 | 0 | 0
F8_Industrial_Primary Metals_Existing_Process_Natural Gas_Strategic Energy Management_A_Achievable Technical Potential | F8 | Industrial | Primary Metals | Existing | Process | Natural Gas | Strategic Energy Management | A | Cumulative Summer Peak Savings (MW) | Achievable Technical Potential | 0 | 0 | 0 | 0 | 0 | 0 | 0 | 0 | 0 | 0 | 0 | 0 | 0 | 0 | 0 | 0 | 0 | 0 | 0 | 0 | 0 | 0 | 0 | 0 | 0 | 0 | 0 | 0 | 0 | 0 | 0
F9_Industrial_Primary Metals_Existing_Process_Natural Gas_Strategic Energy Management_A_Achievable Technical Potential | F9 | Industrial | Primary Metals | Existing | Process | Natural Gas | Strategic Energy Management | A | Cumulative Winter Peak Savings (MW) | Achievable Technical Potential | 0 | 0 | 0 | 0 | 0 | 0 | 0 | 0 | 0 | 0 | 0 | 0 | 0 | 0 | 0 | 0 | 0 | 0 | 0 | 0 | 0 | 0 | 0 | 0 | 0 | 0 | 0 | 0 | 0 | 0 | 0
F10_Industrial_Primary Metals_Existing_Process_Natural Gas_Strategic Energy Management_A_Achievable Technical Potential | F10 | Industrial | Primary Metals | Existing | Process | Natural Gas | Strategic Energy Management | A | Purchases (Incremental) | Achievable Technical Potential | 0 | 0 | 0 | 0 | 0 | 16.6253 | 16.6162 | 16.5182 | 16.5271 | 16.5408 | 16.3307 | 16.2861 | 16.253 | 15.9949 | 16.056 | 15.9029 | 15.9049 | 15.8249 | 15.6837 | 15.7023 | 15.6374 | 15.5766 | 15.5198 | 15.4671 | 15.4183 | 0 | 0 | 0 | 0 | 0 | 0
F11_Industrial_Primary Metals_Existing_Process_Natural Gas_Strategic Energy Management_A_Achievable Technical Potential | F11 | Industrial | Primary Metals | Existing | Process | Natural Gas | Strategic Energy Management | A | Purchases (Cumulative) | Achievable Technical Potential | 0 | 0 | 0 | 0 | 0 | 16.6253 | 33.2414 | 49.7596 | 66.2867 | 82.8275 | 99.1582 | 115.4442 | 131.6973 | 147.6922 | 163.7482 | 179.651 | 195.556 | 211.3809 | 227.0646 | 242.7669 | 258.4043 | 273.9809 | 289.5007 | 304.9677 | 320.386 | 320.386 | 320.386 | 320.386 | 320.386 | 320.386 | 320.386
F1_Industrial_Primary Metals_Existing_Miscellaneous_Natural Gas_Strategic Energy Management_A_Achievable Technical Potential | F1 | Industrial | Primary Metals | Existing | Miscellaneous | Natural Gas | Strategic Energy Management | A | Integrated Unit Energy Savings (kWh or therms) | Achievable Technical Potential | 0 | 0 | 0 | 0 | 0 | 17.014 | 17.014 | 17.014 | 17.014 | 17.014 | 17.014 | 17.014 | 17.014 | 17.014 | 17.014 | 17.014 | 17.014 | 17.014 | 17.014 | 17.014 | 17.014 | 17.014 | 17.014 | 17.014 | 17.014 | 17.014 | 17.014 | 17.014 | 0 | 0 | 0
F2_Industrial_Primary Metals_Existing_Miscellaneous_Natural Gas_Strategic Energy Management_A_Achievable Technical Potential | F2 | Industrial | Primary Metals | Existing | Miscellaneous | Natural Gas | Strategic Energy Management | A | Integrated Unit Summer Peak Savings (kW) | Achievable Technical Potential | 0 | 0 | 0 | 0 | 0 | 0 | 0 | 0 | 0 | 0 | 0 | 0 | 0 | 0 | 0 | 0 | 0 | 0 | 0 | 0 | 0 | 0 | 0 | 0 | 0 | 0 | 0 | 0 | 0 | 0 | 0
F3_Industrial_Primary Metals_Existing_Miscellaneous_Natural Gas_Strategic Energy Management_A_Achievable Technical Potential | F3 | Industrial | Primary Metals | Existing | Miscellaneous | Natural Gas | Strategic Energy Management | A | Integrated Unit Winter Peak Savings (kW) | Achievable Technical Potential | 0 | 0 | 0 | 0 | 0 | 0 | 0 | 0 | 0 | 0 | 0 | 0 | 0 | 0 | 0 | 0 | 0 | 0 | 0 | 0 | 0 | 0 | 0 | 0 | 0 | 0 | 0 | 0 | 0 | 0 | 0
F4_Industrial_Primary Metals_Existing_Miscellaneous_Natural Gas_Strategic Energy Management_A_Achievable Technical Potential | F4 | Industrial | Primary Metals | Existing | Miscellaneous | Natural Gas | Strategic Energy Management | A | Incremental Energy Savings (MWh or mTherms) | Achievable Technical Potential | 0 | 0 | 0 | 0 | 0 | 0.070716 | 0.070677 | 0.07026 | 0.070298 | 0.070356 | 0.069463 | 0.069273 | 0.069132 | 0.068035 | 0.068294 | 0.067643 | 0.067652 | 0.067311 | 0.066711 | 0.06679 | 0.066514 | 0.066255 | 0.066014 | 0.065789 | 0.065582 | 0 | 0 | 0 | 0 | 0 | 0
F5_Industrial_Primary Metals_Existing_Miscellaneous_Natural Gas_Strategic Energy Management_A_Achievable Technical Potential | F5 | Industrial | Primary Metals | Existing | Miscellaneous | Natural Gas | Strategic Energy Management | A | Incremental Summer Peak Savings (MW) | Achievable Technical Potential | 0 | 0 | 0 | 0 | 0 | 0 | 0 | 0 | 0 | 0 | 0 | 0 | 0 | 0 | 0 | 0 | 0 | 0 | 0 | 0 | 0 | 0 | 0 | 0 | 0 | 0 | 0 | 0 | 0 | 0 | 0
F6_Industrial_Primary Metals_Existing_Miscellaneous_Natural Gas_Strategic Energy Management_A_Achievable Technical Potential | F6 | Industrial | Primary Metals | Existing | Miscellaneous | Natural Gas | Strategic Energy Management | A | Incremental Winter Peak Savings (MW) | Achievable Technical Potential | 0 | 0 | 0 | 0 | 0 | 0 | 0 | 0 | 0 | 0 | 0 | 0 | 0 | 0 | 0 | 0 | 0 | 0 | 0 | 0 | 0 | 0 | 0 | 0 | 0 | 0 | 0 | 0 | 0 | 0 | 0
F7_Industrial_Primary Metals_Existing_Miscellaneous_Natural Gas_Strategic Energy Management_A_Achievable Technical Potential | F7 | Industrial | Primary Metals | Existing | Miscellaneous | Natural Gas | Strategic Energy Management | A | Cumulative Energy Savings (MWh or mTherms) | Achievable Technical Potential | 0 | 0 | 0 | 0 | 0 | 0.070716 | 0.14139 | 0.21165 | 0.28195 | 0.35231 | 0.42177 | 0.49104 | 0.56018 | 0.62821 | 0.6965 | 0.76415 | 0.8318 | 0.89911 | 0.96582 | 1.0326 | 1.0991 | 1.1654 | 1.2314 | 1.2972 | 1.3628 | 1.3628 | 1.3628 | 1.3628 | 0 | 0 | 0
F8_Industrial_Primary Metals_Existing_Miscellaneous_Natural Gas_Strategic Energy Management_A_Achievable Technical Potential | F8 | Industrial | Primary Metals | Existing | Miscellaneous | Natural Gas | Strategic Energy Management | A | Cumulative Summer Peak Savings (MW) | Achievable Technical Potential | 0 | 0 | 0 | 0 | 0 | 0 | 0 | 0 | 0 | 0 | 0 | 0 | 0 | 0 | 0 | 0 | 0 | 0 | 0 | 0 | 0 | 0 | 0 | 0 | 0 | 0 | 0 | 0 | 0 | 0 | 0
F9_Industrial_Primary Metals_Existing_Miscellaneous_Natural Gas_Strategic Energy Management_A_Achievable Technical Potential | F9 | Industrial | Primary Metals | Existing | Miscellaneous | Natural Gas | Strategic Energy Management | A | Cumulative Winter Peak Savings (MW) | Achievable Technical Potential | 0 | 0 | 0 | 0 | 0 | 0 | 0 | 0 | 0 | 0 | 0 | 0 | 0 | 0 | 0 | 0 | 0 | 0 | 0 | 0 | 0 | 0 | 0 | 0 | 0 | 0 | 0 | 0 | 0 | 0 | 0
F10_Industrial_Primary Metals_Existing_Miscellaneous_Natural Gas_Strategic Energy Management_A_Achievable Technical Potential | F10 | Industrial | Primary Metals | Existing | Miscellaneous | Natural Gas | Strategic Energy Management | A | Purchases (Incremental) | Achievable Technical Potential | 0 | 0 | 0 | 0 | 0 | 4.1563 | 4.154 | 4.1295 | 4.1318 | 4.1352 | 4.0827 | 4.0715 | 4.0633 | 3.9987 | 4.014 | 3.9757 | 3.9762 | 3.9562 | 3.9209 | 3.9256 | 3.9093 | 3.8941 | 3.88 | 3.8668 | 3.8546 | 0 | 0 | 0 | 0 | 0 | 0
F11_Industrial_Primary Metals_Existing_Miscellaneous_Natural Gas_Strategic Energy Management_A_Achievable Technical Potential | F11 | Industrial | Primary Metals | Existing | Miscellaneous | Natural Gas | Strategic Energy Management | A | Purchases (Cumulative) | Achievable Technical Potential | 0 | 0 | 0 | 0 | 0 | 4.1563 | 8.3104 | 12.4399 | 16.5717 | 20.7069 | 24.7895 | 28.8611 | 32.9243 | 36.923 | 40.937 | 44.9128 | 48.889 | 52.8452 | 56.7662 | 60.6917 | 64.6011 | 68.4952 | 72.3752 | 76.2419 | 80.0965 | 80.0965 | 80.0965 | 80.0965 | 80.0965 | 80.0965 | 80.0965
F1_Industrial_Primary Metals_Existing_Space Heating_Natural Gas_Commissioning_A_Achievable Technical Potential | F1 | Industrial | Primary Metals | Existing | Space Heating | Natural Gas | Commissioning | A | Integrated Unit Energy Savings (kWh or therms) | Achievable Technical Potential | 0 | 0 | 0 | 0 | 0 | 21.4731 | 21.3556 | 21.2075 | 21.0454 | 20.8692 | 20.6833 | 20.487 | 20.2847 | 20.0731 | 19.8403 | 19.6144 | 19.3878 | 19.1728 | 18.9679 | 18.7748 | 18.5916 | 18.4057 | 18.2438 | 18.1049 | 17.975 | 17.8558 | 17.7536 | 17.6582 | 0 | 0 | 0
F2_Industrial_Primary Metals_Existing_Space Heating_Natural Gas_Commissioning_A_Achievable Technical Potential | F2 | Industrial | Primary Metals | Existing | Space Heating | Natural Gas | Commissioning | A | Integrated Unit Summer Peak Savings (kW) | Achievable Technical Potential | 0 | 0 | 0 | 0 | 0 | 0 | 0 | 0 | 0 | 0 | 0 | 0 | 0 | 0 | 0 | 0 | 0 | 0 | 0 | 0 | 0 | 0 | 0 | 0 | 0 | 0 | 0 | 0 | 0 | 0 | 0
F3_Industrial_Primary Metals_Existing_Space Heating_Natural Gas_Commissioning_A_Achievable Technical Potential | F3 | Industrial | Primary Metals | Existing | Space Heating | Natural Gas | Commissioning | A | Integrated Unit Winter Peak Savings (kW) | Achievable Technical Potential | 0 | 0 | 0 | 0 | 0 | 0 | 0 | 0 | 0 | 0 | 0 | 0 | 0 | 0 | 0 | 0 | 0 | 0 | 0 | 0 | 0 | 0 | 0 | 0 | 0 | 0 | 0 | 0 | 0 | 0 | 0
F4_Industrial_Primary Metals_Existing_Space Heating_Natural Gas_Commissioning_A_Achievable Technical Potential | F4 | Industrial | Primary Metals | Existing | Space Heating | Natural Gas | Commissioning | A | Incremental Energy Savings (MWh or mTherms) | Achievable Technical Potential | 0 | 0 | 0 | 0 | 0 | 0 | 0 | 0 | 0 | 0 | 0 | 0 | 0 | 0 | 0 | 0 | 0 | 0 | 0 | 0 | 0 | 0 | 0 | 0 | 0 | 0 | 0 | 0 | 0 | 0 | 0
F5_Industrial_Primary Metals_Existing_Space Heating_Natural Gas_Commissioning_A_Achievable Technical Potential | F5 | Industrial | Primary Metals | Existing | Space Heating | Natural Gas | Commissioning | A | Incremental Summer Peak Savings (MW) | Achievable Technical Potential | 0 | 0 | 0 | 0 | 0 | 0 | 0 | 0 | 0 | 0 | 0 | 0 | 0 | 0 | 0 | 0 | 0 | 0 | 0 | 0 | 0 | 0 | 0 | 0 | 0 | 0 | 0 | 0 | 0 | 0 | 0
F6_Industrial_Primary Metals_Existing_Space Heating_Natural Gas_Commissioning_A_Achievable Technical Potential | F6 | Industrial | Primary Metals | Existing | Space Heating | Natural Gas | Commissioning | A | Incremental Winter Peak Savings (MW) | Achievable Technical Potential | 0 | 0 | 0 | 0 | 0 | 0 | 0 | 0 | 0 | 0 | 0 | 0 | 0 | 0 | 0 | 0 | 0 | 0 | 0 | 0 | 0 | 0 | 0 | 0 | 0 | 0 | 0 | 0 | 0 | 0 | 0
F7_Industrial_Primary Metals_Existing_Space Heating_Natural Gas_Commissioning_A_Achievable Technical Potential | F7 | Industrial | Primary Metals | Existing | Space Heating | Natural Gas | Commissioning | A | Cumulative Energy Savings (MWh or mTherms) | Achievable Technical Potential | 0 | 0 | 0 | 0 | 0 | 0 | 0 | 0 | 0 | 0 | 0 | 0 | 0 | 0 | 0 | 0 | 0 | 0 | 0 | 0 | 0 | 0 | 0 | 0 | 0 | 0 | 0 | 0 | 0 | 0 | 0
F8_Industrial_Primary Metals_Existing_Space Heating_Natural Gas_Commissioning_A_Achievable Technical Potential | F8 | Industrial | Primary Metals | Existing | Space Heating | Natural Gas | Commissioning | A | Cumulative Summer Peak Savings (MW) | Achievable Technical Potential | 0 | 0 | 0 | 0 | 0 | 0 | 0 | 0 | 0 | 0 | 0 | 0 | 0 | 0 | 0 | 0 | 0 | 0 | 0 | 0 | 0 | 0 | 0 | 0 | 0 | 0 | 0 | 0 | 0 | 0 | 0
F9_Industrial_Primary Metals_Existing_Space Heating_Natural Gas_Commissioning_A_Achievable Technical Potential | F9 | Industrial | Primary Metals | Existing | Space Heating | Natural Gas | Commissioning | A | Cumulative Winter Peak Savings (MW) | Achievable Technical Potential | 0 | 0 | 0 | 0 | 0 | 0 | 0 | 0 | 0 | 0 | 0 | 0 | 0 | 0 | 0 | 0 | 0 | 0 | 0 | 0 | 0 | 0 | 0 | 0 | 0 | 0 | 0 | 0 | 0 | 0 | 0
F10_Industrial_Primary Metals_Existing_Space Heating_Natural Gas_Commissioning_A_Achievable Technical Potential | F10 | Industrial | Primary Metals | Existing | Space Heating | Natural Gas | Commissioning | A | Purchases (Incremental) | Achievable Technical Potential | 0 | 0 | 0 | 0 | 0 | 0 | 0 | 0 | 0 | 0 | 0 | 0 | 0 | 0 | 0 | 0 | 0 | 0 | 0 | 0 | 0 | 0 | 0 | 0 | 0 | 0 | 0 | 0 | 0 | 0 | 0
F11_Industrial_Primary Metals_Existing_Space Heating_Natural Gas_Commissioning_A_Achievable Technical Potential | F11 | Industrial | Primary Metals | Existing | Space Heating | Natural Gas | Commissioning | A | Purchases (Cumulative) | Achievable Technical Potential | 0 | 0 | 0 | 0 | 0 | 0 | 0 | 0 | 0 | 0 | 0 | 0 | 0 | 0 | 0 | 0 | 0 | 0 | 0 | 0 | 0 | 0 | 0 | 0 | 0 | 0 | 0 | 0 | 0 | 0 | 0
F1_Industrial_Primary Metals_Existing_Process_Natural Gas_Commissioning_A_Achievable Technical Potential | F1 | Industrial | Primary Metals | Existing | Process | Natural Gas | Commissioning | A | Integrated Unit Energy Savings (kWh or therms) | Achievable Technical Potential | 0 | 0 | 0 | 0 | 0 | 562.5435 | 562.5435 | 562.5435 | 562.5435 | 562.5435 | 562.5435 | 562.5435 | 562.5435 | 562.5435 | 562.5435 | 562.5435 | 562.5435 | 562.5435 | 562.5435 | 562.5435 | 562.5435 | 562.5435 | 562.5435 | 562.5435 | 562.5435 | 562.5435 | 562.5435 | 562.5435 | 0 | 0 | 0
F2_Industrial_Primary Metals_Existing_Process_Natural Gas_Commissioning_A_Achievable Technical Potential | F2 | Industrial | Primary Metals | Existing | Process | Natural Gas | Commissioning | A | Integrated Unit Summer Peak Savings (kW) | Achievable Technical Potential | 0 | 0 | 0 | 0 | 0 | 0 | 0 | 0 | 0 | 0 | 0 | 0 | 0 | 0 | 0 | 0 | 0 | 0 | 0 | 0 | 0 | 0 | 0 | 0 | 0 | 0 | 0 | 0 | 0 | 0 | 0
F3_Industrial_Primary Metals_Existing_Process_Natural Gas_Commissioning_A_Achievable Technical Potential | F3 | Industrial | Primary Metals | Existing | Process | Natural Gas | Commissioning | A | Integrated Unit Winter Peak Savings (kW) | Achievable Technical Potential | 0 | 0 | 0 | 0 | 0 | 0 | 0 | 0 | 0 | 0 | 0 | 0 | 0 | 0 | 0 | 0 | 0 | 0 | 0 | 0 | 0 | 0 | 0 | 0 | 0 | 0 | 0 | 0 | 0 | 0 | 0
F4_Industrial_Primary Metals_Existing_Process_Natural Gas_Commissioning_A_Achievable Technical Potential | F4 | Industrial | Primary Metals | Existing | Process | Natural Gas | Commissioning | A | Incremental Energy Savings (MWh or mTherms) | Achievable Technical Potential | 0 | 0 | 0 | 0 | 0 | 0 | 0 | 0 | 0 | 0 | 0 | 0 | 0 | 0 | 0 | 0 | 0 | 0 | 0 | 0 | 0 | 0 | 0 | 0 | 0 | 0 | 0 | 0 | 0 | 0 | 0
F5_Industrial_Primary Metals_Existing_Process_Natural Gas_Commissioning_A_Achievable Technical Potential | F5 | Industrial | Primary Metals | Existing | Process | Natural Gas | Commissioning | A | Incremental Summer Peak Savings (MW) | Achievable Technical Potential | 0 | 0 | 0 | 0 | 0 | 0 | 0 | 0 | 0 | 0 | 0 | 0 | 0 | 0 | 0 | 0 | 0 | 0 | 0 | 0 | 0 | 0 | 0 | 0 | 0 | 0 | 0 | 0 | 0 | 0 | 0
F6_Industrial_Primary Metals_Existing_Process_Natural Gas_Commissioning_A_Achievable Technical Potential | F6 | Industrial | Primary Metals | Existing | Process | Natural Gas | Commissioning | A | Incremental Winter Peak Savings (MW) | Achievable Technical Potential | 0 | 0 | 0 | 0 | 0 | 0 | 0 | 0 | 0 | 0 | 0 | 0 | 0 | 0 | 0 | 0 | 0 | 0 | 0 | 0 | 0 | 0 | 0 | 0 | 0 | 0 | 0 | 0 | 0 | 0 | 0
F7_Industrial_Primary Metals_Existing_Process_Natural Gas_Commissioning_A_Achievable Technical Potential | F7 | Industrial | Primary Metals | Existing | Process | Natural Gas | Commissioning | A | Cumulative Energy Savings (MWh or mTherms) | Achievable Technical Potential | 0 | 0 | 0 | 0 | 0 | 0 | 0 | 0 | 0 | 0 | 0 | 0 | 0 | 0 | 0 | 0 | 0 | 0 | 0 | 0 | 0 | 0 | 0 | 0 | 0 | 0 | 0 | 0 | 0 | 0 | 0
F8_Industrial_Primary Metals_Existing_Process_Natural Gas_Commissioning_A_Achievable Technical Potential | F8 | Industrial | Primary Metals | Existing | Process | Natural Gas | Commissioning | A | Cumulative Summer Peak Savings (MW) | Achievable Technical Potential | 0 | 0 | 0 | 0 | 0 | 0 | 0 | 0 | 0 | 0 | 0 | 0 | 0 | 0 | 0 | 0 | 0 | 0 | 0 | 0 | 0 | 0 | 0 | 0 | 0 | 0 | 0 | 0 | 0 | 0 | 0
F9_Industrial_Primary Metals_Existing_Process_Natural Gas_Commissioning_A_Achievable Technical Potential | F9 | Industrial | Primary Metals | Existing | Process | Natural Gas | Commissioning | A | Cumulative Winter Peak Savings (MW) | Achievable Technical Potential | 0 | 0 | 0 | 0 | 0 | 0 | 0 | 0 | 0 | 0 | 0 | 0 | 0 | 0 | 0 | 0 | 0 | 0 | 0 | 0 | 0 | 0 | 0 | 0 | 0 | 0 | 0 | 0 | 0 | 0 | 0
F10_Industrial_Primary Metals_Existing_Process_Natural Gas_Commissioning_A_Achievable Technical Potential | F10 | Industrial | Primary Metals | Existing | Process | Natural Gas | Commissioning | A | Purchases (Incremental) | Achievable Technical Potential | 0 | 0 | 0 | 0 | 0 | 0 | 0 | 0 | 0 | 0 | 0 | 0 | 0 | 0 | 0 | 0 | 0 | 0 | 0 | 0 | 0 | 0 | 0 | 0 | 0 | 0 | 0 | 0 | 0 | 0 | 0
F11_Industrial_Primary Metals_Existing_Process_Natural Gas_Commissioning_A_Achievable Technical Potential | F11 | Industrial | Primary Metals | Existing | Process | Natural Gas | Commissioning | A | Purchases (Cumulative) | Achievable Technical Potential | 0 | 0 | 0 | 0 | 0 | 0 | 0 | 0 | 0 | 0 | 0 | 0 | 0 | 0 | 0 | 0 | 0 | 0 | 0 | 0 | 0 | 0 | 0 | 0 | 0 | 0 | 0 | 0 | 0 | 0 | 0
F1_Industrial_Primary Metals_Existing_Space Heating_Natural Gas_Retrocommissioning_A_Achievable Technical Potential | F1 | Industrial | Primary Metals | Existing | Space Heating | Natural Gas | Retrocommissioning | A | Integrated Unit Energy Savings (kWh or therms) | Achievable Technical Potential | 0 | 0 | 0 | 0 | 0 | 2.9821 | 2.9654 | 2.9446 | 2.9218 | 2.8971 | 2.871 | 2.8435 | 2.8153 | 2.7858 | 2.7533 | 2.7219 | 2.6904 | 2.6605 | 2.632 | 2.6052 | 2.5797 | 2.5539 | 2.5314 | 2.5122 | 2.4941 | 2.4776 | 2.4634 | 2.4502 | 0 | 0 | 0
F2_Industrial_Primary Metals_Existing_Space Heating_Natural Gas_Retrocommissioning_A_Achievable Technical Potential | F2 | Industrial | Primary Metals | Existing | Space Heating | Natural Gas | Retrocommissioning | A | Integrated Unit Summer Peak Savings (kW) | Achievable Technical Potential | 0 | 0 | 0 | 0 | 0 | 0 | 0 | 0 | 0 | 0 | 0 | 0 | 0 | 0 | 0 | 0 | 0 | 0 | 0 | 0 | 0 | 0 | 0 | 0 | 0 | 0 | 0 | 0 | 0 | 0 | 0
F3_Industrial_Primary Metals_Existing_Space Heating_Natural Gas_Retrocommissioning_A_Achievable Technical Potential | F3 | Industrial | Primary Metals | Existing | Space Heating | Natural Gas | Retrocommissioning | A | Integrated Unit Winter Peak Savings (kW) | Achievable Technical Potential | 0 | 0 | 0 | 0 | 0 | 0 | 0 | 0 | 0 | 0 | 0 | 0 | 0 | 0 | 0 | 0 | 0 | 0 | 0 | 0 | 0 | 0 | 0 | 0 | 0 | 0 | 0 | 0 | 0 | 0 | 0
F4_Industrial_Primary Metals_Existing_Space Heating_Natural Gas_Retrocommissioning_A_Achievable Technical Potential | F4 | Industrial | Primary Metals | Existing | Space Heating | Natural Gas | Retrocommissioning | A | Incremental Energy Savings (MWh or mTherms) | Achievable Technical Potential | 0 | 0 | 0 | 0 | 0 | 0.0096402 | 0.0095811 | 0.0094576 | 0.0093895 | 0.0093177 | 0.0091165 | 0.0090047 | 0.0088972 | 0.008664 | 0.0085959 | 0.0084167 | 0.0083203 | 0.0081865 | 0.0080266 | 0.0079542 | 0.0078439 | 0.0077352 | 0.0076392 | 0.0075553 | 0.0074774 | 0 | 0 | 0 | 0 | 0 | 0
F5_Industrial_Primary Metals_Existing_Space Heating_Natural Gas_Retrocommissioning_A_Achievable Technical Potential | F5 | Industrial | Primary Metals | Existing | Space Heating | Natural Gas | Retrocommissioning | A | Incremental Summer Peak Savings (MW) | Achievable Technical Potential | 0 | 0 | 0 | 0 | 0 | 0 | 0 | 0 | 0 | 0 | 0 | 0 | 0 | 0 | 0 | 0 | 0 | 0 | 0 | 0 | 0 | 0 | 0 | 0 | 0 | 0 | 0 | 0 | 0 | 0 | 0
F6_Industrial_Primary Metals_Existing_Space Heating_Natural Gas_Retrocommissioning_A_Achievable Technical Potential | F6 | Industrial | Primary Metals | Existing | Space Heating | Natural Gas | Retrocommissioning | A | Incremental Winter Peak Savings (MW) | Achievable Technical Potential | 0 | 0 | 0 | 0 | 0 | 0 | 0 | 0 | 0 | 0 | 0 | 0 | 0 | 0 | 0 | 0 | 0 | 0 | 0 | 0 | 0 | 0 | 0 | 0 | 0 | 0 | 0 | 0 | 0 | 0 | 0
F7_Industrial_Primary Metals_Existing_Space Heating_Natural Gas_Retrocommissioning_A_Achievable Technical Potential | F7 | Industrial | Primary Metals | Existing | Space Heating | Natural Gas | Retrocommissioning | A | Cumulative Energy Savings (MWh or mTherms) | Achievable Technical Potential | 0 | 0 | 0 | 0 | 0 | 0.0096402 | 0.019167 | 0.02849 | 0.037659 | 0.046658 | 0.055354 | 0.06383 | 0.072093 | 0.080001 | 0.087666 | 0.095082 | 0.1023 | 0.10935 | 0.11621 | 0.12298 | 0.12962 | 0.13606 | 0.1425 | 0.14897 | 0.15538 | 0.15435 | 0.15346 | 0.15264 | 0 | 0 | 0
F8_Industrial_Primary Metals_Existing_Space Heating_Natural Gas_Retrocommissioning_A_Achievable Technical Potential | F8 | Industrial | Primary Metals | Existing | Space Heating | Natural Gas | Retrocommissioning | A | Cumulative Summer Peak Savings (MW) | Achievable Technical Potential | 0 | 0 | 0 | 0 | 0 | 0 | 0 | 0 | 0 | 0 | 0 | 0 | 0 | 0 | 0 | 0 | 0 | 0 | 0 | 0 | 0 | 0 | 0 | 0 | 0 | 0 | 0 | 0 | 0 | 0 | 0
F9_Industrial_Primary Metals_Existing_Space Heating_Natural Gas_Retrocommissioning_A_Achievable Technical Potential | F9 | Industrial | Primary Metals | Existing | Space Heating | Natural Gas | Retrocommissioning | A | Cumulative Winter Peak Savings (MW) | Achievable Technical Potential | 0 | 0 | 0 | 0 | 0 | 0 | 0 | 0 | 0 | 0 | 0 | 0 | 0 | 0 | 0 | 0 | 0 | 0 | 0 | 0 | 0 | 0 | 0 | 0 | 0 | 0 | 0 | 0 | 0 | 0 | 0
F10_Industrial_Primary Metals_Existing_Space Heating_Natural Gas_Retrocommissioning_A_Achievable Technical Potential | F10 | Industrial | Primary Metals | Existing | Space Heating | Natural Gas | Retrocommissioning | A | Purchases (Incremental) | Achievable Technical Potential | 0 | 0 | 0 | 0 | 0 | 3.2327 | 3.2309 | 3.2119 | 3.2136 | 3.2163 | 3.1754 | 3.1667 | 3.1603 | 3.1101 | 3.122 | 3.0922 | 3.0926 | 3.0771 | 3.0496 | 3.0532 | 3.0406 | 3.0288 | 3.0177 | 3.0075 | 2.998 | 0 | 0 | 0 | 0 | 0 | 0
F11_Industrial_Primary Metals_Existing_Space Heating_Natural Gas_Retrocommissioning_A_Achievable Technical Potential | F11 | Industrial | Primary Metals | Existing | Space Heating | Natural Gas | Retrocommissioning | A | Purchases (Cumulative) | Achievable Technical Potential | 0 | 0 | 0 | 0 | 0 | 3.2327 | 6.4636 | 9.6755 | 12.8891 | 16.1053 | 19.2808 | 22.4475 | 25.6078 | 28.7179 | 31.8399 | 34.9321 | 38.0248 | 41.1018 | 44.1515 | 47.2047 | 50.2453 | 53.2741 | 56.2918 | 59.2993 | 62.2973 | 62.2973 | 62.2973 | 62.2973 | 62.2973 | 62.2973 | 62.2973
F1_Industrial_Primary Metals_Existing_Process_Natural Gas_Retrocommissioning_A_Achievable Technical Potential | F1 | Industrial | Primary Metals | Existing | Process | Natural Gas | Retrocommissioning | A | Integrated Unit Energy Savings (kWh or therms) | Achievable Technical Potential | 0 | 0 | 0 | 0 | 0 | 0 | 0 | 0 | 0 | 0 | 0 | 0 | 0 | 0 | 0 | 0 | 0 | 0 | 0 | 0 | 0 | 0 | 0 | 0 | 0 | 0 | 0 | 0 | 0 | 0 | 0
F2_Industrial_Primary Metals_Existing_Process_Natural Gas_Retrocommissioning_A_Achievable Technical Potential | F2 | Industrial | Primary Metals | Existing | Process | Natural Gas | Retrocommissioning | A | Integrated Unit Summer Peak Savings (kW) | Achievable Technical Potential | 0 | 0 | 0 | 0 | 0 | 0 | 0 | 0 | 0 | 0 | 0 | 0 | 0 | 0 | 0 | 0 | 0 | 0 | 0 | 0 | 0 | 0 | 0 | 0 | 0 | 0 | 0 | 0 | 0 | 0 | 0
F3_Industrial_Primary Metals_Existing_Process_Natural Gas_Retrocommissioning_A_Achievable Technical Potential | F3 | Industrial | Primary Metals | Existing | Process | Natural Gas | Retrocommissioning | A | Integrated Unit Winter Peak Savings (kW) | Achievable Technical Potential | 0 | 0 | 0 | 0 | 0 | 0 | 0 | 0 | 0 | 0 | 0 | 0 | 0 | 0 | 0 | 0 | 0 | 0 | 0 | 0 | 0 | 0 | 0 | 0 | 0 | 0 | 0 | 0 | 0 | 0 | 0
F4_Industrial_Primary Metals_Existing_Process_Natural Gas_Retrocommissioning_A_Achievable Technical Potential | F4 | Industrial | Primary Metals | Existing | Process | Natural Gas | Retrocommissioning | A | Incremental Energy Savings (MWh or mTherms) | Achievable Technical Potential | 0 | 0 | 0 | 0 | 0 | 0 | 0 | 0 | 0 | 0 | 0 | 0 | 0 | 0 | 0 | 0 | 0 | 0 | 0 | 0 | 0 | 0 | 0 | 0 | 0 | 0 | 0 | 0 | 0 | 0 | 0
F5_Industrial_Primary Metals_Existing_Process_Natural Gas_Retrocommissioning_A_Achievable Technical Potential | F5 | Industrial | Primary Metals | Existing | Process | Natural Gas | Retrocommissioning | A | Incremental Summer Peak Savings (MW) | Achievable Technical Potential | 0 | 0 | 0 | 0 | 0 | 0 | 0 | 0 | 0 | 0 | 0 | 0 | 0 | 0 | 0 | 0 | 0 | 0 | 0 | 0 | 0 | 0 | 0 | 0 | 0 | 0 | 0 | 0 | 0 | 0 | 0
F6_Industrial_Primary Metals_Existing_Process_Natural Gas_Retrocommissioning_A_Achievable Technical Potential | F6 | Industrial | Primary Metals | Existing | Process | Natural Gas | Retrocommissioning | A | Incremental Winter Peak Savings (MW) | Achievable Technical Potential | 0 | 0 | 0 | 0 | 0 | 0 | 0 | 0 | 0 | 0 | 0 | 0 | 0 | 0 | 0 | 0 | 0 | 0 | 0 | 0 | 0 | 0 | 0 | 0 | 0 | 0 | 0 | 0 | 0 | 0 | 0
F7_Industrial_Primary Metals_Existing_Process_Natural Gas_Retrocommissioning_A_Achievable Technical Potential | F7 | Industrial | Primary Metals | Existing | Process | Natural Gas | Retrocommissioning | A | Cumulative Energy Savings (MWh or mTherms) | Achievable Technical Potential | 0 | 0 | 0 | 0 | 0 | 0 | 0 | 0 | 0 | 0 | 0 | 0 | 0 | 0 | 0 | 0 | 0 | 0 | 0 | 0 | 0 | 0 | 0 | 0 | 0 | 0 | 0 | 0 | 0 | 0 | 0
F8_Industrial_Primary Metals_Existing_Process_Natural Gas_Retrocommissioning_A_Achievable Technical Potential | F8 | Industrial | Primary Metals | Existing | Process | Natural Gas | Retrocommissioning | A | Cumulative Summer Peak Savings (MW) | Achievable Technical Potential | 0 | 0 | 0 | 0 | 0 | 0 | 0 | 0 | 0 | 0 | 0 | 0 | 0 | 0 | 0 | 0 | 0 | 0 | 0 | 0 | 0 | 0 | 0 | 0 | 0 | 0 | 0 | 0 | 0 | 0 | 0
F9_Industrial_Primary Metals_Existing_Process_Natural Gas_Retrocommissioning_A_Achievable Technical Potential | F9 | Industrial | Primary Metals | Existing | Process | Natural Gas | Retrocommissioning | A | Cumulative Winter Peak Savings (MW) | Achievable Technical Potential | 0 | 0 | 0 | 0 | 0 | 0 | 0 | 0 | 0 | 0 | 0 | 0 | 0 | 0 | 0 | 0 | 0 | 0 | 0 | 0 | 0 | 0 | 0 | 0 | 0 | 0 | 0 | 0 | 0 | 0 | 0
F10_Industrial_Primary Metals_Existing_Process_Natural Gas_Retrocommissioning_A_Achievable Technical Potential | F10 | Industrial | Primary Metals | Existing | Process | Natural Gas | Retrocommissioning | A | Purchases (Incremental) | Achievable Technical Potential | 0 | 0 | 0 | 0 | 0 | 3.2327 | 3.2309 | 3.2119 | 3.2136 | 3.2163 | 3.1754 | 3.1667 | 3.1603 | 3.1101 | 3.122 | 3.0922 | 3.0926 | 3.0771 | 3.0496 | 3.0532 | 3.0406 | 3.0288 | 3.0177 | 3.0075 | 2.998 | 0 | 0 | 0 | 0 | 0 | 0
F11_Industrial_Primary Metals_Existing_Process_Natural Gas_Retrocommissioning_A_Achievable Technical Potential | F11 | Industrial | Primary Metals | Existing | Process | Natural Gas | Retrocommissioning | A | Purchases (Cumulative) | Achievable Technical Potential | 0 | 0 | 0 | 0 | 0 | 3.2327 | 6.4636 | 9.6755 | 12.8891 | 16.1053 | 19.2808 | 22.4475 | 25.6078 | 28.7179 | 31.8399 | 34.9321 | 38.0248 | 41.1018 | 44.1515 | 47.2047 | 50.2453 | 53.2741 | 56.2918 | 59.2993 | 62.2973 | 62.2973 | 62.2973 | 62.2973 | 62.2973 | 62.2973 | 62.2973
F1_Industrial_Primary Metals_New_Space Heating_Natural Gas_Insulation - Roof/Ceiling_A_Achievable Technical Potential | F1 | Industrial | Primary Metals | New | Space Heating | Natural Gas | Insulation - Roof/Ceiling | A | Integrated Unit Energy Savings (kWh or therms) | Achievable Technical Potential | 0 | 0 | 0 | 0 | 0 | 0.093601 | 0.091998 | 0.090653 | 0.089467 | 0.088371 | 0.087371 | 0.086163 | 0.084835 | 0.083455 | 0.082061 | 0.080756 | 0.079546 | 0.078498 | 0.077231 | 0.076253 | 0.075526 | 0.074984 | 0.074714 | 0.074586 | 0.07456 | 0.074605 | 0.074667 | 0.074749 | 0 | 0 | 0
F2_Industrial_Primary Metals_New_Space Heating_Natural Gas_Insulation - Roof/Ceiling_A_Achievable Technical Potential | F2 | Industrial | Primary Metals | New | Space Heating | Natural Gas | Insulation - Roof/Ceiling | A | Integrated Unit Summer Peak Savings (kW) | Achievable Technical Potential | 0 | 0 | 0 | 0 | 0 | 0 | 0 | 0 | 0 | 0 | 0 | 0 | 0 | 0 | 0 | 0 | 0 | 0 | 0 | 0 | 0 | 0 | 0 | 0 | 0 | 0 | 0 | 0 | 0 | 0 | 0
F3_Industrial_Primary Metals_New_Space Heating_Natural Gas_Insulation - Roof/Ceiling_A_Achievable Technical Potential | F3 | Industrial | Primary Metals | New | Space Heating | Natural Gas | Insulation - Roof/Ceiling | A | Integrated Unit Winter Peak Savings (kW) | Achievable Technical Potential | 0 | 0 | 0 | 0 | 0 | 0 | 0 | 0 | 0 | 0 | 0 | 0 | 0 | 0 | 0 | 0 | 0 | 0 | 0 | 0 | 0 | 0 | 0 | 0 | 0 | 0 | 0 | 0 | 0 | 0 | 0
F4_Industrial_Primary Metals_New_Space Heating_Natural Gas_Insulation - Roof/Ceiling_A_Achievable Technical Potential | F4 | Industrial | Primary Metals | New | Space Heating | Natural Gas | Insulation - Roof/Ceiling | A | Incremental Energy Savings (MWh or mTherms) | Achievable Technical Potential | 0 | 0 | 0 | 0 | 0 | 0 | 0 | 0 | 0 | 0 | 0 | 0 | 0 | 0 | 0 | 0 | 0 | 0 | 0 | 0 | 0 | 0 | 0 | 0 | 0 | 0 | 0 | 0 | 0 | 0 | 0
F5_Industrial_Primary Metals_New_Space Heating_Natural Gas_Insulation - Roof/Ceiling_A_Achievable Technical Potential | F5 | Industrial | Primary Metals | New | Space Heating | Natural Gas | Insulation - Roof/Ceiling | A | Incremental Summer Peak Savings (MW) | Achievable Technical Potential | 0 | 0 | 0 | 0 | 0 | 0 | 0 | 0 | 0 | 0 | 0 | 0 | 0 | 0 | 0 | 0 | 0 | 0 | 0 | 0 | 0 | 0 | 0 | 0 | 0 | 0 | 0 | 0 | 0 | 0 | 0
F6_Industrial_Primary Metals_New_Space Heating_Natural Gas_Insulation - Roof/Ceiling_A_Achievable Technical Potential | F6 | Industrial | Primary Metals | New | Space Heating | Natural Gas | Insulation - Roof/Ceiling | A | Incremental Winter Peak Savings (MW) | Achievable Technical Potential | 0 | 0 | 0 | 0 | 0 | 0 | 0 | 0 | 0 | 0 | 0 | 0 | 0 | 0 | 0 | 0 | 0 | 0 | 0 | 0 | 0 | 0 | 0 | 0 | 0 | 0 | 0 | 0 | 0 | 0 | 0
F7_Industrial_Primary Metals_New_Space Heating_Natural Gas_Insulation - Roof/Ceiling_A_Achievable Technical Potential | F7 | Industrial | Primary Metals | New | Space Heating | Natural Gas | Insulation - Roof/Ceiling | A | Cumulative Energy Savings (MWh or mTherms) | Achievable Technical Potential | 0 | 0 | 0 | 0 | 0 | 0 | 0 | 0 | 0 | 0 | 0 | 0 | 0 | 0 | 0 | 0 | 0 | 0 | 0 | 0 | 0 | 0 | 0 | 0 | 0 | 0 | 0 | 0 | 0 | 0 | 0
F8_Industrial_Primary Metals_New_Space Heating_Natural Gas_Insulation - Roof/Ceiling_A_Achievable Technical Potential | F8 | Industrial | Primary Metals | New | Space Heating | Natural Gas | Insulation - Roof/Ceiling | A | Cumulative Summer Peak Savings (MW) | Achievable Technical Potential | 0 | 0 | 0 | 0 | 0 | 0 | 0 | 0 | 0 | 0 | 0 | 0 | 0 | 0 | 0 | 0 | 0 | 0 | 0 | 0 | 0 | 0 | 0 | 0 | 0 | 0 | 0 | 0 | 0 | 0 | 0
F9_Industrial_Primary Metals_New_Space Heating_Natural Gas_Insulation - Roof/Ceiling_A_Achievable Technical Potential | F9 | Industrial | Primary Metals | New | Space Heating | Natural Gas | Insulation - Roof/Ceiling | A | Cumulative Winter Peak Savings (MW) | Achievable Technical Potential | 0 | 0 | 0 | 0 | 0 | 0 | 0 | 0 | 0 | 0 | 0 | 0 | 0 | 0 | 0 | 0 | 0 | 0 | 0 | 0 | 0 | 0 | 0 | 0 | 0 | 0 | 0 | 0 | 0 | 0 | 0
F10_Industrial_Primary Metals_New_Space Heating_Natural Gas_Insulation - Roof/Ceiling_A_Achievable Technical Potential | F10 | Industrial | Primary Metals | New | Space Heating | Natural Gas | Insulation - Roof/Ceiling | A | Purchases (Incremental) | Achievable Technical Potential | 0 | 0 | 0 | 0 | 0 | 0 | 0 | 0 | 0 | 0 | 0 | 0 | 0 | 0 | 0 | 0 | 0 | 0 | 0 | 0 | 0 | 0 | 0 | 0 | 0 | 0 | 0 | 0 | 0 | 0 | 0
F11_Industrial_Primary Metals_New_Space Heating_Natural Gas_Insulation - Roof/Ceiling_A_Achievable Technical Potential | F11 | Industrial | Primary Metals | New | Space Heating | Natural Gas | Insulation - Roof/Ceiling | A | Purchases (Cumulative) | Achievable Technical Potential | 0 | 0 | 0 | 0 | 0 | 0 | 0 | 0 | 0 | 0 | 0 | 0 | 0 | 0 | 0 | 0 | 0 | 0 | 0 | 0 | 0 | 0 | 0 | 0 | 0 | 0 | 0 | 0 | 0 | 0 | 0
F1_Industrial_Primary Metals_New_Space Heating_Natural Gas_Insulation - Wall Cavity_A_Achievable Technical Potential | F1 | Industrial | Primary Metals | New | Space Heating | Natural Gas | Insulation - Wall Cavity | A | Integrated Unit Energy Savings (kWh or therms) | Achievable Technical Potential | 0 | 0 | 0 | 0 | 0 | 0.016857 | 0.016568 | 0.016326 | 0.016112 | 0.015915 | 0.015735 | 0.015517 | 0.015278 | 0.01503 | 0.014778 | 0.014543 | 0.014326 | 0.014137 | 0.013909 | 0.013732 | 0.013602 | 0.013504 | 0.013455 | 0.013432 | 0.013428 | 0.013436 | 0.013447 | 0.013462 | 0 | 0 | 0
F2_Industrial_Primary Metals_New_Space Heating_Natural Gas_Insulation - Wall Cavity_A_Achievable Technical Potential | F2 | Industrial | Primary Metals | New | Space Heating | Natural Gas | Insulation - Wall Cavity | A | Integrated Unit Summer Peak Savings (kW) | Achievable Technical Potential | 0 | 0 | 0 | 0 | 0 | 0 | 0 | 0 | 0 | 0 | 0 | 0 | 0 | 0 | 0 | 0 | 0 | 0 | 0 | 0 | 0 | 0 | 0 | 0 | 0 | 0 | 0 | 0 | 0 | 0 | 0
F3_Industrial_Primary Metals_New_Space Heating_Natural Gas_Insulation - Wall Cavity_A_Achievable Technical Potential | F3 | Industrial | Primary Metals | New | Space Heating | Natural Gas | Insulation - Wall Cavity | A | Integrated Unit Winter Peak Savings (kW) | Achievable Technical Potential | 0 | 0 | 0 | 0 | 0 | 0 | 0 | 0 | 0 | 0 | 0 | 0 | 0 | 0 | 0 | 0 | 0 | 0 | 0 | 0 | 0 | 0 | 0 | 0 | 0 | 0 | 0 | 0 | 0 | 0 | 0
F4_Industrial_Primary Metals_New_Space Heating_Natural Gas_Insulation - Wall Cavity_A_Achievable Technical Potential | F4 | Industrial | Primary Metals | New | Space Heating | Natural Gas | Insulation - Wall Cavity | A | Incremental Energy Savings (MWh or mTherms) | Achievable Technical Potential | 0 | 0 | 0 | 0 | 0 | 0 | 0 | 0 | 0 | 0 | 0 | 0 | 0 | 0 | 0 | 0 | 0 | 0 | 0 | 0 | 0 | 0 | 0 | 0 | 0 | 0 | 0 | 0 | 0 | 0 | 0
F5_Industrial_Primary Metals_New_Space Heating_Natural Gas_Insulation - Wall Cavity_A_Achievable Technical Potential | F5 | Industrial | Primary Metals | New | Space Heating | Natural Gas | Insulation - Wall Cavity | A | Incremental Summer Peak Savings (MW) | Achievable Technical Potential | 0 | 0 | 0 | 0 | 0 | 0 | 0 | 0 | 0 | 0 | 0 | 0 | 0 | 0 | 0 | 0 | 0 | 0 | 0 | 0 | 0 | 0 | 0 | 0 | 0 | 0 | 0 | 0 | 0 | 0 | 0
F6_Industrial_Primary Metals_New_Space Heating_Natural Gas_Insulation - Wall Cavity_A_Achievable Technical Potential | F6 | Industrial | Primary Metals | New | Space Heating | Natural Gas | Insulation - Wall Cavity | A | Incremental Winter Peak Savings (MW) | Achievable Technical Potential | 0 | 0 | 0 | 0 | 0 | 0 | 0 | 0 | 0 | 0 | 0 | 0 | 0 | 0 | 0 | 0 | 0 | 0 | 0 | 0 | 0 | 0 | 0 | 0 | 0 | 0 | 0 | 0 | 0 | 0 | 0
F7_Industrial_Primary Metals_New_Space Heating_Natural Gas_Insulation - Wall Cavity_A_Achievable Technical Potential | F7 | Industrial | Primary Metals | New | Space Heating | Natural Gas | Insulation - Wall Cavity | A | Cumulative Energy Savings (MWh or mTherms) | Achievable Technical Potential | 0 | 0 | 0 | 0 | 0 | 0 | 0 | 0 | 0 | 0 | 0 | 0 | 0 | 0 | 0 | 0 | 0 | 0 | 0 | 0 | 0 | 0 | 0 | 0 | 0 | 0 | 0 | 0 | 0 | 0 | 0
F8_Industrial_Primary Metals_New_Space Heating_Natural Gas_Insulation - Wall Cavity_A_Achievable Technical Potential | F8 | Industrial | Primary Metals | New | Space Heating | Natural Gas | Insulation - Wall Cavity | A | Cumulative Summer Peak Savings (MW) | Achievable Technical Potential | 0 | 0 | 0 | 0 | 0 | 0 | 0 | 0 | 0 | 0 | 0 | 0 | 0 | 0 | 0 | 0 | 0 | 0 | 0 | 0 | 0 | 0 | 0 | 0 | 0 | 0 | 0 | 0 | 0 | 0 | 0
F9_Industrial_Primary Metals_New_Space Heating_Natural Gas_Insulation - Wall Cavity_A_Achievable Technical Potential | F9 | Industrial | Primary Metals | New | Space Heating | Natural Gas | Insulation - Wall Cavity | A | Cumulative Winter Peak Savings (MW) | Achievable Technical Potential | 0 | 0 | 0 | 0 | 0 | 0 | 0 | 0 | 0 | 0 | 0 | 0 | 0 | 0 | 0 | 0 | 0 | 0 | 0 | 0 | 0 | 0 | 0 | 0 | 0 | 0 | 0 | 0 | 0 | 0 | 0
F10_Industrial_Primary Metals_New_Space Heating_Natural Gas_Insulation - Wall Cavity_A_Achievable Technical Potential | F10 | Industrial | Primary Metals | New | Space Heating | Natural Gas | Insulation - Wall Cavity | A | Purchases (Incremental) | Achievable Technical Potential | 0 | 0 | 0 | 0 | 0 | 0 | 0 | 0 | 0 | 0 | 0 | 0 | 0 | 0 | 0 | 0 | 0 | 0 | 0 | 0 | 0 | 0 | 0 | 0 | 0 | 0 | 0 | 0 | 0 | 0 | 0
F11_Industrial_Primary Metals_New_Space Heating_Natural Gas_Insulation - Wall Cavity_A_Achievable Technical Potential | F11 | Industrial | Primary Metals | New | Space Heating | Natural Gas | Insulation - Wall Cavity | A | Purchases (Cumulative) | Achievable Technical Potential | 0 | 0 | 0 | 0 | 0 | 0 | 0 | 0 | 0 | 0 | 0 | 0 | 0 | 0 | 0 | 0 | 0 | 0 | 0 | 0 | 0 | 0 | 0 | 0 | 0 | 0 | 0 | 0 | 0 | 0 | 0
F1_Industrial_Primary Metals_New_Space Heating_Natural Gas_Insulation - Ducting_A_Achievable Technical Potential | F1 | Industrial | Primary Metals | New | Space Heating | Natural Gas | Insulation - Ducting | A | Integrated Unit Energy Savings (kWh or therms) | Achievable Technical Potential | 0 | 0 | 0 | 0 | 0 | 0 | 0 | 0 | 0 | 0 | 0 | 0 | 0 | 0 | 0 | 0 | 0 | 0 | 0 | 0 | 0 | 0 | 0 | 0 | 0 | 0 | 0 | 0 | 0 | 0 | 0
F2_Industrial_Primary Metals_New_Space Heating_Natural Gas_Insulation - Ducting_A_Achievable Technical Potential | F2 | Industrial | Primary Metals | New | Space Heating | Natural Gas | Insulation - Ducting | A | Integrated Unit Summer Peak Savings (kW) | Achievable Technical Potential | 0 | 0 | 0 | 0 | 0 | 0 | 0 | 0 | 0 | 0 | 0 | 0 | 0 | 0 | 0 | 0 | 0 | 0 | 0 | 0 | 0 | 0 | 0 | 0 | 0 | 0 | 0 | 0 | 0 | 0 | 0
F3_Industrial_Primary Metals_New_Space Heating_Natural Gas_Insulation - Ducting_A_Achievable Technical Potential | F3 | Industrial | Primary Metals | New | Space Heating | Natural Gas | Insulation - Ducting | A | Integrated Unit Winter Peak Savings (kW) | Achievable Technical Potential | 0 | 0 | 0 | 0 | 0 | 0 | 0 | 0 | 0 | 0 | 0 | 0 | 0 | 0 | 0 | 0 | 0 | 0 | 0 | 0 | 0 | 0 | 0 | 0 | 0 | 0 | 0 | 0 | 0 | 0 | 0
F4_Industrial_Primary Metals_New_Space Heating_Natural Gas_Insulation - Ducting_A_Achievable Technical Potential | F4 | Industrial | Primary Metals | New | Space Heating | Natural Gas | Insulation - Ducting | A | Incremental Energy Savings (MWh or mTherms) | Achievable Technical Potential | 0 | 0 | 0 | 0 | 0 | 0 | 0 | 0 | 0 | 0 | 0 | 0 | 0 | 0 | 0 | 0 | 0 | 0 | 0 | 0 | 0 | 0 | 0 | 0 | 0 | 0 | 0 | 0 | 0 | 0 | 0
F5_Industrial_Primary Metals_New_Space Heating_Natural Gas_Insulation - Ducting_A_Achievable Technical Potential | F5 | Industrial | Primary Metals | New | Space Heating | Natural Gas | Insulation - Ducting | A | Incremental Summer Peak Savings (MW) | Achievable Technical Potential | 0 | 0 | 0 | 0 | 0 | 0 | 0 | 0 | 0 | 0 | 0 | 0 | 0 | 0 | 0 | 0 | 0 | 0 | 0 | 0 | 0 | 0 | 0 | 0 | 0 | 0 | 0 | 0 | 0 | 0 | 0
F6_Industrial_Primary Metals_New_Space Heating_Natural Gas_Insulation - Ducting_A_Achievable Technical Potential | F6 | Industrial | Primary Metals | New | Space Heating | Natural Gas | Insulation - Ducting | A | Incremental Winter Peak Savings (MW) | Achievable Technical Potential | 0 | 0 | 0 | 0 | 0 | 0 | 0 | 0 | 0 | 0 | 0 | 0 | 0 | 0 | 0 | 0 | 0 | 0 | 0 | 0 | 0 | 0 | 0 | 0 | 0 | 0 | 0 | 0 | 0 | 0 | 0
F7_Industrial_Primary Metals_New_Space Heating_Natural Gas_Insulation - Ducting_A_Achievable Technical Potential | F7 | Industrial | Primary Metals | New | Space Heating | Natural Gas | Insulation - Ducting | A | Cumulative Energy Savings (MWh or mTherms) | Achievable Technical Potential | 0 | 0 | 0 | 0 | 0 | 0 | 0 | 0 | 0 | 0 | 0 | 0 | 0 | 0 | 0 | 0 | 0 | 0 | 0 | 0 | 0 | 0 | 0 | 0 | 0 | 0 | 0 | 0 | 0 | 0 | 0
F8_Industrial_Primary Metals_New_Space Heating_Natural Gas_Insulation - Ducting_A_Achievable Technical Potential | F8 | Industrial | Primary Metals | New | Space Heating | Natural Gas | Insulation - Ducting | A | Cumulative Summer Peak Savings (MW) | Achievable Technical Potential | 0 | 0 | 0 | 0 | 0 | 0 | 0 | 0 | 0 | 0 | 0 | 0 | 0 | 0 | 0 | 0 | 0 | 0 | 0 | 0 | 0 | 0 | 0 | 0 | 0 | 0 | 0 | 0 | 0 | 0 | 0
F9_Industrial_Primary Metals_New_Space Heating_Natural Gas_Insulation - Ducting_A_Achievable Technical Potential | F9 | Industrial | Primary Metals | New | Space Heating | Natural Gas | Insulation - Ducting | A | Cumulative Winter Peak Savings (MW) | Achievable Technical Potential | 0 | 0 | 0 | 0 | 0 | 0 | 0 | 0 | 0 | 0 | 0 | 0 | 0 | 0 | 0 | 0 | 0 | 0 | 0 | 0 | 0 | 0 | 0 | 0 | 0 | 0 | 0 | 0 | 0 | 0 | 0
F10_Industrial_Primary Metals_New_Space Heating_Natural Gas_Insulation - Ducting_A_Achievable Technical Potential | F10 | Industrial | Primary Metals | New | Space Heating | Natural Gas | Insulation - Ducting | A | Purchases (Incremental) | Achievable Technical Potential | 0 | 0 | 0 | 0 | 0 | 0 | 0 | 0 | 0 | 0 | 0 | 0 | 0 | 0 | 0 | 0 | 0 | 0 | 0 | 0 | 0 | 0 | 0 | 0 | 0 | 0 | 0 | 0 | 0 | 0 | 0
F11_Industrial_Primary Metals_New_Space Heating_Natural Gas_Insulation - Ducting_A_Achievable Technical Potential | F11 | Industrial | Primary Metals | New | Space Heating | Natural Gas | Insulation - Ducting | A | Purchases (Cumulative) | Achievable Technical Potential | 0 | 0 | 0 | 0 | 0 | 0 | 0 | 0 | 0 | 0 | 0 | 0 | 0 | 0 | 0 | 0 | 0 | 0 | 0 | 0 | 0 | 0 | 0 | 0 | 0 | 0 | 0 | 0 | 0 | 0 | 0
F1_Industrial_Primary Metals_New_Space Heating_Natural Gas_HVAC - Duct Repair and Sealing_A_Achievable Technical Potential | F1 | Industrial | Primary Metals | New | Space Heating | Natural Gas | HVAC - Duct Repair and Sealing | A | Integrated Unit Energy Savings (kWh or therms) | Achievable Technical Potential | 0 | 0 | 0 | 0 | 0 | 0 | 0 | 0 | 0 | 0 | 0 | 0 | 0 | 0 | 0 | 0 | 0 | 0 | 0 | 0 | 0 | 0 | 0 | 0 | 0 | 0 | 0 | 0 | 0 | 0 | 0
F2_Industrial_Primary Metals_New_Space Heating_Natural Gas_HVAC - Duct Repair and Sealing_A_Achievable Technical Potential | F2 | Industrial | Primary Metals | New | Space Heating | Natural Gas | HVAC - Duct Repair and Sealing | A | Integrated Unit Summer Peak Savings (kW) | Achievable Technical Potential | 0 | 0 | 0 | 0 | 0 | 0 | 0 | 0 | 0 | 0 | 0 | 0 | 0 | 0 | 0 | 0 | 0 | 0 | 0 | 0 | 0 | 0 | 0 | 0 | 0 | 0 | 0 | 0 | 0 | 0 | 0
F3_Industrial_Primary Metals_New_Space Heating_Natural Gas_HVAC - Duct Repair and Sealing_A_Achievable Technical Potential | F3 | Industrial | Primary Metals | New | Space Heating | Natural Gas | HVAC - Duct Repair and Sealing | A | Integrated Unit Winter Peak Savings (kW) | Achievable Technical Potential | 0 | 0 | 0 | 0 | 0 | 0 | 0 | 0 | 0 | 0 | 0 | 0 | 0 | 0 | 0 | 0 | 0 | 0 | 0 | 0 | 0 | 0 | 0 | 0 | 0 | 0 | 0 | 0 | 0 | 0 | 0
F4_Industrial_Primary Metals_New_Space Heating_Natural Gas_HVAC - Duct Repair and Sealing_A_Achievable Technical Potential | F4 | Industrial | Primary Metals | New | Space Heating | Natural Gas | HVAC - Duct Repair and Sealing | A | Incremental Energy Savings (MWh or mTherms) | Achievable Technical Potential | 0 | 0 | 0 | 0 | 0 | 0 | 0 | 0 | 0 | 0 | 0 | 0 | 0 | 0 | 0 | 0 | 0 | 0 | 0 | 0 | 0 | 0 | 0 | 0 | 0 | 0 | 0 | 0 | 0 | 0 | 0
F5_Industrial_Primary Metals_New_Space Heating_Natural Gas_HVAC - Duct Repair and Sealing_A_Achievable Technical Potential | F5 | Industrial | Primary Metals | New | Space Heating | Natural Gas | HVAC - Duct Repair and Sealing | A | Incremental Summer Peak Savings (MW) | Achievable Technical Potential | 0 | 0 | 0 | 0 | 0 | 0 | 0 | 0 | 0 | 0 | 0 | 0 | 0 | 0 | 0 | 0 | 0 | 0 | 0 | 0 | 0 | 0 | 0 | 0 | 0 | 0 | 0 | 0 | 0 | 0 | 0
F6_Industrial_Primary Metals_New_Space Heating_Natural Gas_HVAC - Duct Repair and Sealing_A_Achievable Technical Potential | F6 | Industrial | Primary Metals | New | Space Heating | Natural Gas | HVAC - Duct Repair and Sealing | A | Incremental Winter Peak Savings (MW) | Achievable Technical Potential | 0 | 0 | 0 | 0 | 0 | 0 | 0 | 0 | 0 | 0 | 0 | 0 | 0 | 0 | 0 | 0 | 0 | 0 | 0 | 0 | 0 | 0 | 0 | 0 | 0 | 0 | 0 | 0 | 0 | 0 | 0
F7_Industrial_Primary Metals_New_Space Heating_Natural Gas_HVAC - Duct Repair and Sealing_A_Achievable Technical Potential | F7 | Industrial | Primary Metals | New | Space Heating | Natural Gas | HVAC - Duct Repair and Sealing | A | Cumulative Energy Savings (MWh or mTherms) | Achievable Technical Potential | 0 | 0 | 0 | 0 | 0 | 0 | 0 | 0 | 0 | 0 | 0 | 0 | 0 | 0 | 0 | 0 | 0 | 0 | 0 | 0 | 0 | 0 | 0 | 0 | 0 | 0 | 0 | 0 | 0 | 0 | 0
F8_Industrial_Primary Metals_New_Space Heating_Natural Gas_HVAC - Duct Repair and Sealing_A_Achievable Technical Potential | F8 | Industrial | Primary Metals | New | Space Heating | Natural Gas | HVAC - Duct Repair and Sealing | A | Cumulative Summer Peak Savings (MW) | Achievable Technical Potential | 0 | 0 | 0 | 0 | 0 | 0 | 0 | 0 | 0 | 0 | 0 | 0 | 0 | 0 | 0 | 0 | 0 | 0 | 0 | 0 | 0 | 0 | 0 | 0 | 0 | 0 | 0 | 0 | 0 | 0 | 0
F9_Industrial_Primary Metals_New_Space Heating_Natural Gas_HVAC - Duct Repair and Sealing_A_Achievable Technical Potential | F9 | Industrial | Primary Metals | New | Space Heating | Natural Gas | HVAC - Duct Repair and Sealing | A | Cumulative Winter Peak Savings (MW) | Achievable Technical Potential | 0 | 0 | 0 | 0 | 0 | 0 | 0 | 0 | 0 | 0 | 0 | 0 | 0 | 0 | 0 | 0 | 0 | 0 | 0 | 0 | 0 | 0 | 0 | 0 | 0 | 0 | 0 | 0 | 0 | 0 | 0
F10_Industrial_Primary Metals_New_Space Heating_Natural Gas_HVAC - Duct Repair and Sealing_A_Achievable Technical Potential | F10 | Industrial | Primary Metals | New | Space Heating | Natural Gas | HVAC - Duct Repair and Sealing | A | Purchases (Incremental) | Achievable Technical Potential | 0 | 0 | 0 | 0 | 0 | 0 | 0 | 0 | 0 | 0 | 0 | 0 | 0 | 0 | 0 | 0 | 0 | 0 | 0 | 0 | 0 | 0 | 0 | 0 | 0 | 0 | 0 | 0 | 0 | 0 | 0
F11_Industrial_Primary Metals_New_Space Heating_Natural Gas_HVAC - Duct Repair and Sealing_A_Achievable Technical Potential | F11 | Industrial | Primary Metals | New | Space Heating | Natural Gas | HVAC - Duct Repair and Sealing | A | Purchases (Cumulative) | Achievable Technical Potential | 0 | 0 | 0 | 0 | 0 | 0 | 0 | 0 | 0 | 0 | 0 | 0 | 0 | 0 | 0 | 0 | 0 | 0 | 0 | 0 | 0 | 0 | 0 | 0 | 0 | 0 | 0 | 0 | 0 | 0 | 0
F1_Industrial_Primary Metals_New_Space Heating_Natural Gas_Windows - High Efficiency_A_Achievable Technical Potential | F1 | Industrial | Primary Metals | New | Space Heating | Natural Gas | Windows - High Efficiency | A | Integrated Unit Energy Savings (kWh or therms) | Achievable Technical Potential | 0 | 0 | 0 | 0 | 0 | 0.0053488 | 0.0052564 | 0.0051789 | 0.0051105 | 0.0050473 | 0.0049897 | 0.0049202 | 0.0048438 | 0.0047646 | 0.0046845 | 0.0046095 | 0.00454 | 0.0044798 | 0.0044071 | 0.0043508 | 0.0043091 | 0.004278 | 0.0042625 | 0.004255 | 0.0042534 | 0.0042563 | 0.0042601 | 0.004265 | 0 | 0 | 0
F2_Industrial_Primary Metals_New_Space Heating_Natural Gas_Windows - High Efficiency_A_Achievable Technical Potential | F2 | Industrial | Primary Metals | New | Space Heating | Natural Gas | Windows - High Efficiency | A | Integrated Unit Summer Peak Savings (kW) | Achievable Technical Potential | 0 | 0 | 0 | 0 | 0 | 0 | 0 | 0 | 0 | 0 | 0 | 0 | 0 | 0 | 0 | 0 | 0 | 0 | 0 | 0 | 0 | 0 | 0 | 0 | 0 | 0 | 0 | 0 | 0 | 0 | 0
F3_Industrial_Primary Metals_New_Space Heating_Natural Gas_Windows - High Efficiency_A_Achievable Technical Potential | F3 | Industrial | Primary Metals | New | Space Heating | Natural Gas | Windows - High Efficiency | A | Integrated Unit Winter Peak Savings (kW) | Achievable Technical Potential | 0 | 0 | 0 | 0 | 0 | 0 | 0 | 0 | 0 | 0 | 0 | 0 | 0 | 0 | 0 | 0 | 0 | 0 | 0 | 0 | 0 | 0 | 0 | 0 | 0 | 0 | 0 | 0 | 0 | 0 | 0
F4_Industrial_Primary Metals_New_Space Heating_Natural Gas_Windows - High Efficiency_A_Achievable Technical Potential | F4 | Industrial | Primary Metals | New | Space Heating | Natural Gas | Windows - High Efficiency | A | Incremental Energy Savings (MWh or mTherms) | Achievable Technical Potential | 0 | 0 | 0 | 0 | 0 | 0 | 0 | 0 | 0 | 0 | 0 | 0 | 0 | 0 | 0 | 0 | 0 | 0 | 0 | 0 | 0 | 0 | 0 | 0 | 0 | 0 | 0 | 0 | 0 | 0 | 0
F5_Industrial_Primary Metals_New_Space Heating_Natural Gas_Windows - High Efficiency_A_Achievable Technical Potential | F5 | Industrial | Primary Metals | New | Space Heating | Natural Gas | Windows - High Efficiency | A | Incremental Summer Peak Savings (MW) | Achievable Technical Potential | 0 | 0 | 0 | 0 | 0 | 0 | 0 | 0 | 0 | 0 | 0 | 0 | 0 | 0 | 0 | 0 | 0 | 0 | 0 | 0 | 0 | 0 | 0 | 0 | 0 | 0 | 0 | 0 | 0 | 0 | 0
F6_Industrial_Primary Metals_New_Space Heating_Natural Gas_Windows - High Efficiency_A_Achievable Technical Potential | F6 | Industrial | Primary Metals | New | Space Heating | Natural Gas | Windows - High Efficiency | A | Incremental Winter Peak Savings (MW) | Achievable Technical Potential | 0 | 0 | 0 | 0 | 0 | 0 | 0 | 0 | 0 | 0 | 0 | 0 | 0 | 0 | 0 | 0 | 0 | 0 | 0 | 0 | 0 | 0 | 0 | 0 | 0 | 0 | 0 | 0 | 0 | 0 | 0
F7_Industrial_Primary Metals_New_Space Heating_Natural Gas_Windows - High Efficiency_A_Achievable Technical Potential | F7 | Industrial | Primary Metals | New | Space Heating | Natural Gas | Windows - High Efficiency | A | Cumulative Energy Savings (MWh or mTherms) | Achievable Technical Potential | 0 | 0 | 0 | 0 | 0 | 0 | 0 | 0 | 0 | 0 | 0 | 0 | 0 | 0 | 0 | 0 | 0 | 0 | 0 | 0 | 0 | 0 | 0 | 0 | 0 | 0 | 0 | 0 | 0 | 0 | 0
F8_Industrial_Primary Metals_New_Space Heating_Natural Gas_Windows - High Efficiency_A_Achievable Technical Potential | F8 | Industrial | Primary Metals | New | Space Heating | Natural Gas | Windows - High Efficiency | A | Cumulative Summer Peak Savings (MW) | Achievable Technical Potential | 0 | 0 | 0 | 0 | 0 | 0 | 0 | 0 | 0 | 0 | 0 | 0 | 0 | 0 | 0 | 0 | 0 | 0 | 0 | 0 | 0 | 0 | 0 | 0 | 0 | 0 | 0 | 0 | 0 | 0 | 0
F9_Industrial_Primary Metals_New_Space Heating_Natural Gas_Windows - High Efficiency_A_Achievable Technical Potential | F9 | Industrial | Primary Metals | New | Space Heating | Natural Gas | Windows - High Efficiency | A | Cumulative Winter Peak Savings (MW) | Achievable Technical Potential | 0 | 0 | 0 | 0 | 0 | 0 | 0 | 0 | 0 | 0 | 0 | 0 | 0 | 0 | 0 | 0 | 0 | 0 | 0 | 0 | 0 | 0 | 0 | 0 | 0 | 0 | 0 | 0 | 0 | 0 | 0
F10_Industrial_Primary Metals_New_Space Heating_Natural Gas_Windows - High Efficiency_A_Achievable Technical Potential | F10 | Industrial | Primary Metals | New | Space Heating | Natural Gas | Windows - High Efficiency | A | Purchases (Incremental) | Achievable Technical Potential | 0 | 0 | 0 | 0 | 0 | 0 | 0 | 0 | 0 | 0 | 0 | 0 | 0 | 0 | 0 | 0 | 0 | 0 | 0 | 0 | 0 | 0 | 0 | 0 | 0 | 0 | 0 | 0 | 0 | 0 | 0
F11_Industrial_Primary Metals_New_Space Heating_Natural Gas_Windows - High Efficiency_A_Achievable Technical Potential | F11 | Industrial | Primary Metals | New | Space Heating | Natural Gas | Windows - High Efficiency | A | Purchases (Cumulative) | Achievable Technical Potential | 0 | 0 | 0 | 0 | 0 | 0 | 0 | 0 | 0 | 0 | 0 | 0 | 0 | 0 | 0 | 0 | 0 | 0 | 0 | 0 | 0 | 0 | 0 | 0 | 0 | 0 | 0 | 0 | 0 | 0 | 0
F1_Industrial_Primary Metals_New_Space Heating_Natural Gas_Gas Boiler - Maintenance_A_Achievable Technical Potential | F1 | Industrial | Primary Metals | New | Space Heating | Natural Gas | Gas Boiler - Maintenance | A | Integrated Unit Energy Savings (kWh or therms) | Achievable Technical Potential | 0 | 0 | 0 | 0 | 0 | 0 | 0 | 0 | 0 | 0 | 0 | 0 | 0 | 0 | 0 | 0 | 0 | 0 | 0 | 0 | 0 | 0 | 0 | 0 | 0 | 0 | 0 | 0 | 0 | 0 | 0
F2_Industrial_Primary Metals_New_Space Heating_Natural Gas_Gas Boiler - Maintenance_A_Achievable Technical Potential | F2 | Industrial | Primary Metals | New | Space Heating | Natural Gas | Gas Boiler - Maintenance | A | Integrated Unit Summer Peak Savings (kW) | Achievable Technical Potential | 0 | 0 | 0 | 0 | 0 | 0 | 0 | 0 | 0 | 0 | 0 | 0 | 0 | 0 | 0 | 0 | 0 | 0 | 0 | 0 | 0 | 0 | 0 | 0 | 0 | 0 | 0 | 0 | 0 | 0 | 0
F3_Industrial_Primary Metals_New_Space Heating_Natural Gas_Gas Boiler - Maintenance_A_Achievable Technical Potential | F3 | Industrial | Primary Metals | New | Space Heating | Natural Gas | Gas Boiler - Maintenance | A | Integrated Unit Winter Peak Savings (kW) | Achievable Technical Potential | 0 | 0 | 0 | 0 | 0 | 0 | 0 | 0 | 0 | 0 | 0 | 0 | 0 | 0 | 0 | 0 | 0 | 0 | 0 | 0 | 0 | 0 | 0 | 0 | 0 | 0 | 0 | 0 | 0 | 0 | 0
F4_Industrial_Primary Metals_New_Space Heating_Natural Gas_Gas Boiler - Maintenance_A_Achievable Technical Potential | F4 | Industrial | Primary Metals | New | Space Heating | Natural Gas | Gas Boiler - Maintenance | A | Incremental Energy Savings (MWh or mTherms) | Achievable Technical Potential | 0 | 0 | 0 | 0 | 0 | 0 | 0 | 0 | 0 | 0 | 0 | 0 | 0 | 0 | 0 | 0 | 0 | 0 | 0 | 0 | 0 | 0 | 0 | 0 | 0 | 0 | 0 | 0 | 0 | 0 | 0
F5_Industrial_Primary Metals_New_Space Heating_Natural Gas_Gas Boiler - Maintenance_A_Achievable Technical Potential | F5 | Industrial | Primary Metals | New | Space Heating | Natural Gas | Gas Boiler - Maintenance | A | Incremental Summer Peak Savings (MW) | Achievable Technical Potential | 0 | 0 | 0 | 0 | 0 | 0 | 0 | 0 | 0 | 0 | 0 | 0 | 0 | 0 | 0 | 0 | 0 | 0 | 0 | 0 | 0 | 0 | 0 | 0 | 0 | 0 | 0 | 0 | 0 | 0 | 0
F6_Industrial_Primary Metals_New_Space Heating_Natural Gas_Gas Boiler - Maintenance_A_Achievable Technical Potential | F6 | Industrial | Primary Metals | New | Space Heating | Natural Gas | Gas Boiler - Maintenance | A | Incremental Winter Peak Savings (MW) | Achievable Technical Potential | 0 | 0 | 0 | 0 | 0 | 0 | 0 | 0 | 0 | 0 | 0 | 0 | 0 | 0 | 0 | 0 | 0 | 0 | 0 | 0 | 0 | 0 | 0 | 0 | 0 | 0 | 0 | 0 | 0 | 0 | 0
F7_Industrial_Primary Metals_New_Space Heating_Natural Gas_Gas Boiler - Maintenance_A_Achievable Technical Potential | F7 | Industrial | Primary Metals | New | Space Heating | Natural Gas | Gas Boiler - Maintenance | A | Cumulative Energy Savings (MWh or mTherms) | Achievable Technical Potential | 0 | 0 | 0 | 0 | 0 | 0 | 0 | 0 | 0 | 0 | 0 | 0 | 0 | 0 | 0 | 0 | 0 | 0 | 0 | 0 | 0 | 0 | 0 | 0 | 0 | 0 | 0 | 0 | 0 | 0 | 0
F8_Industrial_Primary Metals_New_Space Heating_Natural Gas_Gas Boiler - Maintenance_A_Achievable Technical Potential | F8 | Industrial | Primary Metals | New | Space Heating | Natural Gas | Gas Boiler - Maintenance | A | Cumulative Summer Peak Savings (MW) | Achievable Technical Potential | 0 | 0 | 0 | 0 | 0 | 0 | 0 | 0 | 0 | 0 | 0 | 0 | 0 | 0 | 0 | 0 | 0 | 0 | 0 | 0 | 0 | 0 | 0 | 0 | 0 | 0 | 0 | 0 | 0 | 0 | 0
F9_Industrial_Primary Metals_New_Space Heating_Natural Gas_Gas Boiler - Maintenance_A_Achievable Technical Potential | F9 | Industrial | Primary Metals | New | Space Heating | Natural Gas | Gas Boiler - Maintenance | A | Cumulative Winter Peak Savings (MW) | Achievable Technical Potential | 0 | 0 | 0 | 0 | 0 | 0 | 0 | 0 | 0 | 0 | 0 | 0 | 0 | 0 | 0 | 0 | 0 | 0 | 0 | 0 | 0 | 0 | 0 | 0 | 0 | 0 | 0 | 0 | 0 | 0 | 0
F10_Industrial_Primary Metals_New_Space Heating_Natural Gas_Gas Boiler - Maintenance_A_Achievable Technical Potential | F10 | Industrial | Primary Metals | New | Space Heating | Natural Gas | Gas Boiler - Maintenance | A | Purchases (Incremental) | Achievable Technical Potential | 0 | 0 | 0 | 0 | 0 | 0 | 0 | 0 | 0 | 0 | 0 | 0 | 0 | 0 | 0 | 0 | 0 | 0 | 0 | 0 | 0 | 0 | 0 | 0 | 0 | 0 | 0 | 0 | 0 | 0 | 0
F11_Industrial_Primary Metals_New_Space Heating_Natural Gas_Gas Boiler - Maintenance_A_Achievable Technical Potential | F11 | Industrial | Primary Metals | New | Space Heating | Natural Gas | Gas Boiler - Maintenance | A | Purchases (Cumulative) | Achievable Technical Potential | 0 | 0 | 0 | 0 | 0 | 0 | 0 | 0 | 0 | 0 | 0 | 0 | 0 | 0 | 0 | 0 | 0 | 0 | 0 | 0 | 0 | 0 | 0 | 0 | 0 | 0 | 0 | 0 | 0 | 0 | 0
F1_Industrial_Primary Metals_New_Process_Natural Gas_Gas Boiler - Maintenance_A_Achievable Technical Potential | F1 | Industrial | Primary Metals | New | Process | Natural Gas | Gas Boiler - Maintenance | A | Integrated Unit Energy Savings (kWh or therms) | Achievable Technical Potential | 0 | 0 | 0 | 0 | 0 | 28.0317 | 28.0317 | 28.0317 | 28.0317 | 28.0317 | 28.0317 | 28.0317 | 28.0317 | 28.0317 | 28.0317 | 28.0317 | 28.0317 | 28.0317 | 28.0317 | 28.0317 | 28.0317 | 28.0317 | 28.0317 | 28.0317 | 28.0317 | 28.0317 | 28.0317 | 28.0317 | 28.0317 | 28.0317 | 28.0317
F2_Industrial_Primary Metals_New_Process_Natural Gas_Gas Boiler - Maintenance_A_Achievable Technical Potential | F2 | Industrial | Primary Metals | New | Process | Natural Gas | Gas Boiler - Maintenance | A | Integrated Unit Summer Peak Savings (kW) | Achievable Technical Potential | 0 | 0 | 0 | 0 | 0 | 0 | 0 | 0 | 0 | 0 | 0 | 0 | 0 | 0 | 0 | 0 | 0 | 0 | 0 | 0 | 0 | 0 | 0 | 0 | 0 | 0 | 0 | 0 | 0 | 0 | 0
F3_Industrial_Primary Metals_New_Process_Natural Gas_Gas Boiler - Maintenance_A_Achievable Technical Potential | F3 | Industrial | Primary Metals | New | Process | Natural Gas | Gas Boiler - Maintenance | A | Integrated Unit Winter Peak Savings (kW) | Achievable Technical Potential | 0 | 0 | 0 | 0 | 0 | 0 | 0 | 0 | 0 | 0 | 0 | 0 | 0 | 0 | 0 | 0 | 0 | 0 | 0 | 0 | 0 | 0 | 0 | 0 | 0 | 0 | 0 | 0 | 0 | 0 | 0
F4_Industrial_Primary Metals_New_Process_Natural Gas_Gas Boiler - Maintenance_A_Achievable Technical Potential | F4 | Industrial | Primary Metals | New | Process | Natural Gas | Gas Boiler - Maintenance | A | Incremental Energy Savings (MWh or mTherms) | Achievable Technical Potential | 0 | 0 | 0 | 0 | 0 | 0.0062005 | 0.0051489 | 0.0041199 | 0.0062005 | 0.0051489 | 0.0041199 | 0.0062005 | 0.0051489 | 0.0041199 | 0.0062005 | 0.0051489 | 0.0041199 | 0.0062005 | 0.0051489 | 0.0041199 | 0.0062005 | 0.0051489 | 0.0041199 | 0.0062005 | 0.0051489 | 0.0041199 | 0.0062005 | 0.0051489 | 0.0041199 | 0.0062005 | 0.0051489
F5_Industrial_Primary Metals_New_Process_Natural Gas_Gas Boiler - Maintenance_A_Achievable Technical Potential | F5 | Industrial | Primary Metals | New | Process | Natural Gas | Gas Boiler - Maintenance | A | Incremental Summer Peak Savings (MW) | Achievable Technical Potential | 0 | 0 | 0 | 0 | 0 | 0 | 0 | 0 | 0 | 0 | 0 | 0 | 0 | 0 | 0 | 0 | 0 | 0 | 0 | 0 | 0 | 0 | 0 | 0 | 0 | 0 | 0 | 0 | 0 | 0 | 0
F6_Industrial_Primary Metals_New_Process_Natural Gas_Gas Boiler - Maintenance_A_Achievable Technical Potential | F6 | Industrial | Primary Metals | New | Process | Natural Gas | Gas Boiler - Maintenance | A | Incremental Winter Peak Savings (MW) | Achievable Technical Potential | 0 | 0 | 0 | 0 | 0 | 0 | 0 | 0 | 0 | 0 | 0 | 0 | 0 | 0 | 0 | 0 | 0 | 0 | 0 | 0 | 0 | 0 | 0 | 0 | 0 | 0 | 0 | 0 | 0 | 0 | 0
F7_Industrial_Primary Metals_New_Process_Natural Gas_Gas Boiler - Maintenance_A_Achievable Technical Potential | F7 | Industrial | Primary Metals | New | Process | Natural Gas | Gas Boiler - Maintenance | A | Cumulative Energy Savings (MWh or mTherms) | Achievable Technical Potential | 0 | 0 | 0 | 0 | 0 | 0.0062005 | 0.011349 | 0.015469 | 0.015469 | 0.015469 | 0.015469 | 0.015469 | 0.015469 | 0.015469 | 0.015469 | 0.015469 | 0.015469 | 0.015469 | 0.015469 | 0.015469 | 0.015469 | 0.015469 | 0.015469 | 0.015469 | 0.015469 | 0.015469 | 0.015469 | 0.015469 | 0 | 0 | 0
F8_Industrial_Primary Metals_New_Process_Natural Gas_Gas Boiler - Maintenance_A_Achievable Technical Potential | F8 | Industrial | Primary Metals | New | Process | Natural Gas | Gas Boiler - Maintenance | A | Cumulative Summer Peak Savings (MW) | Achievable Technical Potential | 0 | 0 | 0 | 0 | 0 | 0 | 0 | 0 | 0 | 0 | 0 | 0 | 0 | 0 | 0 | 0 | 0 | 0 | 0 | 0 | 0 | 0 | 0 | 0 | 0 | 0 | 0 | 0 | 0 | 0 | 0
F9_Industrial_Primary Metals_New_Process_Natural Gas_Gas Boiler - Maintenance_A_Achievable Technical Potential | F9 | Industrial | Primary Metals | New | Process | Natural Gas | Gas Boiler - Maintenance | A | Cumulative Winter Peak Savings (MW) | Achievable Technical Potential | 0 | 0 | 0 | 0 | 0 | 0 | 0 | 0 | 0 | 0 | 0 | 0 | 0 | 0 | 0 | 0 | 0 | 0 | 0 | 0 | 0 | 0 | 0 | 0 | 0 | 0 | 0 | 0 | 0 | 0 | 0
F10_Industrial_Primary Metals_New_Process_Natural Gas_Gas Boiler - Maintenance_A_Achievable Technical Potential | F10 | Industrial | Primary Metals | New | Process | Natural Gas | Gas Boiler - Maintenance | A | Purchases (Incremental) | Achievable Technical Potential | 0 | 0 | 0 | 0 | 0 | 0.2212 | 0.18368 | 0.14697 | 0.2212 | 0.18368 | 0.14697 | 0.2212 | 0.18368 | 0.14697 | 0.2212 | 0.18368 | 0.14697 | 0.2212 | 0.18368 | 0.14697 | 0.2212 | 0.18368 | 0.14697 | 0.2212 | 0.18368 | 0.14697 | 0.2212 | 0.18368 | 0.14697 | 0.2212 | 0.18368
F11_Industrial_Primary Metals_New_Process_Natural Gas_Gas Boiler - Maintenance_A_Achievable Technical Potential | F11 | Industrial | Primary Metals | New | Process | Natural Gas | Gas Boiler - Maintenance | A | Purchases (Cumulative) | Achievable Technical Potential | 0 | 0 | 0 | 0 | 0 | 0.2212 | 0.40488 | 0.55185 | 0.55185 | 0.55185 | 0.55185 | 0.55185 | 0.55185 | 0.55185 | 0.55185 | 0.55185 | 0.55185 | 0.55185 | 0.55185 | 0.55185 | 0.55185 | 0.55185 | 0.55185 | 0.55185 | 0.55185 | 0.55185 | 0.55185 | 0.55185 | 0.55185 | 0.55185 | 0.55185
F1_Industrial_Primary Metals_New_Space Heating_Natural Gas_Gas Furnace - Maintenance_A_Achievable Technical Potential | F1 | Industrial | Primary Metals | New | Space Heating | Natural Gas | Gas Furnace - Maintenance | A | Integrated Unit Energy Savings (kWh or therms) | Achievable Technical Potential | 0 | 0 | 0 | 0 | 0 | 0 | 0 | 0 | 0 | 0 | 0 | 0 | 0 | 0 | 0 | 0 | 0 | 0 | 0 | 0 | 0 | 0 | 0 | 0 | 0 | 0 | 0 | 0 | 0 | 0 | 0
F2_Industrial_Primary Metals_New_Space Heating_Natural Gas_Gas Furnace - Maintenance_A_Achievable Technical Potential | F2 | Industrial | Primary Metals | New | Space Heating | Natural Gas | Gas Furnace - Maintenance | A | Integrated Unit Summer Peak Savings (kW) | Achievable Technical Potential | 0 | 0 | 0 | 0 | 0 | 0 | 0 | 0 | 0 | 0 | 0 | 0 | 0 | 0 | 0 | 0 | 0 | 0 | 0 | 0 | 0 | 0 | 0 | 0 | 0 | 0 | 0 | 0 | 0 | 0 | 0
F3_Industrial_Primary Metals_New_Space Heating_Natural Gas_Gas Furnace - Maintenance_A_Achievable Technical Potential | F3 | Industrial | Primary Metals | New | Space Heating | Natural Gas | Gas Furnace - Maintenance | A | Integrated Unit Winter Peak Savings (kW) | Achievable Technical Potential | 0 | 0 | 0 | 0 | 0 | 0 | 0 | 0 | 0 | 0 | 0 | 0 | 0 | 0 | 0 | 0 | 0 | 0 | 0 | 0 | 0 | 0 | 0 | 0 | 0 | 0 | 0 | 0 | 0 | 0 | 0
F4_Industrial_Primary Metals_New_Space Heating_Natural Gas_Gas Furnace - Maintenance_A_Achievable Technical Potential | F4 | Industrial | Primary Metals | New | Space Heating | Natural Gas | Gas Furnace - Maintenance | A | Incremental Energy Savings (MWh or mTherms) | Achievable Technical Potential | 0 | 0 | 0 | 0 | 0 | 0 | 0 | 0 | 0 | 0 | 0 | 0 | 0 | 0 | 0 | 0 | 0 | 0 | 0 | 0 | 0 | 0 | 0 | 0 | 0 | 0 | 0 | 0 | 0 | 0 | 0
F5_Industrial_Primary Metals_New_Space Heating_Natural Gas_Gas Furnace - Maintenance_A_Achievable Technical Potential | F5 | Industrial | Primary Metals | New | Space Heating | Natural Gas | Gas Furnace - Maintenance | A | Incremental Summer Peak Savings (MW) | Achievable Technical Potential | 0 | 0 | 0 | 0 | 0 | 0 | 0 | 0 | 0 | 0 | 0 | 0 | 0 | 0 | 0 | 0 | 0 | 0 | 0 | 0 | 0 | 0 | 0 | 0 | 0 | 0 | 0 | 0 | 0 | 0 | 0
F6_Industrial_Primary Metals_New_Space Heating_Natural Gas_Gas Furnace - Maintenance_A_Achievable Technical Potential | F6 | Industrial | Primary Metals | New | Space Heating | Natural Gas | Gas Furnace - Maintenance | A | Incremental Winter Peak Savings (MW) | Achievable Technical Potential | 0 | 0 | 0 | 0 | 0 | 0 | 0 | 0 | 0 | 0 | 0 | 0 | 0 | 0 | 0 | 0 | 0 | 0 | 0 | 0 | 0 | 0 | 0 | 0 | 0 | 0 | 0 | 0 | 0 | 0 | 0
F7_Industrial_Primary Metals_New_Space Heating_Natural Gas_Gas Furnace - Maintenance_A_Achievable Technical Potential | F7 | Industrial | Primary Metals | New | Space Heating | Natural Gas | Gas Furnace - Maintenance | A | Cumulative Energy Savings (MWh or mTherms) | Achievable Technical Potential | 0 | 0 | 0 | 0 | 0 | 0 | 0 | 0 | 0 | 0 | 0 | 0 | 0 | 0 | 0 | 0 | 0 | 0 | 0 | 0 | 0 | 0 | 0 | 0 | 0 | 0 | 0 | 0 | 0 | 0 | 0
F8_Industrial_Primary Metals_New_Space Heating_Natural Gas_Gas Furnace - Maintenance_A_Achievable Technical Potential | F8 | Industrial | Primary Metals | New | Space Heating | Natural Gas | Gas Furnace - Maintenance | A | Cumulative Summer Peak Savings (MW) | Achievable Technical Potential | 0 | 0 | 0 | 0 | 0 | 0 | 0 | 0 | 0 | 0 | 0 | 0 | 0 | 0 | 0 | 0 | 0 | 0 | 0 | 0 | 0 | 0 | 0 | 0 | 0 | 0 | 0 | 0 | 0 | 0 | 0
F9_Industrial_Primary Metals_New_Space Heating_Natural Gas_Gas Furnace - Maintenance_A_Achievable Technical Potential | F9 | Industrial | Primary Metals | New | Space Heating | Natural Gas | Gas Furnace - Maintenance | A | Cumulative Winter Peak Savings (MW) | Achievable Technical Potential | 0 | 0 | 0 | 0 | 0 | 0 | 0 | 0 | 0 | 0 | 0 | 0 | 0 | 0 | 0 | 0 | 0 | 0 | 0 | 0 | 0 | 0 | 0 | 0 | 0 | 0 | 0 | 0 | 0 | 0 | 0
F10_Industrial_Primary Metals_New_Space Heating_Natural Gas_Gas Furnace - Maintenance_A_Achievable Technical Potential | F10 | Industrial | Primary Metals | New | Space Heating | Natural Gas | Gas Furnace - Maintenance | A | Purchases (Incremental) | Achievable Technical Potential | 0 | 0 | 0 | 0 | 0 | 0 | 0 | 0 | 0 | 0 | 0 | 0 | 0 | 0 | 0 | 0 | 0 | 0 | 0 | 0 | 0 | 0 | 0 | 0 | 0 | 0 | 0 | 0 | 0 | 0 | 0
F11_Industrial_Primary Metals_New_Space Heating_Natural Gas_Gas Furnace - Maintenance_A_Achievable Technical Potential | F11 | Industrial | Primary Metals | New | Space Heating | Natural Gas | Gas Furnace - Maintenance | A | Purchases (Cumulative) | Achievable Technical Potential | 0 | 0 | 0 | 0 | 0 | 0 | 0 | 0 | 0 | 0 | 0 | 0 | 0 | 0 | 0 | 0 | 0 | 0 | 0 | 0 | 0 | 0 | 0 | 0 | 0 | 0 | 0 | 0 | 0 | 0 | 0
F1_Industrial_Primary Metals_New_Space Heating_Natural Gas_Gas Boiler - Hot Water Reset_A_Achievable Technical Potential | F1 | Industrial | Primary Metals | New | Space Heating | Natural Gas | Gas Boiler - Hot Water Reset | A | Integrated Unit Energy Savings (kWh or therms) | Achievable Technical Potential | 0 | 0 | 0 | 0 | 0 | 0 | 0 | 0 | 0 | 0 | 0 | 0 | 0 | 0 | 0 | 0 | 0 | 0 | 0 | 0 | 0 | 0 | 0 | 0 | 0 | 0 | 0 | 0 | 0 | 0 | 0
F2_Industrial_Primary Metals_New_Space Heating_Natural Gas_Gas Boiler - Hot Water Reset_A_Achievable Technical Potential | F2 | Industrial | Primary Metals | New | Space Heating | Natural Gas | Gas Boiler - Hot Water Reset | A | Integrated Unit Summer Peak Savings (kW) | Achievable Technical Potential | 0 | 0 | 0 | 0 | 0 | 0 | 0 | 0 | 0 | 0 | 0 | 0 | 0 | 0 | 0 | 0 | 0 | 0 | 0 | 0 | 0 | 0 | 0 | 0 | 0 | 0 | 0 | 0 | 0 | 0 | 0
F3_Industrial_Primary Metals_New_Space Heating_Natural Gas_Gas Boiler - Hot Water Reset_A_Achievable Technical Potential | F3 | Industrial | Primary Metals | New | Space Heating | Natural Gas | Gas Boiler - Hot Water Reset | A | Integrated Unit Winter Peak Savings (kW) | Achievable Technical Potential | 0 | 0 | 0 | 0 | 0 | 0 | 0 | 0 | 0 | 0 | 0 | 0 | 0 | 0 | 0 | 0 | 0 | 0 | 0 | 0 | 0 | 0 | 0 | 0 | 0 | 0 | 0 | 0 | 0 | 0 | 0
F4_Industrial_Primary Metals_New_Space Heating_Natural Gas_Gas Boiler - Hot Water Reset_A_Achievable Technical Potential | F4 | Industrial | Primary Metals | New | Space Heating | Natural Gas | Gas Boiler - Hot Water Reset | A | Incremental Energy Savings (MWh or mTherms) | Achievable Technical Potential | 0 | 0 | 0 | 0 | 0 | 0 | 0 | 0 | 0 | 0 | 0 | 0 | 0 | 0 | 0 | 0 | 0 | 0 | 0 | 0 | 0 | 0 | 0 | 0 | 0 | 0 | 0 | 0 | 0 | 0 | 0
F5_Industrial_Primary Metals_New_Space Heating_Natural Gas_Gas Boiler - Hot Water Reset_A_Achievable Technical Potential | F5 | Industrial | Primary Metals | New | Space Heating | Natural Gas | Gas Boiler - Hot Water Reset | A | Incremental Summer Peak Savings (MW) | Achievable Technical Potential | 0 | 0 | 0 | 0 | 0 | 0 | 0 | 0 | 0 | 0 | 0 | 0 | 0 | 0 | 0 | 0 | 0 | 0 | 0 | 0 | 0 | 0 | 0 | 0 | 0 | 0 | 0 | 0 | 0 | 0 | 0
F6_Industrial_Primary Metals_New_Space Heating_Natural Gas_Gas Boiler - Hot Water Reset_A_Achievable Technical Potential | F6 | Industrial | Primary Metals | New | Space Heating | Natural Gas | Gas Boiler - Hot Water Reset | A | Incremental Winter Peak Savings (MW) | Achievable Technical Potential | 0 | 0 | 0 | 0 | 0 | 0 | 0 | 0 | 0 | 0 | 0 | 0 | 0 | 0 | 0 | 0 | 0 | 0 | 0 | 0 | 0 | 0 | 0 | 0 | 0 | 0 | 0 | 0 | 0 | 0 | 0
F7_Industrial_Primary Metals_New_Space Heating_Natural Gas_Gas Boiler - Hot Water Reset_A_Achievable Technical Potential | F7 | Industrial | Primary Metals | New | Space Heating | Natural Gas | Gas Boiler - Hot Water Reset | A | Cumulative Energy Savings (MWh or mTherms) | Achievable Technical Potential | 0 | 0 | 0 | 0 | 0 | 0 | 0 | 0 | 0 | 0 | 0 | 0 | 0 | 0 | 0 | 0 | 0 | 0 | 0 | 0 | 0 | 0 | 0 | 0 | 0 | 0 | 0 | 0 | 0 | 0 | 0
F8_Industrial_Primary Metals_New_Space Heating_Natural Gas_Gas Boiler - Hot Water Reset_A_Achievable Technical Potential | F8 | Industrial | Primary Metals | New | Space Heating | Natural Gas | Gas Boiler - Hot Water Reset | A | Cumulative Summer Peak Savings (MW) | Achievable Technical Potential | 0 | 0 | 0 | 0 | 0 | 0 | 0 | 0 | 0 | 0 | 0 | 0 | 0 | 0 | 0 | 0 | 0 | 0 | 0 | 0 | 0 | 0 | 0 | 0 | 0 | 0 | 0 | 0 | 0 | 0 | 0
F9_Industrial_Primary Metals_New_Space Heating_Natural Gas_Gas Boiler - Hot Water Reset_A_Achievable Technical Potential | F9 | Industrial | Primary Metals | New | Space Heating | Natural Gas | Gas Boiler - Hot Water Reset | A | Cumulative Winter Peak Savings (MW) | Achievable Technical Potential | 0 | 0 | 0 | 0 | 0 | 0 | 0 | 0 | 0 | 0 | 0 | 0 | 0 | 0 | 0 | 0 | 0 | 0 | 0 | 0 | 0 | 0 | 0 | 0 | 0 | 0 | 0 | 0 | 0 | 0 | 0
F10_Industrial_Primary Metals_New_Space Heating_Natural Gas_Gas Boiler - Hot Water Reset_A_Achievable Technical Potential | F10 | Industrial | Primary Metals | New | Space Heating | Natural Gas | Gas Boiler - Hot Water Reset | A | Purchases (Incremental) | Achievable Technical Potential | 0 | 0 | 0 | 0 | 0 | 0 | 0 | 0 | 0 | 0 | 0 | 0 | 0 | 0 | 0 | 0 | 0 | 0 | 0 | 0 | 0 | 0 | 0 | 0 | 0 | 0 | 0 | 0 | 0 | 0 | 0
F11_Industrial_Primary Metals_New_Space Heating_Natural Gas_Gas Boiler - Hot Water Reset_A_Achievable Technical Potential | F11 | Industrial | Primary Metals | New | Space Heating | Natural Gas | Gas Boiler - Hot Water Reset | A | Purchases (Cumulative) | Achievable Technical Potential | 0 | 0 | 0 | 0 | 0 | 0 | 0 | 0 | 0 | 0 | 0 | 0 | 0 | 0 | 0 | 0 | 0 | 0 | 0 | 0 | 0 | 0 | 0 | 0 | 0 | 0 | 0 | 0 | 0 | 0 | 0
F1_Industrial_Primary Metals_New_Process_Natural Gas_Gas Boiler - Hot Water Reset_A_Achievable Technical Potential | F1 | Industrial | Primary Metals | New | Process | Natural Gas | Gas Boiler - Hot Water Reset | A | Integrated Unit Energy Savings (kWh or therms) | Achievable Technical Potential | 0 | 0 | 0 | 0 | 0 | 50.8679 | 50.785 | 50.7115 | 50.6445 | 50.5814 | 50.5484 | 50.5264 | 50.5127 | 50.505 | 50.5014 | 50.5011 | 50.503 | 50.5067 | 50.5114 | 50.5168 | 50.5234 | 50.5338 | 50.5433 | 50.552 | 50.5599 | 50.5752 | 50.5893 | 50.6024 | 50.9667 | 50.9667 | 50.9667
F2_Industrial_Primary Metals_New_Process_Natural Gas_Gas Boiler - Hot Water Reset_A_Achievable Technical Potential | F2 | Industrial | Primary Metals | New | Process | Natural Gas | Gas Boiler - Hot Water Reset | A | Integrated Unit Summer Peak Savings (kW) | Achievable Technical Potential | 0 | 0 | 0 | 0 | 0 | 0 | 0 | 0 | 0 | 0 | 0 | 0 | 0 | 0 | 0 | 0 | 0 | 0 | 0 | 0 | 0 | 0 | 0 | 0 | 0 | 0 | 0 | 0 | 0 | 0 | 0
F3_Industrial_Primary Metals_New_Process_Natural Gas_Gas Boiler - Hot Water Reset_A_Achievable Technical Potential | F3 | Industrial | Primary Metals | New | Process | Natural Gas | Gas Boiler - Hot Water Reset | A | Integrated Unit Winter Peak Savings (kW) | Achievable Technical Potential | 0 | 0 | 0 | 0 | 0 | 0 | 0 | 0 | 0 | 0 | 0 | 0 | 0 | 0 | 0 | 0 | 0 | 0 | 0 | 0 | 0 | 0 | 0 | 0 | 0 | 0 | 0 | 0 | 0 | 0 | 0
F4_Industrial_Primary Metals_New_Process_Natural Gas_Gas Boiler - Hot Water Reset_A_Achievable Technical Potential | F4 | Industrial | Primary Metals | New | Process | Natural Gas | Gas Boiler - Hot Water Reset | A | Incremental Energy Savings (MWh or mTherms) | Achievable Technical Potential | 0 | 0 | 0 | 0 | 0 | 0.010936 | 0.015883 | 0.022432 | 0.029492 | 0.03757 | 0.048541 | 0.058257 | 0.06462 | 0.065704 | 0.060549 | 0.05002 | 0.03518 | 0.021634 | 0.010994 | 0.0048941 | 0.0018681 | 0.010865 | 0.015807 | 0.022362 | 0.029442 | 0.037566 | 0.04858 | 0.058344 | 0.065201 | 0.066305 | 0.061106
F5_Industrial_Primary Metals_New_Process_Natural Gas_Gas Boiler - Hot Water Reset_A_Achievable Technical Potential | F5 | Industrial | Primary Metals | New | Process | Natural Gas | Gas Boiler - Hot Water Reset | A | Incremental Summer Peak Savings (MW) | Achievable Technical Potential | 0 | 0 | 0 | 0 | 0 | 0 | 0 | 0 | 0 | 0 | 0 | 0 | 0 | 0 | 0 | 0 | 0 | 0 | 0 | 0 | 0 | 0 | 0 | 0 | 0 | 0 | 0 | 0 | 0 | 0 | 0
F6_Industrial_Primary Metals_New_Process_Natural Gas_Gas Boiler - Hot Water Reset_A_Achievable Technical Potential | F6 | Industrial | Primary Metals | New | Process | Natural Gas | Gas Boiler - Hot Water Reset | A | Incremental Winter Peak Savings (MW) | Achievable Technical Potential | 0 | 0 | 0 | 0 | 0 | 0 | 0 | 0 | 0 | 0 | 0 | 0 | 0 | 0 | 0 | 0 | 0 | 0 | 0 | 0 | 0 | 0 | 0 | 0 | 0 | 0 | 0 | 0 | 0 | 0 | 0
F7_Industrial_Primary Metals_New_Process_Natural Gas_Gas Boiler - Hot Water Reset_A_Achievable Technical Potential | F7 | Industrial | Primary Metals | New | Process | Natural Gas | Gas Boiler - Hot Water Reset | A | Cumulative Energy Savings (MWh or mTherms) | Achievable Technical Potential | 0 | 0 | 0 | 0 | 0 | 0.010936 | 0.026802 | 0.049195 | 0.078622 | 0.11609 | 0.16456 | 0.22274 | 0.2873 | 0.35296 | 0.41349 | 0.46351 | 0.4987 | 0.52037 | 0.53142 | 0.53637 | 0.5383 | 0.53842 | 0.53852 | 0.53861 | 0.53869 | 0.53886 | 0.53901 | 0.53915 | 0 | 0 | 0
F8_Industrial_Primary Metals_New_Process_Natural Gas_Gas Boiler - Hot Water Reset_A_Achievable Technical Potential | F8 | Industrial | Primary Metals | New | Process | Natural Gas | Gas Boiler - Hot Water Reset | A | Cumulative Summer Peak Savings (MW) | Achievable Technical Potential | 0 | 0 | 0 | 0 | 0 | 0 | 0 | 0 | 0 | 0 | 0 | 0 | 0 | 0 | 0 | 0 | 0 | 0 | 0 | 0 | 0 | 0 | 0 | 0 | 0 | 0 | 0 | 0 | 0 | 0 | 0
F9_Industrial_Primary Metals_New_Process_Natural Gas_Gas Boiler - Hot Water Reset_A_Achievable Technical Potential | F9 | Industrial | Primary Metals | New | Process | Natural Gas | Gas Boiler - Hot Water Reset | A | Cumulative Winter Peak Savings (MW) | Achievable Technical Potential | 0 | 0 | 0 | 0 | 0 | 0 | 0 | 0 | 0 | 0 | 0 | 0 | 0 | 0 | 0 | 0 | 0 | 0 | 0 | 0 | 0 | 0 | 0 | 0 | 0 | 0 | 0 | 0 | 0 | 0 | 0
F10_Industrial_Primary Metals_New_Process_Natural Gas_Gas Boiler - Hot Water Reset_A_Achievable Technical Potential | F10 | Industrial | Primary Metals | New | Process | Natural Gas | Gas Boiler - Hot Water Reset | A | Purchases (Incremental) | Achievable Technical Potential | 0 | 0 | 0 | 0 | 0 | 0.215 | 0.31275 | 0.44235 | 0.58233 | 0.74277 | 0.96029 | 1.153 | 1.2793 | 1.3009 | 1.1989 | 0.99047 | 0.6966 | 0.42833 | 0.21766 | 0.096881 | 0.036974 | 0.215 | 0.31275 | 0.44235 | 0.58233 | 0.74277 | 0.96029 | 1.153 | 1.2793 | 1.3009 | 1.1989
F11_Industrial_Primary Metals_New_Process_Natural Gas_Gas Boiler - Hot Water Reset_A_Achievable Technical Potential | F11 | Industrial | Primary Metals | New | Process | Natural Gas | Gas Boiler - Hot Water Reset | A | Purchases (Cumulative) | Achievable Technical Potential | 0 | 0 | 0 | 0 | 0 | 0.215 | 0.52775 | 0.9701 | 1.5524 | 2.2952 | 3.2555 | 4.4085 | 5.6878 | 6.9887 | 8.1876 | 9.1781 | 9.8747 | 10.303 | 10.5207 | 10.6176 | 10.6546 | 10.6546 | 10.6546 | 10.6546 | 10.6546 | 10.6546 | 10.6546 | 10.6546 | 10.6546 | 10.6546 | 10.6546
F1_Industrial_Primary Metals_New_Space Heating_Natural Gas_Steam Trap Maintenance_A_Achievable Technical Potential | F1 | Industrial | Primary Metals | New | Space Heating | Natural Gas | Steam Trap Maintenance | A | Integrated Unit Energy Savings (kWh or therms) | Achievable Technical Potential | 0 | 0 | 0 | 0 | 0 | 0 | 0 | 0 | 0 | 0 | 0 | 0 | 0 | 0 | 0 | 0 | 0 | 0 | 0 | 0 | 0 | 0 | 0 | 0 | 0 | 0 | 0 | 0 | 0 | 0 | 0
F2_Industrial_Primary Metals_New_Space Heating_Natural Gas_Steam Trap Maintenance_A_Achievable Technical Potential | F2 | Industrial | Primary Metals | New | Space Heating | Natural Gas | Steam Trap Maintenance | A | Integrated Unit Summer Peak Savings (kW) | Achievable Technical Potential | 0 | 0 | 0 | 0 | 0 | 0 | 0 | 0 | 0 | 0 | 0 | 0 | 0 | 0 | 0 | 0 | 0 | 0 | 0 | 0 | 0 | 0 | 0 | 0 | 0 | 0 | 0 | 0 | 0 | 0 | 0
F3_Industrial_Primary Metals_New_Space Heating_Natural Gas_Steam Trap Maintenance_A_Achievable Technical Potential | F3 | Industrial | Primary Metals | New | Space Heating | Natural Gas | Steam Trap Maintenance | A | Integrated Unit Winter Peak Savings (kW) | Achievable Technical Potential | 0 | 0 | 0 | 0 | 0 | 0 | 0 | 0 | 0 | 0 | 0 | 0 | 0 | 0 | 0 | 0 | 0 | 0 | 0 | 0 | 0 | 0 | 0 | 0 | 0 | 0 | 0 | 0 | 0 | 0 | 0
F4_Industrial_Primary Metals_New_Space Heating_Natural Gas_Steam Trap Maintenance_A_Achievable Technical Potential | F4 | Industrial | Primary Metals | New | Space Heating | Natural Gas | Steam Trap Maintenance | A | Incremental Energy Savings (MWh or mTherms) | Achievable Technical Potential | 0 | 0 | 0 | 0 | 0 | 0 | 0 | 0 | 0 | 0 | 0 | 0 | 0 | 0 | 0 | 0 | 0 | 0 | 0 | 0 | 0 | 0 | 0 | 0 | 0 | 0 | 0 | 0 | 0 | 0 | 0
F5_Industrial_Primary Metals_New_Space Heating_Natural Gas_Steam Trap Maintenance_A_Achievable Technical Potential | F5 | Industrial | Primary Metals | New | Space Heating | Natural Gas | Steam Trap Maintenance | A | Incremental Summer Peak Savings (MW) | Achievable Technical Potential | 0 | 0 | 0 | 0 | 0 | 0 | 0 | 0 | 0 | 0 | 0 | 0 | 0 | 0 | 0 | 0 | 0 | 0 | 0 | 0 | 0 | 0 | 0 | 0 | 0 | 0 | 0 | 0 | 0 | 0 | 0
F6_Industrial_Primary Metals_New_Space Heating_Natural Gas_Steam Trap Maintenance_A_Achievable Technical Potential | F6 | Industrial | Primary Metals | New | Space Heating | Natural Gas | Steam Trap Maintenance | A | Incremental Winter Peak Savings (MW) | Achievable Technical Potential | 0 | 0 | 0 | 0 | 0 | 0 | 0 | 0 | 0 | 0 | 0 | 0 | 0 | 0 | 0 | 0 | 0 | 0 | 0 | 0 | 0 | 0 | 0 | 0 | 0 | 0 | 0 | 0 | 0 | 0 | 0
F7_Industrial_Primary Metals_New_Space Heating_Natural Gas_Steam Trap Maintenance_A_Achievable Technical Potential | F7 | Industrial | Primary Metals | New | Space Heating | Natural Gas | Steam Trap Maintenance | A | Cumulative Energy Savings (MWh or mTherms) | Achievable Technical Potential | 0 | 0 | 0 | 0 | 0 | 0 | 0 | 0 | 0 | 0 | 0 | 0 | 0 | 0 | 0 | 0 | 0 | 0 | 0 | 0 | 0 | 0 | 0 | 0 | 0 | 0 | 0 | 0 | 0 | 0 | 0
F8_Industrial_Primary Metals_New_Space Heating_Natural Gas_Steam Trap Maintenance_A_Achievable Technical Potential | F8 | Industrial | Primary Metals | New | Space Heating | Natural Gas | Steam Trap Maintenance | A | Cumulative Summer Peak Savings (MW) | Achievable Technical Potential | 0 | 0 | 0 | 0 | 0 | 0 | 0 | 0 | 0 | 0 | 0 | 0 | 0 | 0 | 0 | 0 | 0 | 0 | 0 | 0 | 0 | 0 | 0 | 0 | 0 | 0 | 0 | 0 | 0 | 0 | 0
F9_Industrial_Primary Metals_New_Space Heating_Natural Gas_Steam Trap Maintenance_A_Achievable Technical Potential | F9 | Industrial | Primary Metals | New | Space Heating | Natural Gas | Steam Trap Maintenance | A | Cumulative Winter Peak Savings (MW) | Achievable Technical Potential | 0 | 0 | 0 | 0 | 0 | 0 | 0 | 0 | 0 | 0 | 0 | 0 | 0 | 0 | 0 | 0 | 0 | 0 | 0 | 0 | 0 | 0 | 0 | 0 | 0 | 0 | 0 | 0 | 0 | 0 | 0
F10_Industrial_Primary Metals_New_Space Heating_Natural Gas_Steam Trap Maintenance_A_Achievable Technical Potential | F10 | Industrial | Primary Metals | New | Space Heating | Natural Gas | Steam Trap Maintenance | A | Purchases (Incremental) | Achievable Technical Potential | 0 | 0 | 0 | 0 | 0 | 0 | 0 | 0 | 0 | 0 | 0 | 0 | 0 | 0 | 0 | 0 | 0 | 0 | 0 | 0 | 0 | 0 | 0 | 0 | 0 | 0 | 0 | 0 | 0 | 0 | 0
F11_Industrial_Primary Metals_New_Space Heating_Natural Gas_Steam Trap Maintenance_A_Achievable Technical Potential | F11 | Industrial | Primary Metals | New | Space Heating | Natural Gas | Steam Trap Maintenance | A | Purchases (Cumulative) | Achievable Technical Potential | 0 | 0 | 0 | 0 | 0 | 0 | 0 | 0 | 0 | 0 | 0 | 0 | 0 | 0 | 0 | 0 | 0 | 0 | 0 | 0 | 0 | 0 | 0 | 0 | 0 | 0 | 0 | 0 | 0 | 0 | 0
F1_Industrial_Primary Metals_New_Process_Natural Gas_Steam Trap Maintenance_A_Achievable Technical Potential | F1 | Industrial | Primary Metals | New | Process | Natural Gas | Steam Trap Maintenance | A | Integrated Unit Energy Savings (kWh or therms) | Achievable Technical Potential | 0 | 0 | 0 | 0 | 0 | 35.9707 | 35.937 | 35.9073 | 35.8803 | 35.8549 | 35.8345 | 35.8215 | 35.814 | 35.8103 | 35.8094 | 35.8105 | 35.8131 | 35.8167 | 35.821 | 35.8257 | 35.8311 | 35.8392 | 35.8465 | 35.8532 | 35.8594 | 35.8651 | 35.8703 | 35.8752 | 36.0109 | 36.0109 | 36.0109
F2_Industrial_Primary Metals_New_Process_Natural Gas_Steam Trap Maintenance_A_Achievable Technical Potential | F2 | Industrial | Primary Metals | New | Process | Natural Gas | Steam Trap Maintenance | A | Integrated Unit Summer Peak Savings (kW) | Achievable Technical Potential | 0 | 0 | 0 | 0 | 0 | 0 | 0 | 0 | 0 | 0 | 0 | 0 | 0 | 0 | 0 | 0 | 0 | 0 | 0 | 0 | 0 | 0 | 0 | 0 | 0 | 0 | 0 | 0 | 0 | 0 | 0
F3_Industrial_Primary Metals_New_Process_Natural Gas_Steam Trap Maintenance_A_Achievable Technical Potential | F3 | Industrial | Primary Metals | New | Process | Natural Gas | Steam Trap Maintenance | A | Integrated Unit Winter Peak Savings (kW) | Achievable Technical Potential | 0 | 0 | 0 | 0 | 0 | 0 | 0 | 0 | 0 | 0 | 0 | 0 | 0 | 0 | 0 | 0 | 0 | 0 | 0 | 0 | 0 | 0 | 0 | 0 | 0 | 0 | 0 | 0 | 0 | 0 | 0
F4_Industrial_Primary Metals_New_Process_Natural Gas_Steam Trap Maintenance_A_Achievable Technical Potential | F4 | Industrial | Primary Metals | New | Process | Natural Gas | Steam Trap Maintenance | A | Incremental Energy Savings (MWh or mTherms) | Achievable Technical Potential | 0 | 0 | 0 | 0 | 0 | 0 | 0 | 0 | 0 | 0 | 0 | 0 | 0 | 0 | 0 | 0 | 0 | 0 | 0 | 0 | 0 | 0 | 0 | 0 | 0 | 0 | 0 | 0 | 0 | 0 | 0
F5_Industrial_Primary Metals_New_Process_Natural Gas_Steam Trap Maintenance_A_Achievable Technical Potential | F5 | Industrial | Primary Metals | New | Process | Natural Gas | Steam Trap Maintenance | A | Incremental Summer Peak Savings (MW) | Achievable Technical Potential | 0 | 0 | 0 | 0 | 0 | 0 | 0 | 0 | 0 | 0 | 0 | 0 | 0 | 0 | 0 | 0 | 0 | 0 | 0 | 0 | 0 | 0 | 0 | 0 | 0 | 0 | 0 | 0 | 0 | 0 | 0
F6_Industrial_Primary Metals_New_Process_Natural Gas_Steam Trap Maintenance_A_Achievable Technical Potential | F6 | Industrial | Primary Metals | New | Process | Natural Gas | Steam Trap Maintenance | A | Incremental Winter Peak Savings (MW) | Achievable Technical Potential | 0 | 0 | 0 | 0 | 0 | 0 | 0 | 0 | 0 | 0 | 0 | 0 | 0 | 0 | 0 | 0 | 0 | 0 | 0 | 0 | 0 | 0 | 0 | 0 | 0 | 0 | 0 | 0 | 0 | 0 | 0
F7_Industrial_Primary Metals_New_Process_Natural Gas_Steam Trap Maintenance_A_Achievable Technical Potential | F7 | Industrial | Primary Metals | New | Process | Natural Gas | Steam Trap Maintenance | A | Cumulative Energy Savings (MWh or mTherms) | Achievable Technical Potential | 0 | 0 | 0 | 0 | 0 | 0 | 0 | 0 | 0 | 0 | 0 | 0 | 0 | 0 | 0 | 0 | 0 | 0 | 0 | 0 | 0 | 0 | 0 | 0 | 0 | 0 | 0 | 0 | 0 | 0 | 0
F8_Industrial_Primary Metals_New_Process_Natural Gas_Steam Trap Maintenance_A_Achievable Technical Potential | F8 | Industrial | Primary Metals | New | Process | Natural Gas | Steam Trap Maintenance | A | Cumulative Summer Peak Savings (MW) | Achievable Technical Potential | 0 | 0 | 0 | 0 | 0 | 0 | 0 | 0 | 0 | 0 | 0 | 0 | 0 | 0 | 0 | 0 | 0 | 0 | 0 | 0 | 0 | 0 | 0 | 0 | 0 | 0 | 0 | 0 | 0 | 0 | 0
F9_Industrial_Primary Metals_New_Process_Natural Gas_Steam Trap Maintenance_A_Achievable Technical Potential | F9 | Industrial | Primary Metals | New | Process | Natural Gas | Steam Trap Maintenance | A | Cumulative Winter Peak Savings (MW) | Achievable Technical Potential | 0 | 0 | 0 | 0 | 0 | 0 | 0 | 0 | 0 | 0 | 0 | 0 | 0 | 0 | 0 | 0 | 0 | 0 | 0 | 0 | 0 | 0 | 0 | 0 | 0 | 0 | 0 | 0 | 0 | 0 | 0
F10_Industrial_Primary Metals_New_Process_Natural Gas_Steam Trap Maintenance_A_Achievable Technical Potential | F10 | Industrial | Primary Metals | New | Process | Natural Gas | Steam Trap Maintenance | A | Purchases (Incremental) | Achievable Technical Potential | 0 | 0 | 0 | 0 | 0 | 0 | 0 | 0 | 0 | 0 | 0 | 0 | 0 | 0 | 0 | 0 | 0 | 0 | 0 | 0 | 0 | 0 | 0 | 0 | 0 | 0 | 0 | 0 | 0 | 0 | 0
F11_Industrial_Primary Metals_New_Process_Natural Gas_Steam Trap Maintenance_A_Achievable Technical Potential | F11 | Industrial | Primary Metals | New | Process | Natural Gas | Steam Trap Maintenance | A | Purchases (Cumulative) | Achievable Technical Potential | 0 | 0 | 0 | 0 | 0 | 0 | 0 | 0 | 0 | 0 | 0 | 0 | 0 | 0 | 0 | 0 | 0 | 0 | 0 | 0 | 0 | 0 | 0 | 0 | 0 | 0 | 0 | 0 | 0 | 0 | 0
F1_Industrial_Primary Metals_New_Space Heating_Natural Gas_Gas Boiler - High Turndown_A_Achievable Technical Potential | F1 | Industrial | Primary Metals | New | Space Heating | Natural Gas | Gas Boiler - High Turndown | A | Integrated Unit Energy Savings (kWh or therms) | Achievable Technical Potential | 0 | 0 | 0 | 0 | 0 | 0 | 0 | 0 | 0 | 0 | 0 | 0 | 0 | 0 | 0 | 0 | 0 | 0 | 0 | 0 | 0 | 0 | 0 | 0 | 0 | 0 | 0 | 0 | 0 | 0 | 0
F2_Industrial_Primary Metals_New_Space Heating_Natural Gas_Gas Boiler - High Turndown_A_Achievable Technical Potential | F2 | Industrial | Primary Metals | New | Space Heating | Natural Gas | Gas Boiler - High Turndown | A | Integrated Unit Summer Peak Savings (kW) | Achievable Technical Potential | 0 | 0 | 0 | 0 | 0 | 0 | 0 | 0 | 0 | 0 | 0 | 0 | 0 | 0 | 0 | 0 | 0 | 0 | 0 | 0 | 0 | 0 | 0 | 0 | 0 | 0 | 0 | 0 | 0 | 0 | 0
F3_Industrial_Primary Metals_New_Space Heating_Natural Gas_Gas Boiler - High Turndown_A_Achievable Technical Potential | F3 | Industrial | Primary Metals | New | Space Heating | Natural Gas | Gas Boiler - High Turndown | A | Integrated Unit Winter Peak Savings (kW) | Achievable Technical Potential | 0 | 0 | 0 | 0 | 0 | 0 | 0 | 0 | 0 | 0 | 0 | 0 | 0 | 0 | 0 | 0 | 0 | 0 | 0 | 0 | 0 | 0 | 0 | 0 | 0 | 0 | 0 | 0 | 0 | 0 | 0
F4_Industrial_Primary Metals_New_Space Heating_Natural Gas_Gas Boiler - High Turndown_A_Achievable Technical Potential | F4 | Industrial | Primary Metals | New | Space Heating | Natural Gas | Gas Boiler - High Turndown | A | Incremental Energy Savings (MWh or mTherms) | Achievable Technical Potential | 0 | 0 | 0 | 0 | 0 | 0 | 0 | 0 | 0 | 0 | 0 | 0 | 0 | 0 | 0 | 0 | 0 | 0 | 0 | 0 | 0 | 0 | 0 | 0 | 0 | 0 | 0 | 0 | 0 | 0 | 0
F5_Industrial_Primary Metals_New_Space Heating_Natural Gas_Gas Boiler - High Turndown_A_Achievable Technical Potential | F5 | Industrial | Primary Metals | New | Space Heating | Natural Gas | Gas Boiler - High Turndown | A | Incremental Summer Peak Savings (MW) | Achievable Technical Potential | 0 | 0 | 0 | 0 | 0 | 0 | 0 | 0 | 0 | 0 | 0 | 0 | 0 | 0 | 0 | 0 | 0 | 0 | 0 | 0 | 0 | 0 | 0 | 0 | 0 | 0 | 0 | 0 | 0 | 0 | 0
F6_Industrial_Primary Metals_New_Space Heating_Natural Gas_Gas Boiler - High Turndown_A_Achievable Technical Potential | F6 | Industrial | Primary Metals | New | Space Heating | Natural Gas | Gas Boiler - High Turndown | A | Incremental Winter Peak Savings (MW) | Achievable Technical Potential | 0 | 0 | 0 | 0 | 0 | 0 | 0 | 0 | 0 | 0 | 0 | 0 | 0 | 0 | 0 | 0 | 0 | 0 | 0 | 0 | 0 | 0 | 0 | 0 | 0 | 0 | 0 | 0 | 0 | 0 | 0
F7_Industrial_Primary Metals_New_Space Heating_Natural Gas_Gas Boiler - High Turndown_A_Achievable Technical Potential | F7 | Industrial | Primary Metals | New | Space Heating | Natural Gas | Gas Boiler - High Turndown | A | Cumulative Energy Savings (MWh or mTherms) | Achievable Technical Potential | 0 | 0 | 0 | 0 | 0 | 0 | 0 | 0 | 0 | 0 | 0 | 0 | 0 | 0 | 0 | 0 | 0 | 0 | 0 | 0 | 0 | 0 | 0 | 0 | 0 | 0 | 0 | 0 | 0 | 0 | 0
F8_Industrial_Primary Metals_New_Space Heating_Natural Gas_Gas Boiler - High Turndown_A_Achievable Technical Potential | F8 | Industrial | Primary Metals | New | Space Heating | Natural Gas | Gas Boiler - High Turndown | A | Cumulative Summer Peak Savings (MW) | Achievable Technical Potential | 0 | 0 | 0 | 0 | 0 | 0 | 0 | 0 | 0 | 0 | 0 | 0 | 0 | 0 | 0 | 0 | 0 | 0 | 0 | 0 | 0 | 0 | 0 | 0 | 0 | 0 | 0 | 0 | 0 | 0 | 0
F9_Industrial_Primary Metals_New_Space Heating_Natural Gas_Gas Boiler - High Turndown_A_Achievable Technical Potential | F9 | Industrial | Primary Metals | New | Space Heating | Natural Gas | Gas Boiler - High Turndown | A | Cumulative Winter Peak Savings (MW) | Achievable Technical Potential | 0 | 0 | 0 | 0 | 0 | 0 | 0 | 0 | 0 | 0 | 0 | 0 | 0 | 0 | 0 | 0 | 0 | 0 | 0 | 0 | 0 | 0 | 0 | 0 | 0 | 0 | 0 | 0 | 0 | 0 | 0
F10_Industrial_Primary Metals_New_Space Heating_Natural Gas_Gas Boiler - High Turndown_A_Achievable Technical Potential | F10 | Industrial | Primary Metals | New | Space Heating | Natural Gas | Gas Boiler - High Turndown | A | Purchases (Incremental) | Achievable Technical Potential | 0 | 0 | 0 | 0 | 0 | 0 | 0 | 0 | 0 | 0 | 0 | 0 | 0 | 0 | 0 | 0 | 0 | 0 | 0 | 0 | 0 | 0 | 0 | 0 | 0 | 0 | 0 | 0 | 0 | 0 | 0
F11_Industrial_Primary Metals_New_Space Heating_Natural Gas_Gas Boiler - High Turndown_A_Achievable Technical Potential | F11 | Industrial | Primary Metals | New | Space Heating | Natural Gas | Gas Boiler - High Turndown | A | Purchases (Cumulative) | Achievable Technical Potential | 0 | 0 | 0 | 0 | 0 | 0 | 0 | 0 | 0 | 0 | 0 | 0 | 0 | 0 | 0 | 0 | 0 | 0 | 0 | 0 | 0 | 0 | 0 | 0 | 0 | 0 | 0 | 0 | 0 | 0 | 0
F1_Industrial_Primary Metals_New_Process_Natural Gas_Gas Boiler - High Turndown_A_Achievable Technical Potential | F1 | Industrial | Primary Metals | New | Process | Natural Gas | Gas Boiler - High Turndown | A | Integrated Unit Energy Savings (kWh or therms) | Achievable Technical Potential | 0 | 0 | 0 | 0 | 0 | 38.1434 | 38.0745 | 38.0129 | 37.9563 | 37.9026 | 37.8711 | 37.8478 | 37.8308 | 37.8188 | 37.8106 | 37.8059 | 37.8039 | 37.804 | 37.8054 | 37.8075 | 37.8106 | 37.8165 | 37.8216 | 37.8261 | 37.8299 | 37.8447 | 37.8584 | 37.8711 | 38.225 | 38.225 | 38.225
F2_Industrial_Primary Metals_New_Process_Natural Gas_Gas Boiler - High Turndown_A_Achievable Technical Potential | F2 | Industrial | Primary Metals | New | Process | Natural Gas | Gas Boiler - High Turndown | A | Integrated Unit Summer Peak Savings (kW) | Achievable Technical Potential | 0 | 0 | 0 | 0 | 0 | 0 | 0 | 0 | 0 | 0 | 0 | 0 | 0 | 0 | 0 | 0 | 0 | 0 | 0 | 0 | 0 | 0 | 0 | 0 | 0 | 0 | 0 | 0 | 0 | 0 | 0
F3_Industrial_Primary Metals_New_Process_Natural Gas_Gas Boiler - High Turndown_A_Achievable Technical Potential | F3 | Industrial | Primary Metals | New | Process | Natural Gas | Gas Boiler - High Turndown | A | Integrated Unit Winter Peak Savings (kW) | Achievable Technical Potential | 0 | 0 | 0 | 0 | 0 | 0 | 0 | 0 | 0 | 0 | 0 | 0 | 0 | 0 | 0 | 0 | 0 | 0 | 0 | 0 | 0 | 0 | 0 | 0 | 0 | 0 | 0 | 0 | 0 | 0 | 0
F4_Industrial_Primary Metals_New_Process_Natural Gas_Gas Boiler - High Turndown_A_Achievable Technical Potential | F4 | Industrial | Primary Metals | New | Process | Natural Gas | Gas Boiler - High Turndown | A | Incremental Energy Savings (MWh or mTherms) | Achievable Technical Potential | 0 | 0 | 0 | 0 | 0 | 0.012516 | 0.014801 | 0.01708 | 0.01934 | 0.021596 | 0.021476 | 0.018793 | 0.016321 | 0.014086 | 0.012079 | 0.010315 | 0.0087683 | 0.0074284 | 0.0062723 | 0.0052792 | 0.012406 | 0.014701 | 0.016994 | 0.019274 | 0.021555 | 0.021461 | 0.018798 | 0.016339 | 0.014237 | 0.012211 | 0.010429
F5_Industrial_Primary Metals_New_Process_Natural Gas_Gas Boiler - High Turndown_A_Achievable Technical Potential | F5 | Industrial | Primary Metals | New | Process | Natural Gas | Gas Boiler - High Turndown | A | Incremental Summer Peak Savings (MW) | Achievable Technical Potential | 0 | 0 | 0 | 0 | 0 | 0 | 0 | 0 | 0 | 0 | 0 | 0 | 0 | 0 | 0 | 0 | 0 | 0 | 0 | 0 | 0 | 0 | 0 | 0 | 0 | 0 | 0 | 0 | 0 | 0 | 0
F6_Industrial_Primary Metals_New_Process_Natural Gas_Gas Boiler - High Turndown_A_Achievable Technical Potential | F6 | Industrial | Primary Metals | New | Process | Natural Gas | Gas Boiler - High Turndown | A | Incremental Winter Peak Savings (MW) | Achievable Technical Potential | 0 | 0 | 0 | 0 | 0 | 0 | 0 | 0 | 0 | 0 | 0 | 0 | 0 | 0 | 0 | 0 | 0 | 0 | 0 | 0 | 0 | 0 | 0 | 0 | 0 | 0 | 0 | 0 | 0 | 0 | 0
F7_Industrial_Primary Metals_New_Process_Natural Gas_Gas Boiler - High Turndown_A_Achievable Technical Potential | F7 | Industrial | Primary Metals | New | Process | Natural Gas | Gas Boiler - High Turndown | A | Cumulative Energy Savings (MWh or mTherms) | Achievable Technical Potential | 0 | 0 | 0 | 0 | 0 | 0.012516 | 0.027294 | 0.044329 | 0.063603 | 0.08511 | 0.10652 | 0.12524 | 0.14151 | 0.15555 | 0.16759 | 0.17789 | 0.18665 | 0.19407 | 0.20035 | 0.20564 | 0.20566 | 0.20569 | 0.20572 | 0.20575 | 0.20577 | 0.20585 | 0.20592 | 0.20599 | 0 | 0 | 0
F8_Industrial_Primary Metals_New_Process_Natural Gas_Gas Boiler - High Turndown_A_Achievable Technical Potential | F8 | Industrial | Primary Metals | New | Process | Natural Gas | Gas Boiler - High Turndown | A | Cumulative Summer Peak Savings (MW) | Achievable Technical Potential | 0 | 0 | 0 | 0 | 0 | 0 | 0 | 0 | 0 | 0 | 0 | 0 | 0 | 0 | 0 | 0 | 0 | 0 | 0 | 0 | 0 | 0 | 0 | 0 | 0 | 0 | 0 | 0 | 0 | 0 | 0
F9_Industrial_Primary Metals_New_Process_Natural Gas_Gas Boiler - High Turndown_A_Achievable Technical Potential | F9 | Industrial | Primary Metals | New | Process | Natural Gas | Gas Boiler - High Turndown | A | Cumulative Winter Peak Savings (MW) | Achievable Technical Potential | 0 | 0 | 0 | 0 | 0 | 0 | 0 | 0 | 0 | 0 | 0 | 0 | 0 | 0 | 0 | 0 | 0 | 0 | 0 | 0 | 0 | 0 | 0 | 0 | 0 | 0 | 0 | 0 | 0 | 0 | 0
F10_Industrial_Primary Metals_New_Process_Natural Gas_Gas Boiler - High Turndown_A_Achievable Technical Potential | F10 | Industrial | Primary Metals | New | Process | Natural Gas | Gas Boiler - High Turndown | A | Purchases (Incremental) | Achievable Technical Potential | 0 | 0 | 0 | 0 | 0 | 0.32812 | 0.38873 | 0.44931 | 0.50954 | 0.56979 | 0.56709 | 0.49654 | 0.43143 | 0.37245 | 0.31946 | 0.27283 | 0.23194 | 0.1965 | 0.16591 | 0.13963 | 0.32812 | 0.38873 | 0.44931 | 0.50954 | 0.56979 | 0.56709 | 0.49654 | 0.43143 | 0.37245 | 0.31946 | 0.27283
F11_Industrial_Primary Metals_New_Process_Natural Gas_Gas Boiler - High Turndown_A_Achievable Technical Potential | F11 | Industrial | Primary Metals | New | Process | Natural Gas | Gas Boiler - High Turndown | A | Purchases (Cumulative) | Achievable Technical Potential | 0 | 0 | 0 | 0 | 0 | 0.32812 | 0.71685 | 1.1662 | 1.6757 | 2.2455 | 2.8126 | 3.3091 | 3.7405 | 4.113 | 4.4324 | 4.7053 | 4.9372 | 5.1337 | 5.2996 | 5.4393 | 5.4393 | 5.4393 | 5.4393 | 5.4393 | 5.4393 | 5.4393 | 5.4393 | 5.4393 | 5.4393 | 5.4393 | 5.4393
F1_Industrial_Primary Metals_New_Space Heating_Natural Gas_Gas Boiler - Burner Control Optimization_A_Achievable Technical Potential | F1 | Industrial | Primary Metals | New | Space Heating | Natural Gas | Gas Boiler - Burner Control Optimization | A | Integrated Unit Energy Savings (kWh or therms) | Achievable Technical Potential | 0 | 0 | 0 | 0 | 0 | 0 | 0 | 0 | 0 | 0 | 0 | 0 | 0 | 0 | 0 | 0 | 0 | 0 | 0 | 0 | 0 | 0 | 0 | 0 | 0 | 0 | 0 | 0 | 0 | 0 | 0
F2_Industrial_Primary Metals_New_Space Heating_Natural Gas_Gas Boiler - Burner Control Optimization_A_Achievable Technical Potential | F2 | Industrial | Primary Metals | New | Space Heating | Natural Gas | Gas Boiler - Burner Control Optimization | A | Integrated Unit Summer Peak Savings (kW) | Achievable Technical Potential | 0 | 0 | 0 | 0 | 0 | 0 | 0 | 0 | 0 | 0 | 0 | 0 | 0 | 0 | 0 | 0 | 0 | 0 | 0 | 0 | 0 | 0 | 0 | 0 | 0 | 0 | 0 | 0 | 0 | 0 | 0
F3_Industrial_Primary Metals_New_Space Heating_Natural Gas_Gas Boiler - Burner Control Optimization_A_Achievable Technical Potential | F3 | Industrial | Primary Metals | New | Space Heating | Natural Gas | Gas Boiler - Burner Control Optimization | A | Integrated Unit Winter Peak Savings (kW) | Achievable Technical Potential | 0 | 0 | 0 | 0 | 0 | 0 | 0 | 0 | 0 | 0 | 0 | 0 | 0 | 0 | 0 | 0 | 0 | 0 | 0 | 0 | 0 | 0 | 0 | 0 | 0 | 0 | 0 | 0 | 0 | 0 | 0
F4_Industrial_Primary Metals_New_Space Heating_Natural Gas_Gas Boiler - Burner Control Optimization_A_Achievable Technical Potential | F4 | Industrial | Primary Metals | New | Space Heating | Natural Gas | Gas Boiler - Burner Control Optimization | A | Incremental Energy Savings (MWh or mTherms) | Achievable Technical Potential | 0 | 0 | 0 | 0 | 0 | 0 | 0 | 0 | 0 | 0 | 0 | 0 | 0 | 0 | 0 | 0 | 0 | 0 | 0 | 0 | 0 | 0 | 0 | 0 | 0 | 0 | 0 | 0 | 0 | 0 | 0
F5_Industrial_Primary Metals_New_Space Heating_Natural Gas_Gas Boiler - Burner Control Optimization_A_Achievable Technical Potential | F5 | Industrial | Primary Metals | New | Space Heating | Natural Gas | Gas Boiler - Burner Control Optimization | A | Incremental Summer Peak Savings (MW) | Achievable Technical Potential | 0 | 0 | 0 | 0 | 0 | 0 | 0 | 0 | 0 | 0 | 0 | 0 | 0 | 0 | 0 | 0 | 0 | 0 | 0 | 0 | 0 | 0 | 0 | 0 | 0 | 0 | 0 | 0 | 0 | 0 | 0
F6_Industrial_Primary Metals_New_Space Heating_Natural Gas_Gas Boiler - Burner Control Optimization_A_Achievable Technical Potential | F6 | Industrial | Primary Metals | New | Space Heating | Natural Gas | Gas Boiler - Burner Control Optimization | A | Incremental Winter Peak Savings (MW) | Achievable Technical Potential | 0 | 0 | 0 | 0 | 0 | 0 | 0 | 0 | 0 | 0 | 0 | 0 | 0 | 0 | 0 | 0 | 0 | 0 | 0 | 0 | 0 | 0 | 0 | 0 | 0 | 0 | 0 | 0 | 0 | 0 | 0
F7_Industrial_Primary Metals_New_Space Heating_Natural Gas_Gas Boiler - Burner Control Optimization_A_Achievable Technical Potential | F7 | Industrial | Primary Metals | New | Space Heating | Natural Gas | Gas Boiler - Burner Control Optimization | A | Cumulative Energy Savings (MWh or mTherms) | Achievable Technical Potential | 0 | 0 | 0 | 0 | 0 | 0 | 0 | 0 | 0 | 0 | 0 | 0 | 0 | 0 | 0 | 0 | 0 | 0 | 0 | 0 | 0 | 0 | 0 | 0 | 0 | 0 | 0 | 0 | 0 | 0 | 0
F8_Industrial_Primary Metals_New_Space Heating_Natural Gas_Gas Boiler - Burner Control Optimization_A_Achievable Technical Potential | F8 | Industrial | Primary Metals | New | Space Heating | Natural Gas | Gas Boiler - Burner Control Optimization | A | Cumulative Summer Peak Savings (MW) | Achievable Technical Potential | 0 | 0 | 0 | 0 | 0 | 0 | 0 | 0 | 0 | 0 | 0 | 0 | 0 | 0 | 0 | 0 | 0 | 0 | 0 | 0 | 0 | 0 | 0 | 0 | 0 | 0 | 0 | 0 | 0 | 0 | 0
F9_Industrial_Primary Metals_New_Space Heating_Natural Gas_Gas Boiler - Burner Control Optimization_A_Achievable Technical Potential | F9 | Industrial | Primary Metals | New | Space Heating | Natural Gas | Gas Boiler - Burner Control Optimization | A | Cumulative Winter Peak Savings (MW) | Achievable Technical Potential | 0 | 0 | 0 | 0 | 0 | 0 | 0 | 0 | 0 | 0 | 0 | 0 | 0 | 0 | 0 | 0 | 0 | 0 | 0 | 0 | 0 | 0 | 0 | 0 | 0 | 0 | 0 | 0 | 0 | 0 | 0
F10_Industrial_Primary Metals_New_Space Heating_Natural Gas_Gas Boiler - Burner Control Optimization_A_Achievable Technical Potential | F10 | Industrial | Primary Metals | New | Space Heating | Natural Gas | Gas Boiler - Burner Control Optimization | A | Purchases (Incremental) | Achievable Technical Potential | 0 | 0 | 0 | 0 | 0 | 0 | 0 | 0 | 0 | 0 | 0 | 0 | 0 | 0 | 0 | 0 | 0 | 0 | 0 | 0 | 0 | 0 | 0 | 0 | 0 | 0 | 0 | 0 | 0 | 0 | 0
F11_Industrial_Primary Metals_New_Space Heating_Natural Gas_Gas Boiler - Burner Control Optimization_A_Achievable Technical Potential | F11 | Industrial | Primary Metals | New | Space Heating | Natural Gas | Gas Boiler - Burner Control Optimization | A | Purchases (Cumulative) | Achievable Technical Potential | 0 | 0 | 0 | 0 | 0 | 0 | 0 | 0 | 0 | 0 | 0 | 0 | 0 | 0 | 0 | 0 | 0 | 0 | 0 | 0 | 0 | 0 | 0 | 0 | 0 | 0 | 0 | 0 | 0 | 0 | 0
F1_Industrial_Primary Metals_New_Process_Natural Gas_Gas Boiler - Burner Control Optimization_A_Achievable Technical Potential | F1 | Industrial | Primary Metals | New | Process | Natural Gas | Gas Boiler - Burner Control Optimization | A | Integrated Unit Energy Savings (kWh or therms) | Achievable Technical Potential | 0 | 0 | 0 | 0 | 0 | 11.061 | 11.0405 | 11.0221 | 11.0053 | 10.9893 | 10.9798 | 10.9729 | 10.9678 | 10.9643 | 10.9619 | 10.9605 | 10.96 | 10.9601 | 10.9606 | 10.9612 | 10.9623 | 10.9641 | 10.9657 | 10.9671 | 10.9683 | 10.9727 | 10.9768 | 10.9805 | 11.0853 | 11.0853 | 11.0853
F2_Industrial_Primary Metals_New_Process_Natural Gas_Gas Boiler - Burner Control Optimization_A_Achievable Technical Potential | F2 | Industrial | Primary Metals | New | Process | Natural Gas | Gas Boiler - Burner Control Optimization | A | Integrated Unit Summer Peak Savings (kW) | Achievable Technical Potential | 0 | 0 | 0 | 0 | 0 | 0 | 0 | 0 | 0 | 0 | 0 | 0 | 0 | 0 | 0 | 0 | 0 | 0 | 0 | 0 | 0 | 0 | 0 | 0 | 0 | 0 | 0 | 0 | 0 | 0 | 0
F3_Industrial_Primary Metals_New_Process_Natural Gas_Gas Boiler - Burner Control Optimization_A_Achievable Technical Potential | F3 | Industrial | Primary Metals | New | Process | Natural Gas | Gas Boiler - Burner Control Optimization | A | Integrated Unit Winter Peak Savings (kW) | Achievable Technical Potential | 0 | 0 | 0 | 0 | 0 | 0 | 0 | 0 | 0 | 0 | 0 | 0 | 0 | 0 | 0 | 0 | 0 | 0 | 0 | 0 | 0 | 0 | 0 | 0 | 0 | 0 | 0 | 0 | 0 | 0 | 0
F4_Industrial_Primary Metals_New_Process_Natural Gas_Gas Boiler - Burner Control Optimization_A_Achievable Technical Potential | F4 | Industrial | Primary Metals | New | Process | Natural Gas | Gas Boiler - Burner Control Optimization | A | Incremental Energy Savings (MWh or mTherms) | Achievable Technical Potential | 0 | 0 | 0 | 0 | 0 | 0.00097903 | 0.0018198 | 0.0041999 | 0.0083222 | 0.014455 | 0.02236 | 0.031128 | 0.039424 | 0.045801 | 0.049095 | 0.048911 | 0.045477 | 0.039661 | 0.032559 | 0.025241 | 0.018545 | 0.012947 | 0.0086083 | 0.005464 | 0.0038508 | 0.0041811 | 0.0083006 | 0.014444 | 0.022575 | 0.031447 | 0.039847
F5_Industrial_Primary Metals_New_Process_Natural Gas_Gas Boiler - Burner Control Optimization_A_Achievable Technical Potential | F5 | Industrial | Primary Metals | New | Process | Natural Gas | Gas Boiler - Burner Control Optimization | A | Incremental Summer Peak Savings (MW) | Achievable Technical Potential | 0 | 0 | 0 | 0 | 0 | 0 | 0 | 0 | 0 | 0 | 0 | 0 | 0 | 0 | 0 | 0 | 0 | 0 | 0 | 0 | 0 | 0 | 0 | 0 | 0 | 0 | 0 | 0 | 0 | 0 | 0
F6_Industrial_Primary Metals_New_Process_Natural Gas_Gas Boiler - Burner Control Optimization_A_Achievable Technical Potential | F6 | Industrial | Primary Metals | New | Process | Natural Gas | Gas Boiler - Burner Control Optimization | A | Incremental Winter Peak Savings (MW) | Achievable Technical Potential | 0 | 0 | 0 | 0 | 0 | 0 | 0 | 0 | 0 | 0 | 0 | 0 | 0 | 0 | 0 | 0 | 0 | 0 | 0 | 0 | 0 | 0 | 0 | 0 | 0 | 0 | 0 | 0 | 0 | 0 | 0
F7_Industrial_Primary Metals_New_Process_Natural Gas_Gas Boiler - Burner Control Optimization_A_Achievable Technical Potential | F7 | Industrial | Primary Metals | New | Process | Natural Gas | Gas Boiler - Burner Control Optimization | A | Cumulative Energy Savings (MWh or mTherms) | Achievable Technical Potential | 0 | 0 | 0 | 0 | 0 | 0.00097903 | 0.0027971 | 0.0069923 | 0.015304 | 0.029737 | 0.052072 | 0.083167 | 0.12255 | 0.16831 | 0.21737 | 0.26626 | 0.31172 | 0.35139 | 0.38396 | 0.40922 | 0.42781 | 0.44083 | 0.4495 | 0.45405 | 0.45614 | 0.45632 | 0.45649 | 0.45665 | 0 | 0 | 0
F8_Industrial_Primary Metals_New_Process_Natural Gas_Gas Boiler - Burner Control Optimization_A_Achievable Technical Potential | F8 | Industrial | Primary Metals | New | Process | Natural Gas | Gas Boiler - Burner Control Optimization | A | Cumulative Summer Peak Savings (MW) | Achievable Technical Potential | 0 | 0 | 0 | 0 | 0 | 0 | 0 | 0 | 0 | 0 | 0 | 0 | 0 | 0 | 0 | 0 | 0 | 0 | 0 | 0 | 0 | 0 | 0 | 0 | 0 | 0 | 0 | 0 | 0 | 0 | 0
F9_Industrial_Primary Metals_New_Process_Natural Gas_Gas Boiler - Burner Control Optimization_A_Achievable Technical Potential | F9 | Industrial | Primary Metals | New | Process | Natural Gas | Gas Boiler - Burner Control Optimization | A | Cumulative Winter Peak Savings (MW) | Achievable Technical Potential | 0 | 0 | 0 | 0 | 0 | 0 | 0 | 0 | 0 | 0 | 0 | 0 | 0 | 0 | 0 | 0 | 0 | 0 | 0 | 0 | 0 | 0 | 0 | 0 | 0 | 0 | 0 | 0 | 0 | 0 | 0
F10_Industrial_Primary Metals_New_Process_Natural Gas_Gas Boiler - Burner Control Optimization_A_Achievable Technical Potential | F10 | Industrial | Primary Metals | New | Process | Natural Gas | Gas Boiler - Burner Control Optimization | A | Purchases (Incremental) | Achievable Technical Potential | 0 | 0 | 0 | 0 | 0 | 0.088512 | 0.16483 | 0.38104 | 0.7562 | 1.3154 | 2.0365 | 2.8368 | 3.5946 | 4.1773 | 4.4787 | 4.4625 | 4.1494 | 3.6187 | 2.9705 | 2.3027 | 1.6917 | 1.1808 | 0.78502 | 0.49821 | 0.35108 | 0.38104 | 0.7562 | 1.3154 | 2.0365 | 2.8368 | 3.5946
F11_Industrial_Primary Metals_New_Process_Natural Gas_Gas Boiler - Burner Control Optimization_A_Achievable Technical Potential | F11 | Industrial | Primary Metals | New | Process | Natural Gas | Gas Boiler - Burner Control Optimization | A | Purchases (Cumulative) | Achievable Technical Potential | 0 | 0 | 0 | 0 | 0 | 0.088512 | 0.25335 | 0.63439 | 1.3906 | 2.706 | 4.7425 | 7.5793 | 11.1739 | 15.3512 | 19.8299 | 24.2924 | 28.4418 | 32.0605 | 35.031 | 37.3337 | 39.0254 | 40.2062 | 40.9913 | 41.401 | 41.5872 | 41.5872 | 41.5872 | 41.5872 | 41.5872 | 41.5872 | 41.5872
F1_Industrial_Primary Metals_New_Space Heating_Natural Gas_HVAC - Demand Controlled Ventilation_A_Achievable Technical Potential | F1 | Industrial | Primary Metals | New | Space Heating | Natural Gas | HVAC - Demand Controlled Ventilation | A | Integrated Unit Energy Savings (kWh or therms) | Achievable Technical Potential | 0 | 0 | 0 | 0 | 0 | 0 | 0 | 0 | 0 | 0 | 0 | 0 | 0 | 0 | 0 | 0 | 0 | 0 | 0 | 0 | 0 | 0 | 0 | 0 | 0 | 0 | 0 | 0 | 0 | 0 | 0
F2_Industrial_Primary Metals_New_Space Heating_Natural Gas_HVAC - Demand Controlled Ventilation_A_Achievable Technical Potential | F2 | Industrial | Primary Metals | New | Space Heating | Natural Gas | HVAC - Demand Controlled Ventilation | A | Integrated Unit Summer Peak Savings (kW) | Achievable Technical Potential | 0 | 0 | 0 | 0 | 0 | 0 | 0 | 0 | 0 | 0 | 0 | 0 | 0 | 0 | 0 | 0 | 0 | 0 | 0 | 0 | 0 | 0 | 0 | 0 | 0 | 0 | 0 | 0 | 0 | 0 | 0
F3_Industrial_Primary Metals_New_Space Heating_Natural Gas_HVAC - Demand Controlled Ventilation_A_Achievable Technical Potential | F3 | Industrial | Primary Metals | New | Space Heating | Natural Gas | HVAC - Demand Controlled Ventilation | A | Integrated Unit Winter Peak Savings (kW) | Achievable Technical Potential | 0 | 0 | 0 | 0 | 0 | 0 | 0 | 0 | 0 | 0 | 0 | 0 | 0 | 0 | 0 | 0 | 0 | 0 | 0 | 0 | 0 | 0 | 0 | 0 | 0 | 0 | 0 | 0 | 0 | 0 | 0
F4_Industrial_Primary Metals_New_Space Heating_Natural Gas_HVAC - Demand Controlled Ventilation_A_Achievable Technical Potential | F4 | Industrial | Primary Metals | New | Space Heating | Natural Gas | HVAC - Demand Controlled Ventilation | A | Incremental Energy Savings (MWh or mTherms) | Achievable Technical Potential | 0 | 0 | 0 | 0 | 0 | 0 | 0 | 0 | 0 | 0 | 0 | 0 | 0 | 0 | 0 | 0 | 0 | 0 | 0 | 0 | 0 | 0 | 0 | 0 | 0 | 0 | 0 | 0 | 0 | 0 | 0
F5_Industrial_Primary Metals_New_Space Heating_Natural Gas_HVAC - Demand Controlled Ventilation_A_Achievable Technical Potential | F5 | Industrial | Primary Metals | New | Space Heating | Natural Gas | HVAC - Demand Controlled Ventilation | A | Incremental Summer Peak Savings (MW) | Achievable Technical Potential | 0 | 0 | 0 | 0 | 0 | 0 | 0 | 0 | 0 | 0 | 0 | 0 | 0 | 0 | 0 | 0 | 0 | 0 | 0 | 0 | 0 | 0 | 0 | 0 | 0 | 0 | 0 | 0 | 0 | 0 | 0
F6_Industrial_Primary Metals_New_Space Heating_Natural Gas_HVAC - Demand Controlled Ventilation_A_Achievable Technical Potential | F6 | Industrial | Primary Metals | New | Space Heating | Natural Gas | HVAC - Demand Controlled Ventilation | A | Incremental Winter Peak Savings (MW) | Achievable Technical Potential | 0 | 0 | 0 | 0 | 0 | 0 | 0 | 0 | 0 | 0 | 0 | 0 | 0 | 0 | 0 | 0 | 0 | 0 | 0 | 0 | 0 | 0 | 0 | 0 | 0 | 0 | 0 | 0 | 0 | 0 | 0
F7_Industrial_Primary Metals_New_Space Heating_Natural Gas_HVAC - Demand Controlled Ventilation_A_Achievable Technical Potential | F7 | Industrial | Primary Metals | New | Space Heating | Natural Gas | HVAC - Demand Controlled Ventilation | A | Cumulative Energy Savings (MWh or mTherms) | Achievable Technical Potential | 0 | 0 | 0 | 0 | 0 | 0 | 0 | 0 | 0 | 0 | 0 | 0 | 0 | 0 | 0 | 0 | 0 | 0 | 0 | 0 | 0 | 0 | 0 | 0 | 0 | 0 | 0 | 0 | 0 | 0 | 0
F8_Industrial_Primary Metals_New_Space Heating_Natural Gas_HVAC - Demand Controlled Ventilation_A_Achievable Technical Potential | F8 | Industrial | Primary Metals | New | Space Heating | Natural Gas | HVAC - Demand Controlled Ventilation | A | Cumulative Summer Peak Savings (MW) | Achievable Technical Potential | 0 | 0 | 0 | 0 | 0 | 0 | 0 | 0 | 0 | 0 | 0 | 0 | 0 | 0 | 0 | 0 | 0 | 0 | 0 | 0 | 0 | 0 | 0 | 0 | 0 | 0 | 0 | 0 | 0 | 0 | 0
F9_Industrial_Primary Metals_New_Space Heating_Natural Gas_HVAC - Demand Controlled Ventilation_A_Achievable Technical Potential | F9 | Industrial | Primary Metals | New | Space Heating | Natural Gas | HVAC - Demand Controlled Ventilation | A | Cumulative Winter Peak Savings (MW) | Achievable Technical Potential | 0 | 0 | 0 | 0 | 0 | 0 | 0 | 0 | 0 | 0 | 0 | 0 | 0 | 0 | 0 | 0 | 0 | 0 | 0 | 0 | 0 | 0 | 0 | 0 | 0 | 0 | 0 | 0 | 0 | 0 | 0
F10_Industrial_Primary Metals_New_Space Heating_Natural Gas_HVAC - Demand Controlled Ventilation_A_Achievable Technical Potential | F10 | Industrial | Primary Metals | New | Space Heating | Natural Gas | HVAC - Demand Controlled Ventilation | A | Purchases (Incremental) | Achievable Technical Potential | 0 | 0 | 0 | 0 | 0 | 0 | 0 | 0 | 0 | 0 | 0 | 0 | 0 | 0 | 0 | 0 | 0 | 0 | 0 | 0 | 0 | 0 | 0 | 0 | 0 | 0 | 0 | 0 | 0 | 0 | 0
F11_Industrial_Primary Metals_New_Space Heating_Natural Gas_HVAC - Demand Controlled Ventilation_A_Achievable Technical Potential | F11 | Industrial | Primary Metals | New | Space Heating | Natural Gas | HVAC - Demand Controlled Ventilation | A | Purchases (Cumulative) | Achievable Technical Potential | 0 | 0 | 0 | 0 | 0 | 0 | 0 | 0 | 0 | 0 | 0 | 0 | 0 | 0 | 0 | 0 | 0 | 0 | 0 | 0 | 0 | 0 | 0 | 0 | 0 | 0 | 0 | 0 | 0 | 0 | 0
F1_Industrial_Primary Metals_New_Space Heating_Natural Gas_Gas Boiler - Stack Economizer_A_Achievable Technical Potential | F1 | Industrial | Primary Metals | New | Space Heating | Natural Gas | Gas Boiler - Stack Economizer | A | Integrated Unit Energy Savings (kWh or therms) | Achievable Technical Potential | 0 | 0 | 0 | 0 | 0 | 0 | 0 | 0 | 0 | 0 | 0 | 0 | 0 | 0 | 0 | 0 | 0 | 0 | 0 | 0 | 0 | 0 | 0 | 0 | 0 | 0 | 0 | 0 | 0 | 0 | 0
F2_Industrial_Primary Metals_New_Space Heating_Natural Gas_Gas Boiler - Stack Economizer_A_Achievable Technical Potential | F2 | Industrial | Primary Metals | New | Space Heating | Natural Gas | Gas Boiler - Stack Economizer | A | Integrated Unit Summer Peak Savings (kW) | Achievable Technical Potential | 0 | 0 | 0 | 0 | 0 | 0 | 0 | 0 | 0 | 0 | 0 | 0 | 0 | 0 | 0 | 0 | 0 | 0 | 0 | 0 | 0 | 0 | 0 | 0 | 0 | 0 | 0 | 0 | 0 | 0 | 0
F3_Industrial_Primary Metals_New_Space Heating_Natural Gas_Gas Boiler - Stack Economizer_A_Achievable Technical Potential | F3 | Industrial | Primary Metals | New | Space Heating | Natural Gas | Gas Boiler - Stack Economizer | A | Integrated Unit Winter Peak Savings (kW) | Achievable Technical Potential | 0 | 0 | 0 | 0 | 0 | 0 | 0 | 0 | 0 | 0 | 0 | 0 | 0 | 0 | 0 | 0 | 0 | 0 | 0 | 0 | 0 | 0 | 0 | 0 | 0 | 0 | 0 | 0 | 0 | 0 | 0
F4_Industrial_Primary Metals_New_Space Heating_Natural Gas_Gas Boiler - Stack Economizer_A_Achievable Technical Potential | F4 | Industrial | Primary Metals | New | Space Heating | Natural Gas | Gas Boiler - Stack Economizer | A | Incremental Energy Savings (MWh or mTherms) | Achievable Technical Potential | 0 | 0 | 0 | 0 | 0 | 0 | 0 | 0 | 0 | 0 | 0 | 0 | 0 | 0 | 0 | 0 | 0 | 0 | 0 | 0 | 0 | 0 | 0 | 0 | 0 | 0 | 0 | 0 | 0 | 0 | 0
F5_Industrial_Primary Metals_New_Space Heating_Natural Gas_Gas Boiler - Stack Economizer_A_Achievable Technical Potential | F5 | Industrial | Primary Metals | New | Space Heating | Natural Gas | Gas Boiler - Stack Economizer | A | Incremental Summer Peak Savings (MW) | Achievable Technical Potential | 0 | 0 | 0 | 0 | 0 | 0 | 0 | 0 | 0 | 0 | 0 | 0 | 0 | 0 | 0 | 0 | 0 | 0 | 0 | 0 | 0 | 0 | 0 | 0 | 0 | 0 | 0 | 0 | 0 | 0 | 0
F6_Industrial_Primary Metals_New_Space Heating_Natural Gas_Gas Boiler - Stack Economizer_A_Achievable Technical Potential | F6 | Industrial | Primary Metals | New | Space Heating | Natural Gas | Gas Boiler - Stack Economizer | A | Incremental Winter Peak Savings (MW) | Achievable Technical Potential | 0 | 0 | 0 | 0 | 0 | 0 | 0 | 0 | 0 | 0 | 0 | 0 | 0 | 0 | 0 | 0 | 0 | 0 | 0 | 0 | 0 | 0 | 0 | 0 | 0 | 0 | 0 | 0 | 0 | 0 | 0
F7_Industrial_Primary Metals_New_Space Heating_Natural Gas_Gas Boiler - Stack Economizer_A_Achievable Technical Potential | F7 | Industrial | Primary Metals | New | Space Heating | Natural Gas | Gas Boiler - Stack Economizer | A | Cumulative Energy Savings (MWh or mTherms) | Achievable Technical Potential | 0 | 0 | 0 | 0 | 0 | 0 | 0 | 0 | 0 | 0 | 0 | 0 | 0 | 0 | 0 | 0 | 0 | 0 | 0 | 0 | 0 | 0 | 0 | 0 | 0 | 0 | 0 | 0 | 0 | 0 | 0
F8_Industrial_Primary Metals_New_Space Heating_Natural Gas_Gas Boiler - Stack Economizer_A_Achievable Technical Potential | F8 | Industrial | Primary Metals | New | Space Heating | Natural Gas | Gas Boiler - Stack Economizer | A | Cumulative Summer Peak Savings (MW) | Achievable Technical Potential | 0 | 0 | 0 | 0 | 0 | 0 | 0 | 0 | 0 | 0 | 0 | 0 | 0 | 0 | 0 | 0 | 0 | 0 | 0 | 0 | 0 | 0 | 0 | 0 | 0 | 0 | 0 | 0 | 0 | 0 | 0
F9_Industrial_Primary Metals_New_Space Heating_Natural Gas_Gas Boiler - Stack Economizer_A_Achievable Technical Potential | F9 | Industrial | Primary Metals | New | Space Heating | Natural Gas | Gas Boiler - Stack Economizer | A | Cumulative Winter Peak Savings (MW) | Achievable Technical Potential | 0 | 0 | 0 | 0 | 0 | 0 | 0 | 0 | 0 | 0 | 0 | 0 | 0 | 0 | 0 | 0 | 0 | 0 | 0 | 0 | 0 | 0 | 0 | 0 | 0 | 0 | 0 | 0 | 0 | 0 | 0
F10_Industrial_Primary Metals_New_Space Heating_Natural Gas_Gas Boiler - Stack Economizer_A_Achievable Technical Potential | F10 | Industrial | Primary Metals | New | Space Heating | Natural Gas | Gas Boiler - Stack Economizer | A | Purchases (Incremental) | Achievable Technical Potential | 0 | 0 | 0 | 0 | 0 | 0 | 0 | 0 | 0 | 0 | 0 | 0 | 0 | 0 | 0 | 0 | 0 | 0 | 0 | 0 | 0 | 0 | 0 | 0 | 0 | 0 | 0 | 0 | 0 | 0 | 0
F11_Industrial_Primary Metals_New_Space Heating_Natural Gas_Gas Boiler - Stack Economizer_A_Achievable Technical Potential | F11 | Industrial | Primary Metals | New | Space Heating | Natural Gas | Gas Boiler - Stack Economizer | A | Purchases (Cumulative) | Achievable Technical Potential | 0 | 0 | 0 | 0 | 0 | 0 | 0 | 0 | 0 | 0 | 0 | 0 | 0 | 0 | 0 | 0 | 0 | 0 | 0 | 0 | 0 | 0 | 0 | 0 | 0 | 0 | 0 | 0 | 0 | 0 | 0
F1_Industrial_Primary Metals_New_Process_Natural Gas_Gas Boiler - Stack Economizer_A_Achievable Technical Potential | F1 | Industrial | Primary Metals | New | Process | Natural Gas | Gas Boiler - Stack Economizer | A | Integrated Unit Energy Savings (kWh or therms) | Achievable Technical Potential | 0 | 0 | 0 | 0 | 0 | 36.695 | 36.6944 | 36.6942 | 36.6944 | 36.6946 | 36.6947 | 36.6948 | 36.6949 | 36.695 | 36.6951 | 36.6951 | 36.6952 | 36.6952 | 36.6953 | 36.6953 | 36.6953 | 36.6954 | 36.6954 | 36.6954 | 36.6955 | 36.6955 | 36.6955 | 36.6955 | 36.696 | 36.696 | 36.696
F2_Industrial_Primary Metals_New_Process_Natural Gas_Gas Boiler - Stack Economizer_A_Achievable Technical Potential | F2 | Industrial | Primary Metals | New | Process | Natural Gas | Gas Boiler - Stack Economizer | A | Integrated Unit Summer Peak Savings (kW) | Achievable Technical Potential | 0 | 0 | 0 | 0 | 0 | 0 | 0 | 0 | 0 | 0 | 0 | 0 | 0 | 0 | 0 | 0 | 0 | 0 | 0 | 0 | 0 | 0 | 0 | 0 | 0 | 0 | 0 | 0 | 0 | 0 | 0
F3_Industrial_Primary Metals_New_Process_Natural Gas_Gas Boiler - Stack Economizer_A_Achievable Technical Potential | F3 | Industrial | Primary Metals | New | Process | Natural Gas | Gas Boiler - Stack Economizer | A | Integrated Unit Winter Peak Savings (kW) | Achievable Technical Potential | 0 | 0 | 0 | 0 | 0 | 0 | 0 | 0 | 0 | 0 | 0 | 0 | 0 | 0 | 0 | 0 | 0 | 0 | 0 | 0 | 0 | 0 | 0 | 0 | 0 | 0 | 0 | 0 | 0 | 0 | 0
F4_Industrial_Primary Metals_New_Process_Natural Gas_Gas Boiler - Stack Economizer_A_Achievable Technical Potential | F4 | Industrial | Primary Metals | New | Process | Natural Gas | Gas Boiler - Stack Economizer | A | Incremental Energy Savings (MWh or mTherms) | Achievable Technical Potential | 0 | 0 | 0 | 0 | 0 | 0.032108 | 0.038038 | 0.043966 | 0.049859 | 0.055755 | 0.055491 | 0.048587 | 0.042217 | 0.036445 | 0.03126 | 0.026697 | 0.022696 | 0.019228 | 0.016235 | 0.013664 | 0.032108 | 0.038039 | 0.043967 | 0.04986 | 0.055757 | 0.055492 | 0.048588 | 0.042217 | 0.036446 | 0.031261 | 0.026698
F5_Industrial_Primary Metals_New_Process_Natural Gas_Gas Boiler - Stack Economizer_A_Achievable Technical Potential | F5 | Industrial | Primary Metals | New | Process | Natural Gas | Gas Boiler - Stack Economizer | A | Incremental Summer Peak Savings (MW) | Achievable Technical Potential | 0 | 0 | 0 | 0 | 0 | 0 | 0 | 0 | 0 | 0 | 0 | 0 | 0 | 0 | 0 | 0 | 0 | 0 | 0 | 0 | 0 | 0 | 0 | 0 | 0 | 0 | 0 | 0 | 0 | 0 | 0
F6_Industrial_Primary Metals_New_Process_Natural Gas_Gas Boiler - Stack Economizer_A_Achievable Technical Potential | F6 | Industrial | Primary Metals | New | Process | Natural Gas | Gas Boiler - Stack Economizer | A | Incremental Winter Peak Savings (MW) | Achievable Technical Potential | 0 | 0 | 0 | 0 | 0 | 0 | 0 | 0 | 0 | 0 | 0 | 0 | 0 | 0 | 0 | 0 | 0 | 0 | 0 | 0 | 0 | 0 | 0 | 0 | 0 | 0 | 0 | 0 | 0 | 0 | 0
F7_Industrial_Primary Metals_New_Process_Natural Gas_Gas Boiler - Stack Economizer_A_Achievable Technical Potential | F7 | Industrial | Primary Metals | New | Process | Natural Gas | Gas Boiler - Stack Economizer | A | Cumulative Energy Savings (MWh or mTherms) | Achievable Technical Potential | 0 | 0 | 0 | 0 | 0 | 0.032108 | 0.070145 | 0.11411 | 0.16397 | 0.21973 | 0.27522 | 0.32381 | 0.36602 | 0.40247 | 0.43373 | 0.46043 | 0.48313 | 0.50235 | 0.51859 | 0.53225 | 0.53225 | 0.53226 | 0.53226 | 0.53226 | 0.53226 | 0.53226 | 0.53226 | 0.53226 | 0 | 0 | 0
F8_Industrial_Primary Metals_New_Process_Natural Gas_Gas Boiler - Stack Economizer_A_Achievable Technical Potential | F8 | Industrial | Primary Metals | New | Process | Natural Gas | Gas Boiler - Stack Economizer | A | Cumulative Summer Peak Savings (MW) | Achievable Technical Potential | 0 | 0 | 0 | 0 | 0 | 0 | 0 | 0 | 0 | 0 | 0 | 0 | 0 | 0 | 0 | 0 | 0 | 0 | 0 | 0 | 0 | 0 | 0 | 0 | 0 | 0 | 0 | 0 | 0 | 0 | 0
F9_Industrial_Primary Metals_New_Process_Natural Gas_Gas Boiler - Stack Economizer_A_Achievable Technical Potential | F9 | Industrial | Primary Metals | New | Process | Natural Gas | Gas Boiler - Stack Economizer | A | Cumulative Winter Peak Savings (MW) | Achievable Technical Potential | 0 | 0 | 0 | 0 | 0 | 0 | 0 | 0 | 0 | 0 | 0 | 0 | 0 | 0 | 0 | 0 | 0 | 0 | 0 | 0 | 0 | 0 | 0 | 0 | 0 | 0 | 0 | 0 | 0 | 0 | 0
F10_Industrial_Primary Metals_New_Process_Natural Gas_Gas Boiler - Stack Economizer_A_Achievable Technical Potential | F10 | Industrial | Primary Metals | New | Process | Natural Gas | Gas Boiler - Stack Economizer | A | Purchases (Incremental) | Achievable Technical Potential | 0 | 0 | 0 | 0 | 0 | 0.87499 | 1.0366 | 1.1982 | 1.3588 | 1.5194 | 1.5122 | 1.3241 | 1.1505 | 0.9932 | 0.85188 | 0.72754 | 0.61851 | 0.52399 | 0.44243 | 0.37236 | 0.87499 | 1.0366 | 1.1982 | 1.3588 | 1.5194 | 1.5122 | 1.3241 | 1.1505 | 0.9932 | 0.85188 | 0.72754
F11_Industrial_Primary Metals_New_Process_Natural Gas_Gas Boiler - Stack Economizer_A_Achievable Technical Potential | F11 | Industrial | Primary Metals | New | Process | Natural Gas | Gas Boiler - Stack Economizer | A | Purchases (Cumulative) | Achievable Technical Potential | 0 | 0 | 0 | 0 | 0 | 0.87499 | 1.9116 | 3.1098 | 4.4685 | 5.988 | 7.5002 | 8.8243 | 9.9748 | 10.968 | 11.8199 | 12.5474 | 13.1659 | 13.6899 | 14.1323 | 14.5047 | 14.5047 | 14.5047 | 14.5047 | 14.5047 | 14.5047 | 14.5047 | 14.5047 | 14.5047 | 14.5047 | 14.5047 | 14.5047
F1_Industrial_Primary Metals_New_Space Heating_Natural Gas_Gas Furnace Tube Inserts_A_Achievable Technical Potential | F1 | Industrial | Primary Metals | New | Space Heating | Natural Gas | Gas Furnace Tube Inserts | A | Integrated Unit Energy Savings (kWh or therms) | Achievable Technical Potential | 0 | 0 | 0 | 0 | 0 | 0 | 0 | 0 | 0 | 0 | 0 | 0 | 0 | 0 | 0 | 0 | 0 | 0 | 0 | 0 | 0 | 0 | 0 | 0 | 0 | 0 | 0 | 0 | 0 | 0 | 0
F2_Industrial_Primary Metals_New_Space Heating_Natural Gas_Gas Furnace Tube Inserts_A_Achievable Technical Potential | F2 | Industrial | Primary Metals | New | Space Heating | Natural Gas | Gas Furnace Tube Inserts | A | Integrated Unit Summer Peak Savings (kW) | Achievable Technical Potential | 0 | 0 | 0 | 0 | 0 | 0 | 0 | 0 | 0 | 0 | 0 | 0 | 0 | 0 | 0 | 0 | 0 | 0 | 0 | 0 | 0 | 0 | 0 | 0 | 0 | 0 | 0 | 0 | 0 | 0 | 0
F3_Industrial_Primary Metals_New_Space Heating_Natural Gas_Gas Furnace Tube Inserts_A_Achievable Technical Potential | F3 | Industrial | Primary Metals | New | Space Heating | Natural Gas | Gas Furnace Tube Inserts | A | Integrated Unit Winter Peak Savings (kW) | Achievable Technical Potential | 0 | 0 | 0 | 0 | 0 | 0 | 0 | 0 | 0 | 0 | 0 | 0 | 0 | 0 | 0 | 0 | 0 | 0 | 0 | 0 | 0 | 0 | 0 | 0 | 0 | 0 | 0 | 0 | 0 | 0 | 0
F4_Industrial_Primary Metals_New_Space Heating_Natural Gas_Gas Furnace Tube Inserts_A_Achievable Technical Potential | F4 | Industrial | Primary Metals | New | Space Heating | Natural Gas | Gas Furnace Tube Inserts | A | Incremental Energy Savings (MWh or mTherms) | Achievable Technical Potential | 0 | 0 | 0 | 0 | 0 | 0 | 0 | 0 | 0 | 0 | 0 | 0 | 0 | 0 | 0 | 0 | 0 | 0 | 0 | 0 | 0 | 0 | 0 | 0 | 0 | 0 | 0 | 0 | 0 | 0 | 0
F5_Industrial_Primary Metals_New_Space Heating_Natural Gas_Gas Furnace Tube Inserts_A_Achievable Technical Potential | F5 | Industrial | Primary Metals | New | Space Heating | Natural Gas | Gas Furnace Tube Inserts | A | Incremental Summer Peak Savings (MW) | Achievable Technical Potential | 0 | 0 | 0 | 0 | 0 | 0 | 0 | 0 | 0 | 0 | 0 | 0 | 0 | 0 | 0 | 0 | 0 | 0 | 0 | 0 | 0 | 0 | 0 | 0 | 0 | 0 | 0 | 0 | 0 | 0 | 0
F6_Industrial_Primary Metals_New_Space Heating_Natural Gas_Gas Furnace Tube Inserts_A_Achievable Technical Potential | F6 | Industrial | Primary Metals | New | Space Heating | Natural Gas | Gas Furnace Tube Inserts | A | Incremental Winter Peak Savings (MW) | Achievable Technical Potential | 0 | 0 | 0 | 0 | 0 | 0 | 0 | 0 | 0 | 0 | 0 | 0 | 0 | 0 | 0 | 0 | 0 | 0 | 0 | 0 | 0 | 0 | 0 | 0 | 0 | 0 | 0 | 0 | 0 | 0 | 0
F7_Industrial_Primary Metals_New_Space Heating_Natural Gas_Gas Furnace Tube Inserts_A_Achievable Technical Potential | F7 | Industrial | Primary Metals | New | Space Heating | Natural Gas | Gas Furnace Tube Inserts | A | Cumulative Energy Savings (MWh or mTherms) | Achievable Technical Potential | 0 | 0 | 0 | 0 | 0 | 0 | 0 | 0 | 0 | 0 | 0 | 0 | 0 | 0 | 0 | 0 | 0 | 0 | 0 | 0 | 0 | 0 | 0 | 0 | 0 | 0 | 0 | 0 | 0 | 0 | 0
F8_Industrial_Primary Metals_New_Space Heating_Natural Gas_Gas Furnace Tube Inserts_A_Achievable Technical Potential | F8 | Industrial | Primary Metals | New | Space Heating | Natural Gas | Gas Furnace Tube Inserts | A | Cumulative Summer Peak Savings (MW) | Achievable Technical Potential | 0 | 0 | 0 | 0 | 0 | 0 | 0 | 0 | 0 | 0 | 0 | 0 | 0 | 0 | 0 | 0 | 0 | 0 | 0 | 0 | 0 | 0 | 0 | 0 | 0 | 0 | 0 | 0 | 0 | 0 | 0
F9_Industrial_Primary Metals_New_Space Heating_Natural Gas_Gas Furnace Tube Inserts_A_Achievable Technical Potential | F9 | Industrial | Primary Metals | New | Space Heating | Natural Gas | Gas Furnace Tube Inserts | A | Cumulative Winter Peak Savings (MW) | Achievable Technical Potential | 0 | 0 | 0 | 0 | 0 | 0 | 0 | 0 | 0 | 0 | 0 | 0 | 0 | 0 | 0 | 0 | 0 | 0 | 0 | 0 | 0 | 0 | 0 | 0 | 0 | 0 | 0 | 0 | 0 | 0 | 0
F10_Industrial_Primary Metals_New_Space Heating_Natural Gas_Gas Furnace Tube Inserts_A_Achievable Technical Potential | F10 | Industrial | Primary Metals | New | Space Heating | Natural Gas | Gas Furnace Tube Inserts | A | Purchases (Incremental) | Achievable Technical Potential | 0 | 0 | 0 | 0 | 0 | 0 | 0 | 0 | 0 | 0 | 0 | 0 | 0 | 0 | 0 | 0 | 0 | 0 | 0 | 0 | 0 | 0 | 0 | 0 | 0 | 0 | 0 | 0 | 0 | 0 | 0
F11_Industrial_Primary Metals_New_Space Heating_Natural Gas_Gas Furnace Tube Inserts_A_Achievable Technical Potential | F11 | Industrial | Primary Metals | New | Space Heating | Natural Gas | Gas Furnace Tube Inserts | A | Purchases (Cumulative) | Achievable Technical Potential | 0 | 0 | 0 | 0 | 0 | 0 | 0 | 0 | 0 | 0 | 0 | 0 | 0 | 0 | 0 | 0 | 0 | 0 | 0 | 0 | 0 | 0 | 0 | 0 | 0 | 0 | 0 | 0 | 0 | 0 | 0
F1_Industrial_Primary Metals_New_Space Heating_Natural Gas_Space Heating - Heat Recovery Ventilator_A_Achievable Technical Potential | F1 | Industrial | Primary Metals | New | Space Heating | Natural Gas | Space Heating - Heat Recovery Ventilator | A | Integrated Unit Energy Savings (kWh or therms) | Achievable Technical Potential | 0 | 0 | 0 | 0 | 0 | 0.01243 | 0.012217 | 0.012038 | 0.011881 | 0.011735 | 0.011602 | 0.011442 | 0.011265 | 0.011082 | 0.010897 | 0.010724 | 0.010563 | 0.010424 | 0.010256 | 0.010126 | 0.010029 | 0.0099573 | 0.0099215 | 0.0099044 | 0.009901 | 0.009907 | 0.0099153 | 0.0099261 | 0 | 0 | 0
F2_Industrial_Primary Metals_New_Space Heating_Natural Gas_Space Heating - Heat Recovery Ventilator_A_Achievable Technical Potential | F2 | Industrial | Primary Metals | New | Space Heating | Natural Gas | Space Heating - Heat Recovery Ventilator | A | Integrated Unit Summer Peak Savings (kW) | Achievable Technical Potential | 0 | 0 | 0 | 0 | 0 | 0 | 0 | 0 | 0 | 0 | 0 | 0 | 0 | 0 | 0 | 0 | 0 | 0 | 0 | 0 | 0 | 0 | 0 | 0 | 0 | 0 | 0 | 0 | 0 | 0 | 0
F3_Industrial_Primary Metals_New_Space Heating_Natural Gas_Space Heating - Heat Recovery Ventilator_A_Achievable Technical Potential | F3 | Industrial | Primary Metals | New | Space Heating | Natural Gas | Space Heating - Heat Recovery Ventilator | A | Integrated Unit Winter Peak Savings (kW) | Achievable Technical Potential | 0 | 0 | 0 | 0 | 0 | 0 | 0 | 0 | 0 | 0 | 0 | 0 | 0 | 0 | 0 | 0 | 0 | 0 | 0 | 0 | 0 | 0 | 0 | 0 | 0 | 0 | 0 | 0 | 0 | 0 | 0
F4_Industrial_Primary Metals_New_Space Heating_Natural Gas_Space Heating - Heat Recovery Ventilator_A_Achievable Technical Potential | F4 | Industrial | Primary Metals | New | Space Heating | Natural Gas | Space Heating - Heat Recovery Ventilator | A | Incremental Energy Savings (MWh or mTherms) | Achievable Technical Potential | 0 | 0 | 0 | 0 | 0 | 0.00014959 | 0.00017419 | 0.00019839 | 0.00022203 | 0.00024525 | 0.00026814 | 0.00028941 | 0.00030949 | 0.00032854 | 0.00034636 | 0.00036387 | 0.00038089 | 0.00039804 | 0.00041332 | 0.00042932 | 0.00044628 | 0.0004639 | 0.0004829 | 0.00050262 | 0.00052293 | 0.00022896 | 0.0002508 | 0.00027269 | 0 | 0 | 0
F5_Industrial_Primary Metals_New_Space Heating_Natural Gas_Space Heating - Heat Recovery Ventilator_A_Achievable Technical Potential | F5 | Industrial | Primary Metals | New | Space Heating | Natural Gas | Space Heating - Heat Recovery Ventilator | A | Incremental Summer Peak Savings (MW) | Achievable Technical Potential | 0 | 0 | 0 | 0 | 0 | 0 | 0 | 0 | 0 | 0 | 0 | 0 | 0 | 0 | 0 | 0 | 0 | 0 | 0 | 0 | 0 | 0 | 0 | 0 | 0 | 0 | 0 | 0 | 0 | 0 | 0
F6_Industrial_Primary Metals_New_Space Heating_Natural Gas_Space Heating - Heat Recovery Ventilator_A_Achievable Technical Potential | F6 | Industrial | Primary Metals | New | Space Heating | Natural Gas | Space Heating - Heat Recovery Ventilator | A | Incremental Winter Peak Savings (MW) | Achievable Technical Potential | 0 | 0 | 0 | 0 | 0 | 0 | 0 | 0 | 0 | 0 | 0 | 0 | 0 | 0 | 0 | 0 | 0 | 0 | 0 | 0 | 0 | 0 | 0 | 0 | 0 | 0 | 0 | 0 | 0 | 0 | 0
F7_Industrial_Primary Metals_New_Space Heating_Natural Gas_Space Heating - Heat Recovery Ventilator_A_Achievable Technical Potential | F7 | Industrial | Primary Metals | New | Space Heating | Natural Gas | Space Heating - Heat Recovery Ventilator | A | Cumulative Energy Savings (MWh or mTherms) | Achievable Technical Potential | 0 | 0 | 0 | 0 | 0 | 0.00014959 | 0.00032121 | 0.0005149 | 0.0007302 | 0.0009665 | 0.0012237 | 0.0014962 | 0.0017826 | 0.0020822 | 0.0023937 | 0.0027195 | 0.0030597 | 0.0034174 | 0.0037756 | 0.0041571 | 0.004443 | 0.0047331 | 0.0050354 | 0.0053443 | 0.0056584 | 0.0056619 | 0.0056666 | 0.0056728 | 0 | 0 | 0
F8_Industrial_Primary Metals_New_Space Heating_Natural Gas_Space Heating - Heat Recovery Ventilator_A_Achievable Technical Potential | F8 | Industrial | Primary Metals | New | Space Heating | Natural Gas | Space Heating - Heat Recovery Ventilator | A | Cumulative Summer Peak Savings (MW) | Achievable Technical Potential | 0 | 0 | 0 | 0 | 0 | 0 | 0 | 0 | 0 | 0 | 0 | 0 | 0 | 0 | 0 | 0 | 0 | 0 | 0 | 0 | 0 | 0 | 0 | 0 | 0 | 0 | 0 | 0 | 0 | 0 | 0
F9_Industrial_Primary Metals_New_Space Heating_Natural Gas_Space Heating - Heat Recovery Ventilator_A_Achievable Technical Potential | F9 | Industrial | Primary Metals | New | Space Heating | Natural Gas | Space Heating - Heat Recovery Ventilator | A | Cumulative Winter Peak Savings (MW) | Achievable Technical Potential | 0 | 0 | 0 | 0 | 0 | 0 | 0 | 0 | 0 | 0 | 0 | 0 | 0 | 0 | 0 | 0 | 0 | 0 | 0 | 0 | 0 | 0 | 0 | 0 | 0 | 0 | 0 | 0 | 0 | 0 | 0
F10_Industrial_Primary Metals_New_Space Heating_Natural Gas_Space Heating - Heat Recovery Ventilator_A_Achievable Technical Potential | F10 | Industrial | Primary Metals | New | Space Heating | Natural Gas | Space Heating - Heat Recovery Ventilator | A | Purchases (Incremental) | Achievable Technical Potential | 0 | 0 | 0 | 0 | 0 | 12.0348 | 14.258 | 16.4799 | 18.6888 | 20.8988 | 23.1106 | 25.2944 | 27.4722 | 29.6456 | 31.7845 | 33.9315 | 36.058 | 38.1849 | 40.301 | 42.3983 | 44.498 | 46.5891 | 48.672 | 50.7473 | 52.8156 | 23.1106 | 25.2944 | 27.4722 | 29.6456 | 31.7845 | 33.9315
F11_Industrial_Primary Metals_New_Space Heating_Natural Gas_Space Heating - Heat Recovery Ventilator_A_Achievable Technical Potential | F11 | Industrial | Primary Metals | New | Space Heating | Natural Gas | Space Heating - Heat Recovery Ventilator | A | Purchases (Cumulative) | Achievable Technical Potential | 0 | 0 | 0 | 0 | 0 | 12.0348 | 26.2928 | 42.7727 | 61.4615 | 82.3603 | 105.4709 | 130.7653 | 158.2375 | 187.8831 | 219.6676 | 253.5991 | 289.6571 | 327.842 | 368.143 | 410.5413 | 443.0045 | 475.3355 | 507.5276 | 539.5862 | 571.503 | 571.503 | 571.503 | 571.503 | 571.503 | 571.503 | 571.503
F1_Industrial_Primary Metals_New_Space Heating_Natural Gas_Thermostat - Programmable_A_Achievable Technical Potential | F1 | Industrial | Primary Metals | New | Space Heating | Natural Gas | Thermostat - Programmable | A | Integrated Unit Energy Savings (kWh or therms) | Achievable Technical Potential | 0 | 0 | 0 | 0 | 0 | 0.00617 | 0.0060603 | 0.0059681 | 0.0058868 | 0.0058117 | 0.0057432 | 0.005661 | 0.0055712 | 0.0054781 | 0.0053841 | 0.0052973 | 0.0052168 | 0.0051471 | 0.0050631 | 0.0049981 | 0.0049498 | 0.0049138 | 0.0048956 | 0.0048868 | 0.0048847 | 0.0048889 | 0.0048942 | 0.0049006 | 0 | 0 | 0
F2_Industrial_Primary Metals_New_Space Heating_Natural Gas_Thermostat - Programmable_A_Achievable Technical Potential | F2 | Industrial | Primary Metals | New | Space Heating | Natural Gas | Thermostat - Programmable | A | Integrated Unit Summer Peak Savings (kW) | Achievable Technical Potential | 0 | 0 | 0 | 0 | 0 | 0 | 0 | 0 | 0 | 0 | 0 | 0 | 0 | 0 | 0 | 0 | 0 | 0 | 0 | 0 | 0 | 0 | 0 | 0 | 0 | 0 | 0 | 0 | 0 | 0 | 0
F3_Industrial_Primary Metals_New_Space Heating_Natural Gas_Thermostat - Programmable_A_Achievable Technical Potential | F3 | Industrial | Primary Metals | New | Space Heating | Natural Gas | Thermostat - Programmable | A | Integrated Unit Winter Peak Savings (kW) | Achievable Technical Potential | 0 | 0 | 0 | 0 | 0 | 0 | 0 | 0 | 0 | 0 | 0 | 0 | 0 | 0 | 0 | 0 | 0 | 0 | 0 | 0 | 0 | 0 | 0 | 0 | 0 | 0 | 0 | 0 | 0 | 0 | 0
F4_Industrial_Primary Metals_New_Space Heating_Natural Gas_Thermostat - Programmable_A_Achievable Technical Potential | F4 | Industrial | Primary Metals | New | Space Heating | Natural Gas | Thermostat - Programmable | A | Incremental Energy Savings (MWh or mTherms) | Achievable Technical Potential | 0 | 0 | 0 | 0 | 0 | 0.00022276 | 0.00025922 | 0.00029506 | 0.00033005 | 0.00036437 | 0.00039818 | 0.00042958 | 0.00045916 | 0.0004872 | 0.00051339 | 0.00053924 | 0.00056432 | 0.00058962 | 0.00061214 | 0.00063573 | 0.00066077 | 0.00068678 | 0.00071484 | 0.00074397 | 0.00077396 | 0.00046617 | 0.0004982 | 0.00053012 | 0 | 0 | 0
F5_Industrial_Primary Metals_New_Space Heating_Natural Gas_Thermostat - Programmable_A_Achievable Technical Potential | F5 | Industrial | Primary Metals | New | Space Heating | Natural Gas | Thermostat - Programmable | A | Incremental Summer Peak Savings (MW) | Achievable Technical Potential | 0 | 0 | 0 | 0 | 0 | 0 | 0 | 0 | 0 | 0 | 0 | 0 | 0 | 0 | 0 | 0 | 0 | 0 | 0 | 0 | 0 | 0 | 0 | 0 | 0 | 0 | 0 | 0 | 0 | 0 | 0
F6_Industrial_Primary Metals_New_Space Heating_Natural Gas_Thermostat - Programmable_A_Achievable Technical Potential | F6 | Industrial | Primary Metals | New | Space Heating | Natural Gas | Thermostat - Programmable | A | Incremental Winter Peak Savings (MW) | Achievable Technical Potential | 0 | 0 | 0 | 0 | 0 | 0 | 0 | 0 | 0 | 0 | 0 | 0 | 0 | 0 | 0 | 0 | 0 | 0 | 0 | 0 | 0 | 0 | 0 | 0 | 0 | 0 | 0 | 0 | 0 | 0 | 0
F7_Industrial_Primary Metals_New_Space Heating_Natural Gas_Thermostat - Programmable_A_Achievable Technical Potential | F7 | Industrial | Primary Metals | New | Space Heating | Natural Gas | Thermostat - Programmable | A | Cumulative Energy Savings (MWh or mTherms) | Achievable Technical Potential | 0 | 0 | 0 | 0 | 0 | 0.00022276 | 0.00047803 | 0.00076582 | 0.0010854 | 0.001436 | 0.0018172 | 0.0022208 | 0.0026447 | 0.0030877 | 0.0035481 | 0.0040302 | 0.0043449 | 0.0046563 | 0.0049421 | 0.0052342 | 0.0055341 | 0.0058399 | 0.0061616 | 0.0064917 | 0.0068285 | 0.0068344 | 0.0068418 | 0.0068508 | 0 | 0 | 0
F8_Industrial_Primary Metals_New_Space Heating_Natural Gas_Thermostat - Programmable_A_Achievable Technical Potential | F8 | Industrial | Primary Metals | New | Space Heating | Natural Gas | Thermostat - Programmable | A | Cumulative Summer Peak Savings (MW) | Achievable Technical Potential | 0 | 0 | 0 | 0 | 0 | 0 | 0 | 0 | 0 | 0 | 0 | 0 | 0 | 0 | 0 | 0 | 0 | 0 | 0 | 0 | 0 | 0 | 0 | 0 | 0 | 0 | 0 | 0 | 0 | 0 | 0
F9_Industrial_Primary Metals_New_Space Heating_Natural Gas_Thermostat - Programmable_A_Achievable Technical Potential | F9 | Industrial | Primary Metals | New | Space Heating | Natural Gas | Thermostat - Programmable | A | Cumulative Winter Peak Savings (MW) | Achievable Technical Potential | 0 | 0 | 0 | 0 | 0 | 0 | 0 | 0 | 0 | 0 | 0 | 0 | 0 | 0 | 0 | 0 | 0 | 0 | 0 | 0 | 0 | 0 | 0 | 0 | 0 | 0 | 0 | 0 | 0 | 0 | 0
F10_Industrial_Primary Metals_New_Space Heating_Natural Gas_Thermostat - Programmable_A_Achievable Technical Potential | F10 | Industrial | Primary Metals | New | Space Heating | Natural Gas | Thermostat - Programmable | A | Purchases (Incremental) | Achievable Technical Potential | 0 | 0 | 0 | 0 | 0 | 36.1045 | 42.7739 | 49.4398 | 56.0663 | 62.6964 | 69.3319 | 75.8832 | 82.4166 | 88.9368 | 95.3534 | 101.7945 | 108.1741 | 114.5546 | 120.903 | 127.1948 | 133.494 | 139.7672 | 146.0159 | 152.2419 | 158.4468 | 95.3534 | 101.7945 | 108.1741 | 114.5546 | 120.903 | 127.1948
F11_Industrial_Primary Metals_New_Space Heating_Natural Gas_Thermostat - Programmable_A_Achievable Technical Potential | F11 | Industrial | Primary Metals | New | Space Heating | Natural Gas | Thermostat - Programmable | A | Purchases (Cumulative) | Achievable Technical Potential | 0 | 0 | 0 | 0 | 0 | 36.1045 | 78.8784 | 128.3182 | 184.3845 | 247.0808 | 316.4127 | 392.296 | 474.7126 | 563.6494 | 659.0028 | 760.7972 | 832.8669 | 904.6476 | 976.1109 | 1047.2394 | 1118.037 | 1188.4723 | 1258.605 | 1328.4303 | 1397.9403 | 1397.9403 | 1397.9403 | 1397.9403 | 1397.9403 | 1397.9403 | 1397.9403
F1_Industrial_Primary Metals_New_Space Heating_Natural Gas_ENERGY STAR Connected Thermostat_A_Achievable Technical Potential | F1 | Industrial | Primary Metals | New | Space Heating | Natural Gas | ENERGY STAR Connected Thermostat | A | Integrated Unit Energy Savings (kWh or therms) | Achievable Technical Potential | 0 | 0 | 0 | 0 | 0 | 0.01452 | 0.014259 | 0.01404 | 0.013846 | 0.013667 | 0.013503 | 0.013308 | 0.013095 | 0.012874 | 0.012651 | 0.012446 | 0.012256 | 0.012091 | 0.011894 | 0.01174 | 0.011627 | 0.011542 | 0.011499 | 0.011477 | 0.011472 | 0.011483 | 0.011496 | 0.011512 | 0 | 0 | 0
F2_Industrial_Primary Metals_New_Space Heating_Natural Gas_ENERGY STAR Connected Thermostat_A_Achievable Technical Potential | F2 | Industrial | Primary Metals | New | Space Heating | Natural Gas | ENERGY STAR Connected Thermostat | A | Integrated Unit Summer Peak Savings (kW) | Achievable Technical Potential | 0 | 0 | 0 | 0 | 0 | 0 | 0 | 0 | 0 | 0 | 0 | 0 | 0 | 0 | 0 | 0 | 0 | 0 | 0 | 0 | 0 | 0 | 0 | 0 | 0 | 0 | 0 | 0 | 0 | 0 | 0
F3_Industrial_Primary Metals_New_Space Heating_Natural Gas_ENERGY STAR Connected Thermostat_A_Achievable Technical Potential | F3 | Industrial | Primary Metals | New | Space Heating | Natural Gas | ENERGY STAR Connected Thermostat | A | Integrated Unit Winter Peak Savings (kW) | Achievable Technical Potential | 0 | 0 | 0 | 0 | 0 | 0 | 0 | 0 | 0 | 0 | 0 | 0 | 0 | 0 | 0 | 0 | 0 | 0 | 0 | 0 | 0 | 0 | 0 | 0 | 0 | 0 | 0 | 0 | 0 | 0 | 0
F4_Industrial_Primary Metals_New_Space Heating_Natural Gas_ENERGY STAR Connected Thermostat_A_Achievable Technical Potential | F4 | Industrial | Primary Metals | New | Space Heating | Natural Gas | ENERGY STAR Connected Thermostat | A | Incremental Energy Savings (MWh or mTherms) | Achievable Technical Potential | 0 | 0 | 0 | 0 | 0 | 0.00052425 | 0.00060992 | 0.00069411 | 0.00077629 | 0.00085686 | 0.00093622 | 0.0010099 | 0.0010792 | 0.001145 | 0.0012064 | 0.0012669 | 0.0013258 | 0.0013851 | 0.001438 | 0.0014933 | 0.0015521 | 0.0016131 | 0.001679 | 0.0017473 | 0.0018177 | 0.0015329 | 0.0016068 | 0.001681 | 0 | 0 | 0
F5_Industrial_Primary Metals_New_Space Heating_Natural Gas_ENERGY STAR Connected Thermostat_A_Achievable Technical Potential | F5 | Industrial | Primary Metals | New | Space Heating | Natural Gas | ENERGY STAR Connected Thermostat | A | Incremental Summer Peak Savings (MW) | Achievable Technical Potential | 0 | 0 | 0 | 0 | 0 | 0 | 0 | 0 | 0 | 0 | 0 | 0 | 0 | 0 | 0 | 0 | 0 | 0 | 0 | 0 | 0 | 0 | 0 | 0 | 0 | 0 | 0 | 0 | 0 | 0 | 0
F6_Industrial_Primary Metals_New_Space Heating_Natural Gas_ENERGY STAR Connected Thermostat_A_Achievable Technical Potential | F6 | Industrial | Primary Metals | New | Space Heating | Natural Gas | ENERGY STAR Connected Thermostat | A | Incremental Winter Peak Savings (MW) | Achievable Technical Potential | 0 | 0 | 0 | 0 | 0 | 0 | 0 | 0 | 0 | 0 | 0 | 0 | 0 | 0 | 0 | 0 | 0 | 0 | 0 | 0 | 0 | 0 | 0 | 0 | 0 | 0 | 0 | 0 | 0 | 0 | 0
F7_Industrial_Primary Metals_New_Space Heating_Natural Gas_ENERGY STAR Connected Thermostat_A_Achievable Technical Potential | F7 | Industrial | Primary Metals | New | Space Heating | Natural Gas | ENERGY STAR Connected Thermostat | A | Cumulative Energy Savings (MWh or mTherms) | Achievable Technical Potential | 0 | 0 | 0 | 0 | 0 | 0.00052425 | 0.0011247 | 0.0018015 | 0.002553 | 0.0033768 | 0.0037851 | 0.004171 | 0.004536 | 0.0048828 | 0.0052114 | 0.0055307 | 0.0058421 | 0.0061523 | 0.0064318 | 0.0067228 | 0.0070262 | 0.0073394 | 0.0076738 | 0.0080194 | 0.0083743 | 0.0083823 | 0.008392 | 0.0084037 | 0 | 0 | 0
F8_Industrial_Primary Metals_New_Space Heating_Natural Gas_ENERGY STAR Connected Thermostat_A_Achievable Technical Potential | F8 | Industrial | Primary Metals | New | Space Heating | Natural Gas | ENERGY STAR Connected Thermostat | A | Cumulative Summer Peak Savings (MW) | Achievable Technical Potential | 0 | 0 | 0 | 0 | 0 | 0 | 0 | 0 | 0 | 0 | 0 | 0 | 0 | 0 | 0 | 0 | 0 | 0 | 0 | 0 | 0 | 0 | 0 | 0 | 0 | 0 | 0 | 0 | 0 | 0 | 0
F9_Industrial_Primary Metals_New_Space Heating_Natural Gas_ENERGY STAR Connected Thermostat_A_Achievable Technical Potential | F9 | Industrial | Primary Metals | New | Space Heating | Natural Gas | ENERGY STAR Connected Thermostat | A | Cumulative Winter Peak Savings (MW) | Achievable Technical Potential | 0 | 0 | 0 | 0 | 0 | 0 | 0 | 0 | 0 | 0 | 0 | 0 | 0 | 0 | 0 | 0 | 0 | 0 | 0 | 0 | 0 | 0 | 0 | 0 | 0 | 0 | 0 | 0 | 0 | 0 | 0
F10_Industrial_Primary Metals_New_Space Heating_Natural Gas_ENERGY STAR Connected Thermostat_A_Achievable Technical Potential | F10 | Industrial | Primary Metals | New | Space Heating | Natural Gas | ENERGY STAR Connected Thermostat | A | Purchases (Incremental) | Achievable Technical Potential | 0 | 0 | 0 | 0 | 0 | 36.1045 | 42.7739 | 49.4398 | 56.0663 | 62.6964 | 69.3319 | 75.8832 | 82.4166 | 88.9368 | 95.3534 | 101.7945 | 108.1741 | 114.5546 | 120.903 | 127.1948 | 133.494 | 139.7672 | 146.0159 | 152.2419 | 158.4468 | 133.494 | 139.7672 | 146.0159 | 152.2419 | 158.4468 | 133.494
F11_Industrial_Primary Metals_New_Space Heating_Natural Gas_ENERGY STAR Connected Thermostat_A_Achievable Technical Potential | F11 | Industrial | Primary Metals | New | Space Heating | Natural Gas | ENERGY STAR Connected Thermostat | A | Purchases (Cumulative) | Achievable Technical Potential | 0 | 0 | 0 | 0 | 0 | 36.1045 | 78.8784 | 128.3182 | 184.3845 | 247.0808 | 280.3083 | 313.4176 | 346.3944 | 379.2649 | 411.9219 | 444.3845 | 476.6754 | 508.8134 | 540.7797 | 572.6211 | 604.3206 | 635.9137 | 667.375 | 698.7139 | 729.9659 | 729.9659 | 729.9659 | 729.9659 | 729.9659 | 729.9659 | 729.9659
F1_Industrial_Primary Metals_New_Space Heating_Natural Gas_Destratification Fans (HVLS)_A_Achievable Technical Potential | F1 | Industrial | Primary Metals | New | Space Heating | Natural Gas | Destratification Fans (HVLS) | A | Integrated Unit Energy Savings (kWh or therms) | Achievable Technical Potential | 0 | 0 | 0 | 0 | 0 | 0.014533 | 0.014282 | 0.014071 | 0.013886 | 0.013714 | 0.013557 | 0.013369 | 0.013161 | 0.012946 | 0.012728 | 0.012525 | 0.012336 | 0.012172 | 0.011974 | 0.011822 | 0.011708 | 0.011624 | 0.011581 | 0.011561 | 0.011557 | 0.011565 | 0.011575 | 0.011588 | 0 | 0 | 0
F2_Industrial_Primary Metals_New_Space Heating_Natural Gas_Destratification Fans (HVLS)_A_Achievable Technical Potential | F2 | Industrial | Primary Metals | New | Space Heating | Natural Gas | Destratification Fans (HVLS) | A | Integrated Unit Summer Peak Savings (kW) | Achievable Technical Potential | 0 | 0 | 0 | 0 | 0 | 0 | 0 | 0 | 0 | 0 | 0 | 0 | 0 | 0 | 0 | 0 | 0 | 0 | 0 | 0 | 0 | 0 | 0 | 0 | 0 | 0 | 0 | 0 | 0 | 0 | 0
F3_Industrial_Primary Metals_New_Space Heating_Natural Gas_Destratification Fans (HVLS)_A_Achievable Technical Potential | F3 | Industrial | Primary Metals | New | Space Heating | Natural Gas | Destratification Fans (HVLS) | A | Integrated Unit Winter Peak Savings (kW) | Achievable Technical Potential | 0 | 0 | 0 | 0 | 0 | 0 | 0 | 0 | 0 | 0 | 0 | 0 | 0 | 0 | 0 | 0 | 0 | 0 | 0 | 0 | 0 | 0 | 0 | 0 | 0 | 0 | 0 | 0 | 0 | 0 | 0
F4_Industrial_Primary Metals_New_Space Heating_Natural Gas_Destratification Fans (HVLS)_A_Achievable Technical Potential | F4 | Industrial | Primary Metals | New | Space Heating | Natural Gas | Destratification Fans (HVLS) | A | Incremental Energy Savings (MWh or mTherms) | Achievable Technical Potential | 0 | 0 | 0 | 0 | 0 | 0.00052471 | 0.0006109 | 0.00069569 | 0.00077852 | 0.00085982 | 0.00093996 | 0.0010144 | 0.0010847 | 0.0011514 | 0.0012137 | 0.0012749 | 0.0013344 | 0.0013943 | 0.0014477 | 0.0015036 | 0.001563 | 0.0016246 | 0.0016911 | 0.0017601 | 0.0018311 | 0.0011772 | 0.0012521 | 0.0013275 | 0 | 0 | 0
F5_Industrial_Primary Metals_New_Space Heating_Natural Gas_Destratification Fans (HVLS)_A_Achievable Technical Potential | F5 | Industrial | Primary Metals | New | Space Heating | Natural Gas | Destratification Fans (HVLS) | A | Incremental Summer Peak Savings (MW) | Achievable Technical Potential | 0 | 0 | 0 | 0 | 0 | 0 | 0 | 0 | 0 | 0 | 0 | 0 | 0 | 0 | 0 | 0 | 0 | 0 | 0 | 0 | 0 | 0 | 0 | 0 | 0 | 0 | 0 | 0 | 0 | 0 | 0
F6_Industrial_Primary Metals_New_Space Heating_Natural Gas_Destratification Fans (HVLS)_A_Achievable Technical Potential | F6 | Industrial | Primary Metals | New | Space Heating | Natural Gas | Destratification Fans (HVLS) | A | Incremental Winter Peak Savings (MW) | Achievable Technical Potential | 0 | 0 | 0 | 0 | 0 | 0 | 0 | 0 | 0 | 0 | 0 | 0 | 0 | 0 | 0 | 0 | 0 | 0 | 0 | 0 | 0 | 0 | 0 | 0 | 0 | 0 | 0 | 0 | 0 | 0 | 0
F7_Industrial_Primary Metals_New_Space Heating_Natural Gas_Destratification Fans (HVLS)_A_Achievable Technical Potential | F7 | Industrial | Primary Metals | New | Space Heating | Natural Gas | Destratification Fans (HVLS) | A | Cumulative Energy Savings (MWh or mTherms) | Achievable Technical Potential | 0 | 0 | 0 | 0 | 0 | 0.00052471 | 0.0011266 | 0.0018056 | 0.0025603 | 0.0033885 | 0.0042897 | 0.0052444 | 0.0062477 | 0.0072969 | 0.0083879 | 0.0090764 | 0.0097463 | 0.01041 | 0.011017 | 0.011639 | 0.012279 | 0.012932 | 0.013622 | 0.01433 | 0.015054 | 0.015064 | 0.015078 | 0.015095 | 0 | 0 | 0
F8_Industrial_Primary Metals_New_Space Heating_Natural Gas_Destratification Fans (HVLS)_A_Achievable Technical Potential | F8 | Industrial | Primary Metals | New | Space Heating | Natural Gas | Destratification Fans (HVLS) | A | Cumulative Summer Peak Savings (MW) | Achievable Technical Potential | 0 | 0 | 0 | 0 | 0 | 0 | 0 | 0 | 0 | 0 | 0 | 0 | 0 | 0 | 0 | 0 | 0 | 0 | 0 | 0 | 0 | 0 | 0 | 0 | 0 | 0 | 0 | 0 | 0 | 0 | 0
F9_Industrial_Primary Metals_New_Space Heating_Natural Gas_Destratification Fans (HVLS)_A_Achievable Technical Potential | F9 | Industrial | Primary Metals | New | Space Heating | Natural Gas | Destratification Fans (HVLS) | A | Cumulative Winter Peak Savings (MW) | Achievable Technical Potential | 0 | 0 | 0 | 0 | 0 | 0 | 0 | 0 | 0 | 0 | 0 | 0 | 0 | 0 | 0 | 0 | 0 | 0 | 0 | 0 | 0 | 0 | 0 | 0 | 0 | 0 | 0 | 0 | 0 | 0 | 0
F10_Industrial_Primary Metals_New_Space Heating_Natural Gas_Destratification Fans (HVLS)_A_Achievable Technical Potential | F10 | Industrial | Primary Metals | New | Space Heating | Natural Gas | Destratification Fans (HVLS) | A | Purchases (Incremental) | Achievable Technical Potential | 0 | 0 | 0 | 0 | 0 | 36.1045 | 42.7739 | 49.4398 | 56.0663 | 62.6964 | 69.3319 | 75.8832 | 82.4166 | 88.9368 | 95.3534 | 101.7945 | 108.1741 | 114.5546 | 120.903 | 127.1948 | 133.494 | 139.7672 | 146.0159 | 152.2419 | 158.4468 | 101.7945 | 108.1741 | 114.5546 | 120.903 | 127.1948 | 133.494
F11_Industrial_Primary Metals_New_Space Heating_Natural Gas_Destratification Fans (HVLS)_A_Achievable Technical Potential | F11 | Industrial | Primary Metals | New | Space Heating | Natural Gas | Destratification Fans (HVLS) | A | Purchases (Cumulative) | Achievable Technical Potential | 0 | 0 | 0 | 0 | 0 | 36.1045 | 78.8784 | 128.3182 | 184.3845 | 247.0808 | 316.4127 | 392.296 | 474.7126 | 563.6494 | 659.0028 | 724.6928 | 790.093 | 855.2078 | 920.0446 | 984.543 | 1048.7051 | 1112.5891 | 1176.1884 | 1239.4935 | 1302.5869 | 1302.5869 | 1302.5869 | 1302.5869 | 1302.5869 | 1302.5869 | 1302.5869
F1_Industrial_Primary Metals_New_Space Heating_Natural Gas_Gas Boiler - Insulate Steam Lines/Condensate Tank_A_Achievable Technical Potential | F1 | Industrial | Primary Metals | New | Space Heating | Natural Gas | Gas Boiler - Insulate Steam Lines/Condensate Tank | A | Integrated Unit Energy Savings (kWh or therms) | Achievable Technical Potential | 0 | 0 | 0 | 0 | 0 | 0 | 0 | 0 | 0 | 0 | 0 | 0 | 0 | 0 | 0 | 0 | 0 | 0 | 0 | 0 | 0 | 0 | 0 | 0 | 0 | 0 | 0 | 0 | 0 | 0 | 0
F2_Industrial_Primary Metals_New_Space Heating_Natural Gas_Gas Boiler - Insulate Steam Lines/Condensate Tank_A_Achievable Technical Potential | F2 | Industrial | Primary Metals | New | Space Heating | Natural Gas | Gas Boiler - Insulate Steam Lines/Condensate Tank | A | Integrated Unit Summer Peak Savings (kW) | Achievable Technical Potential | 0 | 0 | 0 | 0 | 0 | 0 | 0 | 0 | 0 | 0 | 0 | 0 | 0 | 0 | 0 | 0 | 0 | 0 | 0 | 0 | 0 | 0 | 0 | 0 | 0 | 0 | 0 | 0 | 0 | 0 | 0
F3_Industrial_Primary Metals_New_Space Heating_Natural Gas_Gas Boiler - Insulate Steam Lines/Condensate Tank_A_Achievable Technical Potential | F3 | Industrial | Primary Metals | New | Space Heating | Natural Gas | Gas Boiler - Insulate Steam Lines/Condensate Tank | A | Integrated Unit Winter Peak Savings (kW) | Achievable Technical Potential | 0 | 0 | 0 | 0 | 0 | 0 | 0 | 0 | 0 | 0 | 0 | 0 | 0 | 0 | 0 | 0 | 0 | 0 | 0 | 0 | 0 | 0 | 0 | 0 | 0 | 0 | 0 | 0 | 0 | 0 | 0
F4_Industrial_Primary Metals_New_Space Heating_Natural Gas_Gas Boiler - Insulate Steam Lines/Condensate Tank_A_Achievable Technical Potential | F4 | Industrial | Primary Metals | New | Space Heating | Natural Gas | Gas Boiler - Insulate Steam Lines/Condensate Tank | A | Incremental Energy Savings (MWh or mTherms) | Achievable Technical Potential | 0 | 0 | 0 | 0 | 0 | 0 | 0 | 0 | 0 | 0 | 0 | 0 | 0 | 0 | 0 | 0 | 0 | 0 | 0 | 0 | 0 | 0 | 0 | 0 | 0 | 0 | 0 | 0 | 0 | 0 | 0
F5_Industrial_Primary Metals_New_Space Heating_Natural Gas_Gas Boiler - Insulate Steam Lines/Condensate Tank_A_Achievable Technical Potential | F5 | Industrial | Primary Metals | New | Space Heating | Natural Gas | Gas Boiler - Insulate Steam Lines/Condensate Tank | A | Incremental Summer Peak Savings (MW) | Achievable Technical Potential | 0 | 0 | 0 | 0 | 0 | 0 | 0 | 0 | 0 | 0 | 0 | 0 | 0 | 0 | 0 | 0 | 0 | 0 | 0 | 0 | 0 | 0 | 0 | 0 | 0 | 0 | 0 | 0 | 0 | 0 | 0
F6_Industrial_Primary Metals_New_Space Heating_Natural Gas_Gas Boiler - Insulate Steam Lines/Condensate Tank_A_Achievable Technical Potential | F6 | Industrial | Primary Metals | New | Space Heating | Natural Gas | Gas Boiler - Insulate Steam Lines/Condensate Tank | A | Incremental Winter Peak Savings (MW) | Achievable Technical Potential | 0 | 0 | 0 | 0 | 0 | 0 | 0 | 0 | 0 | 0 | 0 | 0 | 0 | 0 | 0 | 0 | 0 | 0 | 0 | 0 | 0 | 0 | 0 | 0 | 0 | 0 | 0 | 0 | 0 | 0 | 0
F7_Industrial_Primary Metals_New_Space Heating_Natural Gas_Gas Boiler - Insulate Steam Lines/Condensate Tank_A_Achievable Technical Potential | F7 | Industrial | Primary Metals | New | Space Heating | Natural Gas | Gas Boiler - Insulate Steam Lines/Condensate Tank | A | Cumulative Energy Savings (MWh or mTherms) | Achievable Technical Potential | 0 | 0 | 0 | 0 | 0 | 0 | 0 | 0 | 0 | 0 | 0 | 0 | 0 | 0 | 0 | 0 | 0 | 0 | 0 | 0 | 0 | 0 | 0 | 0 | 0 | 0 | 0 | 0 | 0 | 0 | 0
F8_Industrial_Primary Metals_New_Space Heating_Natural Gas_Gas Boiler - Insulate Steam Lines/Condensate Tank_A_Achievable Technical Potential | F8 | Industrial | Primary Metals | New | Space Heating | Natural Gas | Gas Boiler - Insulate Steam Lines/Condensate Tank | A | Cumulative Summer Peak Savings (MW) | Achievable Technical Potential | 0 | 0 | 0 | 0 | 0 | 0 | 0 | 0 | 0 | 0 | 0 | 0 | 0 | 0 | 0 | 0 | 0 | 0 | 0 | 0 | 0 | 0 | 0 | 0 | 0 | 0 | 0 | 0 | 0 | 0 | 0
F9_Industrial_Primary Metals_New_Space Heating_Natural Gas_Gas Boiler - Insulate Steam Lines/Condensate Tank_A_Achievable Technical Potential | F9 | Industrial | Primary Metals | New | Space Heating | Natural Gas | Gas Boiler - Insulate Steam Lines/Condensate Tank | A | Cumulative Winter Peak Savings (MW) | Achievable Technical Potential | 0 | 0 | 0 | 0 | 0 | 0 | 0 | 0 | 0 | 0 | 0 | 0 | 0 | 0 | 0 | 0 | 0 | 0 | 0 | 0 | 0 | 0 | 0 | 0 | 0 | 0 | 0 | 0 | 0 | 0 | 0
F10_Industrial_Primary Metals_New_Space Heating_Natural Gas_Gas Boiler - Insulate Steam Lines/Condensate Tank_A_Achievable Technical Potential | F10 | Industrial | Primary Metals | New | Space Heating | Natural Gas | Gas Boiler - Insulate Steam Lines/Condensate Tank | A | Purchases (Incremental) | Achievable Technical Potential | 0 | 0 | 0 | 0 | 0 | 0 | 0 | 0 | 0 | 0 | 0 | 0 | 0 | 0 | 0 | 0 | 0 | 0 | 0 | 0 | 0 | 0 | 0 | 0 | 0 | 0 | 0 | 0 | 0 | 0 | 0
F11_Industrial_Primary Metals_New_Space Heating_Natural Gas_Gas Boiler - Insulate Steam Lines/Condensate Tank_A_Achievable Technical Potential | F11 | Industrial | Primary Metals | New | Space Heating | Natural Gas | Gas Boiler - Insulate Steam Lines/Condensate Tank | A | Purchases (Cumulative) | Achievable Technical Potential | 0 | 0 | 0 | 0 | 0 | 0 | 0 | 0 | 0 | 0 | 0 | 0 | 0 | 0 | 0 | 0 | 0 | 0 | 0 | 0 | 0 | 0 | 0 | 0 | 0 | 0 | 0 | 0 | 0 | 0 | 0
F1_Industrial_Primary Metals_New_Process_Natural Gas_Gas Boiler - Insulate Steam Lines/Condensate Tank_A_Achievable Technical Potential | F1 | Industrial | Primary Metals | New | Process | Natural Gas | Gas Boiler - Insulate Steam Lines/Condensate Tank | A | Integrated Unit Energy Savings (kWh or therms) | Achievable Technical Potential | 0 | 0 | 0 | 0 | 0 | 302.9519 | 302.4221 | 301.9487 | 301.513 | 301.0998 | 300.8629 | 300.6899 | 300.5671 | 300.4839 | 300.4304 | 300.4051 | 300.4005 | 300.4126 | 300.4352 | 300.4631 | 300.4991 | 300.5572 | 300.6092 | 300.6558 | 300.6975 | 300.8054 | 300.9053 | 300.998 | 303.5793 | 303.5793 | 303.5793
F2_Industrial_Primary Metals_New_Process_Natural Gas_Gas Boiler - Insulate Steam Lines/Condensate Tank_A_Achievable Technical Potential | F2 | Industrial | Primary Metals | New | Process | Natural Gas | Gas Boiler - Insulate Steam Lines/Condensate Tank | A | Integrated Unit Summer Peak Savings (kW) | Achievable Technical Potential | 0 | 0 | 0 | 0 | 0 | 0 | 0 | 0 | 0 | 0 | 0 | 0 | 0 | 0 | 0 | 0 | 0 | 0 | 0 | 0 | 0 | 0 | 0 | 0 | 0 | 0 | 0 | 0 | 0 | 0 | 0
F3_Industrial_Primary Metals_New_Process_Natural Gas_Gas Boiler - Insulate Steam Lines/Condensate Tank_A_Achievable Technical Potential | F3 | Industrial | Primary Metals | New | Process | Natural Gas | Gas Boiler - Insulate Steam Lines/Condensate Tank | A | Integrated Unit Winter Peak Savings (kW) | Achievable Technical Potential | 0 | 0 | 0 | 0 | 0 | 0 | 0 | 0 | 0 | 0 | 0 | 0 | 0 | 0 | 0 | 0 | 0 | 0 | 0 | 0 | 0 | 0 | 0 | 0 | 0 | 0 | 0 | 0 | 0 | 0 | 0
F4_Industrial_Primary Metals_New_Process_Natural Gas_Gas Boiler - Insulate Steam Lines/Condensate Tank_A_Achievable Technical Potential | F4 | Industrial | Primary Metals | New | Process | Natural Gas | Gas Boiler - Insulate Steam Lines/Condensate Tank | A | Incremental Energy Savings (MWh or mTherms) | Achievable Technical Potential | 0 | 0 | 0 | 0 | 0 | 0.015147 | 0.017914 | 0.020674 | 0.023411 | 0.026143 | 0.028887 | 0.031599 | 0.034305 | 0.037009 | 0.039672 | 0.042348 | 0.045002 | 0.047658 | 0.050303 | 0.052926 | 0.055553 | 0.058175 | 0.060787 | 0.063388 | 0.065981 | 0.01504 | 0.017824 | 0.020608 | 0.023571 | 0.026358 | 0.029148
F5_Industrial_Primary Metals_New_Process_Natural Gas_Gas Boiler - Insulate Steam Lines/Condensate Tank_A_Achievable Technical Potential | F5 | Industrial | Primary Metals | New | Process | Natural Gas | Gas Boiler - Insulate Steam Lines/Condensate Tank | A | Incremental Summer Peak Savings (MW) | Achievable Technical Potential | 0 | 0 | 0 | 0 | 0 | 0 | 0 | 0 | 0 | 0 | 0 | 0 | 0 | 0 | 0 | 0 | 0 | 0 | 0 | 0 | 0 | 0 | 0 | 0 | 0 | 0 | 0 | 0 | 0 | 0 | 0
F6_Industrial_Primary Metals_New_Process_Natural Gas_Gas Boiler - Insulate Steam Lines/Condensate Tank_A_Achievable Technical Potential | F6 | Industrial | Primary Metals | New | Process | Natural Gas | Gas Boiler - Insulate Steam Lines/Condensate Tank | A | Incremental Winter Peak Savings (MW) | Achievable Technical Potential | 0 | 0 | 0 | 0 | 0 | 0 | 0 | 0 | 0 | 0 | 0 | 0 | 0 | 0 | 0 | 0 | 0 | 0 | 0 | 0 | 0 | 0 | 0 | 0 | 0 | 0 | 0 | 0 | 0 | 0 | 0
F7_Industrial_Primary Metals_New_Process_Natural Gas_Gas Boiler - Insulate Steam Lines/Condensate Tank_A_Achievable Technical Potential | F7 | Industrial | Primary Metals | New | Process | Natural Gas | Gas Boiler - Insulate Steam Lines/Condensate Tank | A | Cumulative Energy Savings (MWh or mTherms) | Achievable Technical Potential | 0 | 0 | 0 | 0 | 0 | 0.015147 | 0.033035 | 0.053657 | 0.07699 | 0.10303 | 0.13183 | 0.16336 | 0.1976 | 0.23455 | 0.27418 | 0.31651 | 0.3615 | 0.40917 | 0.45951 | 0.51248 | 0.56809 | 0.62638 | 0.68727 | 0.75077 | 0.81685 | 0.81714 | 0.81742 | 0.81767 | 0 | 0 | 0
F8_Industrial_Primary Metals_New_Process_Natural Gas_Gas Boiler - Insulate Steam Lines/Condensate Tank_A_Achievable Technical Potential | F8 | Industrial | Primary Metals | New | Process | Natural Gas | Gas Boiler - Insulate Steam Lines/Condensate Tank | A | Cumulative Summer Peak Savings (MW) | Achievable Technical Potential | 0 | 0 | 0 | 0 | 0 | 0 | 0 | 0 | 0 | 0 | 0 | 0 | 0 | 0 | 0 | 0 | 0 | 0 | 0 | 0 | 0 | 0 | 0 | 0 | 0 | 0 | 0 | 0 | 0 | 0 | 0
F9_Industrial_Primary Metals_New_Process_Natural Gas_Gas Boiler - Insulate Steam Lines/Condensate Tank_A_Achievable Technical Potential | F9 | Industrial | Primary Metals | New | Process | Natural Gas | Gas Boiler - Insulate Steam Lines/Condensate Tank | A | Cumulative Winter Peak Savings (MW) | Achievable Technical Potential | 0 | 0 | 0 | 0 | 0 | 0 | 0 | 0 | 0 | 0 | 0 | 0 | 0 | 0 | 0 | 0 | 0 | 0 | 0 | 0 | 0 | 0 | 0 | 0 | 0 | 0 | 0 | 0 | 0 | 0 | 0
F10_Industrial_Primary Metals_New_Process_Natural Gas_Gas Boiler - Insulate Steam Lines/Condensate Tank_A_Achievable Technical Potential | F10 | Industrial | Primary Metals | New | Process | Natural Gas | Gas Boiler - Insulate Steam Lines/Condensate Tank | A | Purchases (Incremental) | Achievable Technical Potential | 0 | 0 | 0 | 0 | 0 | 0.05 | 0.059236 | 0.068467 | 0.077644 | 0.086825 | 0.096015 | 0.10509 | 0.11414 | 0.12316 | 0.13205 | 0.14097 | 0.14981 | 0.15864 | 0.16743 | 0.17615 | 0.18487 | 0.19356 | 0.20221 | 0.21083 | 0.21943 | 0.05 | 0.059236 | 0.068467 | 0.077644 | 0.086825 | 0.096015
F11_Industrial_Primary Metals_New_Process_Natural Gas_Gas Boiler - Insulate Steam Lines/Condensate Tank_A_Achievable Technical Potential | F11 | Industrial | Primary Metals | New | Process | Natural Gas | Gas Boiler - Insulate Steam Lines/Condensate Tank | A | Purchases (Cumulative) | Achievable Technical Potential | 0 | 0 | 0 | 0 | 0 | 0.05 | 0.10924 | 0.1777 | 0.25535 | 0.34217 | 0.43819 | 0.54327 | 0.65741 | 0.78057 | 0.91262 | 1.0536 | 1.2034 | 1.362 | 1.5295 | 1.7056 | 1.8905 | 2.084 | 2.2863 | 2.4971 | 2.7165 | 2.7165 | 2.7165 | 2.7165 | 2.7165 | 2.7165 | 2.7165
F1_Industrial_Primary Metals_New_Space Heating_Natural Gas_Gas Boiler - Insulate Hot Water Lines_A_Achievable Technical Potential | F1 | Industrial | Primary Metals | New | Space Heating | Natural Gas | Gas Boiler - Insulate Hot Water Lines | A | Integrated Unit Energy Savings (kWh or therms) | Achievable Technical Potential | 0 | 0 | 0 | 0 | 0 | 0 | 0 | 0 | 0 | 0 | 0 | 0 | 0 | 0 | 0 | 0 | 0 | 0 | 0 | 0 | 0 | 0 | 0 | 0 | 0 | 0 | 0 | 0 | 0 | 0 | 0
F2_Industrial_Primary Metals_New_Space Heating_Natural Gas_Gas Boiler - Insulate Hot Water Lines_A_Achievable Technical Potential | F2 | Industrial | Primary Metals | New | Space Heating | Natural Gas | Gas Boiler - Insulate Hot Water Lines | A | Integrated Unit Summer Peak Savings (kW) | Achievable Technical Potential | 0 | 0 | 0 | 0 | 0 | 0 | 0 | 0 | 0 | 0 | 0 | 0 | 0 | 0 | 0 | 0 | 0 | 0 | 0 | 0 | 0 | 0 | 0 | 0 | 0 | 0 | 0 | 0 | 0 | 0 | 0
F3_Industrial_Primary Metals_New_Space Heating_Natural Gas_Gas Boiler - Insulate Hot Water Lines_A_Achievable Technical Potential | F3 | Industrial | Primary Metals | New | Space Heating | Natural Gas | Gas Boiler - Insulate Hot Water Lines | A | Integrated Unit Winter Peak Savings (kW) | Achievable Technical Potential | 0 | 0 | 0 | 0 | 0 | 0 | 0 | 0 | 0 | 0 | 0 | 0 | 0 | 0 | 0 | 0 | 0 | 0 | 0 | 0 | 0 | 0 | 0 | 0 | 0 | 0 | 0 | 0 | 0 | 0 | 0
F4_Industrial_Primary Metals_New_Space Heating_Natural Gas_Gas Boiler - Insulate Hot Water Lines_A_Achievable Technical Potential | F4 | Industrial | Primary Metals | New | Space Heating | Natural Gas | Gas Boiler - Insulate Hot Water Lines | A | Incremental Energy Savings (MWh or mTherms) | Achievable Technical Potential | 0 | 0 | 0 | 0 | 0 | 0 | 0 | 0 | 0 | 0 | 0 | 0 | 0 | 0 | 0 | 0 | 0 | 0 | 0 | 0 | 0 | 0 | 0 | 0 | 0 | 0 | 0 | 0 | 0 | 0 | 0
F5_Industrial_Primary Metals_New_Space Heating_Natural Gas_Gas Boiler - Insulate Hot Water Lines_A_Achievable Technical Potential | F5 | Industrial | Primary Metals | New | Space Heating | Natural Gas | Gas Boiler - Insulate Hot Water Lines | A | Incremental Summer Peak Savings (MW) | Achievable Technical Potential | 0 | 0 | 0 | 0 | 0 | 0 | 0 | 0 | 0 | 0 | 0 | 0 | 0 | 0 | 0 | 0 | 0 | 0 | 0 | 0 | 0 | 0 | 0 | 0 | 0 | 0 | 0 | 0 | 0 | 0 | 0
F6_Industrial_Primary Metals_New_Space Heating_Natural Gas_Gas Boiler - Insulate Hot Water Lines_A_Achievable Technical Potential | F6 | Industrial | Primary Metals | New | Space Heating | Natural Gas | Gas Boiler - Insulate Hot Water Lines | A | Incremental Winter Peak Savings (MW) | Achievable Technical Potential | 0 | 0 | 0 | 0 | 0 | 0 | 0 | 0 | 0 | 0 | 0 | 0 | 0 | 0 | 0 | 0 | 0 | 0 | 0 | 0 | 0 | 0 | 0 | 0 | 0 | 0 | 0 | 0 | 0 | 0 | 0
F7_Industrial_Primary Metals_New_Space Heating_Natural Gas_Gas Boiler - Insulate Hot Water Lines_A_Achievable Technical Potential | F7 | Industrial | Primary Metals | New | Space Heating | Natural Gas | Gas Boiler - Insulate Hot Water Lines | A | Cumulative Energy Savings (MWh or mTherms) | Achievable Technical Potential | 0 | 0 | 0 | 0 | 0 | 0 | 0 | 0 | 0 | 0 | 0 | 0 | 0 | 0 | 0 | 0 | 0 | 0 | 0 | 0 | 0 | 0 | 0 | 0 | 0 | 0 | 0 | 0 | 0 | 0 | 0
F8_Industrial_Primary Metals_New_Space Heating_Natural Gas_Gas Boiler - Insulate Hot Water Lines_A_Achievable Technical Potential | F8 | Industrial | Primary Metals | New | Space Heating | Natural Gas | Gas Boiler - Insulate Hot Water Lines | A | Cumulative Summer Peak Savings (MW) | Achievable Technical Potential | 0 | 0 | 0 | 0 | 0 | 0 | 0 | 0 | 0 | 0 | 0 | 0 | 0 | 0 | 0 | 0 | 0 | 0 | 0 | 0 | 0 | 0 | 0 | 0 | 0 | 0 | 0 | 0 | 0 | 0 | 0
F9_Industrial_Primary Metals_New_Space Heating_Natural Gas_Gas Boiler - Insulate Hot Water Lines_A_Achievable Technical Potential | F9 | Industrial | Primary Metals | New | Space Heating | Natural Gas | Gas Boiler - Insulate Hot Water Lines | A | Cumulative Winter Peak Savings (MW) | Achievable Technical Potential | 0 | 0 | 0 | 0 | 0 | 0 | 0 | 0 | 0 | 0 | 0 | 0 | 0 | 0 | 0 | 0 | 0 | 0 | 0 | 0 | 0 | 0 | 0 | 0 | 0 | 0 | 0 | 0 | 0 | 0 | 0
F10_Industrial_Primary Metals_New_Space Heating_Natural Gas_Gas Boiler - Insulate Hot Water Lines_A_Achievable Technical Potential | F10 | Industrial | Primary Metals | New | Space Heating | Natural Gas | Gas Boiler - Insulate Hot Water Lines | A | Purchases (Incremental) | Achievable Technical Potential | 0 | 0 | 0 | 0 | 0 | 0 | 0 | 0 | 0 | 0 | 0 | 0 | 0 | 0 | 0 | 0 | 0 | 0 | 0 | 0 | 0 | 0 | 0 | 0 | 0 | 0 | 0 | 0 | 0 | 0 | 0
F11_Industrial_Primary Metals_New_Space Heating_Natural Gas_Gas Boiler - Insulate Hot Water Lines_A_Achievable Technical Potential | F11 | Industrial | Primary Metals | New | Space Heating | Natural Gas | Gas Boiler - Insulate Hot Water Lines | A | Purchases (Cumulative) | Achievable Technical Potential | 0 | 0 | 0 | 0 | 0 | 0 | 0 | 0 | 0 | 0 | 0 | 0 | 0 | 0 | 0 | 0 | 0 | 0 | 0 | 0 | 0 | 0 | 0 | 0 | 0 | 0 | 0 | 0 | 0 | 0 | 0
F1_Industrial_Primary Metals_New_Process_Natural Gas_Gas Boiler - Insulate Hot Water Lines_A_Achievable Technical Potential | F1 | Industrial | Primary Metals | New | Process | Natural Gas | Gas Boiler - Insulate Hot Water Lines | A | Integrated Unit Energy Savings (kWh or therms) | Achievable Technical Potential | 0 | 0 | 0 | 0 | 0 | 342.4576 | 341.8811 | 341.3659 | 340.8917 | 340.4418 | 340.1904 | 340.0109 | 339.8876 | 339.8088 | 339.7634 | 339.7497 | 339.7594 | 339.7876 | 339.8277 | 339.8737 | 339.9288 | 340.0089 | 340.082 | 340.1489 | 340.2103 | 340.3201 | 340.4217 | 340.516 | 343.1401 | 343.1401 | 343.1401
F2_Industrial_Primary Metals_New_Process_Natural Gas_Gas Boiler - Insulate Hot Water Lines_A_Achievable Technical Potential | F2 | Industrial | Primary Metals | New | Process | Natural Gas | Gas Boiler - Insulate Hot Water Lines | A | Integrated Unit Summer Peak Savings (kW) | Achievable Technical Potential | 0 | 0 | 0 | 0 | 0 | 0 | 0 | 0 | 0 | 0 | 0 | 0 | 0 | 0 | 0 | 0 | 0 | 0 | 0 | 0 | 0 | 0 | 0 | 0 | 0 | 0 | 0 | 0 | 0 | 0 | 0
F3_Industrial_Primary Metals_New_Process_Natural Gas_Gas Boiler - Insulate Hot Water Lines_A_Achievable Technical Potential | F3 | Industrial | Primary Metals | New | Process | Natural Gas | Gas Boiler - Insulate Hot Water Lines | A | Integrated Unit Winter Peak Savings (kW) | Achievable Technical Potential | 0 | 0 | 0 | 0 | 0 | 0 | 0 | 0 | 0 | 0 | 0 | 0 | 0 | 0 | 0 | 0 | 0 | 0 | 0 | 0 | 0 | 0 | 0 | 0 | 0 | 0 | 0 | 0 | 0 | 0 | 0
F4_Industrial_Primary Metals_New_Process_Natural Gas_Gas Boiler - Insulate Hot Water Lines_A_Achievable Technical Potential | F4 | Industrial | Primary Metals | New | Process | Natural Gas | Gas Boiler - Insulate Hot Water Lines | A | Incremental Energy Savings (MWh or mTherms) | Achievable Technical Potential | 0 | 0 | 0 | 0 | 0 | 0.017123 | 0.020252 | 0.023372 | 0.026468 | 0.029559 | 0.032663 | 0.035731 | 0.038793 | 0.041852 | 0.044866 | 0.047895 | 0.050898 | 0.053904 | 0.056898 | 0.059868 | 0.062843 | 0.065811 | 0.068768 | 0.071715 | 0.074651 | 0.017016 | 0.020165 | 0.023314 | 0.026643 | 0.029793 | 0.032947
F5_Industrial_Primary Metals_New_Process_Natural Gas_Gas Boiler - Insulate Hot Water Lines_A_Achievable Technical Potential | F5 | Industrial | Primary Metals | New | Process | Natural Gas | Gas Boiler - Insulate Hot Water Lines | A | Incremental Summer Peak Savings (MW) | Achievable Technical Potential | 0 | 0 | 0 | 0 | 0 | 0 | 0 | 0 | 0 | 0 | 0 | 0 | 0 | 0 | 0 | 0 | 0 | 0 | 0 | 0 | 0 | 0 | 0 | 0 | 0 | 0 | 0 | 0 | 0 | 0 | 0
F6_Industrial_Primary Metals_New_Process_Natural Gas_Gas Boiler - Insulate Hot Water Lines_A_Achievable Technical Potential | F6 | Industrial | Primary Metals | New | Process | Natural Gas | Gas Boiler - Insulate Hot Water Lines | A | Incremental Winter Peak Savings (MW) | Achievable Technical Potential | 0 | 0 | 0 | 0 | 0 | 0 | 0 | 0 | 0 | 0 | 0 | 0 | 0 | 0 | 0 | 0 | 0 | 0 | 0 | 0 | 0 | 0 | 0 | 0 | 0 | 0 | 0 | 0 | 0 | 0 | 0
F7_Industrial_Primary Metals_New_Process_Natural Gas_Gas Boiler - Insulate Hot Water Lines_A_Achievable Technical Potential | F7 | Industrial | Primary Metals | New | Process | Natural Gas | Gas Boiler - Insulate Hot Water Lines | A | Cumulative Energy Savings (MWh or mTherms) | Achievable Technical Potential | 0 | 0 | 0 | 0 | 0 | 0.017123 | 0.037345 | 0.060661 | 0.087045 | 0.11649 | 0.14907 | 0.18472 | 0.22345 | 0.26525 | 0.31008 | 0.35796 | 0.40887 | 0.46281 | 0.51976 | 0.5797 | 0.64263 | 0.7086 | 0.77752 | 0.84938 | 0.92419 | 0.92449 | 0.92476 | 0.92502 | 0 | 0 | 0
F8_Industrial_Primary Metals_New_Process_Natural Gas_Gas Boiler - Insulate Hot Water Lines_A_Achievable Technical Potential | F8 | Industrial | Primary Metals | New | Process | Natural Gas | Gas Boiler - Insulate Hot Water Lines | A | Cumulative Summer Peak Savings (MW) | Achievable Technical Potential | 0 | 0 | 0 | 0 | 0 | 0 | 0 | 0 | 0 | 0 | 0 | 0 | 0 | 0 | 0 | 0 | 0 | 0 | 0 | 0 | 0 | 0 | 0 | 0 | 0 | 0 | 0 | 0 | 0 | 0 | 0
F9_Industrial_Primary Metals_New_Process_Natural Gas_Gas Boiler - Insulate Hot Water Lines_A_Achievable Technical Potential | F9 | Industrial | Primary Metals | New | Process | Natural Gas | Gas Boiler - Insulate Hot Water Lines | A | Cumulative Winter Peak Savings (MW) | Achievable Technical Potential | 0 | 0 | 0 | 0 | 0 | 0 | 0 | 0 | 0 | 0 | 0 | 0 | 0 | 0 | 0 | 0 | 0 | 0 | 0 | 0 | 0 | 0 | 0 | 0 | 0 | 0 | 0 | 0 | 0 | 0 | 0
F10_Industrial_Primary Metals_New_Process_Natural Gas_Gas Boiler - Insulate Hot Water Lines_A_Achievable Technical Potential | F10 | Industrial | Primary Metals | New | Process | Natural Gas | Gas Boiler - Insulate Hot Water Lines | A | Purchases (Incremental) | Achievable Technical Potential | 0 | 0 | 0 | 0 | 0 | 0.05 | 0.059236 | 0.068467 | 0.077644 | 0.086825 | 0.096015 | 0.10509 | 0.11414 | 0.12316 | 0.13205 | 0.14097 | 0.14981 | 0.15864 | 0.16743 | 0.17615 | 0.18487 | 0.19356 | 0.20221 | 0.21083 | 0.21943 | 0.05 | 0.059236 | 0.068467 | 0.077644 | 0.086825 | 0.096015
F11_Industrial_Primary Metals_New_Process_Natural Gas_Gas Boiler - Insulate Hot Water Lines_A_Achievable Technical Potential | F11 | Industrial | Primary Metals | New | Process | Natural Gas | Gas Boiler - Insulate Hot Water Lines | A | Purchases (Cumulative) | Achievable Technical Potential | 0 | 0 | 0 | 0 | 0 | 0.05 | 0.10924 | 0.1777 | 0.25535 | 0.34217 | 0.43819 | 0.54327 | 0.65741 | 0.78057 | 0.91262 | 1.0536 | 1.2034 | 1.362 | 1.5295 | 1.7056 | 1.8905 | 2.084 | 2.2863 | 2.4971 | 2.7165 | 2.7165 | 2.7165 | 2.7165 | 2.7165 | 2.7165 | 2.7165
F1_Industrial_Primary Metals_New_Process_Natural Gas_Process - Insulate Heated Process Fluids_A_Achievable Technical Potential | F1 | Industrial | Primary Metals | New | Process | Natural Gas | Process - Insulate Heated Process Fluids | A | Integrated Unit Energy Savings (kWh or therms) | Achievable Technical Potential | 0 | 0 | 0 | 0 | 0 | 1904.566 | 1904.3028 | 1904.0796 | 1903.899 | 1903.7272 | 1903.5896 | 1903.5029 | 1903.4537 | 1903.4317 | 1903.4281 | 1903.4392 | 1903.4598 | 1903.4875 | 1903.5196 | 1903.5543 | 1903.6176 | 1903.675 | 1903.7273 | 1903.7751 | 1903.819 | 1903.8595 | 1903.897 | 1903.9317 | 1904.8967 | 1904.8967 | 1904.8967
F2_Industrial_Primary Metals_New_Process_Natural Gas_Process - Insulate Heated Process Fluids_A_Achievable Technical Potential | F2 | Industrial | Primary Metals | New | Process | Natural Gas | Process - Insulate Heated Process Fluids | A | Integrated Unit Summer Peak Savings (kW) | Achievable Technical Potential | 0 | 0 | 0 | 0 | 0 | 0 | 0 | 0 | 0 | 0 | 0 | 0 | 0 | 0 | 0 | 0 | 0 | 0 | 0 | 0 | 0 | 0 | 0 | 0 | 0 | 0 | 0 | 0 | 0 | 0 | 0
F3_Industrial_Primary Metals_New_Process_Natural Gas_Process - Insulate Heated Process Fluids_A_Achievable Technical Potential | F3 | Industrial | Primary Metals | New | Process | Natural Gas | Process - Insulate Heated Process Fluids | A | Integrated Unit Winter Peak Savings (kW) | Achievable Technical Potential | 0 | 0 | 0 | 0 | 0 | 0 | 0 | 0 | 0 | 0 | 0 | 0 | 0 | 0 | 0 | 0 | 0 | 0 | 0 | 0 | 0 | 0 | 0 | 0 | 0 | 0 | 0 | 0 | 0 | 0 | 0
F4_Industrial_Primary Metals_New_Process_Natural Gas_Process - Insulate Heated Process Fluids_A_Achievable Technical Potential | F4 | Industrial | Primary Metals | New | Process | Natural Gas | Process - Insulate Heated Process Fluids | A | Incremental Energy Savings (MWh or mTherms) | Achievable Technical Potential | 0 | 0 | 0 | 0 | 0 | 0.20831 | 0.24676 | 0.28518 | 0.32337 | 0.36157 | 0.35983 | 0.31505 | 0.27374 | 0.23631 | 0.20269 | 0.1731 | 0.14716 | 0.12468 | 0.10527 | 0.088601 | 0.074394 | 0.00053128 | 0.00019823 | 7.0462e-05 | 2.3914e-05 | 0.20823 | 0.2467 | 0.28515 | 0.32354 | 0.3618 | 0.36008
F5_Industrial_Primary Metals_New_Process_Natural Gas_Process - Insulate Heated Process Fluids_A_Achievable Technical Potential | F5 | Industrial | Primary Metals | New | Process | Natural Gas | Process - Insulate Heated Process Fluids | A | Incremental Summer Peak Savings (MW) | Achievable Technical Potential | 0 | 0 | 0 | 0 | 0 | 0 | 0 | 0 | 0 | 0 | 0 | 0 | 0 | 0 | 0 | 0 | 0 | 0 | 0 | 0 | 0 | 0 | 0 | 0 | 0 | 0 | 0 | 0 | 0 | 0 | 0
F6_Industrial_Primary Metals_New_Process_Natural Gas_Process - Insulate Heated Process Fluids_A_Achievable Technical Potential | F6 | Industrial | Primary Metals | New | Process | Natural Gas | Process - Insulate Heated Process Fluids | A | Incremental Winter Peak Savings (MW) | Achievable Technical Potential | 0 | 0 | 0 | 0 | 0 | 0 | 0 | 0 | 0 | 0 | 0 | 0 | 0 | 0 | 0 | 0 | 0 | 0 | 0 | 0 | 0 | 0 | 0 | 0 | 0 | 0 | 0 | 0 | 0 | 0 | 0
F7_Industrial_Primary Metals_New_Process_Natural Gas_Process - Insulate Heated Process Fluids_A_Achievable Technical Potential | F7 | Industrial | Primary Metals | New | Process | Natural Gas | Process - Insulate Heated Process Fluids | A | Cumulative Energy Savings (MWh or mTherms) | Achievable Technical Potential | 0 | 0 | 0 | 0 | 0 | 0.20831 | 0.45504 | 0.74016 | 1.0635 | 1.4249 | 1.7847 | 2.0996 | 2.3733 | 2.6096 | 2.8123 | 2.9854 | 3.1326 | 3.2573 | 3.3626 | 3.4513 | 3.5258 | 3.5265 | 3.5267 | 3.5269 | 3.527 | 3.5271 | 3.5272 | 3.5272 | 0 | 0 | 0
F8_Industrial_Primary Metals_New_Process_Natural Gas_Process - Insulate Heated Process Fluids_A_Achievable Technical Potential | F8 | Industrial | Primary Metals | New | Process | Natural Gas | Process - Insulate Heated Process Fluids | A | Cumulative Summer Peak Savings (MW) | Achievable Technical Potential | 0 | 0 | 0 | 0 | 0 | 0 | 0 | 0 | 0 | 0 | 0 | 0 | 0 | 0 | 0 | 0 | 0 | 0 | 0 | 0 | 0 | 0 | 0 | 0 | 0 | 0 | 0 | 0 | 0 | 0 | 0
F9_Industrial_Primary Metals_New_Process_Natural Gas_Process - Insulate Heated Process Fluids_A_Achievable Technical Potential | F9 | Industrial | Primary Metals | New | Process | Natural Gas | Process - Insulate Heated Process Fluids | A | Cumulative Winter Peak Savings (MW) | Achievable Technical Potential | 0 | 0 | 0 | 0 | 0 | 0 | 0 | 0 | 0 | 0 | 0 | 0 | 0 | 0 | 0 | 0 | 0 | 0 | 0 | 0 | 0 | 0 | 0 | 0 | 0 | 0 | 0 | 0 | 0 | 0 | 0
F10_Industrial_Primary Metals_New_Process_Natural Gas_Process - Insulate Heated Process Fluids_A_Achievable Technical Potential | F10 | Industrial | Primary Metals | New | Process | Natural Gas | Process - Insulate Heated Process Fluids | A | Purchases (Incremental) | Achievable Technical Potential | 0 | 0 | 0 | 0 | 0 | 0.10937 | 0.12958 | 0.14977 | 0.16985 | 0.18993 | 0.18903 | 0.16551 | 0.14381 | 0.12415 | 0.10649 | 0.090943 | 0.077314 | 0.065499 | 0.055303 | 0.046545 | 0.03908 | 0.00027908 | 0.00010413 | 3.7012e-05 | 1.2561e-05 | 0.10937 | 0.12958 | 0.14977 | 0.16985 | 0.18993 | 0.18903
F11_Industrial_Primary Metals_New_Process_Natural Gas_Process - Insulate Heated Process Fluids_A_Achievable Technical Potential | F11 | Industrial | Primary Metals | New | Process | Natural Gas | Process - Insulate Heated Process Fluids | A | Purchases (Cumulative) | Achievable Technical Potential | 0 | 0 | 0 | 0 | 0 | 0.10937 | 0.23895 | 0.38872 | 0.55857 | 0.7485 | 0.93753 | 1.103 | 1.2468 | 1.371 | 1.4775 | 1.5684 | 1.6457 | 1.7112 | 1.7665 | 1.8131 | 1.8522 | 1.8524 | 1.8525 | 1.8526 | 1.8526 | 1.8526 | 1.8526 | 1.8526 | 1.8526 | 1.8526 | 1.8526
F1_Industrial_Primary Metals_New_Process_Natural Gas_Process Heat Recovery_A_Achievable Technical Potential | F1 | Industrial | Primary Metals | New | Process | Natural Gas | Process Heat Recovery | A | Integrated Unit Energy Savings (kWh or therms) | Achievable Technical Potential | 0 | 0 | 0 | 0 | 0 | 3.7704 | 3.7634 | 3.7571 | 3.7513 | 3.7457 | 3.7423 | 3.7397 | 3.7377 | 3.7363 | 3.7352 | 3.7346 | 3.7342 | 3.7341 | 3.7342 | 3.7344 | 3.7348 | 3.7355 | 3.736 | 3.7366 | 3.7371 | 3.7386 | 3.7401 | 3.7414 | 0 | 0 | 0
F2_Industrial_Primary Metals_New_Process_Natural Gas_Process Heat Recovery_A_Achievable Technical Potential | F2 | Industrial | Primary Metals | New | Process | Natural Gas | Process Heat Recovery | A | Integrated Unit Summer Peak Savings (kW) | Achievable Technical Potential | 0 | 0 | 0 | 0 | 0 | 0 | 0 | 0 | 0 | 0 | 0 | 0 | 0 | 0 | 0 | 0 | 0 | 0 | 0 | 0 | 0 | 0 | 0 | 0 | 0 | 0 | 0 | 0 | 0 | 0 | 0
F3_Industrial_Primary Metals_New_Process_Natural Gas_Process Heat Recovery_A_Achievable Technical Potential | F3 | Industrial | Primary Metals | New | Process | Natural Gas | Process Heat Recovery | A | Integrated Unit Winter Peak Savings (kW) | Achievable Technical Potential | 0 | 0 | 0 | 0 | 0 | 0 | 0 | 0 | 0 | 0 | 0 | 0 | 0 | 0 | 0 | 0 | 0 | 0 | 0 | 0 | 0 | 0 | 0 | 0 | 0 | 0 | 0 | 0 | 0 | 0 | 0
F4_Industrial_Primary Metals_New_Process_Natural Gas_Process Heat Recovery_A_Achievable Technical Potential | F4 | Industrial | Primary Metals | New | Process | Natural Gas | Process Heat Recovery | A | Incremental Energy Savings (MWh or mTherms) | Achievable Technical Potential | 0 | 0 | 0 | 0 | 0 | 0.014846 | 0.017555 | 0.020257 | 0.022937 | 0.025611 | 0.025466 | 0.022283 | 0.019351 | 0.016699 | 0.014319 | 0.012227 | 0.010393 | 0.008805 | 0.0074345 | 0.0062575 | 0.014706 | 0.017425 | 0.020144 | 0.022847 | 0.025552 | 0.025441 | 0.022285 | 0.01937 | 0 | 0 | 0
F5_Industrial_Primary Metals_New_Process_Natural Gas_Process Heat Recovery_A_Achievable Technical Potential | F5 | Industrial | Primary Metals | New | Process | Natural Gas | Process Heat Recovery | A | Incremental Summer Peak Savings (MW) | Achievable Technical Potential | 0 | 0 | 0 | 0 | 0 | 0 | 0 | 0 | 0 | 0 | 0 | 0 | 0 | 0 | 0 | 0 | 0 | 0 | 0 | 0 | 0 | 0 | 0 | 0 | 0 | 0 | 0 | 0 | 0 | 0 | 0
F6_Industrial_Primary Metals_New_Process_Natural Gas_Process Heat Recovery_A_Achievable Technical Potential | F6 | Industrial | Primary Metals | New | Process | Natural Gas | Process Heat Recovery | A | Incremental Winter Peak Savings (MW) | Achievable Technical Potential | 0 | 0 | 0 | 0 | 0 | 0 | 0 | 0 | 0 | 0 | 0 | 0 | 0 | 0 | 0 | 0 | 0 | 0 | 0 | 0 | 0 | 0 | 0 | 0 | 0 | 0 | 0 | 0 | 0 | 0 | 0
F7_Industrial_Primary Metals_New_Process_Natural Gas_Process Heat Recovery_A_Achievable Technical Potential | F7 | Industrial | Primary Metals | New | Process | Natural Gas | Process Heat Recovery | A | Cumulative Energy Savings (MWh or mTherms) | Achievable Technical Potential | 0 | 0 | 0 | 0 | 0 | 0.014846 | 0.032374 | 0.052577 | 0.075432 | 0.10093 | 0.12631 | 0.1485 | 0.16777 | 0.18441 | 0.19867 | 0.21087 | 0.22124 | 0.23004 | 0.23748 | 0.24375 | 0.24377 | 0.24382 | 0.24386 | 0.24389 | 0.24392 | 0.24402 | 0.24412 | 0.24421 | 0 | 0 | 0
F8_Industrial_Primary Metals_New_Process_Natural Gas_Process Heat Recovery_A_Achievable Technical Potential | F8 | Industrial | Primary Metals | New | Process | Natural Gas | Process Heat Recovery | A | Cumulative Summer Peak Savings (MW) | Achievable Technical Potential | 0 | 0 | 0 | 0 | 0 | 0 | 0 | 0 | 0 | 0 | 0 | 0 | 0 | 0 | 0 | 0 | 0 | 0 | 0 | 0 | 0 | 0 | 0 | 0 | 0 | 0 | 0 | 0 | 0 | 0 | 0
F9_Industrial_Primary Metals_New_Process_Natural Gas_Process Heat Recovery_A_Achievable Technical Potential | F9 | Industrial | Primary Metals | New | Process | Natural Gas | Process Heat Recovery | A | Cumulative Winter Peak Savings (MW) | Achievable Technical Potential | 0 | 0 | 0 | 0 | 0 | 0 | 0 | 0 | 0 | 0 | 0 | 0 | 0 | 0 | 0 | 0 | 0 | 0 | 0 | 0 | 0 | 0 | 0 | 0 | 0 | 0 | 0 | 0 | 0 | 0 | 0
F10_Industrial_Primary Metals_New_Process_Natural Gas_Process Heat Recovery_A_Achievable Technical Potential | F10 | Industrial | Primary Metals | New | Process | Natural Gas | Process Heat Recovery | A | Purchases (Incremental) | Achievable Technical Potential | 0 | 0 | 0 | 0 | 0 | 3.9374 | 4.6648 | 5.3918 | 6.1144 | 6.8375 | 6.805 | 5.9584 | 5.1772 | 4.4694 | 3.8335 | 3.2739 | 2.7833 | 2.358 | 1.9909 | 1.6756 | 3.9374 | 4.6648 | 5.3918 | 6.1144 | 6.8375 | 6.805 | 5.9584 | 5.1772 | 4.4694 | 3.8335 | 3.2739
F11_Industrial_Primary Metals_New_Process_Natural Gas_Process Heat Recovery_A_Achievable Technical Potential | F11 | Industrial | Primary Metals | New | Process | Natural Gas | Process Heat Recovery | A | Purchases (Cumulative) | Achievable Technical Potential | 0 | 0 | 0 | 0 | 0 | 3.9374 | 8.6022 | 13.994 | 20.1084 | 26.9459 | 33.7509 | 39.7094 | 44.8865 | 49.3559 | 53.1894 | 56.4633 | 59.2466 | 61.6046 | 63.5955 | 65.2711 | 65.2711 | 65.2711 | 65.2711 | 65.2711 | 65.2711 | 65.2711 | 65.2711 | 65.2711 | 65.2711 | 65.2711 | 65.2711
F1_Industrial_Primary Metals_New_Space Heating_Natural Gas_Building Automation System_A_Achievable Technical Potential | F1 | Industrial | Primary Metals | New | Space Heating | Natural Gas | Building Automation System | A | Integrated Unit Energy Savings (kWh or therms) | Achievable Technical Potential | 0 | 0 | 0 | 0 | 0 | 0.014537 | 0.014292 | 0.014088 | 0.013913 | 0.013756 | 0.013619 | 0.013455 | 0.013279 | 0.013101 | 0.012925 | 0.012767 | 0.012625 | 0.012505 | 0.012345 | 0.012221 | 0.012128 | 0.012053 | 0.012012 | 0.011984 | 0.011968 | 0.01196 | 0.011956 | 0.011956 | 0 | 0 | 0
F2_Industrial_Primary Metals_New_Space Heating_Natural Gas_Building Automation System_A_Achievable Technical Potential | F2 | Industrial | Primary Metals | New | Space Heating | Natural Gas | Building Automation System | A | Integrated Unit Summer Peak Savings (kW) | Achievable Technical Potential | 0 | 0 | 0 | 0 | 0 | 0 | 0 | 0 | 0 | 0 | 0 | 0 | 0 | 0 | 0 | 0 | 0 | 0 | 0 | 0 | 0 | 0 | 0 | 0 | 0 | 0 | 0 | 0 | 0 | 0 | 0
F3_Industrial_Primary Metals_New_Space Heating_Natural Gas_Building Automation System_A_Achievable Technical Potential | F3 | Industrial | Primary Metals | New | Space Heating | Natural Gas | Building Automation System | A | Integrated Unit Winter Peak Savings (kW) | Achievable Technical Potential | 0 | 0 | 0 | 0 | 0 | 0 | 0 | 0 | 0 | 0 | 0 | 0 | 0 | 0 | 0 | 0 | 0 | 0 | 0 | 0 | 0 | 0 | 0 | 0 | 0 | 0 | 0 | 0 | 0 | 0 | 0
F4_Industrial_Primary Metals_New_Space Heating_Natural Gas_Building Automation System_A_Achievable Technical Potential | F4 | Industrial | Primary Metals | New | Space Heating | Natural Gas | Building Automation System | A | Incremental Energy Savings (MWh or mTherms) | Achievable Technical Potential | 0 | 0 | 0 | 0 | 0 | 0.00010768 | 0.00025069 | 0.00050716 | 0.00092389 | 0.0015504 | 0.0024311 | 0.0035759 | 0.0049689 | 0.0065429 | 0.0081616 | 0.0096557 | 0.010794 | 0.011369 | 0.011166 | 0.010225 | 0.0088071 | 0.0070079 | 0.0050512 | 0.0033571 | 0.0022755 | 0.002135 | 0.0031775 | 0.0044739 | 0 | 0 | 0
F5_Industrial_Primary Metals_New_Space Heating_Natural Gas_Building Automation System_A_Achievable Technical Potential | F5 | Industrial | Primary Metals | New | Space Heating | Natural Gas | Building Automation System | A | Incremental Summer Peak Savings (MW) | Achievable Technical Potential | 0 | 0 | 0 | 0 | 0 | 0 | 0 | 0 | 0 | 0 | 0 | 0 | 0 | 0 | 0 | 0 | 0 | 0 | 0 | 0 | 0 | 0 | 0 | 0 | 0 | 0 | 0 | 0 | 0 | 0 | 0
F6_Industrial_Primary Metals_New_Space Heating_Natural Gas_Building Automation System_A_Achievable Technical Potential | F6 | Industrial | Primary Metals | New | Space Heating | Natural Gas | Building Automation System | A | Incremental Winter Peak Savings (MW) | Achievable Technical Potential | 0 | 0 | 0 | 0 | 0 | 0 | 0 | 0 | 0 | 0 | 0 | 0 | 0 | 0 | 0 | 0 | 0 | 0 | 0 | 0 | 0 | 0 | 0 | 0 | 0 | 0 | 0 | 0 | 0 | 0 | 0
F7_Industrial_Primary Metals_New_Space Heating_Natural Gas_Building Automation System_A_Achievable Technical Potential | F7 | Industrial | Primary Metals | New | Space Heating | Natural Gas | Building Automation System | A | Cumulative Energy Savings (MWh or mTherms) | Achievable Technical Potential | 0 | 0 | 0 | 0 | 0 | 0.00010768 | 0.00035655 | 0.00085864 | 0.0017718 | 0.0033022 | 0.0057004 | 0.0092078 | 0.014056 | 0.020411 | 0.028299 | 0.037608 | 0.047982 | 0.058897 | 0.069308 | 0.07884 | 0.086954 | 0.093215 | 0.097514 | 0.099854 | 0.10064 | 0.10058 | 0.10054 | 0.10054 | 0 | 0 | 0
F8_Industrial_Primary Metals_New_Space Heating_Natural Gas_Building Automation System_A_Achievable Technical Potential | F8 | Industrial | Primary Metals | New | Space Heating | Natural Gas | Building Automation System | A | Cumulative Summer Peak Savings (MW) | Achievable Technical Potential | 0 | 0 | 0 | 0 | 0 | 0 | 0 | 0 | 0 | 0 | 0 | 0 | 0 | 0 | 0 | 0 | 0 | 0 | 0 | 0 | 0 | 0 | 0 | 0 | 0 | 0 | 0 | 0 | 0 | 0 | 0
F9_Industrial_Primary Metals_New_Space Heating_Natural Gas_Building Automation System_A_Achievable Technical Potential | F9 | Industrial | Primary Metals | New | Space Heating | Natural Gas | Building Automation System | A | Cumulative Winter Peak Savings (MW) | Achievable Technical Potential | 0 | 0 | 0 | 0 | 0 | 0 | 0 | 0 | 0 | 0 | 0 | 0 | 0 | 0 | 0 | 0 | 0 | 0 | 0 | 0 | 0 | 0 | 0 | 0 | 0 | 0 | 0 | 0 | 0 | 0 | 0
F10_Industrial_Primary Metals_New_Space Heating_Natural Gas_Building Automation System_A_Achievable Technical Potential | F10 | Industrial | Primary Metals | New | Space Heating | Natural Gas | Building Automation System | A | Purchases (Incremental) | Achievable Technical Potential | 0 | 0 | 0 | 0 | 0 | 7.4069 | 17.541 | 35.9983 | 66.4046 | 112.712 | 178.5127 | 265.7714 | 374.1996 | 499.435 | 631.4442 | 756.2943 | 854.9779 | 909.1875 | 904.5593 | 836.6976 | 726.2074 | 581.4315 | 420.5259 | 280.1252 | 190.1361 | 178.5127 | 265.7714 | 374.1996 | 499.435 | 631.4442 | 756.2943
F11_Industrial_Primary Metals_New_Space Heating_Natural Gas_Building Automation System_A_Achievable Technical Potential | F11 | Industrial | Primary Metals | New | Space Heating | Natural Gas | Building Automation System | A | Purchases (Cumulative) | Achievable Technical Potential | 0 | 0 | 0 | 0 | 0 | 7.4069 | 24.9478 | 60.9461 | 127.3507 | 240.0628 | 418.5755 | 684.3469 | 1058.5465 | 1557.9815 | 2189.4258 | 2945.7201 | 3800.698 | 4709.8855 | 5614.4448 | 6451.1424 | 7169.9429 | 7733.8334 | 8118.3611 | 8332.0817 | 8409.5058 | 8409.5058 | 8409.5058 | 8409.5058 | 8409.5058 | 8409.5058 | 8409.5058
F1_Industrial_Primary Metals_New_Space Heating_Natural Gas_Steam System Efficiency Improvements_A_Achievable Technical Potential | F1 | Industrial | Primary Metals | New | Space Heating | Natural Gas | Steam System Efficiency Improvements | A | Integrated Unit Energy Savings (kWh or therms) | Achievable Technical Potential | 0 | 0 | 0 | 0 | 0 | 0 | 0 | 0 | 0 | 0 | 0 | 0 | 0 | 0 | 0 | 0 | 0 | 0 | 0 | 0 | 0 | 0 | 0 | 0 | 0 | 0 | 0 | 0 | 0 | 0 | 0
F2_Industrial_Primary Metals_New_Space Heating_Natural Gas_Steam System Efficiency Improvements_A_Achievable Technical Potential | F2 | Industrial | Primary Metals | New | Space Heating | Natural Gas | Steam System Efficiency Improvements | A | Integrated Unit Summer Peak Savings (kW) | Achievable Technical Potential | 0 | 0 | 0 | 0 | 0 | 0 | 0 | 0 | 0 | 0 | 0 | 0 | 0 | 0 | 0 | 0 | 0 | 0 | 0 | 0 | 0 | 0 | 0 | 0 | 0 | 0 | 0 | 0 | 0 | 0 | 0
F3_Industrial_Primary Metals_New_Space Heating_Natural Gas_Steam System Efficiency Improvements_A_Achievable Technical Potential | F3 | Industrial | Primary Metals | New | Space Heating | Natural Gas | Steam System Efficiency Improvements | A | Integrated Unit Winter Peak Savings (kW) | Achievable Technical Potential | 0 | 0 | 0 | 0 | 0 | 0 | 0 | 0 | 0 | 0 | 0 | 0 | 0 | 0 | 0 | 0 | 0 | 0 | 0 | 0 | 0 | 0 | 0 | 0 | 0 | 0 | 0 | 0 | 0 | 0 | 0
F4_Industrial_Primary Metals_New_Space Heating_Natural Gas_Steam System Efficiency Improvements_A_Achievable Technical Potential | F4 | Industrial | Primary Metals | New | Space Heating | Natural Gas | Steam System Efficiency Improvements | A | Incremental Energy Savings (MWh or mTherms) | Achievable Technical Potential | 0 | 0 | 0 | 0 | 0 | 0 | 0 | 0 | 0 | 0 | 0 | 0 | 0 | 0 | 0 | 0 | 0 | 0 | 0 | 0 | 0 | 0 | 0 | 0 | 0 | 0 | 0 | 0 | 0 | 0 | 0
F5_Industrial_Primary Metals_New_Space Heating_Natural Gas_Steam System Efficiency Improvements_A_Achievable Technical Potential | F5 | Industrial | Primary Metals | New | Space Heating | Natural Gas | Steam System Efficiency Improvements | A | Incremental Summer Peak Savings (MW) | Achievable Technical Potential | 0 | 0 | 0 | 0 | 0 | 0 | 0 | 0 | 0 | 0 | 0 | 0 | 0 | 0 | 0 | 0 | 0 | 0 | 0 | 0 | 0 | 0 | 0 | 0 | 0 | 0 | 0 | 0 | 0 | 0 | 0
F6_Industrial_Primary Metals_New_Space Heating_Natural Gas_Steam System Efficiency Improvements_A_Achievable Technical Potential | F6 | Industrial | Primary Metals | New | Space Heating | Natural Gas | Steam System Efficiency Improvements | A | Incremental Winter Peak Savings (MW) | Achievable Technical Potential | 0 | 0 | 0 | 0 | 0 | 0 | 0 | 0 | 0 | 0 | 0 | 0 | 0 | 0 | 0 | 0 | 0 | 0 | 0 | 0 | 0 | 0 | 0 | 0 | 0 | 0 | 0 | 0 | 0 | 0 | 0
F7_Industrial_Primary Metals_New_Space Heating_Natural Gas_Steam System Efficiency Improvements_A_Achievable Technical Potential | F7 | Industrial | Primary Metals | New | Space Heating | Natural Gas | Steam System Efficiency Improvements | A | Cumulative Energy Savings (MWh or mTherms) | Achievable Technical Potential | 0 | 0 | 0 | 0 | 0 | 0 | 0 | 0 | 0 | 0 | 0 | 0 | 0 | 0 | 0 | 0 | 0 | 0 | 0 | 0 | 0 | 0 | 0 | 0 | 0 | 0 | 0 | 0 | 0 | 0 | 0
F8_Industrial_Primary Metals_New_Space Heating_Natural Gas_Steam System Efficiency Improvements_A_Achievable Technical Potential | F8 | Industrial | Primary Metals | New | Space Heating | Natural Gas | Steam System Efficiency Improvements | A | Cumulative Summer Peak Savings (MW) | Achievable Technical Potential | 0 | 0 | 0 | 0 | 0 | 0 | 0 | 0 | 0 | 0 | 0 | 0 | 0 | 0 | 0 | 0 | 0 | 0 | 0 | 0 | 0 | 0 | 0 | 0 | 0 | 0 | 0 | 0 | 0 | 0 | 0
F9_Industrial_Primary Metals_New_Space Heating_Natural Gas_Steam System Efficiency Improvements_A_Achievable Technical Potential | F9 | Industrial | Primary Metals | New | Space Heating | Natural Gas | Steam System Efficiency Improvements | A | Cumulative Winter Peak Savings (MW) | Achievable Technical Potential | 0 | 0 | 0 | 0 | 0 | 0 | 0 | 0 | 0 | 0 | 0 | 0 | 0 | 0 | 0 | 0 | 0 | 0 | 0 | 0 | 0 | 0 | 0 | 0 | 0 | 0 | 0 | 0 | 0 | 0 | 0
F10_Industrial_Primary Metals_New_Space Heating_Natural Gas_Steam System Efficiency Improvements_A_Achievable Technical Potential | F10 | Industrial | Primary Metals | New | Space Heating | Natural Gas | Steam System Efficiency Improvements | A | Purchases (Incremental) | Achievable Technical Potential | 0 | 0 | 0 | 0 | 0 | 0 | 0 | 0 | 0 | 0 | 0 | 0 | 0 | 0 | 0 | 0 | 0 | 0 | 0 | 0 | 0 | 0 | 0 | 0 | 0 | 0 | 0 | 0 | 0 | 0 | 0
F11_Industrial_Primary Metals_New_Space Heating_Natural Gas_Steam System Efficiency Improvements_A_Achievable Technical Potential | F11 | Industrial | Primary Metals | New | Space Heating | Natural Gas | Steam System Efficiency Improvements | A | Purchases (Cumulative) | Achievable Technical Potential | 0 | 0 | 0 | 0 | 0 | 0 | 0 | 0 | 0 | 0 | 0 | 0 | 0 | 0 | 0 | 0 | 0 | 0 | 0 | 0 | 0 | 0 | 0 | 0 | 0 | 0 | 0 | 0 | 0 | 0 | 0
F1_Industrial_Primary Metals_New_Process_Natural Gas_Steam System Efficiency Improvements_A_Achievable Technical Potential | F1 | Industrial | Primary Metals | New | Process | Natural Gas | Steam System Efficiency Improvements | A | Integrated Unit Energy Savings (kWh or therms) | Achievable Technical Potential | 0 | 0 | 0 | 0 | 0 | 0.13373 | 0.13348 | 0.13326 | 0.13305 | 0.13285 | 0.13273 | 0.13264 | 0.13257 | 0.13252 | 0.13248 | 0.13246 | 0.13245 | 0.13244 | 0.13245 | 0.13245 | 0.13247 | 0.13249 | 0.13251 | 0.13253 | 0.13255 | 0.1326 | 0.13265 | 0.1327 | 0.13402 | 0.13402 | 0.13402
F2_Industrial_Primary Metals_New_Process_Natural Gas_Steam System Efficiency Improvements_A_Achievable Technical Potential | F2 | Industrial | Primary Metals | New | Process | Natural Gas | Steam System Efficiency Improvements | A | Integrated Unit Summer Peak Savings (kW) | Achievable Technical Potential | 0 | 0 | 0 | 0 | 0 | 0 | 0 | 0 | 0 | 0 | 0 | 0 | 0 | 0 | 0 | 0 | 0 | 0 | 0 | 0 | 0 | 0 | 0 | 0 | 0 | 0 | 0 | 0 | 0 | 0 | 0
F3_Industrial_Primary Metals_New_Process_Natural Gas_Steam System Efficiency Improvements_A_Achievable Technical Potential | F3 | Industrial | Primary Metals | New | Process | Natural Gas | Steam System Efficiency Improvements | A | Integrated Unit Winter Peak Savings (kW) | Achievable Technical Potential | 0 | 0 | 0 | 0 | 0 | 0 | 0 | 0 | 0 | 0 | 0 | 0 | 0 | 0 | 0 | 0 | 0 | 0 | 0 | 0 | 0 | 0 | 0 | 0 | 0 | 0 | 0 | 0 | 0 | 0 | 0
F4_Industrial_Primary Metals_New_Process_Natural Gas_Steam System Efficiency Improvements_A_Achievable Technical Potential | F4 | Industrial | Primary Metals | New | Process | Natural Gas | Steam System Efficiency Improvements | A | Incremental Energy Savings (MWh or mTherms) | Achievable Technical Potential | 0 | 0 | 0 | 0 | 0 | 2.0576e-06 | 4.8637e-06 | 9.9647e-06 | 1.8353e-05 | 3.1105e-05 | 4.922e-05 | 7.3228e-05 | 0.00010305 | 0.00013748 | 0.00017377 | 0.0002081 | 0.00023523 | 0.00025014 | 0.00024887 | 0.00023021 | 0.00020811 | 0.0002353 | 0.00025026 | 0.00024903 | 0.00023037 | 0.00020832 | 0.00023559 | 0.00025062 | 0.00025183 | 0.00023294 | 0.00021056
F5_Industrial_Primary Metals_New_Process_Natural Gas_Steam System Efficiency Improvements_A_Achievable Technical Potential | F5 | Industrial | Primary Metals | New | Process | Natural Gas | Steam System Efficiency Improvements | A | Incremental Summer Peak Savings (MW) | Achievable Technical Potential | 0 | 0 | 0 | 0 | 0 | 0 | 0 | 0 | 0 | 0 | 0 | 0 | 0 | 0 | 0 | 0 | 0 | 0 | 0 | 0 | 0 | 0 | 0 | 0 | 0 | 0 | 0 | 0 | 0 | 0 | 0
F6_Industrial_Primary Metals_New_Process_Natural Gas_Steam System Efficiency Improvements_A_Achievable Technical Potential | F6 | Industrial | Primary Metals | New | Process | Natural Gas | Steam System Efficiency Improvements | A | Incremental Winter Peak Savings (MW) | Achievable Technical Potential | 0 | 0 | 0 | 0 | 0 | 0 | 0 | 0 | 0 | 0 | 0 | 0 | 0 | 0 | 0 | 0 | 0 | 0 | 0 | 0 | 0 | 0 | 0 | 0 | 0 | 0 | 0 | 0 | 0 | 0 | 0
F7_Industrial_Primary Metals_New_Process_Natural Gas_Steam System Efficiency Improvements_A_Achievable Technical Potential | F7 | Industrial | Primary Metals | New | Process | Natural Gas | Steam System Efficiency Improvements | A | Cumulative Energy Savings (MWh or mTherms) | Achievable Technical Potential | 0 | 0 | 0 | 0 | 0 | 2.0576e-06 | 6.9174e-06 | 1.6871e-05 | 3.5197e-05 | 6.625e-05 | 0.00011337 | 0.00018168 | 0.00027473 | 0.00039382 | 0.00053647 | 0.00069535 | 0.00085739 | 0.0010046 | 0.001116 | 0.0011726 | 0.0011727 | 0.0011729 | 0.0011731 | 0.0011733 | 0.0011734 | 0.0011739 | 0.0011743 | 0.0011748 | 0 | 0 | 0
F8_Industrial_Primary Metals_New_Process_Natural Gas_Steam System Efficiency Improvements_A_Achievable Technical Potential | F8 | Industrial | Primary Metals | New | Process | Natural Gas | Steam System Efficiency Improvements | A | Cumulative Summer Peak Savings (MW) | Achievable Technical Potential | 0 | 0 | 0 | 0 | 0 | 0 | 0 | 0 | 0 | 0 | 0 | 0 | 0 | 0 | 0 | 0 | 0 | 0 | 0 | 0 | 0 | 0 | 0 | 0 | 0 | 0 | 0 | 0 | 0 | 0 | 0
F9_Industrial_Primary Metals_New_Process_Natural Gas_Steam System Efficiency Improvements_A_Achievable Technical Potential | F9 | Industrial | Primary Metals | New | Process | Natural Gas | Steam System Efficiency Improvements | A | Cumulative Winter Peak Savings (MW) | Achievable Technical Potential | 0 | 0 | 0 | 0 | 0 | 0 | 0 | 0 | 0 | 0 | 0 | 0 | 0 | 0 | 0 | 0 | 0 | 0 | 0 | 0 | 0 | 0 | 0 | 0 | 0 | 0 | 0 | 0 | 0 | 0 | 0
F10_Industrial_Primary Metals_New_Process_Natural Gas_Steam System Efficiency Improvements_A_Achievable Technical Potential | F10 | Industrial | Primary Metals | New | Process | Natural Gas | Steam System Efficiency Improvements | A | Purchases (Incremental) | Achievable Technical Potential | 0 | 0 | 0 | 0 | 0 | 0.015386 | 0.036438 | 0.074779 | 0.13794 | 0.23413 | 0.37082 | 0.55208 | 0.77732 | 1.0375 | 1.3117 | 1.571 | 1.776 | 1.8886 | 1.879 | 1.7381 | 1.571 | 1.776 | 1.8886 | 1.879 | 1.7381 | 1.571 | 1.776 | 1.8886 | 1.879 | 1.7381 | 1.571
F11_Industrial_Primary Metals_New_Process_Natural Gas_Steam System Efficiency Improvements_A_Achievable Technical Potential | F11 | Industrial | Primary Metals | New | Process | Natural Gas | Steam System Efficiency Improvements | A | Purchases (Cumulative) | Achievable Technical Potential | 0 | 0 | 0 | 0 | 0 | 0.015386 | 0.051824 | 0.1266 | 0.26454 | 0.49868 | 0.85411 | 1.3698 | 2.0723 | 2.9718 | 4.0494 | 5.2496 | 6.4735 | 7.5849 | 8.4264 | 8.8528 | 8.8528 | 8.8528 | 8.8528 | 8.8528 | 8.8528 | 8.8528 | 8.8528 | 8.8528 | 8.8528 | 8.8528 | 8.8528
F1_Industrial_Primary Metals_New_Space Heating_Natural Gas_Strategic Energy Management_A_Achievable Technical Potential | F1 | Industrial | Primary Metals | New | Space Heating | Natural Gas | Strategic Energy Management | A | Integrated Unit Energy Savings (kWh or therms) | Achievable Technical Potential | 0 | 0 | 0 | 0 | 0 | 15.3416 | 15.0925 | 14.8866 | 14.7092 | 14.5504 | 14.4065 | 14.2344 | 14.0488 | 13.8611 | 13.6761 | 13.5093 | 13.3589 | 13.2328 | 13.0632 | 12.933 | 12.8342 | 12.7554 | 12.7118 | 12.6832 | 12.6657 | 12.6557 | 12.65 | 12.6485 | 0 | 0 | 0
F2_Industrial_Primary Metals_New_Space Heating_Natural Gas_Strategic Energy Management_A_Achievable Technical Potential | F2 | Industrial | Primary Metals | New | Space Heating | Natural Gas | Strategic Energy Management | A | Integrated Unit Summer Peak Savings (kW) | Achievable Technical Potential | 0 | 0 | 0 | 0 | 0 | 0 | 0 | 0 | 0 | 0 | 0 | 0 | 0 | 0 | 0 | 0 | 0 | 0 | 0 | 0 | 0 | 0 | 0 | 0 | 0 | 0 | 0 | 0 | 0 | 0 | 0
F3_Industrial_Primary Metals_New_Space Heating_Natural Gas_Strategic Energy Management_A_Achievable Technical Potential | F3 | Industrial | Primary Metals | New | Space Heating | Natural Gas | Strategic Energy Management | A | Integrated Unit Winter Peak Savings (kW) | Achievable Technical Potential | 0 | 0 | 0 | 0 | 0 | 0 | 0 | 0 | 0 | 0 | 0 | 0 | 0 | 0 | 0 | 0 | 0 | 0 | 0 | 0 | 0 | 0 | 0 | 0 | 0 | 0 | 0 | 0 | 0 | 0 | 0
F4_Industrial_Primary Metals_New_Space Heating_Natural Gas_Strategic Energy Management_A_Achievable Technical Potential | F4 | Industrial | Primary Metals | New | Space Heating | Natural Gas | Strategic Energy Management | A | Incremental Energy Savings (MWh or mTherms) | Achievable Technical Potential | 0 | 0 | 0 | 0 | 0 | 0.00067762 | 0.00078975 | 0.00090037 | 0.0010089 | 0.001116 | 0.0012219 | 0.0013214 | 0.0014165 | 0.0015081 | 0.0015953 | 0.0016823 | 0.0017678 | 0.0018544 | 0.0019321 | 0.0020124 | 0.0020959 | 0.002181 | 0.0022707 | 0.0023622 | 0.0024551 | 0.0020668 | 0.0021629 | 0.0022594 | 0 | 0 | 0
F5_Industrial_Primary Metals_New_Space Heating_Natural Gas_Strategic Energy Management_A_Achievable Technical Potential | F5 | Industrial | Primary Metals | New | Space Heating | Natural Gas | Strategic Energy Management | A | Incremental Summer Peak Savings (MW) | Achievable Technical Potential | 0 | 0 | 0 | 0 | 0 | 0 | 0 | 0 | 0 | 0 | 0 | 0 | 0 | 0 | 0 | 0 | 0 | 0 | 0 | 0 | 0 | 0 | 0 | 0 | 0 | 0 | 0 | 0 | 0 | 0 | 0
F6_Industrial_Primary Metals_New_Space Heating_Natural Gas_Strategic Energy Management_A_Achievable Technical Potential | F6 | Industrial | Primary Metals | New | Space Heating | Natural Gas | Strategic Energy Management | A | Incremental Winter Peak Savings (MW) | Achievable Technical Potential | 0 | 0 | 0 | 0 | 0 | 0 | 0 | 0 | 0 | 0 | 0 | 0 | 0 | 0 | 0 | 0 | 0 | 0 | 0 | 0 | 0 | 0 | 0 | 0 | 0 | 0 | 0 | 0 | 0 | 0 | 0
F7_Industrial_Primary Metals_New_Space Heating_Natural Gas_Strategic Energy Management_A_Achievable Technical Potential | F7 | Industrial | Primary Metals | New | Space Heating | Natural Gas | Strategic Energy Management | A | Cumulative Energy Savings (MWh or mTherms) | Achievable Technical Potential | 0 | 0 | 0 | 0 | 0 | 0.00067762 | 0.0014564 | 0.0023369 | 0.0033179 | 0.0043981 | 0.0049402 | 0.0054577 | 0.0059533 | 0.0064312 | 0.0068917 | 0.0073442 | 0.0077901 | 0.0082368 | 0.0086422 | 0.0090597 | 0.0094882 | 0.009923 | 0.010378 | 0.010841 | 0.011311 | 0.011302 | 0.011296 | 0.011295 | 0 | 0 | 0
F8_Industrial_Primary Metals_New_Space Heating_Natural Gas_Strategic Energy Management_A_Achievable Technical Potential | F8 | Industrial | Primary Metals | New | Space Heating | Natural Gas | Strategic Energy Management | A | Cumulative Summer Peak Savings (MW) | Achievable Technical Potential | 0 | 0 | 0 | 0 | 0 | 0 | 0 | 0 | 0 | 0 | 0 | 0 | 0 | 0 | 0 | 0 | 0 | 0 | 0 | 0 | 0 | 0 | 0 | 0 | 0 | 0 | 0 | 0 | 0 | 0 | 0
F9_Industrial_Primary Metals_New_Space Heating_Natural Gas_Strategic Energy Management_A_Achievable Technical Potential | F9 | Industrial | Primary Metals | New | Space Heating | Natural Gas | Strategic Energy Management | A | Cumulative Winter Peak Savings (MW) | Achievable Technical Potential | 0 | 0 | 0 | 0 | 0 | 0 | 0 | 0 | 0 | 0 | 0 | 0 | 0 | 0 | 0 | 0 | 0 | 0 | 0 | 0 | 0 | 0 | 0 | 0 | 0 | 0 | 0 | 0 | 0 | 0 | 0
F10_Industrial_Primary Metals_New_Space Heating_Natural Gas_Strategic Energy Management_A_Achievable Technical Potential | F10 | Industrial | Primary Metals | New | Space Heating | Natural Gas | Strategic Energy Management | A | Purchases (Incremental) | Achievable Technical Potential | 0 | 0 | 0 | 0 | 0 | 0.044168 | 0.052327 | 0.060482 | 0.068589 | 0.0767 | 0.084817 | 0.092832 | 0.10082 | 0.1088 | 0.11665 | 0.12453 | 0.13233 | 0.14014 | 0.14791 | 0.1556 | 0.16331 | 0.17098 | 0.17863 | 0.18625 | 0.19384 | 0.16331 | 0.17098 | 0.17863 | 0.18625 | 0.19384 | 0.16331
F11_Industrial_Primary Metals_New_Space Heating_Natural Gas_Strategic Energy Management_A_Achievable Technical Potential | F11 | Industrial | Primary Metals | New | Space Heating | Natural Gas | Strategic Energy Management | A | Purchases (Cumulative) | Achievable Technical Potential | 0 | 0 | 0 | 0 | 0 | 0.044168 | 0.096496 | 0.15698 | 0.22557 | 0.30227 | 0.34291 | 0.38342 | 0.42376 | 0.46397 | 0.50392 | 0.54364 | 0.58314 | 0.62246 | 0.66156 | 0.70052 | 0.7393 | 0.77794 | 0.81643 | 0.85477 | 0.893 | 0.893 | 0.893 | 0.893 | 0.893 | 0.893 | 0.893
F1_Industrial_Primary Metals_New_Process_Natural Gas_Strategic Energy Management_A_Achievable Technical Potential | F1 | Industrial | Primary Metals | New | Process | Natural Gas | Strategic Energy Management | A | Integrated Unit Energy Savings (kWh or therms) | Achievable Technical Potential | 0 | 0 | 0 | 0 | 0 | 100.6764 | 100.5821 | 100.4989 | 100.4234 | 100.3523 | 100.2953 | 100.2589 | 100.2377 | 100.2275 | 100.2248 | 100.2282 | 100.2353 | 100.2454 | 100.2574 | 100.2704 | 100.2857 | 100.3082 | 100.3288 | 100.3476 | 100.3648 | 100.3808 | 100.3955 | 100.4092 | 0 | 0 | 0
F2_Industrial_Primary Metals_New_Process_Natural Gas_Strategic Energy Management_A_Achievable Technical Potential | F2 | Industrial | Primary Metals | New | Process | Natural Gas | Strategic Energy Management | A | Integrated Unit Summer Peak Savings (kW) | Achievable Technical Potential | 0 | 0 | 0 | 0 | 0 | 0 | 0 | 0 | 0 | 0 | 0 | 0 | 0 | 0 | 0 | 0 | 0 | 0 | 0 | 0 | 0 | 0 | 0 | 0 | 0 | 0 | 0 | 0 | 0 | 0 | 0
F3_Industrial_Primary Metals_New_Process_Natural Gas_Strategic Energy Management_A_Achievable Technical Potential | F3 | Industrial | Primary Metals | New | Process | Natural Gas | Strategic Energy Management | A | Integrated Unit Winter Peak Savings (kW) | Achievable Technical Potential | 0 | 0 | 0 | 0 | 0 | 0 | 0 | 0 | 0 | 0 | 0 | 0 | 0 | 0 | 0 | 0 | 0 | 0 | 0 | 0 | 0 | 0 | 0 | 0 | 0 | 0 | 0 | 0 | 0 | 0 | 0
F4_Industrial_Primary Metals_New_Process_Natural Gas_Strategic Energy Management_A_Achievable Technical Potential | F4 | Industrial | Primary Metals | New | Process | Natural Gas | Strategic Energy Management | A | Incremental Energy Savings (MWh or mTherms) | Achievable Technical Potential | 0 | 0 | 0 | 0 | 0 | 0.18122 | 0.21449 | 0.24771 | 0.2807 | 0.31367 | 0.34667 | 0.37929 | 0.41186 | 0.4444 | 0.47645 | 0.50865 | 0.54057 | 0.57251 | 0.60431 | 0.63584 | 0.66743 | 0.69895 | 0.73035 | 0.76164 | 0.79282 | 0.66807 | 0.69956 | 0.73094 | 0 | 0 | 0
F5_Industrial_Primary Metals_New_Process_Natural Gas_Strategic Energy Management_A_Achievable Technical Potential | F5 | Industrial | Primary Metals | New | Process | Natural Gas | Strategic Energy Management | A | Incremental Summer Peak Savings (MW) | Achievable Technical Potential | 0 | 0 | 0 | 0 | 0 | 0 | 0 | 0 | 0 | 0 | 0 | 0 | 0 | 0 | 0 | 0 | 0 | 0 | 0 | 0 | 0 | 0 | 0 | 0 | 0 | 0 | 0 | 0 | 0 | 0 | 0
F6_Industrial_Primary Metals_New_Process_Natural Gas_Strategic Energy Management_A_Achievable Technical Potential | F6 | Industrial | Primary Metals | New | Process | Natural Gas | Strategic Energy Management | A | Incremental Winter Peak Savings (MW) | Achievable Technical Potential | 0 | 0 | 0 | 0 | 0 | 0 | 0 | 0 | 0 | 0 | 0 | 0 | 0 | 0 | 0 | 0 | 0 | 0 | 0 | 0 | 0 | 0 | 0 | 0 | 0 | 0 | 0 | 0 | 0 | 0 | 0
F7_Industrial_Primary Metals_New_Process_Natural Gas_Strategic Energy Management_A_Achievable Technical Potential | F7 | Industrial | Primary Metals | New | Process | Natural Gas | Strategic Energy Management | A | Cumulative Energy Savings (MWh or mTherms) | Achievable Technical Potential | 0 | 0 | 0 | 0 | 0 | 0.18122 | 0.39554 | 0.64292 | 0.92314 | 1.2362 | 1.4016 | 1.5666 | 1.731 | 1.8951 | 2.0582 | 2.2205 | 2.382 | 2.5429 | 2.703 | 2.8625 | 3.0214 | 3.1801 | 3.3381 | 3.4955 | 3.6525 | 3.6531 | 3.6536 | 3.6541 | 0 | 0 | 0
F8_Industrial_Primary Metals_New_Process_Natural Gas_Strategic Energy Management_A_Achievable Technical Potential | F8 | Industrial | Primary Metals | New | Process | Natural Gas | Strategic Energy Management | A | Cumulative Summer Peak Savings (MW) | Achievable Technical Potential | 0 | 0 | 0 | 0 | 0 | 0 | 0 | 0 | 0 | 0 | 0 | 0 | 0 | 0 | 0 | 0 | 0 | 0 | 0 | 0 | 0 | 0 | 0 | 0 | 0 | 0 | 0 | 0 | 0 | 0 | 0
F9_Industrial_Primary Metals_New_Process_Natural Gas_Strategic Energy Management_A_Achievable Technical Potential | F9 | Industrial | Primary Metals | New | Process | Natural Gas | Strategic Energy Management | A | Cumulative Winter Peak Savings (MW) | Achievable Technical Potential | 0 | 0 | 0 | 0 | 0 | 0 | 0 | 0 | 0 | 0 | 0 | 0 | 0 | 0 | 0 | 0 | 0 | 0 | 0 | 0 | 0 | 0 | 0 | 0 | 0 | 0 | 0 | 0 | 0 | 0 | 0
F10_Industrial_Primary Metals_New_Process_Natural Gas_Strategic Energy Management_A_Achievable Technical Potential | F10 | Industrial | Primary Metals | New | Process | Natural Gas | Strategic Energy Management | A | Purchases (Incremental) | Achievable Technical Potential | 0 | 0 | 0 | 0 | 0 | 1.8 | 2.1325 | 2.4648 | 2.7952 | 3.1257 | 3.4565 | 3.7831 | 4.1089 | 4.4339 | 4.7538 | 5.0749 | 5.393 | 5.7111 | 6.0276 | 6.3413 | 6.6553 | 6.9681 | 7.2796 | 7.59 | 7.8993 | 6.6553 | 6.9681 | 7.2796 | 7.59 | 7.8993 | 6.6553
F11_Industrial_Primary Metals_New_Process_Natural Gas_Strategic Energy Management_A_Achievable Technical Potential | F11 | Industrial | Primary Metals | New | Process | Natural Gas | Strategic Energy Management | A | Purchases (Cumulative) | Achievable Technical Potential | 0 | 0 | 0 | 0 | 0 | 1.8 | 3.9325 | 6.3973 | 9.1925 | 12.3182 | 13.9747 | 15.6254 | 17.2694 | 18.9082 | 20.5363 | 22.1547 | 23.7646 | 25.3668 | 26.9605 | 28.5479 | 30.1283 | 31.7034 | 33.2719 | 34.8343 | 36.3923 | 36.3923 | 36.3923 | 36.3923 | 36.3923 | 36.3923 | 36.3923
F1_Industrial_Primary Metals_New_Miscellaneous_Natural Gas_Strategic Energy Management_A_Achievable Technical Potential | F1 | Industrial | Primary Metals | New | Miscellaneous | Natural Gas | Strategic Energy Management | A | Integrated Unit Energy Savings (kWh or therms) | Achievable Technical Potential | 0 | 0 | 0 | 0 | 0 | 17.014 | 17.014 | 17.014 | 17.014 | 17.014 | 17.014 | 17.014 | 17.014 | 17.014 | 17.014 | 17.014 | 17.014 | 17.014 | 17.014 | 17.014 | 17.014 | 17.014 | 17.014 | 17.014 | 17.014 | 17.014 | 17.014 | 17.014 | 0 | 0 | 0
F2_Industrial_Primary Metals_New_Miscellaneous_Natural Gas_Strategic Energy Management_A_Achievable Technical Potential | F2 | Industrial | Primary Metals | New | Miscellaneous | Natural Gas | Strategic Energy Management | A | Integrated Unit Summer Peak Savings (kW) | Achievable Technical Potential | 0 | 0 | 0 | 0 | 0 | 0 | 0 | 0 | 0 | 0 | 0 | 0 | 0 | 0 | 0 | 0 | 0 | 0 | 0 | 0 | 0 | 0 | 0 | 0 | 0 | 0 | 0 | 0 | 0 | 0 | 0
F3_Industrial_Primary Metals_New_Miscellaneous_Natural Gas_Strategic Energy Management_A_Achievable Technical Potential | F3 | Industrial | Primary Metals | New | Miscellaneous | Natural Gas | Strategic Energy Management | A | Integrated Unit Winter Peak Savings (kW) | Achievable Technical Potential | 0 | 0 | 0 | 0 | 0 | 0 | 0 | 0 | 0 | 0 | 0 | 0 | 0 | 0 | 0 | 0 | 0 | 0 | 0 | 0 | 0 | 0 | 0 | 0 | 0 | 0 | 0 | 0 | 0 | 0 | 0
F4_Industrial_Primary Metals_New_Miscellaneous_Natural Gas_Strategic Energy Management_A_Achievable Technical Potential | F4 | Industrial | Primary Metals | New | Miscellaneous | Natural Gas | Strategic Energy Management | A | Incremental Energy Savings (MWh or mTherms) | Achievable Technical Potential | 0 | 0 | 0 | 0 | 0 | 0.0076562 | 0.0090706 | 0.010484 | 0.011889 | 0.013295 | 0.014702 | 0.016092 | 0.017477 | 0.01886 | 0.02022 | 0.021586 | 0.022939 | 0.024292 | 0.025638 | 0.026973 | 0.028308 | 0.029639 | 0.030964 | 0.032284 | 0.0336 | 0.028308 | 0.029639 | 0.030964 | 0 | 0 | 0
F5_Industrial_Primary Metals_New_Miscellaneous_Natural Gas_Strategic Energy Management_A_Achievable Technical Potential | F5 | Industrial | Primary Metals | New | Miscellaneous | Natural Gas | Strategic Energy Management | A | Incremental Summer Peak Savings (MW) | Achievable Technical Potential | 0 | 0 | 0 | 0 | 0 | 0 | 0 | 0 | 0 | 0 | 0 | 0 | 0 | 0 | 0 | 0 | 0 | 0 | 0 | 0 | 0 | 0 | 0 | 0 | 0 | 0 | 0 | 0 | 0 | 0 | 0
F6_Industrial_Primary Metals_New_Miscellaneous_Natural Gas_Strategic Energy Management_A_Achievable Technical Potential | F6 | Industrial | Primary Metals | New | Miscellaneous | Natural Gas | Strategic Energy Management | A | Incremental Winter Peak Savings (MW) | Achievable Technical Potential | 0 | 0 | 0 | 0 | 0 | 0 | 0 | 0 | 0 | 0 | 0 | 0 | 0 | 0 | 0 | 0 | 0 | 0 | 0 | 0 | 0 | 0 | 0 | 0 | 0 | 0 | 0 | 0 | 0 | 0 | 0
F7_Industrial_Primary Metals_New_Miscellaneous_Natural Gas_Strategic Energy Management_A_Achievable Technical Potential | F7 | Industrial | Primary Metals | New | Miscellaneous | Natural Gas | Strategic Energy Management | A | Cumulative Energy Savings (MWh or mTherms) | Achievable Technical Potential | 0 | 0 | 0 | 0 | 0 | 0.0076562 | 0.016727 | 0.027211 | 0.0391 | 0.052395 | 0.059442 | 0.066463 | 0.073456 | 0.080426 | 0.087351 | 0.094235 | 0.10108 | 0.1079 | 0.11468 | 0.12143 | 0.12815 | 0.13485 | 0.14152 | 0.14817 | 0.1548 | 0.1548 | 0.1548 | 0.1548 | 0 | 0 | 0
F8_Industrial_Primary Metals_New_Miscellaneous_Natural Gas_Strategic Energy Management_A_Achievable Technical Potential | F8 | Industrial | Primary Metals | New | Miscellaneous | Natural Gas | Strategic Energy Management | A | Cumulative Summer Peak Savings (MW) | Achievable Technical Potential | 0 | 0 | 0 | 0 | 0 | 0 | 0 | 0 | 0 | 0 | 0 | 0 | 0 | 0 | 0 | 0 | 0 | 0 | 0 | 0 | 0 | 0 | 0 | 0 | 0 | 0 | 0 | 0 | 0 | 0 | 0
F9_Industrial_Primary Metals_New_Miscellaneous_Natural Gas_Strategic Energy Management_A_Achievable Technical Potential | F9 | Industrial | Primary Metals | New | Miscellaneous | Natural Gas | Strategic Energy Management | A | Cumulative Winter Peak Savings (MW) | Achievable Technical Potential | 0 | 0 | 0 | 0 | 0 | 0 | 0 | 0 | 0 | 0 | 0 | 0 | 0 | 0 | 0 | 0 | 0 | 0 | 0 | 0 | 0 | 0 | 0 | 0 | 0 | 0 | 0 | 0 | 0 | 0 | 0
F10_Industrial_Primary Metals_New_Miscellaneous_Natural Gas_Strategic Energy Management_A_Achievable Technical Potential | F10 | Industrial | Primary Metals | New | Miscellaneous | Natural Gas | Strategic Energy Management | A | Purchases (Incremental) | Achievable Technical Potential | 0 | 0 | 0 | 0 | 0 | 0.45 | 0.53312 | 0.6162 | 0.69879 | 0.78143 | 0.86413 | 0.94579 | 1.0272 | 1.1085 | 1.1885 | 1.2687 | 1.3483 | 1.4278 | 1.5069 | 1.5853 | 1.6638 | 1.742 | 1.8199 | 1.8975 | 1.9748 | 1.6638 | 1.742 | 1.8199 | 1.8975 | 1.9748 | 1.6638
F11_Industrial_Primary Metals_New_Miscellaneous_Natural Gas_Strategic Energy Management_A_Achievable Technical Potential | F11 | Industrial | Primary Metals | New | Miscellaneous | Natural Gas | Strategic Energy Management | A | Purchases (Cumulative) | Achievable Technical Potential | 0 | 0 | 0 | 0 | 0 | 0.45 | 0.98312 | 1.5993 | 2.2981 | 3.0795 | 3.4937 | 3.9063 | 4.3174 | 4.727 | 5.1341 | 5.5387 | 5.9411 | 6.3417 | 6.7401 | 7.137 | 7.5321 | 7.9258 | 8.318 | 8.7086 | 9.0981 | 9.0981 | 9.0981 | 9.0981 | 9.0981 | 9.0981 | 9.0981
F1_Industrial_Primary Metals_New_Space Heating_Natural Gas_Commissioning_A_Achievable Technical Potential | F1 | Industrial | Primary Metals | New | Space Heating | Natural Gas | Commissioning | A | Integrated Unit Energy Savings (kWh or therms) | Achievable Technical Potential | 0 | 0 | 0 | 0 | 0 | 20.207 | 19.8789 | 19.6076 | 19.3741 | 19.1649 | 18.9753 | 18.7486 | 18.5042 | 18.2569 | 18.0133 | 17.7936 | 17.5955 | 17.4293 | 17.2061 | 17.0345 | 16.9043 | 16.8006 | 16.7432 | 16.7055 | 16.6825 | 16.6693 | 16.6617 | 16.6599 | 0 | 0 | 0
F2_Industrial_Primary Metals_New_Space Heating_Natural Gas_Commissioning_A_Achievable Technical Potential | F2 | Industrial | Primary Metals | New | Space Heating | Natural Gas | Commissioning | A | Integrated Unit Summer Peak Savings (kW) | Achievable Technical Potential | 0 | 0 | 0 | 0 | 0 | 0 | 0 | 0 | 0 | 0 | 0 | 0 | 0 | 0 | 0 | 0 | 0 | 0 | 0 | 0 | 0 | 0 | 0 | 0 | 0 | 0 | 0 | 0 | 0 | 0 | 0
F3_Industrial_Primary Metals_New_Space Heating_Natural Gas_Commissioning_A_Achievable Technical Potential | F3 | Industrial | Primary Metals | New | Space Heating | Natural Gas | Commissioning | A | Integrated Unit Winter Peak Savings (kW) | Achievable Technical Potential | 0 | 0 | 0 | 0 | 0 | 0 | 0 | 0 | 0 | 0 | 0 | 0 | 0 | 0 | 0 | 0 | 0 | 0 | 0 | 0 | 0 | 0 | 0 | 0 | 0 | 0 | 0 | 0 | 0 | 0 | 0
F4_Industrial_Primary Metals_New_Space Heating_Natural Gas_Commissioning_A_Achievable Technical Potential | F4 | Industrial | Primary Metals | New | Space Heating | Natural Gas | Commissioning | A | Incremental Energy Savings (MWh or mTherms) | Achievable Technical Potential | 0 | 0 | 0 | 0 | 0 | 0 | 0 | 0 | 0 | 0 | 0 | 0 | 0 | 0 | 0 | 0 | 0 | 0 | 0 | 0 | 0 | 0 | 0 | 0 | 0 | 0 | 0 | 0 | 0 | 0 | 0
F5_Industrial_Primary Metals_New_Space Heating_Natural Gas_Commissioning_A_Achievable Technical Potential | F5 | Industrial | Primary Metals | New | Space Heating | Natural Gas | Commissioning | A | Incremental Summer Peak Savings (MW) | Achievable Technical Potential | 0 | 0 | 0 | 0 | 0 | 0 | 0 | 0 | 0 | 0 | 0 | 0 | 0 | 0 | 0 | 0 | 0 | 0 | 0 | 0 | 0 | 0 | 0 | 0 | 0 | 0 | 0 | 0 | 0 | 0 | 0
F6_Industrial_Primary Metals_New_Space Heating_Natural Gas_Commissioning_A_Achievable Technical Potential | F6 | Industrial | Primary Metals | New | Space Heating | Natural Gas | Commissioning | A | Incremental Winter Peak Savings (MW) | Achievable Technical Potential | 0 | 0 | 0 | 0 | 0 | 0 | 0 | 0 | 0 | 0 | 0 | 0 | 0 | 0 | 0 | 0 | 0 | 0 | 0 | 0 | 0 | 0 | 0 | 0 | 0 | 0 | 0 | 0 | 0 | 0 | 0
F7_Industrial_Primary Metals_New_Space Heating_Natural Gas_Commissioning_A_Achievable Technical Potential | F7 | Industrial | Primary Metals | New | Space Heating | Natural Gas | Commissioning | A | Cumulative Energy Savings (MWh or mTherms) | Achievable Technical Potential | 0 | 0 | 0 | 0 | 0 | 0 | 0 | 0 | 0 | 0 | 0 | 0 | 0 | 0 | 0 | 0 | 0 | 0 | 0 | 0 | 0 | 0 | 0 | 0 | 0 | 0 | 0 | 0 | 0 | 0 | 0
F8_Industrial_Primary Metals_New_Space Heating_Natural Gas_Commissioning_A_Achievable Technical Potential | F8 | Industrial | Primary Metals | New | Space Heating | Natural Gas | Commissioning | A | Cumulative Summer Peak Savings (MW) | Achievable Technical Potential | 0 | 0 | 0 | 0 | 0 | 0 | 0 | 0 | 0 | 0 | 0 | 0 | 0 | 0 | 0 | 0 | 0 | 0 | 0 | 0 | 0 | 0 | 0 | 0 | 0 | 0 | 0 | 0 | 0 | 0 | 0
F9_Industrial_Primary Metals_New_Space Heating_Natural Gas_Commissioning_A_Achievable Technical Potential | F9 | Industrial | Primary Metals | New | Space Heating | Natural Gas | Commissioning | A | Cumulative Winter Peak Savings (MW) | Achievable Technical Potential | 0 | 0 | 0 | 0 | 0 | 0 | 0 | 0 | 0 | 0 | 0 | 0 | 0 | 0 | 0 | 0 | 0 | 0 | 0 | 0 | 0 | 0 | 0 | 0 | 0 | 0 | 0 | 0 | 0 | 0 | 0
F10_Industrial_Primary Metals_New_Space Heating_Natural Gas_Commissioning_A_Achievable Technical Potential | F10 | Industrial | Primary Metals | New | Space Heating | Natural Gas | Commissioning | A | Purchases (Incremental) | Achievable Technical Potential | 0 | 0 | 0 | 0 | 0 | 0 | 0 | 0 | 0 | 0 | 0 | 0 | 0 | 0 | 0 | 0 | 0 | 0 | 0 | 0 | 0 | 0 | 0 | 0 | 0 | 0 | 0 | 0 | 0 | 0 | 0
F11_Industrial_Primary Metals_New_Space Heating_Natural Gas_Commissioning_A_Achievable Technical Potential | F11 | Industrial | Primary Metals | New | Space Heating | Natural Gas | Commissioning | A | Purchases (Cumulative) | Achievable Technical Potential | 0 | 0 | 0 | 0 | 0 | 0 | 0 | 0 | 0 | 0 | 0 | 0 | 0 | 0 | 0 | 0 | 0 | 0 | 0 | 0 | 0 | 0 | 0 | 0 | 0 | 0 | 0 | 0 | 0 | 0 | 0
F1_Industrial_Primary Metals_New_Process_Natural Gas_Commissioning_A_Achievable Technical Potential | F1 | Industrial | Primary Metals | New | Process | Natural Gas | Commissioning | A | Integrated Unit Energy Savings (kWh or therms) | Achievable Technical Potential | 0 | 0 | 0 | 0 | 0 | 562.5435 | 562.5435 | 562.5435 | 562.5435 | 562.5435 | 562.5435 | 562.5435 | 562.5435 | 562.5435 | 562.5435 | 562.5435 | 562.5435 | 562.5435 | 562.5435 | 562.5435 | 562.5435 | 562.5435 | 562.5435 | 562.5435 | 562.5435 | 562.5435 | 562.5435 | 562.5435 | 0 | 0 | 0
F2_Industrial_Primary Metals_New_Process_Natural Gas_Commissioning_A_Achievable Technical Potential | F2 | Industrial | Primary Metals | New | Process | Natural Gas | Commissioning | A | Integrated Unit Summer Peak Savings (kW) | Achievable Technical Potential | 0 | 0 | 0 | 0 | 0 | 0 | 0 | 0 | 0 | 0 | 0 | 0 | 0 | 0 | 0 | 0 | 0 | 0 | 0 | 0 | 0 | 0 | 0 | 0 | 0 | 0 | 0 | 0 | 0 | 0 | 0
F3_Industrial_Primary Metals_New_Process_Natural Gas_Commissioning_A_Achievable Technical Potential | F3 | Industrial | Primary Metals | New | Process | Natural Gas | Commissioning | A | Integrated Unit Winter Peak Savings (kW) | Achievable Technical Potential | 0 | 0 | 0 | 0 | 0 | 0 | 0 | 0 | 0 | 0 | 0 | 0 | 0 | 0 | 0 | 0 | 0 | 0 | 0 | 0 | 0 | 0 | 0 | 0 | 0 | 0 | 0 | 0 | 0 | 0 | 0
F4_Industrial_Primary Metals_New_Process_Natural Gas_Commissioning_A_Achievable Technical Potential | F4 | Industrial | Primary Metals | New | Process | Natural Gas | Commissioning | A | Incremental Energy Savings (MWh or mTherms) | Achievable Technical Potential | 0 | 0 | 0 | 0 | 0 | 0 | 0 | 0 | 0 | 0 | 0 | 0 | 0 | 0 | 0 | 0 | 0 | 0 | 0 | 0 | 0 | 0 | 0 | 0 | 0 | 0 | 0 | 0 | 0 | 0 | 0
F5_Industrial_Primary Metals_New_Process_Natural Gas_Commissioning_A_Achievable Technical Potential | F5 | Industrial | Primary Metals | New | Process | Natural Gas | Commissioning | A | Incremental Summer Peak Savings (MW) | Achievable Technical Potential | 0 | 0 | 0 | 0 | 0 | 0 | 0 | 0 | 0 | 0 | 0 | 0 | 0 | 0 | 0 | 0 | 0 | 0 | 0 | 0 | 0 | 0 | 0 | 0 | 0 | 0 | 0 | 0 | 0 | 0 | 0
F6_Industrial_Primary Metals_New_Process_Natural Gas_Commissioning_A_Achievable Technical Potential | F6 | Industrial | Primary Metals | New | Process | Natural Gas | Commissioning | A | Incremental Winter Peak Savings (MW) | Achievable Technical Potential | 0 | 0 | 0 | 0 | 0 | 0 | 0 | 0 | 0 | 0 | 0 | 0 | 0 | 0 | 0 | 0 | 0 | 0 | 0 | 0 | 0 | 0 | 0 | 0 | 0 | 0 | 0 | 0 | 0 | 0 | 0
F7_Industrial_Primary Metals_New_Process_Natural Gas_Commissioning_A_Achievable Technical Potential | F7 | Industrial | Primary Metals | New | Process | Natural Gas | Commissioning | A | Cumulative Energy Savings (MWh or mTherms) | Achievable Technical Potential | 0 | 0 | 0 | 0 | 0 | 0 | 0 | 0 | 0 | 0 | 0 | 0 | 0 | 0 | 0 | 0 | 0 | 0 | 0 | 0 | 0 | 0 | 0 | 0 | 0 | 0 | 0 | 0 | 0 | 0 | 0
F8_Industrial_Primary Metals_New_Process_Natural Gas_Commissioning_A_Achievable Technical Potential | F8 | Industrial | Primary Metals | New | Process | Natural Gas | Commissioning | A | Cumulative Summer Peak Savings (MW) | Achievable Technical Potential | 0 | 0 | 0 | 0 | 0 | 0 | 0 | 0 | 0 | 0 | 0 | 0 | 0 | 0 | 0 | 0 | 0 | 0 | 0 | 0 | 0 | 0 | 0 | 0 | 0 | 0 | 0 | 0 | 0 | 0 | 0
F9_Industrial_Primary Metals_New_Process_Natural Gas_Commissioning_A_Achievable Technical Potential | F9 | Industrial | Primary Metals | New | Process | Natural Gas | Commissioning | A | Cumulative Winter Peak Savings (MW) | Achievable Technical Potential | 0 | 0 | 0 | 0 | 0 | 0 | 0 | 0 | 0 | 0 | 0 | 0 | 0 | 0 | 0 | 0 | 0 | 0 | 0 | 0 | 0 | 0 | 0 | 0 | 0 | 0 | 0 | 0 | 0 | 0 | 0
F10_Industrial_Primary Metals_New_Process_Natural Gas_Commissioning_A_Achievable Technical Potential | F10 | Industrial | Primary Metals | New | Process | Natural Gas | Commissioning | A | Purchases (Incremental) | Achievable Technical Potential | 0 | 0 | 0 | 0 | 0 | 0 | 0 | 0 | 0 | 0 | 0 | 0 | 0 | 0 | 0 | 0 | 0 | 0 | 0 | 0 | 0 | 0 | 0 | 0 | 0 | 0 | 0 | 0 | 0 | 0 | 0
F11_Industrial_Primary Metals_New_Process_Natural Gas_Commissioning_A_Achievable Technical Potential | F11 | Industrial | Primary Metals | New | Process | Natural Gas | Commissioning | A | Purchases (Cumulative) | Achievable Technical Potential | 0 | 0 | 0 | 0 | 0 | 0 | 0 | 0 | 0 | 0 | 0 | 0 | 0 | 0 | 0 | 0 | 0 | 0 | 0 | 0 | 0 | 0 | 0 | 0 | 0 | 0 | 0 | 0 | 0 | 0 | 0
F1_Industrial_Primary Metals_New_Space Heating_Natural Gas_Retrocommissioning_A_Achievable Technical Potential | F1 | Industrial | Primary Metals | New | Space Heating | Natural Gas | Retrocommissioning | A | Integrated Unit Energy Savings (kWh or therms) | Achievable Technical Potential | 0 | 0 | 0 | 0 | 0 | 0 | 0 | 0 | 0 | 0 | 0 | 0 | 0 | 0 | 0 | 0 | 0 | 0 | 0 | 0 | 0 | 0 | 0 | 0 | 0 | 0 | 0 | 0 | 0 | 0 | 0
F2_Industrial_Primary Metals_New_Space Heating_Natural Gas_Retrocommissioning_A_Achievable Technical Potential | F2 | Industrial | Primary Metals | New | Space Heating | Natural Gas | Retrocommissioning | A | Integrated Unit Summer Peak Savings (kW) | Achievable Technical Potential | 0 | 0 | 0 | 0 | 0 | 0 | 0 | 0 | 0 | 0 | 0 | 0 | 0 | 0 | 0 | 0 | 0 | 0 | 0 | 0 | 0 | 0 | 0 | 0 | 0 | 0 | 0 | 0 | 0 | 0 | 0
F3_Industrial_Primary Metals_New_Space Heating_Natural Gas_Retrocommissioning_A_Achievable Technical Potential | F3 | Industrial | Primary Metals | New | Space Heating | Natural Gas | Retrocommissioning | A | Integrated Unit Winter Peak Savings (kW) | Achievable Technical Potential | 0 | 0 | 0 | 0 | 0 | 0 | 0 | 0 | 0 | 0 | 0 | 0 | 0 | 0 | 0 | 0 | 0 | 0 | 0 | 0 | 0 | 0 | 0 | 0 | 0 | 0 | 0 | 0 | 0 | 0 | 0
F4_Industrial_Primary Metals_New_Space Heating_Natural Gas_Retrocommissioning_A_Achievable Technical Potential | F4 | Industrial | Primary Metals | New | Space Heating | Natural Gas | Retrocommissioning | A | Incremental Energy Savings (MWh or mTherms) | Achievable Technical Potential | 0 | 0 | 0 | 0 | 0 | 0 | 0 | 0 | 0 | 0 | 0 | 0 | 0 | 0 | 0 | 0 | 0 | 0 | 0 | 0 | 0 | 0 | 0 | 0 | 0 | 0 | 0 | 0 | 0 | 0 | 0
F5_Industrial_Primary Metals_New_Space Heating_Natural Gas_Retrocommissioning_A_Achievable Technical Potential | F5 | Industrial | Primary Metals | New | Space Heating | Natural Gas | Retrocommissioning | A | Incremental Summer Peak Savings (MW) | Achievable Technical Potential | 0 | 0 | 0 | 0 | 0 | 0 | 0 | 0 | 0 | 0 | 0 | 0 | 0 | 0 | 0 | 0 | 0 | 0 | 0 | 0 | 0 | 0 | 0 | 0 | 0 | 0 | 0 | 0 | 0 | 0 | 0
F6_Industrial_Primary Metals_New_Space Heating_Natural Gas_Retrocommissioning_A_Achievable Technical Potential | F6 | Industrial | Primary Metals | New | Space Heating | Natural Gas | Retrocommissioning | A | Incremental Winter Peak Savings (MW) | Achievable Technical Potential | 0 | 0 | 0 | 0 | 0 | 0 | 0 | 0 | 0 | 0 | 0 | 0 | 0 | 0 | 0 | 0 | 0 | 0 | 0 | 0 | 0 | 0 | 0 | 0 | 0 | 0 | 0 | 0 | 0 | 0 | 0
F7_Industrial_Primary Metals_New_Space Heating_Natural Gas_Retrocommissioning_A_Achievable Technical Potential | F7 | Industrial | Primary Metals | New | Space Heating | Natural Gas | Retrocommissioning | A | Cumulative Energy Savings (MWh or mTherms) | Achievable Technical Potential | 0 | 0 | 0 | 0 | 0 | 0 | 0 | 0 | 0 | 0 | 0 | 0 | 0 | 0 | 0 | 0 | 0 | 0 | 0 | 0 | 0 | 0 | 0 | 0 | 0 | 0 | 0 | 0 | 0 | 0 | 0
F8_Industrial_Primary Metals_New_Space Heating_Natural Gas_Retrocommissioning_A_Achievable Technical Potential | F8 | Industrial | Primary Metals | New | Space Heating | Natural Gas | Retrocommissioning | A | Cumulative Summer Peak Savings (MW) | Achievable Technical Potential | 0 | 0 | 0 | 0 | 0 | 0 | 0 | 0 | 0 | 0 | 0 | 0 | 0 | 0 | 0 | 0 | 0 | 0 | 0 | 0 | 0 | 0 | 0 | 0 | 0 | 0 | 0 | 0 | 0 | 0 | 0
F9_Industrial_Primary Metals_New_Space Heating_Natural Gas_Retrocommissioning_A_Achievable Technical Potential | F9 | Industrial | Primary Metals | New | Space Heating | Natural Gas | Retrocommissioning | A | Cumulative Winter Peak Savings (MW) | Achievable Technical Potential | 0 | 0 | 0 | 0 | 0 | 0 | 0 | 0 | 0 | 0 | 0 | 0 | 0 | 0 | 0 | 0 | 0 | 0 | 0 | 0 | 0 | 0 | 0 | 0 | 0 | 0 | 0 | 0 | 0 | 0 | 0
F10_Industrial_Primary Metals_New_Space Heating_Natural Gas_Retrocommissioning_A_Achievable Technical Potential | F10 | Industrial | Primary Metals | New | Space Heating | Natural Gas | Retrocommissioning | A | Purchases (Incremental) | Achievable Technical Potential | 0 | 0 | 0 | 0 | 0 | 0 | 0 | 0 | 0 | 0 | 0 | 0 | 0 | 0 | 0 | 0 | 0 | 0 | 0 | 0 | 0 | 0 | 0 | 0 | 0 | 0 | 0 | 0 | 0 | 0 | 0
F11_Industrial_Primary Metals_New_Space Heating_Natural Gas_Retrocommissioning_A_Achievable Technical Potential | F11 | Industrial | Primary Metals | New | Space Heating | Natural Gas | Retrocommissioning | A | Purchases (Cumulative) | Achievable Technical Potential | 0 | 0 | 0 | 0 | 0 | 0 | 0 | 0 | 0 | 0 | 0 | 0 | 0 | 0 | 0 | 0 | 0 | 0 | 0 | 0 | 0 | 0 | 0 | 0 | 0 | 0 | 0 | 0 | 0 | 0 | 0
F1_Industrial_Primary Metals_New_Process_Natural Gas_Retrocommissioning_A_Achievable Technical Potential | F1 | Industrial | Primary Metals | New | Process | Natural Gas | Retrocommissioning | A | Integrated Unit Energy Savings (kWh or therms) | Achievable Technical Potential | 0 | 0 | 0 | 0 | 0 | 0 | 0 | 0 | 0 | 0 | 0 | 0 | 0 | 0 | 0 | 0 | 0 | 0 | 0 | 0 | 0 | 0 | 0 | 0 | 0 | 0 | 0 | 0 | 0 | 0 | 0
F2_Industrial_Primary Metals_New_Process_Natural Gas_Retrocommissioning_A_Achievable Technical Potential | F2 | Industrial | Primary Metals | New | Process | Natural Gas | Retrocommissioning | A | Integrated Unit Summer Peak Savings (kW) | Achievable Technical Potential | 0 | 0 | 0 | 0 | 0 | 0 | 0 | 0 | 0 | 0 | 0 | 0 | 0 | 0 | 0 | 0 | 0 | 0 | 0 | 0 | 0 | 0 | 0 | 0 | 0 | 0 | 0 | 0 | 0 | 0 | 0
F3_Industrial_Primary Metals_New_Process_Natural Gas_Retrocommissioning_A_Achievable Technical Potential | F3 | Industrial | Primary Metals | New | Process | Natural Gas | Retrocommissioning | A | Integrated Unit Winter Peak Savings (kW) | Achievable Technical Potential | 0 | 0 | 0 | 0 | 0 | 0 | 0 | 0 | 0 | 0 | 0 | 0 | 0 | 0 | 0 | 0 | 0 | 0 | 0 | 0 | 0 | 0 | 0 | 0 | 0 | 0 | 0 | 0 | 0 | 0 | 0
F4_Industrial_Primary Metals_New_Process_Natural Gas_Retrocommissioning_A_Achievable Technical Potential | F4 | Industrial | Primary Metals | New | Process | Natural Gas | Retrocommissioning | A | Incremental Energy Savings (MWh or mTherms) | Achievable Technical Potential | 0 | 0 | 0 | 0 | 0 | 0 | 0 | 0 | 0 | 0 | 0 | 0 | 0 | 0 | 0 | 0 | 0 | 0 | 0 | 0 | 0 | 0 | 0 | 0 | 0 | 0 | 0 | 0 | 0 | 0 | 0
F5_Industrial_Primary Metals_New_Process_Natural Gas_Retrocommissioning_A_Achievable Technical Potential | F5 | Industrial | Primary Metals | New | Process | Natural Gas | Retrocommissioning | A | Incremental Summer Peak Savings (MW) | Achievable Technical Potential | 0 | 0 | 0 | 0 | 0 | 0 | 0 | 0 | 0 | 0 | 0 | 0 | 0 | 0 | 0 | 0 | 0 | 0 | 0 | 0 | 0 | 0 | 0 | 0 | 0 | 0 | 0 | 0 | 0 | 0 | 0
F6_Industrial_Primary Metals_New_Process_Natural Gas_Retrocommissioning_A_Achievable Technical Potential | F6 | Industrial | Primary Metals | New | Process | Natural Gas | Retrocommissioning | A | Incremental Winter Peak Savings (MW) | Achievable Technical Potential | 0 | 0 | 0 | 0 | 0 | 0 | 0 | 0 | 0 | 0 | 0 | 0 | 0 | 0 | 0 | 0 | 0 | 0 | 0 | 0 | 0 | 0 | 0 | 0 | 0 | 0 | 0 | 0 | 0 | 0 | 0
F7_Industrial_Primary Metals_New_Process_Natural Gas_Retrocommissioning_A_Achievable Technical Potential | F7 | Industrial | Primary Metals | New | Process | Natural Gas | Retrocommissioning | A | Cumulative Energy Savings (MWh or mTherms) | Achievable Technical Potential | 0 | 0 | 0 | 0 | 0 | 0 | 0 | 0 | 0 | 0 | 0 | 0 | 0 | 0 | 0 | 0 | 0 | 0 | 0 | 0 | 0 | 0 | 0 | 0 | 0 | 0 | 0 | 0 | 0 | 0 | 0
F8_Industrial_Primary Metals_New_Process_Natural Gas_Retrocommissioning_A_Achievable Technical Potential | F8 | Industrial | Primary Metals | New | Process | Natural Gas | Retrocommissioning | A | Cumulative Summer Peak Savings (MW) | Achievable Technical Potential | 0 | 0 | 0 | 0 | 0 | 0 | 0 | 0 | 0 | 0 | 0 | 0 | 0 | 0 | 0 | 0 | 0 | 0 | 0 | 0 | 0 | 0 | 0 | 0 | 0 | 0 | 0 | 0 | 0 | 0 | 0
F9_Industrial_Primary Metals_New_Process_Natural Gas_Retrocommissioning_A_Achievable Technical Potential | F9 | Industrial | Primary Metals | New | Process | Natural Gas | Retrocommissioning | A | Cumulative Winter Peak Savings (MW) | Achievable Technical Potential | 0 | 0 | 0 | 0 | 0 | 0 | 0 | 0 | 0 | 0 | 0 | 0 | 0 | 0 | 0 | 0 | 0 | 0 | 0 | 0 | 0 | 0 | 0 | 0 | 0 | 0 | 0 | 0 | 0 | 0 | 0
F10_Industrial_Primary Metals_New_Process_Natural Gas_Retrocommissioning_A_Achievable Technical Potential | F10 | Industrial | Primary Metals | New | Process | Natural Gas | Retrocommissioning | A | Purchases (Incremental) | Achievable Technical Potential | 0 | 0 | 0 | 0 | 0 | 0 | 0 | 0 | 0 | 0 | 0 | 0 | 0 | 0 | 0 | 0 | 0 | 0 | 0 | 0 | 0 | 0 | 0 | 0 | 0 | 0 | 0 | 0 | 0 | 0 | 0
F11_Industrial_Primary Metals_New_Process_Natural Gas_Retrocommissioning_A_Achievable Technical Potential | F11 | Industrial | Primary Metals | New | Process | Natural Gas | Retrocommissioning | A | Purchases (Cumulative) | Achievable Technical Potential | 0 | 0 | 0 | 0 | 0 | 0 | 0 | 0 | 0 | 0 | 0 | 0 | 0 | 0 | 0 | 0 | 0 | 0 | 0 | 0 | 0 | 0 | 0 | 0 | 0 | 0 | 0 | 0 | 0 | 0 | 0
F1_Industrial_Stone, Clay, and Glass_Existing_Space Heating_Natural Gas_Insulation - Roof/Ceiling_A_Achievable Technical Potential | F1 | Industrial | Stone, Clay, and Glass | Existing | Space Heating | Natural Gas | Insulation - Roof/Ceiling | A | Integrated Unit Energy Savings (kWh or therms) | Achievable Technical Potential | 0 | 0 | 0 | 0 | 0 | 0.099387 | 0.09866 | 0.097773 | 0.096797 | 0.095722 | 0.094545 | 0.093282 | 0.091939 | 0.090473 | 0.088911 | 0.087312 | 0.085732 | 0.084198 | 0.08273 | 0.081423 | 0.080202 | 0.079048 | 0.078073 | 0.077256 | 0.076515 | 0.07599 | 0.075539 | 0.075119 | 0 | 0 | 0
F2_Industrial_Stone, Clay, and Glass_Existing_Space Heating_Natural Gas_Insulation - Roof/Ceiling_A_Achievable Technical Potential | F2 | Industrial | Stone, Clay, and Glass | Existing | Space Heating | Natural Gas | Insulation - Roof/Ceiling | A | Integrated Unit Summer Peak Savings (kW) | Achievable Technical Potential | 0 | 0 | 0 | 0 | 0 | 0 | 0 | 0 | 0 | 0 | 0 | 0 | 0 | 0 | 0 | 0 | 0 | 0 | 0 | 0 | 0 | 0 | 0 | 0 | 0 | 0 | 0 | 0 | 0 | 0 | 0
F3_Industrial_Stone, Clay, and Glass_Existing_Space Heating_Natural Gas_Insulation - Roof/Ceiling_A_Achievable Technical Potential | F3 | Industrial | Stone, Clay, and Glass | Existing | Space Heating | Natural Gas | Insulation - Roof/Ceiling | A | Integrated Unit Winter Peak Savings (kW) | Achievable Technical Potential | 0 | 0 | 0 | 0 | 0 | 0 | 0 | 0 | 0 | 0 | 0 | 0 | 0 | 0 | 0 | 0 | 0 | 0 | 0 | 0 | 0 | 0 | 0 | 0 | 0 | 0 | 0 | 0 | 0 | 0 | 0
F4_Industrial_Stone, Clay, and Glass_Existing_Space Heating_Natural Gas_Insulation - Roof/Ceiling_A_Achievable Technical Potential | F4 | Industrial | Stone, Clay, and Glass | Existing | Space Heating | Natural Gas | Insulation - Roof/Ceiling | A | Incremental Energy Savings (MWh or mTherms) | Achievable Technical Potential | 0 | 0 | 0 | 0 | 0 | 0.30253 | 0.52528 | 0.80497 | 1.1163 | 1.4062 | 1.5998 | 1.6952 | 1.6674 | 1.5071 | 1.3009 | 1.042 | 0.79588 | 0.57305 | 0.39062 | 0.25661 | 0.16018 | 0.095726 | 0.063781 | 0 | 0 | 0 | 0 | 0 | 0 | 0 | 0
F5_Industrial_Stone, Clay, and Glass_Existing_Space Heating_Natural Gas_Insulation - Roof/Ceiling_A_Achievable Technical Potential | F5 | Industrial | Stone, Clay, and Glass | Existing | Space Heating | Natural Gas | Insulation - Roof/Ceiling | A | Incremental Summer Peak Savings (MW) | Achievable Technical Potential | 0 | 0 | 0 | 0 | 0 | 0 | 0 | 0 | 0 | 0 | 0 | 0 | 0 | 0 | 0 | 0 | 0 | 0 | 0 | 0 | 0 | 0 | 0 | 0 | 0 | 0 | 0 | 0 | 0 | 0 | 0
F6_Industrial_Stone, Clay, and Glass_Existing_Space Heating_Natural Gas_Insulation - Roof/Ceiling_A_Achievable Technical Potential | F6 | Industrial | Stone, Clay, and Glass | Existing | Space Heating | Natural Gas | Insulation - Roof/Ceiling | A | Incremental Winter Peak Savings (MW) | Achievable Technical Potential | 0 | 0 | 0 | 0 | 0 | 0 | 0 | 0 | 0 | 0 | 0 | 0 | 0 | 0 | 0 | 0 | 0 | 0 | 0 | 0 | 0 | 0 | 0 | 0 | 0 | 0 | 0 | 0 | 0 | 0 | 0
F7_Industrial_Stone, Clay, and Glass_Existing_Space Heating_Natural Gas_Insulation - Roof/Ceiling_A_Achievable Technical Potential | F7 | Industrial | Stone, Clay, and Glass | Existing | Space Heating | Natural Gas | Insulation - Roof/Ceiling | A | Cumulative Energy Savings (MWh or mTherms) | Achievable Technical Potential | 0 | 0 | 0 | 0 | 0 | 0.30253 | 0.8256 | 1.6231 | 2.7233 | 4.0992 | 5.6485 | 7.2682 | 8.831 | 10.1972 | 11.322 | 12.1605 | 12.7362 | 13.0814 | 13.2439 | 13.2913 | 13.2523 | 13.1573 | 13.0587 | 12.9221 | 12.7982 | 12.7104 | 12.635 | 12.5646 | 0 | 0 | 0
F8_Industrial_Stone, Clay, and Glass_Existing_Space Heating_Natural Gas_Insulation - Roof/Ceiling_A_Achievable Technical Potential | F8 | Industrial | Stone, Clay, and Glass | Existing | Space Heating | Natural Gas | Insulation - Roof/Ceiling | A | Cumulative Summer Peak Savings (MW) | Achievable Technical Potential | 0 | 0 | 0 | 0 | 0 | 0 | 0 | 0 | 0 | 0 | 0 | 0 | 0 | 0 | 0 | 0 | 0 | 0 | 0 | 0 | 0 | 0 | 0 | 0 | 0 | 0 | 0 | 0 | 0 | 0 | 0
F9_Industrial_Stone, Clay, and Glass_Existing_Space Heating_Natural Gas_Insulation - Roof/Ceiling_A_Achievable Technical Potential | F9 | Industrial | Stone, Clay, and Glass | Existing | Space Heating | Natural Gas | Insulation - Roof/Ceiling | A | Cumulative Winter Peak Savings (MW) | Achievable Technical Potential | 0 | 0 | 0 | 0 | 0 | 0 | 0 | 0 | 0 | 0 | 0 | 0 | 0 | 0 | 0 | 0 | 0 | 0 | 0 | 0 | 0 | 0 | 0 | 0 | 0 | 0 | 0 | 0 | 0 | 0 | 0
F10_Industrial_Stone, Clay, and Glass_Existing_Space Heating_Natural Gas_Insulation - Roof/Ceiling_A_Achievable Technical Potential | F10 | Industrial | Stone, Clay, and Glass | Existing | Space Heating | Natural Gas | Insulation - Roof/Ceiling | A | Purchases (Incremental) | Achievable Technical Potential | 0 | 0 | 0 | 0 | 0 | 3044.0202 | 5324.1118 | 8233.11 | 11532.5856 | 14689.973 | 16920.6631 | 18172.4571 | 18135.5592 | 16657.7346 | 14631.1676 | 11934.292 | 9283.4317 | 6805.9952 | 4721.7003 | 3151.529 | 1997.2251 | 1210.974 | 816.9432 | 0 | 0 | 0 | 0 | 0 | 0 | 0 | 0
F11_Industrial_Stone, Clay, and Glass_Existing_Space Heating_Natural Gas_Insulation - Roof/Ceiling_A_Achievable Technical Potential | F11 | Industrial | Stone, Clay, and Glass | Existing | Space Heating | Natural Gas | Insulation - Roof/Ceiling | A | Purchases (Cumulative) | Achievable Technical Potential | 0 | 0 | 0 | 0 | 0 | 3044.0202 | 8368.132 | 16601.242 | 28133.8276 | 42823.8006 | 59744.4637 | 77916.9208 | 96052.48 | 112710.2145 | 127341.3821 | 139275.6742 | 148559.1059 | 155365.1011 | 160086.8015 | 163238.3304 | 165235.5555 | 166446.5295 | 167263.4727 | 167263.4727 | 167263.4727 | 167263.4727 | 167263.4727 | 167263.4727 | 167263.4727 | 167263.4727 | 167263.4727
F1_Industrial_Stone, Clay, and Glass_Existing_Space Heating_Natural Gas_Insulation - Wall Cavity_A_Achievable Technical Potential | F1 | Industrial | Stone, Clay, and Glass | Existing | Space Heating | Natural Gas | Insulation - Wall Cavity | A | Integrated Unit Energy Savings (kWh or therms) | Achievable Technical Potential | 0 | 0 | 0 | 0 | 0 | 0.017829 | 0.017579 | 0.017236 | 0.016809 | 0.016303 | 0.015722 | 0.015117 | 0.014511 | 0.013892 | 0.013357 | 0.012845 | 0.012425 | 0.012051 | 0.011719 | 0.011476 | 0.011252 | 0.011054 | 0.010891 | 0.010766 | 0.010652 | 0.01057 | 0.010499 | 0.010433 | 0 | 0 | 0
F2_Industrial_Stone, Clay, and Glass_Existing_Space Heating_Natural Gas_Insulation - Wall Cavity_A_Achievable Technical Potential | F2 | Industrial | Stone, Clay, and Glass | Existing | Space Heating | Natural Gas | Insulation - Wall Cavity | A | Integrated Unit Summer Peak Savings (kW) | Achievable Technical Potential | 0 | 0 | 0 | 0 | 0 | 0 | 0 | 0 | 0 | 0 | 0 | 0 | 0 | 0 | 0 | 0 | 0 | 0 | 0 | 0 | 0 | 0 | 0 | 0 | 0 | 0 | 0 | 0 | 0 | 0 | 0
F3_Industrial_Stone, Clay, and Glass_Existing_Space Heating_Natural Gas_Insulation - Wall Cavity_A_Achievable Technical Potential | F3 | Industrial | Stone, Clay, and Glass | Existing | Space Heating | Natural Gas | Insulation - Wall Cavity | A | Integrated Unit Winter Peak Savings (kW) | Achievable Technical Potential | 0 | 0 | 0 | 0 | 0 | 0 | 0 | 0 | 0 | 0 | 0 | 0 | 0 | 0 | 0 | 0 | 0 | 0 | 0 | 0 | 0 | 0 | 0 | 0 | 0 | 0 | 0 | 0 | 0 | 0 | 0
F4_Industrial_Stone, Clay, and Glass_Existing_Space Heating_Natural Gas_Insulation - Wall Cavity_A_Achievable Technical Potential | F4 | Industrial | Stone, Clay, and Glass | Existing | Space Heating | Natural Gas | Insulation - Wall Cavity | A | Incremental Energy Savings (MWh or mTherms) | Achievable Technical Potential | 0 | 0 | 0 | 0 | 0 | 0.054272 | 0.093591 | 0.1419 | 0.19385 | 0.23949 | 0.26603 | 0.27472 | 0.26316 | 0.23142 | 0.19543 | 0.1533 | 0.11534 | 0.082018 | 0.055334 | 0.036167 | 0.022473 | 0.013386 | 0.008897 | 0 | 0 | 0 | 0 | 0 | 0 | 0 | 0
F5_Industrial_Stone, Clay, and Glass_Existing_Space Heating_Natural Gas_Insulation - Wall Cavity_A_Achievable Technical Potential | F5 | Industrial | Stone, Clay, and Glass | Existing | Space Heating | Natural Gas | Insulation - Wall Cavity | A | Incremental Summer Peak Savings (MW) | Achievable Technical Potential | 0 | 0 | 0 | 0 | 0 | 0 | 0 | 0 | 0 | 0 | 0 | 0 | 0 | 0 | 0 | 0 | 0 | 0 | 0 | 0 | 0 | 0 | 0 | 0 | 0 | 0 | 0 | 0 | 0 | 0 | 0
F6_Industrial_Stone, Clay, and Glass_Existing_Space Heating_Natural Gas_Insulation - Wall Cavity_A_Achievable Technical Potential | F6 | Industrial | Stone, Clay, and Glass | Existing | Space Heating | Natural Gas | Insulation - Wall Cavity | A | Incremental Winter Peak Savings (MW) | Achievable Technical Potential | 0 | 0 | 0 | 0 | 0 | 0 | 0 | 0 | 0 | 0 | 0 | 0 | 0 | 0 | 0 | 0 | 0 | 0 | 0 | 0 | 0 | 0 | 0 | 0 | 0 | 0 | 0 | 0 | 0 | 0 | 0
F7_Industrial_Stone, Clay, and Glass_Existing_Space Heating_Natural Gas_Insulation - Wall Cavity_A_Achievable Technical Potential | F7 | Industrial | Stone, Clay, and Glass | Existing | Space Heating | Natural Gas | Insulation - Wall Cavity | A | Cumulative Energy Savings (MWh or mTherms) | Achievable Technical Potential | 0 | 0 | 0 | 0 | 0 | 0.054272 | 0.1471 | 0.28613 | 0.47291 | 0.69816 | 0.93931 | 1.1779 | 1.3938 | 1.5658 | 1.7009 | 1.789 | 1.8458 | 1.8723 | 1.8761 | 1.8733 | 1.8592 | 1.84 | 1.8216 | 1.8007 | 1.7817 | 1.768 | 1.7561 | 1.7451 | 0 | 0 | 0
F8_Industrial_Stone, Clay, and Glass_Existing_Space Heating_Natural Gas_Insulation - Wall Cavity_A_Achievable Technical Potential | F8 | Industrial | Stone, Clay, and Glass | Existing | Space Heating | Natural Gas | Insulation - Wall Cavity | A | Cumulative Summer Peak Savings (MW) | Achievable Technical Potential | 0 | 0 | 0 | 0 | 0 | 0 | 0 | 0 | 0 | 0 | 0 | 0 | 0 | 0 | 0 | 0 | 0 | 0 | 0 | 0 | 0 | 0 | 0 | 0 | 0 | 0 | 0 | 0 | 0 | 0 | 0
F9_Industrial_Stone, Clay, and Glass_Existing_Space Heating_Natural Gas_Insulation - Wall Cavity_A_Achievable Technical Potential | F9 | Industrial | Stone, Clay, and Glass | Existing | Space Heating | Natural Gas | Insulation - Wall Cavity | A | Cumulative Winter Peak Savings (MW) | Achievable Technical Potential | 0 | 0 | 0 | 0 | 0 | 0 | 0 | 0 | 0 | 0 | 0 | 0 | 0 | 0 | 0 | 0 | 0 | 0 | 0 | 0 | 0 | 0 | 0 | 0 | 0 | 0 | 0 | 0 | 0 | 0 | 0
F10_Industrial_Stone, Clay, and Glass_Existing_Space Heating_Natural Gas_Insulation - Wall Cavity_A_Achievable Technical Potential | F10 | Industrial | Stone, Clay, and Glass | Existing | Space Heating | Natural Gas | Insulation - Wall Cavity | A | Purchases (Incremental) | Achievable Technical Potential | 0 | 0 | 0 | 0 | 0 | 3044.0202 | 5324.1118 | 8233.11 | 11532.5856 | 14689.973 | 16920.6631 | 18172.4571 | 18135.5592 | 16657.7346 | 14631.1676 | 11934.292 | 9283.4317 | 6805.9952 | 4721.7003 | 3151.529 | 1997.2251 | 1210.974 | 816.9432 | 0 | 0 | 0 | 0 | 0 | 0 | 0 | 0
F11_Industrial_Stone, Clay, and Glass_Existing_Space Heating_Natural Gas_Insulation - Wall Cavity_A_Achievable Technical Potential | F11 | Industrial | Stone, Clay, and Glass | Existing | Space Heating | Natural Gas | Insulation - Wall Cavity | A | Purchases (Cumulative) | Achievable Technical Potential | 0 | 0 | 0 | 0 | 0 | 3044.0202 | 8368.132 | 16601.242 | 28133.8276 | 42823.8006 | 59744.4637 | 77916.9208 | 96052.48 | 112710.2145 | 127341.3821 | 139275.6742 | 148559.1059 | 155365.1011 | 160086.8015 | 163238.3304 | 165235.5555 | 166446.5295 | 167263.4727 | 167263.4727 | 167263.4727 | 167263.4727 | 167263.4727 | 167263.4727 | 167263.4727 | 167263.4727 | 167263.4727
F1_Industrial_Stone, Clay, and Glass_Existing_Space Heating_Natural Gas_Insulation - Ducting_A_Achievable Technical Potential | F1 | Industrial | Stone, Clay, and Glass | Existing | Space Heating | Natural Gas | Insulation - Ducting | A | Integrated Unit Energy Savings (kWh or therms) | Achievable Technical Potential | 0 | 0 | 0 | 0 | 0 | 0.0016198 | 0.0015882 | 0.0015454 | 0.0014947 | 0.0014369 | 0.0013729 | 0.0013078 | 0.0012444 | 0.0011816 | 0.0011282 | 0.0010786 | 0.0010386 | 0.0010032 | 0.00097192 | 0.00094866 | 0.00092707 | 0.00090809 | 0.00089128 | 0.00087792 | 0.00086562 | 0.00085618 | 0.0008478 | 0.00083996 | 0.00131 | 0.0013019 | 0.0012943
F2_Industrial_Stone, Clay, and Glass_Existing_Space Heating_Natural Gas_Insulation - Ducting_A_Achievable Technical Potential | F2 | Industrial | Stone, Clay, and Glass | Existing | Space Heating | Natural Gas | Insulation - Ducting | A | Integrated Unit Summer Peak Savings (kW) | Achievable Technical Potential | 0 | 0 | 0 | 0 | 0 | 0 | 0 | 0 | 0 | 0 | 0 | 0 | 0 | 0 | 0 | 0 | 0 | 0 | 0 | 0 | 0 | 0 | 0 | 0 | 0 | 0 | 0 | 0 | 0 | 0 | 0
F3_Industrial_Stone, Clay, and Glass_Existing_Space Heating_Natural Gas_Insulation - Ducting_A_Achievable Technical Potential | F3 | Industrial | Stone, Clay, and Glass | Existing | Space Heating | Natural Gas | Insulation - Ducting | A | Integrated Unit Winter Peak Savings (kW) | Achievable Technical Potential | 0 | 0 | 0 | 0 | 0 | 0 | 0 | 0 | 0 | 0 | 0 | 0 | 0 | 0 | 0 | 0 | 0 | 0 | 0 | 0 | 0 | 0 | 0 | 0 | 0 | 0 | 0 | 0 | 0 | 0 | 0
F4_Industrial_Stone, Clay, and Glass_Existing_Space Heating_Natural Gas_Insulation - Ducting_A_Achievable Technical Potential | F4 | Industrial | Stone, Clay, and Glass | Existing | Space Heating | Natural Gas | Insulation - Ducting | A | Incremental Energy Savings (MWh or mTherms) | Achievable Technical Potential | 0 | 0 | 0 | 0 | 0 | 0.00062257 | 0.0007491 | 0.00088669 | 0.0009961 | 0.0010932 | 0.0012056 | 0.0012564 | 0.0012187 | 0.0010732 | 0.00088426 | 0.00064794 | 0.00041296 | 0.00023045 | 0.00010654 | 4.4047e-05 | 1.5588e-05 | 4.7507e-06 | 1.0126e-06 | 1.6339e-07 | 1.9276e-08 | 0 | 0 | 0 | 0 | 0 | 0
F5_Industrial_Stone, Clay, and Glass_Existing_Space Heating_Natural Gas_Insulation - Ducting_A_Achievable Technical Potential | F5 | Industrial | Stone, Clay, and Glass | Existing | Space Heating | Natural Gas | Insulation - Ducting | A | Incremental Summer Peak Savings (MW) | Achievable Technical Potential | 0 | 0 | 0 | 0 | 0 | 0 | 0 | 0 | 0 | 0 | 0 | 0 | 0 | 0 | 0 | 0 | 0 | 0 | 0 | 0 | 0 | 0 | 0 | 0 | 0 | 0 | 0 | 0 | 0 | 0 | 0
F6_Industrial_Stone, Clay, and Glass_Existing_Space Heating_Natural Gas_Insulation - Ducting_A_Achievable Technical Potential | F6 | Industrial | Stone, Clay, and Glass | Existing | Space Heating | Natural Gas | Insulation - Ducting | A | Incremental Winter Peak Savings (MW) | Achievable Technical Potential | 0 | 0 | 0 | 0 | 0 | 0 | 0 | 0 | 0 | 0 | 0 | 0 | 0 | 0 | 0 | 0 | 0 | 0 | 0 | 0 | 0 | 0 | 0 | 0 | 0 | 0 | 0 | 0 | 0 | 0 | 0
F7_Industrial_Stone, Clay, and Glass_Existing_Space Heating_Natural Gas_Insulation - Ducting_A_Achievable Technical Potential | F7 | Industrial | Stone, Clay, and Glass | Existing | Space Heating | Natural Gas | Insulation - Ducting | A | Cumulative Energy Savings (MWh or mTherms) | Achievable Technical Potential | 0 | 0 | 0 | 0 | 0 | 0.00062257 | 0.0013595 | 0.0022095 | 0.0031332 | 0.0041052 | 0.0051278 | 0.0061411 | 0.007062 | 0.0077787 | 0.0083119 | 0.0085942 | 0.0086883 | 0.0086227 | 0.0084604 | 0.008302 | 0.0081286 | 0.0079669 | 0.0078205 | 0.0077035 | 0.0075955 | 0.0075127 | 0.0074391 | 0.0073704 | 0 | 0 | 0
F8_Industrial_Stone, Clay, and Glass_Existing_Space Heating_Natural Gas_Insulation - Ducting_A_Achievable Technical Potential | F8 | Industrial | Stone, Clay, and Glass | Existing | Space Heating | Natural Gas | Insulation - Ducting | A | Cumulative Summer Peak Savings (MW) | Achievable Technical Potential | 0 | 0 | 0 | 0 | 0 | 0 | 0 | 0 | 0 | 0 | 0 | 0 | 0 | 0 | 0 | 0 | 0 | 0 | 0 | 0 | 0 | 0 | 0 | 0 | 0 | 0 | 0 | 0 | 0 | 0 | 0
F9_Industrial_Stone, Clay, and Glass_Existing_Space Heating_Natural Gas_Insulation - Ducting_A_Achievable Technical Potential | F9 | Industrial | Stone, Clay, and Glass | Existing | Space Heating | Natural Gas | Insulation - Ducting | A | Cumulative Winter Peak Savings (MW) | Achievable Technical Potential | 0 | 0 | 0 | 0 | 0 | 0 | 0 | 0 | 0 | 0 | 0 | 0 | 0 | 0 | 0 | 0 | 0 | 0 | 0 | 0 | 0 | 0 | 0 | 0 | 0 | 0 | 0 | 0 | 0 | 0 | 0
F10_Industrial_Stone, Clay, and Glass_Existing_Space Heating_Natural Gas_Insulation - Ducting_A_Achievable Technical Potential | F10 | Industrial | Stone, Clay, and Glass | Existing | Space Heating | Natural Gas | Insulation - Ducting | A | Purchases (Incremental) | Achievable Technical Potential | 0 | 0 | 0 | 0 | 0 | 384.344 | 471.6542 | 573.7629 | 666.4084 | 760.7517 | 878.1156 | 960.6741 | 979.4038 | 908.3141 | 783.7539 | 600.7181 | 397.6196 | 229.7139 | 109.6164 | 46.4311 | 16.8142 | 5.2316 | 1.1361 | 0.18611 | 0.022269 | 0 | 0 | 0 | 0 | 0 | 0
F11_Industrial_Stone, Clay, and Glass_Existing_Space Heating_Natural Gas_Insulation - Ducting_A_Achievable Technical Potential | F11 | Industrial | Stone, Clay, and Glass | Existing | Space Heating | Natural Gas | Insulation - Ducting | A | Purchases (Cumulative) | Achievable Technical Potential | 0 | 0 | 0 | 0 | 0 | 384.344 | 855.9982 | 1429.7611 | 2096.1696 | 2856.9213 | 3735.0369 | 4695.711 | 5675.1148 | 6583.4289 | 7367.1828 | 7967.9009 | 8365.5204 | 8595.2343 | 8704.8507 | 8751.2818 | 8768.096 | 8773.3276 | 8774.4637 | 8774.6498 | 8774.672 | 8774.672 | 8774.672 | 8774.672 | 8774.672 | 8774.672 | 8774.672
F1_Industrial_Stone, Clay, and Glass_Existing_Space Heating_Natural Gas_HVAC - Duct Repair and Sealing_A_Achievable Technical Potential | F1 | Industrial | Stone, Clay, and Glass | Existing | Space Heating | Natural Gas | HVAC - Duct Repair and Sealing | A | Integrated Unit Energy Savings (kWh or therms) | Achievable Technical Potential | 0 | 0 | 0 | 0 | 0 | 0.0038168 | 0.0037477 | 0.0036543 | 0.0035446 | 0.0034197 | 0.0032813 | 0.0031399 | 0.0030011 | 0.0028628 | 0.0027435 | 0.0026318 | 0.0025404 | 0.002459 | 0.0023866 | 0.0023316 | 0.0022806 | 0.0022355 | 0.0021954 | 0.0021633 | 0.0021337 | 0.0021108 | 0.0020904 | 0.0020713 | 0.0030839 | 0.0030649 | 0.0030471
F2_Industrial_Stone, Clay, and Glass_Existing_Space Heating_Natural Gas_HVAC - Duct Repair and Sealing_A_Achievable Technical Potential | F2 | Industrial | Stone, Clay, and Glass | Existing | Space Heating | Natural Gas | HVAC - Duct Repair and Sealing | A | Integrated Unit Summer Peak Savings (kW) | Achievable Technical Potential | 0 | 0 | 0 | 0 | 0 | 0 | 0 | 0 | 0 | 0 | 0 | 0 | 0 | 0 | 0 | 0 | 0 | 0 | 0 | 0 | 0 | 0 | 0 | 0 | 0 | 0 | 0 | 0 | 0 | 0 | 0
F3_Industrial_Stone, Clay, and Glass_Existing_Space Heating_Natural Gas_HVAC - Duct Repair and Sealing_A_Achievable Technical Potential | F3 | Industrial | Stone, Clay, and Glass | Existing | Space Heating | Natural Gas | HVAC - Duct Repair and Sealing | A | Integrated Unit Winter Peak Savings (kW) | Achievable Technical Potential | 0 | 0 | 0 | 0 | 0 | 0 | 0 | 0 | 0 | 0 | 0 | 0 | 0 | 0 | 0 | 0 | 0 | 0 | 0 | 0 | 0 | 0 | 0 | 0 | 0 | 0 | 0 | 0 | 0 | 0 | 0
F4_Industrial_Stone, Clay, and Glass_Existing_Space Heating_Natural Gas_HVAC - Duct Repair and Sealing_A_Achievable Technical Potential | F4 | Industrial | Stone, Clay, and Glass | Existing | Space Heating | Natural Gas | HVAC - Duct Repair and Sealing | A | Incremental Energy Savings (MWh or mTherms) | Achievable Technical Potential | 0 | 0 | 0 | 0 | 0 | 0.0029851 | 0.0029295 | 0.0028396 | 0.0027558 | 0.0026609 | 0.0025208 | 0.0024056 | 0.0022946 | 0.0021541 | 0.0020722 | 0.0019689 | 0.0019008 | 0.0018306 | 0.0017608 | 0.0017223 | 0.0016777 | 0.0016381 | 0.0016028 | 0.001574 | 0.0015476 | 0 | 0 | 0 | 0 | 0 | 0
F5_Industrial_Stone, Clay, and Glass_Existing_Space Heating_Natural Gas_HVAC - Duct Repair and Sealing_A_Achievable Technical Potential | F5 | Industrial | Stone, Clay, and Glass | Existing | Space Heating | Natural Gas | HVAC - Duct Repair and Sealing | A | Incremental Summer Peak Savings (MW) | Achievable Technical Potential | 0 | 0 | 0 | 0 | 0 | 0 | 0 | 0 | 0 | 0 | 0 | 0 | 0 | 0 | 0 | 0 | 0 | 0 | 0 | 0 | 0 | 0 | 0 | 0 | 0 | 0 | 0 | 0 | 0 | 0 | 0
F6_Industrial_Stone, Clay, and Glass_Existing_Space Heating_Natural Gas_HVAC - Duct Repair and Sealing_A_Achievable Technical Potential | F6 | Industrial | Stone, Clay, and Glass | Existing | Space Heating | Natural Gas | HVAC - Duct Repair and Sealing | A | Incremental Winter Peak Savings (MW) | Achievable Technical Potential | 0 | 0 | 0 | 0 | 0 | 0 | 0 | 0 | 0 | 0 | 0 | 0 | 0 | 0 | 0 | 0 | 0 | 0 | 0 | 0 | 0 | 0 | 0 | 0 | 0 | 0 | 0 | 0 | 0 | 0 | 0
F7_Industrial_Stone, Clay, and Glass_Existing_Space Heating_Natural Gas_HVAC - Duct Repair and Sealing_A_Achievable Technical Potential | F7 | Industrial | Stone, Clay, and Glass | Existing | Space Heating | Natural Gas | HVAC - Duct Repair and Sealing | A | Cumulative Energy Savings (MWh or mTherms) | Achievable Technical Potential | 0 | 0 | 0 | 0 | 0 | 0.0029851 | 0.0058606 | 0.0085541 | 0.011053 | 0.013325 | 0.015306 | 0.017052 | 0.018593 | 0.01989 | 0.021133 | 0.022242 | 0.023371 | 0.024452 | 0.025492 | 0.026628 | 0.027723 | 0.028813 | 0.029899 | 0.031036 | 0.032159 | 0.031813 | 0.031505 | 0.031218 | 0 | 0 | 0
F8_Industrial_Stone, Clay, and Glass_Existing_Space Heating_Natural Gas_HVAC - Duct Repair and Sealing_A_Achievable Technical Potential | F8 | Industrial | Stone, Clay, and Glass | Existing | Space Heating | Natural Gas | HVAC - Duct Repair and Sealing | A | Cumulative Summer Peak Savings (MW) | Achievable Technical Potential | 0 | 0 | 0 | 0 | 0 | 0 | 0 | 0 | 0 | 0 | 0 | 0 | 0 | 0 | 0 | 0 | 0 | 0 | 0 | 0 | 0 | 0 | 0 | 0 | 0 | 0 | 0 | 0 | 0 | 0 | 0
F9_Industrial_Stone, Clay, and Glass_Existing_Space Heating_Natural Gas_HVAC - Duct Repair and Sealing_A_Achievable Technical Potential | F9 | Industrial | Stone, Clay, and Glass | Existing | Space Heating | Natural Gas | HVAC - Duct Repair and Sealing | A | Cumulative Winter Peak Savings (MW) | Achievable Technical Potential | 0 | 0 | 0 | 0 | 0 | 0 | 0 | 0 | 0 | 0 | 0 | 0 | 0 | 0 | 0 | 0 | 0 | 0 | 0 | 0 | 0 | 0 | 0 | 0 | 0 | 0 | 0 | 0 | 0 | 0 | 0
F10_Industrial_Stone, Clay, and Glass_Existing_Space Heating_Natural Gas_HVAC - Duct Repair and Sealing_A_Achievable Technical Potential | F10 | Industrial | Stone, Clay, and Glass | Existing | Space Heating | Natural Gas | HVAC - Duct Repair and Sealing | A | Purchases (Incremental) | Achievable Technical Potential | 0 | 0 | 0 | 0 | 0 | 782.0954 | 781.6662 | 777.0564 | 777.4765 | 778.1194 | 768.2381 | 766.1387 | 764.5831 | 752.4418 | 755.3147 | 748.1118 | 748.2088 | 744.4431 | 737.8027 | 738.6767 | 735.6221 | 732.761 | 730.0911 | 727.61 | 725.3155 | 0 | 0 | 0 | 0 | 0 | 0
F11_Industrial_Stone, Clay, and Glass_Existing_Space Heating_Natural Gas_HVAC - Duct Repair and Sealing_A_Achievable Technical Potential | F11 | Industrial | Stone, Clay, and Glass | Existing | Space Heating | Natural Gas | HVAC - Duct Repair and Sealing | A | Purchases (Cumulative) | Achievable Technical Potential | 0 | 0 | 0 | 0 | 0 | 782.0954 | 1563.7616 | 2340.818 | 3118.2945 | 3896.4139 | 4664.6519 | 5430.7907 | 6195.3738 | 6947.8156 | 7703.1303 | 8451.2421 | 9199.4509 | 9943.894 | 10681.6967 | 11420.3734 | 12155.9954 | 12888.7564 | 13618.8475 | 14346.4574 | 15071.7729 | 15071.7729 | 15071.7729 | 15071.7729 | 15071.7729 | 15071.7729 | 15071.7729
F1_Industrial_Stone, Clay, and Glass_Existing_Space Heating_Natural Gas_Windows - High Efficiency_A_Achievable Technical Potential | F1 | Industrial | Stone, Clay, and Glass | Existing | Space Heating | Natural Gas | Windows - High Efficiency | A | Integrated Unit Energy Savings (kWh or therms) | Achievable Technical Potential | 0 | 0 | 0 | 0 | 0 | 0.0056461 | 0.005552 | 0.0054253 | 0.0052695 | 0.0050862 | 0.0048775 | 0.0046628 | 0.0044497 | 0.0042345 | 0.0040516 | 0.0038777 | 0.0037367 | 0.003612 | 0.0035015 | 0.0034213 | 0.0033471 | 0.0032816 | 0.0032268 | 0.0031843 | 0.0031454 | 0.0031205 | 0.003099 | 0.003079 | 0 | 0 | 0
F2_Industrial_Stone, Clay, and Glass_Existing_Space Heating_Natural Gas_Windows - High Efficiency_A_Achievable Technical Potential | F2 | Industrial | Stone, Clay, and Glass | Existing | Space Heating | Natural Gas | Windows - High Efficiency | A | Integrated Unit Summer Peak Savings (kW) | Achievable Technical Potential | 0 | 0 | 0 | 0 | 0 | 0 | 0 | 0 | 0 | 0 | 0 | 0 | 0 | 0 | 0 | 0 | 0 | 0 | 0 | 0 | 0 | 0 | 0 | 0 | 0 | 0 | 0 | 0 | 0 | 0 | 0
F3_Industrial_Stone, Clay, and Glass_Existing_Space Heating_Natural Gas_Windows - High Efficiency_A_Achievable Technical Potential | F3 | Industrial | Stone, Clay, and Glass | Existing | Space Heating | Natural Gas | Windows - High Efficiency | A | Integrated Unit Winter Peak Savings (kW) | Achievable Technical Potential | 0 | 0 | 0 | 0 | 0 | 0 | 0 | 0 | 0 | 0 | 0 | 0 | 0 | 0 | 0 | 0 | 0 | 0 | 0 | 0 | 0 | 0 | 0 | 0 | 0 | 0 | 0 | 0 | 0 | 0 | 0
F4_Industrial_Stone, Clay, and Glass_Existing_Space Heating_Natural Gas_Windows - High Efficiency_A_Achievable Technical Potential | F4 | Industrial | Stone, Clay, and Glass | Existing | Space Heating | Natural Gas | Windows - High Efficiency | A | Incremental Energy Savings (MWh or mTherms) | Achievable Technical Potential | 0 | 0 | 0 | 0 | 0 | 0.0034845 | 0.0068455 | 0.011807 | 0.018664 | 0.027367 | 0.03711 | 0.048125 | 0.059416 | 0.068823 | 0.07795 | 0.082901 | 0.084997 | 0.082087 | 0.074344 | 0.063945 | 0.05152 | 0.038477 | 0.026098 | 0.016398 | 0.01053 | 0 | 0 | 0 | 0 | 0 | 0
F5_Industrial_Stone, Clay, and Glass_Existing_Space Heating_Natural Gas_Windows - High Efficiency_A_Achievable Technical Potential | F5 | Industrial | Stone, Clay, and Glass | Existing | Space Heating | Natural Gas | Windows - High Efficiency | A | Incremental Summer Peak Savings (MW) | Achievable Technical Potential | 0 | 0 | 0 | 0 | 0 | 0 | 0 | 0 | 0 | 0 | 0 | 0 | 0 | 0 | 0 | 0 | 0 | 0 | 0 | 0 | 0 | 0 | 0 | 0 | 0 | 0 | 0 | 0 | 0 | 0 | 0
F6_Industrial_Stone, Clay, and Glass_Existing_Space Heating_Natural Gas_Windows - High Efficiency_A_Achievable Technical Potential | F6 | Industrial | Stone, Clay, and Glass | Existing | Space Heating | Natural Gas | Windows - High Efficiency | A | Incremental Winter Peak Savings (MW) | Achievable Technical Potential | 0 | 0 | 0 | 0 | 0 | 0 | 0 | 0 | 0 | 0 | 0 | 0 | 0 | 0 | 0 | 0 | 0 | 0 | 0 | 0 | 0 | 0 | 0 | 0 | 0 | 0 | 0 | 0 | 0 | 0 | 0
F7_Industrial_Stone, Clay, and Glass_Existing_Space Heating_Natural Gas_Windows - High Efficiency_A_Achievable Technical Potential | F7 | Industrial | Stone, Clay, and Glass | Existing | Space Heating | Natural Gas | Windows - High Efficiency | A | Cumulative Energy Savings (MWh or mTherms) | Achievable Technical Potential | 0 | 0 | 0 | 0 | 0 | 0.0034845 | 0.010272 | 0.021844 | 0.039881 | 0.065861 | 0.10027 | 0.14398 | 0.19682 | 0.25612 | 0.32301 | 0.39204 | 0.46279 | 0.52943 | 0.58757 | 0.63807 | 0.67574 | 0.701 | 0.71539 | 0.72237 | 0.72407 | 0.71834 | 0.71338 | 0.70878 | 0 | 0 | 0
F8_Industrial_Stone, Clay, and Glass_Existing_Space Heating_Natural Gas_Windows - High Efficiency_A_Achievable Technical Potential | F8 | Industrial | Stone, Clay, and Glass | Existing | Space Heating | Natural Gas | Windows - High Efficiency | A | Cumulative Summer Peak Savings (MW) | Achievable Technical Potential | 0 | 0 | 0 | 0 | 0 | 0 | 0 | 0 | 0 | 0 | 0 | 0 | 0 | 0 | 0 | 0 | 0 | 0 | 0 | 0 | 0 | 0 | 0 | 0 | 0 | 0 | 0 | 0 | 0 | 0 | 0
F9_Industrial_Stone, Clay, and Glass_Existing_Space Heating_Natural Gas_Windows - High Efficiency_A_Achievable Technical Potential | F9 | Industrial | Stone, Clay, and Glass | Existing | Space Heating | Natural Gas | Windows - High Efficiency | A | Cumulative Winter Peak Savings (MW) | Achievable Technical Potential | 0 | 0 | 0 | 0 | 0 | 0 | 0 | 0 | 0 | 0 | 0 | 0 | 0 | 0 | 0 | 0 | 0 | 0 | 0 | 0 | 0 | 0 | 0 | 0 | 0 | 0 | 0 | 0 | 0 | 0 | 0
F10_Industrial_Stone, Clay, and Glass_Existing_Space Heating_Natural Gas_Windows - High Efficiency_A_Achievable Technical Potential | F10 | Industrial | Stone, Clay, and Glass | Existing | Space Heating | Natural Gas | Windows - High Efficiency | A | Purchases (Incremental) | Achievable Technical Potential | 0 | 0 | 0 | 0 | 0 | 617.1526 | 1232.9704 | 2176.2844 | 3541.9387 | 5380.6137 | 7608.3278 | 10321.1337 | 13352.7501 | 16252.7972 | 19239.0849 | 21379.1618 | 22746.3544 | 22726.3561 | 21232.3277 | 18690.078 | 15392.5717 | 11725.0096 | 8087.7377 | 5149.6061 | 3347.8481 | 0 | 0 | 0 | 0 | 0 | 0
F11_Industrial_Stone, Clay, and Glass_Existing_Space Heating_Natural Gas_Windows - High Efficiency_A_Achievable Technical Potential | F11 | Industrial | Stone, Clay, and Glass | Existing | Space Heating | Natural Gas | Windows - High Efficiency | A | Purchases (Cumulative) | Achievable Technical Potential | 0 | 0 | 0 | 0 | 0 | 617.1526 | 1850.123 | 4026.4074 | 7568.3461 | 12948.9598 | 20557.2876 | 30878.4213 | 44231.1714 | 60483.9686 | 79723.0534 | 101102.2152 | 123848.5696 | 146574.9258 | 167807.2534 | 186497.3315 | 201889.9032 | 213614.9128 | 221702.6505 | 226852.2566 | 230200.1047 | 230200.1047 | 230200.1047 | 230200.1047 | 230200.1047 | 230200.1047 | 230200.1047
F1_Industrial_Stone, Clay, and Glass_Existing_Space Heating_Natural Gas_Gas Boiler - Maintenance_A_Achievable Technical Potential | F1 | Industrial | Stone, Clay, and Glass | Existing | Space Heating | Natural Gas | Gas Boiler - Maintenance | A | Integrated Unit Energy Savings (kWh or therms) | Achievable Technical Potential | 0 | 0 | 0 | 0 | 0 | 7.0135 | 6.9618 | 6.9087 | 6.8532 | 6.7953 | 6.7361 | 6.6754 | 6.6129 | 6.5477 | 6.4768 | 6.408 | 6.3389 | 6.2708 | 6.2038 | 6.1394 | 6.0776 | 6.0141 | 5.9562 | 5.9053 | 5.8555 | 5.8103 | 5.7716 | 5.7359 | 6.0601 | 6.0352 | 6.0125
F2_Industrial_Stone, Clay, and Glass_Existing_Space Heating_Natural Gas_Gas Boiler - Maintenance_A_Achievable Technical Potential | F2 | Industrial | Stone, Clay, and Glass | Existing | Space Heating | Natural Gas | Gas Boiler - Maintenance | A | Integrated Unit Summer Peak Savings (kW) | Achievable Technical Potential | 0 | 0 | 0 | 0 | 0 | 0 | 0 | 0 | 0 | 0 | 0 | 0 | 0 | 0 | 0 | 0 | 0 | 0 | 0 | 0 | 0 | 0 | 0 | 0 | 0 | 0 | 0 | 0 | 0 | 0 | 0
F3_Industrial_Stone, Clay, and Glass_Existing_Space Heating_Natural Gas_Gas Boiler - Maintenance_A_Achievable Technical Potential | F3 | Industrial | Stone, Clay, and Glass | Existing | Space Heating | Natural Gas | Gas Boiler - Maintenance | A | Integrated Unit Winter Peak Savings (kW) | Achievable Technical Potential | 0 | 0 | 0 | 0 | 0 | 0 | 0 | 0 | 0 | 0 | 0 | 0 | 0 | 0 | 0 | 0 | 0 | 0 | 0 | 0 | 0 | 0 | 0 | 0 | 0 | 0 | 0 | 0 | 0 | 0 | 0
F4_Industrial_Stone, Clay, and Glass_Existing_Space Heating_Natural Gas_Gas Boiler - Maintenance_A_Achievable Technical Potential | F4 | Industrial | Stone, Clay, and Glass | Existing | Space Heating | Natural Gas | Gas Boiler - Maintenance | A | Incremental Energy Savings (MWh or mTherms) | Achievable Technical Potential | 0 | 0 | 0 | 0 | 0 | 0.003326 | 0.0023129 | 0.0015795 | 0.0012209 | 0.0010615 | 0.00089902 | 0.00076115 | 0.00063932 | 0.00052559 | 0.00043771 | 0.00035791 | 0.00027577 | 0.0002114 | 0.00016142 | 0.00012456 | 0.00011275 | 8.6979e-05 | 7.3908e-05 | 6.1248e-05 | 4.8898e-05 | 0 | 0 | 0 | 0 | 0 | 0
F5_Industrial_Stone, Clay, and Glass_Existing_Space Heating_Natural Gas_Gas Boiler - Maintenance_A_Achievable Technical Potential | F5 | Industrial | Stone, Clay, and Glass | Existing | Space Heating | Natural Gas | Gas Boiler - Maintenance | A | Incremental Summer Peak Savings (MW) | Achievable Technical Potential | 0 | 0 | 0 | 0 | 0 | 0 | 0 | 0 | 0 | 0 | 0 | 0 | 0 | 0 | 0 | 0 | 0 | 0 | 0 | 0 | 0 | 0 | 0 | 0 | 0 | 0 | 0 | 0 | 0 | 0 | 0
F6_Industrial_Stone, Clay, and Glass_Existing_Space Heating_Natural Gas_Gas Boiler - Maintenance_A_Achievable Technical Potential | F6 | Industrial | Stone, Clay, and Glass | Existing | Space Heating | Natural Gas | Gas Boiler - Maintenance | A | Incremental Winter Peak Savings (MW) | Achievable Technical Potential | 0 | 0 | 0 | 0 | 0 | 0 | 0 | 0 | 0 | 0 | 0 | 0 | 0 | 0 | 0 | 0 | 0 | 0 | 0 | 0 | 0 | 0 | 0 | 0 | 0 | 0 | 0 | 0 | 0 | 0 | 0
F7_Industrial_Stone, Clay, and Glass_Existing_Space Heating_Natural Gas_Gas Boiler - Maintenance_A_Achievable Technical Potential | F7 | Industrial | Stone, Clay, and Glass | Existing | Space Heating | Natural Gas | Gas Boiler - Maintenance | A | Cumulative Energy Savings (MWh or mTherms) | Achievable Technical Potential | 0 | 0 | 0 | 0 | 0 | 0.003326 | 0.0056144 | 0.007151 | 0.0083145 | 0.0093058 | 0.010124 | 0.010794 | 0.011332 | 0.011746 | 0.012056 | 0.012286 | 0.012429 | 0.012507 | 0.012535 | 0.01253 | 0.012516 | 0.012472 | 0.012426 | 0.012381 | 0.012326 | 0.012231 | 0.012149 | 0.012074 | 0 | 0 | 0
F8_Industrial_Stone, Clay, and Glass_Existing_Space Heating_Natural Gas_Gas Boiler - Maintenance_A_Achievable Technical Potential | F8 | Industrial | Stone, Clay, and Glass | Existing | Space Heating | Natural Gas | Gas Boiler - Maintenance | A | Cumulative Summer Peak Savings (MW) | Achievable Technical Potential | 0 | 0 | 0 | 0 | 0 | 0 | 0 | 0 | 0 | 0 | 0 | 0 | 0 | 0 | 0 | 0 | 0 | 0 | 0 | 0 | 0 | 0 | 0 | 0 | 0 | 0 | 0 | 0 | 0 | 0 | 0
F9_Industrial_Stone, Clay, and Glass_Existing_Space Heating_Natural Gas_Gas Boiler - Maintenance_A_Achievable Technical Potential | F9 | Industrial | Stone, Clay, and Glass | Existing | Space Heating | Natural Gas | Gas Boiler - Maintenance | A | Cumulative Winter Peak Savings (MW) | Achievable Technical Potential | 0 | 0 | 0 | 0 | 0 | 0 | 0 | 0 | 0 | 0 | 0 | 0 | 0 | 0 | 0 | 0 | 0 | 0 | 0 | 0 | 0 | 0 | 0 | 0 | 0 | 0 | 0 | 0 | 0 | 0 | 0
F10_Industrial_Stone, Clay, and Glass_Existing_Space Heating_Natural Gas_Gas Boiler - Maintenance_A_Achievable Technical Potential | F10 | Industrial | Stone, Clay, and Glass | Existing | Space Heating | Natural Gas | Gas Boiler - Maintenance | A | Purchases (Incremental) | Achievable Technical Potential | 0 | 0 | 0 | 0 | 0 | 0.47423 | 0.33222 | 0.22863 | 0.17815 | 0.15622 | 0.13346 | 0.11402 | 0.096677 | 0.080271 | 0.067581 | 0.055854 | 0.043505 | 0.033711 | 0.02602 | 0.020288 | 0.018552 | 0.014463 | 0.012408 | 0.010372 | 0.0083507 | 0 | 0 | 0 | 0 | 0 | 0
F11_Industrial_Stone, Clay, and Glass_Existing_Space Heating_Natural Gas_Gas Boiler - Maintenance_A_Achievable Technical Potential | F11 | Industrial | Stone, Clay, and Glass | Existing | Space Heating | Natural Gas | Gas Boiler - Maintenance | A | Purchases (Cumulative) | Achievable Technical Potential | 0 | 0 | 0 | 0 | 0 | 0.47423 | 0.80645 | 1.0351 | 1.2132 | 1.3694 | 1.5029 | 1.6169 | 1.7136 | 1.7939 | 1.8615 | 1.9173 | 1.9608 | 1.9945 | 2.0206 | 2.0408 | 2.0594 | 2.0739 | 2.0863 | 2.0966 | 2.105 | 2.105 | 2.105 | 2.105 | 2.105 | 2.105 | 2.105
F1_Industrial_Stone, Clay, and Glass_Existing_Process_Natural Gas_Gas Boiler - Maintenance_A_Achievable Technical Potential | F1 | Industrial | Stone, Clay, and Glass | Existing | Process | Natural Gas | Gas Boiler - Maintenance | A | Integrated Unit Energy Savings (kWh or therms) | Achievable Technical Potential | 0 | 0 | 0 | 0 | 0 | 4.2096 | 4.2096 | 4.2096 | 4.2096 | 4.2096 | 4.2096 | 4.2096 | 4.2096 | 4.2096 | 4.2096 | 4.2096 | 4.2096 | 4.2096 | 4.2096 | 4.2096 | 4.2096 | 4.2096 | 4.2096 | 4.2096 | 4.2096 | 4.2096 | 4.2096 | 4.2096 | 4.2096 | 4.2096 | 4.2096
F2_Industrial_Stone, Clay, and Glass_Existing_Process_Natural Gas_Gas Boiler - Maintenance_A_Achievable Technical Potential | F2 | Industrial | Stone, Clay, and Glass | Existing | Process | Natural Gas | Gas Boiler - Maintenance | A | Integrated Unit Summer Peak Savings (kW) | Achievable Technical Potential | 0 | 0 | 0 | 0 | 0 | 0 | 0 | 0 | 0 | 0 | 0 | 0 | 0 | 0 | 0 | 0 | 0 | 0 | 0 | 0 | 0 | 0 | 0 | 0 | 0 | 0 | 0 | 0 | 0 | 0 | 0
F3_Industrial_Stone, Clay, and Glass_Existing_Process_Natural Gas_Gas Boiler - Maintenance_A_Achievable Technical Potential | F3 | Industrial | Stone, Clay, and Glass | Existing | Process | Natural Gas | Gas Boiler - Maintenance | A | Integrated Unit Winter Peak Savings (kW) | Achievable Technical Potential | 0 | 0 | 0 | 0 | 0 | 0 | 0 | 0 | 0 | 0 | 0 | 0 | 0 | 0 | 0 | 0 | 0 | 0 | 0 | 0 | 0 | 0 | 0 | 0 | 0 | 0 | 0 | 0 | 0 | 0 | 0
F4_Industrial_Stone, Clay, and Glass_Existing_Process_Natural Gas_Gas Boiler - Maintenance_A_Achievable Technical Potential | F4 | Industrial | Stone, Clay, and Glass | Existing | Process | Natural Gas | Gas Boiler - Maintenance | A | Incremental Energy Savings (MWh or mTherms) | Achievable Technical Potential | 0 | 0 | 0 | 0 | 0 | 0.022133 | 0.015505 | 0.010671 | 0.0083147 | 0.007291 | 0.006229 | 0.0053217 | 0.0045121 | 0.0037464 | 0.0031542 | 0.0026068 | 0.0020305 | 0.0015734 | 0.0012144 | 0.0009469 | 0.00086586 | 0.000675 | 0.00057913 | 0.00048407 | 0.00038975 | 0 | 0 | 0 | 0 | 0 | 0
F5_Industrial_Stone, Clay, and Glass_Existing_Process_Natural Gas_Gas Boiler - Maintenance_A_Achievable Technical Potential | F5 | Industrial | Stone, Clay, and Glass | Existing | Process | Natural Gas | Gas Boiler - Maintenance | A | Incremental Summer Peak Savings (MW) | Achievable Technical Potential | 0 | 0 | 0 | 0 | 0 | 0 | 0 | 0 | 0 | 0 | 0 | 0 | 0 | 0 | 0 | 0 | 0 | 0 | 0 | 0 | 0 | 0 | 0 | 0 | 0 | 0 | 0 | 0 | 0 | 0 | 0
F6_Industrial_Stone, Clay, and Glass_Existing_Process_Natural Gas_Gas Boiler - Maintenance_A_Achievable Technical Potential | F6 | Industrial | Stone, Clay, and Glass | Existing | Process | Natural Gas | Gas Boiler - Maintenance | A | Incremental Winter Peak Savings (MW) | Achievable Technical Potential | 0 | 0 | 0 | 0 | 0 | 0 | 0 | 0 | 0 | 0 | 0 | 0 | 0 | 0 | 0 | 0 | 0 | 0 | 0 | 0 | 0 | 0 | 0 | 0 | 0 | 0 | 0 | 0 | 0 | 0 | 0
F7_Industrial_Stone, Clay, and Glass_Existing_Process_Natural Gas_Gas Boiler - Maintenance_A_Achievable Technical Potential | F7 | Industrial | Stone, Clay, and Glass | Existing | Process | Natural Gas | Gas Boiler - Maintenance | A | Cumulative Energy Savings (MWh or mTherms) | Achievable Technical Potential | 0 | 0 | 0 | 0 | 0 | 0.022133 | 0.037639 | 0.048309 | 0.056624 | 0.063915 | 0.070144 | 0.075466 | 0.079978 | 0.083724 | 0.086878 | 0.089485 | 0.091516 | 0.093089 | 0.094303 | 0.09525 | 0.096116 | 0.096791 | 0.09737 | 0.097854 | 0.098244 | 0.098244 | 0.098244 | 0.098244 | 0 | 0 | 0
F8_Industrial_Stone, Clay, and Glass_Existing_Process_Natural Gas_Gas Boiler - Maintenance_A_Achievable Technical Potential | F8 | Industrial | Stone, Clay, and Glass | Existing | Process | Natural Gas | Gas Boiler - Maintenance | A | Cumulative Summer Peak Savings (MW) | Achievable Technical Potential | 0 | 0 | 0 | 0 | 0 | 0 | 0 | 0 | 0 | 0 | 0 | 0 | 0 | 0 | 0 | 0 | 0 | 0 | 0 | 0 | 0 | 0 | 0 | 0 | 0 | 0 | 0 | 0 | 0 | 0 | 0
F9_Industrial_Stone, Clay, and Glass_Existing_Process_Natural Gas_Gas Boiler - Maintenance_A_Achievable Technical Potential | F9 | Industrial | Stone, Clay, and Glass | Existing | Process | Natural Gas | Gas Boiler - Maintenance | A | Cumulative Winter Peak Savings (MW) | Achievable Technical Potential | 0 | 0 | 0 | 0 | 0 | 0 | 0 | 0 | 0 | 0 | 0 | 0 | 0 | 0 | 0 | 0 | 0 | 0 | 0 | 0 | 0 | 0 | 0 | 0 | 0 | 0 | 0 | 0 | 0 | 0 | 0
F10_Industrial_Stone, Clay, and Glass_Existing_Process_Natural Gas_Gas Boiler - Maintenance_A_Achievable Technical Potential | F10 | Industrial | Stone, Clay, and Glass | Existing | Process | Natural Gas | Gas Boiler - Maintenance | A | Purchases (Incremental) | Achievable Technical Potential | 0 | 0 | 0 | 0 | 0 | 5.2579 | 3.6833 | 2.5348 | 1.9752 | 1.732 | 1.4797 | 1.2642 | 1.0719 | 0.88997 | 0.74928 | 0.61926 | 0.48234 | 0.37376 | 0.28849 | 0.22494 | 0.20569 | 0.16035 | 0.13757 | 0.11499 | 0.092585 | 0 | 0 | 0 | 0 | 0 | 0
F11_Industrial_Stone, Clay, and Glass_Existing_Process_Natural Gas_Gas Boiler - Maintenance_A_Achievable Technical Potential | F11 | Industrial | Stone, Clay, and Glass | Existing | Process | Natural Gas | Gas Boiler - Maintenance | A | Purchases (Cumulative) | Achievable Technical Potential | 0 | 0 | 0 | 0 | 0 | 5.2579 | 8.9412 | 11.476 | 13.4512 | 15.1831 | 16.6629 | 17.927 | 18.9989 | 19.8889 | 20.6381 | 21.2574 | 21.7397 | 22.1135 | 22.402 | 22.6269 | 22.8326 | 22.993 | 23.1305 | 23.2455 | 23.3381 | 23.3381 | 23.3381 | 23.3381 | 23.3381 | 23.3381 | 23.3381
F1_Industrial_Stone, Clay, and Glass_Existing_Space Heating_Natural Gas_Gas Furnace - Maintenance_A_Achievable Technical Potential | F1 | Industrial | Stone, Clay, and Glass | Existing | Space Heating | Natural Gas | Gas Furnace - Maintenance | A | Integrated Unit Energy Savings (kWh or therms) | Achievable Technical Potential | 0 | 0 | 0 | 0 | 0 | 0.0091791 | 0.0090792 | 0.0089546 | 0.0088261 | 0.0086943 | 0.0085611 | 0.0084272 | 0.0082972 | 0.0081682 | 0.0080371 | 0.0079148 | 0.0077977 | 0.0076858 | 0.0075785 | 0.0074757 | 0.0073759 | 0.0072767 | 0.0071812 | 0.0070954 | 0.0070139 | 0.0069454 | 0.0068847 | 0.0068276 | 0.0073847 | 0.0073392 | 0.0072965
F2_Industrial_Stone, Clay, and Glass_Existing_Space Heating_Natural Gas_Gas Furnace - Maintenance_A_Achievable Technical Potential | F2 | Industrial | Stone, Clay, and Glass | Existing | Space Heating | Natural Gas | Gas Furnace - Maintenance | A | Integrated Unit Summer Peak Savings (kW) | Achievable Technical Potential | 0 | 0 | 0 | 0 | 0 | 0 | 0 | 0 | 0 | 0 | 0 | 0 | 0 | 0 | 0 | 0 | 0 | 0 | 0 | 0 | 0 | 0 | 0 | 0 | 0 | 0 | 0 | 0 | 0 | 0 | 0
F3_Industrial_Stone, Clay, and Glass_Existing_Space Heating_Natural Gas_Gas Furnace - Maintenance_A_Achievable Technical Potential | F3 | Industrial | Stone, Clay, and Glass | Existing | Space Heating | Natural Gas | Gas Furnace - Maintenance | A | Integrated Unit Winter Peak Savings (kW) | Achievable Technical Potential | 0 | 0 | 0 | 0 | 0 | 0 | 0 | 0 | 0 | 0 | 0 | 0 | 0 | 0 | 0 | 0 | 0 | 0 | 0 | 0 | 0 | 0 | 0 | 0 | 0 | 0 | 0 | 0 | 0 | 0 | 0
F4_Industrial_Stone, Clay, and Glass_Existing_Space Heating_Natural Gas_Gas Furnace - Maintenance_A_Achievable Technical Potential | F4 | Industrial | Stone, Clay, and Glass | Existing | Space Heating | Natural Gas | Gas Furnace - Maintenance | A | Incremental Energy Savings (MWh or mTherms) | Achievable Technical Potential | 0 | 0 | 0 | 0 | 0 | 1.3889e-05 | 9.6238e-06 | 6.532e-06 | 5.0169e-06 | 4.3335e-06 | 3.6455e-06 | 3.0658e-06 | 2.5593e-06 | 2.092e-06 | 1.733e-06 | 1.4105e-06 | 1.0824e-06 | 8.2668e-07 | 6.2916e-07 | 4.8392e-07 | 4.366e-07 | 3.3578e-07 | 2.8431e-07 | 2.348e-07 | 1.8688e-07 | 0 | 0 | 0 | 0 | 0 | 0
F5_Industrial_Stone, Clay, and Glass_Existing_Space Heating_Natural Gas_Gas Furnace - Maintenance_A_Achievable Technical Potential | F5 | Industrial | Stone, Clay, and Glass | Existing | Space Heating | Natural Gas | Gas Furnace - Maintenance | A | Incremental Summer Peak Savings (MW) | Achievable Technical Potential | 0 | 0 | 0 | 0 | 0 | 0 | 0 | 0 | 0 | 0 | 0 | 0 | 0 | 0 | 0 | 0 | 0 | 0 | 0 | 0 | 0 | 0 | 0 | 0 | 0 | 0 | 0 | 0 | 0 | 0 | 0
F6_Industrial_Stone, Clay, and Glass_Existing_Space Heating_Natural Gas_Gas Furnace - Maintenance_A_Achievable Technical Potential | F6 | Industrial | Stone, Clay, and Glass | Existing | Space Heating | Natural Gas | Gas Furnace - Maintenance | A | Incremental Winter Peak Savings (MW) | Achievable Technical Potential | 0 | 0 | 0 | 0 | 0 | 0 | 0 | 0 | 0 | 0 | 0 | 0 | 0 | 0 | 0 | 0 | 0 | 0 | 0 | 0 | 0 | 0 | 0 | 0 | 0 | 0 | 0 | 0 | 0 | 0 | 0
F7_Industrial_Stone, Clay, and Glass_Existing_Space Heating_Natural Gas_Gas Furnace - Maintenance_A_Achievable Technical Potential | F7 | Industrial | Stone, Clay, and Glass | Existing | Space Heating | Natural Gas | Gas Furnace - Maintenance | A | Cumulative Energy Savings (MWh or mTherms) | Achievable Technical Potential | 0 | 0 | 0 | 0 | 0 | 1.3889e-05 | 2.3362e-05 | 2.9573e-05 | 3.4165e-05 | 3.7988e-05 | 4.1052e-05 | 4.3476e-05 | 4.5365e-05 | 4.6751e-05 | 4.7734e-05 | 4.8418e-05 | 4.8784e-05 | 4.8911e-05 | 4.8857e-05 | 4.8678e-05 | 4.8465e-05 | 4.8149e-05 | 4.7802e-05 | 4.7465e-05 | 4.7107e-05 | 4.6647e-05 | 4.6239e-05 | 4.5856e-05 | 0 | 0 | 0
F8_Industrial_Stone, Clay, and Glass_Existing_Space Heating_Natural Gas_Gas Furnace - Maintenance_A_Achievable Technical Potential | F8 | Industrial | Stone, Clay, and Glass | Existing | Space Heating | Natural Gas | Gas Furnace - Maintenance | A | Cumulative Summer Peak Savings (MW) | Achievable Technical Potential | 0 | 0 | 0 | 0 | 0 | 0 | 0 | 0 | 0 | 0 | 0 | 0 | 0 | 0 | 0 | 0 | 0 | 0 | 0 | 0 | 0 | 0 | 0 | 0 | 0 | 0 | 0 | 0 | 0 | 0 | 0
F9_Industrial_Stone, Clay, and Glass_Existing_Space Heating_Natural Gas_Gas Furnace - Maintenance_A_Achievable Technical Potential | F9 | Industrial | Stone, Clay, and Glass | Existing | Space Heating | Natural Gas | Gas Furnace - Maintenance | A | Cumulative Winter Peak Savings (MW) | Achievable Technical Potential | 0 | 0 | 0 | 0 | 0 | 0 | 0 | 0 | 0 | 0 | 0 | 0 | 0 | 0 | 0 | 0 | 0 | 0 | 0 | 0 | 0 | 0 | 0 | 0 | 0 | 0 | 0 | 0 | 0 | 0 | 0
F10_Industrial_Stone, Clay, and Glass_Existing_Space Heating_Natural Gas_Gas Furnace - Maintenance_A_Achievable Technical Potential | F10 | Industrial | Stone, Clay, and Glass | Existing | Space Heating | Natural Gas | Gas Furnace - Maintenance | A | Purchases (Incremental) | Achievable Technical Potential | 0 | 0 | 0 | 0 | 0 | 1.5131 | 1.06 | 0.72946 | 0.56841 | 0.49843 | 0.42583 | 0.3638 | 0.30846 | 0.25611 | 0.21563 | 0.17821 | 0.13881 | 0.10756 | 0.08302 | 0.064732 | 0.059192 | 0.046144 | 0.039591 | 0.033092 | 0.026644 | 0 | 0 | 0 | 0 | 0 | 0
F11_Industrial_Stone, Clay, and Glass_Existing_Space Heating_Natural Gas_Gas Furnace - Maintenance_A_Achievable Technical Potential | F11 | Industrial | Stone, Clay, and Glass | Existing | Space Heating | Natural Gas | Gas Furnace - Maintenance | A | Purchases (Cumulative) | Achievable Technical Potential | 0 | 0 | 0 | 0 | 0 | 1.5131 | 2.5731 | 3.3025 | 3.871 | 4.3694 | 4.7952 | 5.159 | 5.4675 | 5.7236 | 5.9392 | 6.1174 | 6.2562 | 6.3638 | 6.4468 | 6.5115 | 6.5707 | 6.6169 | 6.6565 | 6.6896 | 6.7162 | 6.7162 | 6.7162 | 6.7162 | 6.7162 | 6.7162 | 6.7162
F1_Industrial_Stone, Clay, and Glass_Existing_Space Heating_Natural Gas_Gas Boiler - Hot Water Reset_A_Achievable Technical Potential | F1 | Industrial | Stone, Clay, and Glass | Existing | Space Heating | Natural Gas | Gas Boiler - Hot Water Reset | A | Integrated Unit Energy Savings (kWh or therms) | Achievable Technical Potential | 0 | 0 | 0 | 0 | 0 | 25.4759 | 25.2612 | 25.0414 | 24.8137 | 24.5782 | 24.337 | 24.0923 | 23.842 | 23.5797 | 23.3018 | 23.029 | 22.7578 | 22.4898 | 22.2246 | 21.9729 | 21.7288 | 21.4794 | 21.2506 | 21.0471 | 20.8481 | 20.6859 | 20.5468 | 20.4187 | 22.0369 | 21.9464 | 21.8637
F2_Industrial_Stone, Clay, and Glass_Existing_Space Heating_Natural Gas_Gas Boiler - Hot Water Reset_A_Achievable Technical Potential | F2 | Industrial | Stone, Clay, and Glass | Existing | Space Heating | Natural Gas | Gas Boiler - Hot Water Reset | A | Integrated Unit Summer Peak Savings (kW) | Achievable Technical Potential | 0 | 0 | 0 | 0 | 0 | 0 | 0 | 0 | 0 | 0 | 0 | 0 | 0 | 0 | 0 | 0 | 0 | 0 | 0 | 0 | 0 | 0 | 0 | 0 | 0 | 0 | 0 | 0 | 0 | 0 | 0
F3_Industrial_Stone, Clay, and Glass_Existing_Space Heating_Natural Gas_Gas Boiler - Hot Water Reset_A_Achievable Technical Potential | F3 | Industrial | Stone, Clay, and Glass | Existing | Space Heating | Natural Gas | Gas Boiler - Hot Water Reset | A | Integrated Unit Winter Peak Savings (kW) | Achievable Technical Potential | 0 | 0 | 0 | 0 | 0 | 0 | 0 | 0 | 0 | 0 | 0 | 0 | 0 | 0 | 0 | 0 | 0 | 0 | 0 | 0 | 0 | 0 | 0 | 0 | 0 | 0 | 0 | 0 | 0 | 0 | 0
F4_Industrial_Stone, Clay, and Glass_Existing_Space Heating_Natural Gas_Gas Boiler - Hot Water Reset_A_Achievable Technical Potential | F4 | Industrial | Stone, Clay, and Glass | Existing | Space Heating | Natural Gas | Gas Boiler - Hot Water Reset | A | Incremental Energy Savings (MWh or mTherms) | Achievable Technical Potential | 0 | 0 | 0 | 0 | 0 | 0.0058715 | 0.0071446 | 0.0086156 | 0.0099159 | 0.011212 | 0.012815 | 0.013879 | 0.014002 | 0.012843 | 0.010951 | 0.0082955 | 0.0054262 | 0.0030979 | 0.0014609 | 0.00061178 | 0.00021908 | 6.7383e-05 | 1.4477e-05 | 2.3488e-06 | 2.7839e-07 | 0 | 0 | 0 | 0 | 0 | 0
F5_Industrial_Stone, Clay, and Glass_Existing_Space Heating_Natural Gas_Gas Boiler - Hot Water Reset_A_Achievable Technical Potential | F5 | Industrial | Stone, Clay, and Glass | Existing | Space Heating | Natural Gas | Gas Boiler - Hot Water Reset | A | Incremental Summer Peak Savings (MW) | Achievable Technical Potential | 0 | 0 | 0 | 0 | 0 | 0 | 0 | 0 | 0 | 0 | 0 | 0 | 0 | 0 | 0 | 0 | 0 | 0 | 0 | 0 | 0 | 0 | 0 | 0 | 0 | 0 | 0 | 0 | 0 | 0 | 0
F6_Industrial_Stone, Clay, and Glass_Existing_Space Heating_Natural Gas_Gas Boiler - Hot Water Reset_A_Achievable Technical Potential | F6 | Industrial | Stone, Clay, and Glass | Existing | Space Heating | Natural Gas | Gas Boiler - Hot Water Reset | A | Incremental Winter Peak Savings (MW) | Achievable Technical Potential | 0 | 0 | 0 | 0 | 0 | 0 | 0 | 0 | 0 | 0 | 0 | 0 | 0 | 0 | 0 | 0 | 0 | 0 | 0 | 0 | 0 | 0 | 0 | 0 | 0 | 0 | 0 | 0 | 0 | 0 | 0
F7_Industrial_Stone, Clay, and Glass_Existing_Space Heating_Natural Gas_Gas Boiler - Hot Water Reset_A_Achievable Technical Potential | F7 | Industrial | Stone, Clay, and Glass | Existing | Space Heating | Natural Gas | Gas Boiler - Hot Water Reset | A | Cumulative Energy Savings (MWh or mTherms) | Achievable Technical Potential | 0 | 0 | 0 | 0 | 0 | 0.0058715 | 0.012967 | 0.021469 | 0.03119 | 0.042106 | 0.054508 | 0.067839 | 0.081136 | 0.093087 | 0.10294 | 0.11003 | 0.11416 | 0.11592 | 0.11601 | 0.11531 | 0.11425 | 0.113 | 0.11181 | 0.11074 | 0.1097 | 0.10884 | 0.10811 | 0.10744 | 0 | 0 | 0
F8_Industrial_Stone, Clay, and Glass_Existing_Space Heating_Natural Gas_Gas Boiler - Hot Water Reset_A_Achievable Technical Potential | F8 | Industrial | Stone, Clay, and Glass | Existing | Space Heating | Natural Gas | Gas Boiler - Hot Water Reset | A | Cumulative Summer Peak Savings (MW) | Achievable Technical Potential | 0 | 0 | 0 | 0 | 0 | 0 | 0 | 0 | 0 | 0 | 0 | 0 | 0 | 0 | 0 | 0 | 0 | 0 | 0 | 0 | 0 | 0 | 0 | 0 | 0 | 0 | 0 | 0 | 0 | 0 | 0
F9_Industrial_Stone, Clay, and Glass_Existing_Space Heating_Natural Gas_Gas Boiler - Hot Water Reset_A_Achievable Technical Potential | F9 | Industrial | Stone, Clay, and Glass | Existing | Space Heating | Natural Gas | Gas Boiler - Hot Water Reset | A | Cumulative Winter Peak Savings (MW) | Achievable Technical Potential | 0 | 0 | 0 | 0 | 0 | 0 | 0 | 0 | 0 | 0 | 0 | 0 | 0 | 0 | 0 | 0 | 0 | 0 | 0 | 0 | 0 | 0 | 0 | 0 | 0 | 0 | 0 | 0 | 0 | 0 | 0
F10_Industrial_Stone, Clay, and Glass_Existing_Space Heating_Natural Gas_Gas Boiler - Hot Water Reset_A_Achievable Technical Potential | F10 | Industrial | Stone, Clay, and Glass | Existing | Space Heating | Natural Gas | Gas Boiler - Hot Water Reset | A | Purchases (Incremental) | Achievable Technical Potential | 0 | 0 | 0 | 0 | 0 | 0.23047 | 0.28283 | 0.34406 | 0.39961 | 0.45618 | 0.52656 | 0.57607 | 0.5873 | 0.54467 | 0.46998 | 0.36022 | 0.23843 | 0.13775 | 0.065731 | 0.027842 | 0.010083 | 0.0031371 | 0.00068126 | 0.0001116 | 1.3353e-05 | 0 | 0 | 0 | 0 | 0 | 0
F11_Industrial_Stone, Clay, and Glass_Existing_Space Heating_Natural Gas_Gas Boiler - Hot Water Reset_A_Achievable Technical Potential | F11 | Industrial | Stone, Clay, and Glass | Existing | Space Heating | Natural Gas | Gas Boiler - Hot Water Reset | A | Purchases (Cumulative) | Achievable Technical Potential | 0 | 0 | 0 | 0 | 0 | 0.23047 | 0.5133 | 0.85736 | 1.257 | 1.7132 | 2.2397 | 2.8158 | 3.4031 | 3.9477 | 4.4177 | 4.7779 | 5.0164 | 5.1541 | 5.2199 | 5.2477 | 5.2578 | 5.2609 | 5.2616 | 5.2617 | 5.2617 | 5.2617 | 5.2617 | 5.2617 | 5.2617 | 5.2617 | 5.2617
F1_Industrial_Stone, Clay, and Glass_Existing_Process_Natural Gas_Gas Boiler - Hot Water Reset_A_Achievable Technical Potential | F1 | Industrial | Stone, Clay, and Glass | Existing | Process | Natural Gas | Gas Boiler - Hot Water Reset | A | Integrated Unit Energy Savings (kWh or therms) | Achievable Technical Potential | 0 | 0 | 0 | 0 | 0 | 7.6224 | 7.591 | 7.5594 | 7.5283 | 7.4973 | 7.4668 | 7.4423 | 7.4214 | 7.4002 | 7.3859 | 7.3699 | 7.358 | 7.3458 | 7.3332 | 7.3245 | 7.3147 | 7.3072 | 7.2998 | 7.2925 | 7.2852 | 7.2842 | 7.2832 | 7.2823 | 7.6538 | 7.6538 | 7.6538
F2_Industrial_Stone, Clay, and Glass_Existing_Process_Natural Gas_Gas Boiler - Hot Water Reset_A_Achievable Technical Potential | F2 | Industrial | Stone, Clay, and Glass | Existing | Process | Natural Gas | Gas Boiler - Hot Water Reset | A | Integrated Unit Summer Peak Savings (kW) | Achievable Technical Potential | 0 | 0 | 0 | 0 | 0 | 0 | 0 | 0 | 0 | 0 | 0 | 0 | 0 | 0 | 0 | 0 | 0 | 0 | 0 | 0 | 0 | 0 | 0 | 0 | 0 | 0 | 0 | 0 | 0 | 0 | 0
F3_Industrial_Stone, Clay, and Glass_Existing_Process_Natural Gas_Gas Boiler - Hot Water Reset_A_Achievable Technical Potential | F3 | Industrial | Stone, Clay, and Glass | Existing | Process | Natural Gas | Gas Boiler - Hot Water Reset | A | Integrated Unit Winter Peak Savings (kW) | Achievable Technical Potential | 0 | 0 | 0 | 0 | 0 | 0 | 0 | 0 | 0 | 0 | 0 | 0 | 0 | 0 | 0 | 0 | 0 | 0 | 0 | 0 | 0 | 0 | 0 | 0 | 0 | 0 | 0 | 0 | 0 | 0 | 0
F4_Industrial_Stone, Clay, and Glass_Existing_Process_Natural Gas_Gas Boiler - Hot Water Reset_A_Achievable Technical Potential | F4 | Industrial | Stone, Clay, and Glass | Existing | Process | Natural Gas | Gas Boiler - Hot Water Reset | A | Incremental Energy Savings (MWh or mTherms) | Achievable Technical Potential | 0 | 0 | 0 | 0 | 0 | 0.019477 | 0.023803 | 0.028836 | 0.033354 | 0.037919 | 0.043591 | 0.047533 | 0.048324 | 0.044688 | 0.038485 | 0.029434 | 0.019451 | 0.011219 | 0.0053442 | 0.002261 | 0.00081768 | 0.00025415 | 5.5136e-05 | 9.023e-06 | 1.0786e-06 | 0 | 0 | 0 | 0 | 0 | 0
F5_Industrial_Stone, Clay, and Glass_Existing_Process_Natural Gas_Gas Boiler - Hot Water Reset_A_Achievable Technical Potential | F5 | Industrial | Stone, Clay, and Glass | Existing | Process | Natural Gas | Gas Boiler - Hot Water Reset | A | Incremental Summer Peak Savings (MW) | Achievable Technical Potential | 0 | 0 | 0 | 0 | 0 | 0 | 0 | 0 | 0 | 0 | 0 | 0 | 0 | 0 | 0 | 0 | 0 | 0 | 0 | 0 | 0 | 0 | 0 | 0 | 0 | 0 | 0 | 0 | 0 | 0 | 0
F6_Industrial_Stone, Clay, and Glass_Existing_Process_Natural Gas_Gas Boiler - Hot Water Reset_A_Achievable Technical Potential | F6 | Industrial | Stone, Clay, and Glass | Existing | Process | Natural Gas | Gas Boiler - Hot Water Reset | A | Incremental Winter Peak Savings (MW) | Achievable Technical Potential | 0 | 0 | 0 | 0 | 0 | 0 | 0 | 0 | 0 | 0 | 0 | 0 | 0 | 0 | 0 | 0 | 0 | 0 | 0 | 0 | 0 | 0 | 0 | 0 | 0 | 0 | 0 | 0 | 0 | 0 | 0
F7_Industrial_Stone, Clay, and Glass_Existing_Process_Natural Gas_Gas Boiler - Hot Water Reset_A_Achievable Technical Potential | F7 | Industrial | Stone, Clay, and Glass | Existing | Process | Natural Gas | Gas Boiler - Hot Water Reset | A | Cumulative Energy Savings (MWh or mTherms) | Achievable Technical Potential | 0 | 0 | 0 | 0 | 0 | 0.019477 | 0.0432 | 0.071856 | 0.10491 | 0.1424 | 0.18541 | 0.23234 | 0.28001 | 0.3239 | 0.36176 | 0.39041 | 0.40923 | 0.41977 | 0.42439 | 0.42615 | 0.4264 | 0.42622 | 0.42584 | 0.42542 | 0.425 | 0.42494 | 0.42488 | 0.42483 | 0 | 0 | 0
F8_Industrial_Stone, Clay, and Glass_Existing_Process_Natural Gas_Gas Boiler - Hot Water Reset_A_Achievable Technical Potential | F8 | Industrial | Stone, Clay, and Glass | Existing | Process | Natural Gas | Gas Boiler - Hot Water Reset | A | Cumulative Summer Peak Savings (MW) | Achievable Technical Potential | 0 | 0 | 0 | 0 | 0 | 0 | 0 | 0 | 0 | 0 | 0 | 0 | 0 | 0 | 0 | 0 | 0 | 0 | 0 | 0 | 0 | 0 | 0 | 0 | 0 | 0 | 0 | 0 | 0 | 0 | 0
F9_Industrial_Stone, Clay, and Glass_Existing_Process_Natural Gas_Gas Boiler - Hot Water Reset_A_Achievable Technical Potential | F9 | Industrial | Stone, Clay, and Glass | Existing | Process | Natural Gas | Gas Boiler - Hot Water Reset | A | Cumulative Winter Peak Savings (MW) | Achievable Technical Potential | 0 | 0 | 0 | 0 | 0 | 0 | 0 | 0 | 0 | 0 | 0 | 0 | 0 | 0 | 0 | 0 | 0 | 0 | 0 | 0 | 0 | 0 | 0 | 0 | 0 | 0 | 0 | 0 | 0 | 0 | 0
F10_Industrial_Stone, Clay, and Glass_Existing_Process_Natural Gas_Gas Boiler - Hot Water Reset_A_Achievable Technical Potential | F10 | Industrial | Stone, Clay, and Glass | Existing | Process | Natural Gas | Gas Boiler - Hot Water Reset | A | Purchases (Incremental) | Achievable Technical Potential | 0 | 0 | 0 | 0 | 0 | 2.5553 | 3.1357 | 3.8146 | 4.4305 | 5.0577 | 5.838 | 6.3869 | 6.5114 | 6.0388 | 5.2107 | 3.9938 | 2.6435 | 1.5272 | 0.72877 | 0.30869 | 0.11179 | 0.034781 | 0.0075531 | 0.0012373 | 0.00014805 | 0 | 0 | 0 | 0 | 0 | 0
F11_Industrial_Stone, Clay, and Glass_Existing_Process_Natural Gas_Gas Boiler - Hot Water Reset_A_Achievable Technical Potential | F11 | Industrial | Stone, Clay, and Glass | Existing | Process | Natural Gas | Gas Boiler - Hot Water Reset | A | Purchases (Cumulative) | Achievable Technical Potential | 0 | 0 | 0 | 0 | 0 | 2.5553 | 5.691 | 9.5055 | 13.9361 | 18.9938 | 24.8318 | 31.2187 | 37.7301 | 43.7689 | 48.9796 | 52.9734 | 55.6169 | 57.1441 | 57.8729 | 58.1816 | 58.2933 | 58.3281 | 58.3357 | 58.3369 | 58.3371 | 58.3371 | 58.3371 | 58.3371 | 58.3371 | 58.3371 | 58.3371
F1_Industrial_Stone, Clay, and Glass_Existing_Space Heating_Natural Gas_Steam Trap Maintenance_A_Achievable Technical Potential | F1 | Industrial | Stone, Clay, and Glass | Existing | Space Heating | Natural Gas | Steam Trap Maintenance | A | Integrated Unit Energy Savings (kWh or therms) | Achievable Technical Potential | 0 | 0 | 0 | 0 | 0 | 9.0076 | 8.9392 | 8.8689 | 8.7957 | 8.7195 | 8.6417 | 8.5621 | 8.4804 | 8.3951 | 8.3029 | 8.2133 | 8.1234 | 8.035 | 7.9478 | 7.8643 | 7.784 | 7.7016 | 7.6264 | 7.5602 | 7.4955 | 7.4376 | 7.3879 | 7.3422 | 7.7852 | 7.7532 | 7.724
F2_Industrial_Stone, Clay, and Glass_Existing_Space Heating_Natural Gas_Steam Trap Maintenance_A_Achievable Technical Potential | F2 | Industrial | Stone, Clay, and Glass | Existing | Space Heating | Natural Gas | Steam Trap Maintenance | A | Integrated Unit Summer Peak Savings (kW) | Achievable Technical Potential | 0 | 0 | 0 | 0 | 0 | 0 | 0 | 0 | 0 | 0 | 0 | 0 | 0 | 0 | 0 | 0 | 0 | 0 | 0 | 0 | 0 | 0 | 0 | 0 | 0 | 0 | 0 | 0 | 0 | 0 | 0
F3_Industrial_Stone, Clay, and Glass_Existing_Space Heating_Natural Gas_Steam Trap Maintenance_A_Achievable Technical Potential | F3 | Industrial | Stone, Clay, and Glass | Existing | Space Heating | Natural Gas | Steam Trap Maintenance | A | Integrated Unit Winter Peak Savings (kW) | Achievable Technical Potential | 0 | 0 | 0 | 0 | 0 | 0 | 0 | 0 | 0 | 0 | 0 | 0 | 0 | 0 | 0 | 0 | 0 | 0 | 0 | 0 | 0 | 0 | 0 | 0 | 0 | 0 | 0 | 0 | 0 | 0 | 0
F4_Industrial_Stone, Clay, and Glass_Existing_Space Heating_Natural Gas_Steam Trap Maintenance_A_Achievable Technical Potential | F4 | Industrial | Stone, Clay, and Glass | Existing | Space Heating | Natural Gas | Steam Trap Maintenance | A | Incremental Energy Savings (MWh or mTherms) | Achievable Technical Potential | 0 | 0 | 0 | 0 | 0 | 0.0011587 | 0.0011493 | 0.0011335 | 0.0011248 | 0.0011159 | 0.0010919 | 0.0010789 | 0.0010665 | 0.001039 | 0.0010315 | 0.0010106 | 0.00099969 | 0.00098382 | 0.00096446 | 0.00095547 | 0.00094179 | 0.0009282 | 0.0009158 | 0.00090476 | 0.00089419 | 0 | 0 | 0 | 0 | 0 | 0
F5_Industrial_Stone, Clay, and Glass_Existing_Space Heating_Natural Gas_Steam Trap Maintenance_A_Achievable Technical Potential | F5 | Industrial | Stone, Clay, and Glass | Existing | Space Heating | Natural Gas | Steam Trap Maintenance | A | Incremental Summer Peak Savings (MW) | Achievable Technical Potential | 0 | 0 | 0 | 0 | 0 | 0 | 0 | 0 | 0 | 0 | 0 | 0 | 0 | 0 | 0 | 0 | 0 | 0 | 0 | 0 | 0 | 0 | 0 | 0 | 0 | 0 | 0 | 0 | 0 | 0 | 0
F6_Industrial_Stone, Clay, and Glass_Existing_Space Heating_Natural Gas_Steam Trap Maintenance_A_Achievable Technical Potential | F6 | Industrial | Stone, Clay, and Glass | Existing | Space Heating | Natural Gas | Steam Trap Maintenance | A | Incremental Winter Peak Savings (MW) | Achievable Technical Potential | 0 | 0 | 0 | 0 | 0 | 0 | 0 | 0 | 0 | 0 | 0 | 0 | 0 | 0 | 0 | 0 | 0 | 0 | 0 | 0 | 0 | 0 | 0 | 0 | 0 | 0 | 0 | 0 | 0 | 0 | 0
F7_Industrial_Stone, Clay, and Glass_Existing_Space Heating_Natural Gas_Steam Trap Maintenance_A_Achievable Technical Potential | F7 | Industrial | Stone, Clay, and Glass | Existing | Space Heating | Natural Gas | Steam Trap Maintenance | A | Cumulative Energy Savings (MWh or mTherms) | Achievable Technical Potential | 0 | 0 | 0 | 0 | 0 | 0.0011587 | 0.0022992 | 0.0034146 | 0.0045112 | 0.005588 | 0.0066301 | 0.0076479 | 0.0086414 | 0.0095934 | 0.01052 | 0.011417 | 0.012291 | 0.013141 | 0.013963 | 0.014772 | 0.015563 | 0.016326 | 0.017083 | 0.017839 | 0.018581 | 0.018437 | 0.018314 | 0.018201 | 0 | 0 | 0
F8_Industrial_Stone, Clay, and Glass_Existing_Space Heating_Natural Gas_Steam Trap Maintenance_A_Achievable Technical Potential | F8 | Industrial | Stone, Clay, and Glass | Existing | Space Heating | Natural Gas | Steam Trap Maintenance | A | Cumulative Summer Peak Savings (MW) | Achievable Technical Potential | 0 | 0 | 0 | 0 | 0 | 0 | 0 | 0 | 0 | 0 | 0 | 0 | 0 | 0 | 0 | 0 | 0 | 0 | 0 | 0 | 0 | 0 | 0 | 0 | 0 | 0 | 0 | 0 | 0 | 0 | 0
F9_Industrial_Stone, Clay, and Glass_Existing_Space Heating_Natural Gas_Steam Trap Maintenance_A_Achievable Technical Potential | F9 | Industrial | Stone, Clay, and Glass | Existing | Space Heating | Natural Gas | Steam Trap Maintenance | A | Cumulative Winter Peak Savings (MW) | Achievable Technical Potential | 0 | 0 | 0 | 0 | 0 | 0 | 0 | 0 | 0 | 0 | 0 | 0 | 0 | 0 | 0 | 0 | 0 | 0 | 0 | 0 | 0 | 0 | 0 | 0 | 0 | 0 | 0 | 0 | 0 | 0 | 0
F10_Industrial_Stone, Clay, and Glass_Existing_Space Heating_Natural Gas_Steam Trap Maintenance_A_Achievable Technical Potential | F10 | Industrial | Stone, Clay, and Glass | Existing | Space Heating | Natural Gas | Steam Trap Maintenance | A | Purchases (Incremental) | Achievable Technical Potential | 0 | 0 | 0 | 0 | 0 | 0.12864 | 0.12856 | 0.12781 | 0.12788 | 0.12798 | 0.12636 | 0.12601 | 0.12575 | 0.12376 | 0.12423 | 0.12305 | 0.12306 | 0.12244 | 0.12135 | 0.12149 | 0.12099 | 0.12052 | 0.12008 | 0.11967 | 0.1193 | 0 | 0 | 0 | 0 | 0 | 0
F11_Industrial_Stone, Clay, and Glass_Existing_Space Heating_Natural Gas_Steam Trap Maintenance_A_Achievable Technical Potential | F11 | Industrial | Stone, Clay, and Glass | Existing | Space Heating | Natural Gas | Steam Trap Maintenance | A | Purchases (Cumulative) | Achievable Technical Potential | 0 | 0 | 0 | 0 | 0 | 0.12864 | 0.2572 | 0.38501 | 0.51288 | 0.64086 | 0.76722 | 0.89323 | 1.019 | 1.1427 | 1.267 | 1.39 | 1.5131 | 1.6355 | 1.7569 | 1.8784 | 1.9994 | 2.1199 | 2.24 | 2.3596 | 2.4789 | 2.4789 | 2.4789 | 2.4789 | 2.4789 | 2.4789 | 2.4789
F1_Industrial_Stone, Clay, and Glass_Existing_Process_Natural Gas_Steam Trap Maintenance_A_Achievable Technical Potential | F1 | Industrial | Stone, Clay, and Glass | Existing | Process | Natural Gas | Steam Trap Maintenance | A | Integrated Unit Energy Savings (kWh or therms) | Achievable Technical Potential | 0 | 0 | 0 | 0 | 0 | 5.4019 | 5.3959 | 5.3899 | 5.384 | 5.378 | 5.3723 | 5.3679 | 5.3644 | 5.361 | 5.359 | 5.3568 | 5.3554 | 5.354 | 5.3526 | 5.3519 | 5.3511 | 5.3509 | 5.3507 | 5.3505 | 5.3503 | 5.3502 | 5.35 | 5.3499 | 5.4079 | 5.4079 | 5.4079
F2_Industrial_Stone, Clay, and Glass_Existing_Process_Natural Gas_Steam Trap Maintenance_A_Achievable Technical Potential | F2 | Industrial | Stone, Clay, and Glass | Existing | Process | Natural Gas | Steam Trap Maintenance | A | Integrated Unit Summer Peak Savings (kW) | Achievable Technical Potential | 0 | 0 | 0 | 0 | 0 | 0 | 0 | 0 | 0 | 0 | 0 | 0 | 0 | 0 | 0 | 0 | 0 | 0 | 0 | 0 | 0 | 0 | 0 | 0 | 0 | 0 | 0 | 0 | 0 | 0 | 0
F3_Industrial_Stone, Clay, and Glass_Existing_Process_Natural Gas_Steam Trap Maintenance_A_Achievable Technical Potential | F3 | Industrial | Stone, Clay, and Glass | Existing | Process | Natural Gas | Steam Trap Maintenance | A | Integrated Unit Winter Peak Savings (kW) | Achievable Technical Potential | 0 | 0 | 0 | 0 | 0 | 0 | 0 | 0 | 0 | 0 | 0 | 0 | 0 | 0 | 0 | 0 | 0 | 0 | 0 | 0 | 0 | 0 | 0 | 0 | 0 | 0 | 0 | 0 | 0 | 0 | 0
F4_Industrial_Stone, Clay, and Glass_Existing_Process_Natural Gas_Steam Trap Maintenance_A_Achievable Technical Potential | F4 | Industrial | Stone, Clay, and Glass | Existing | Process | Natural Gas | Steam Trap Maintenance | A | Incremental Energy Savings (MWh or mTherms) | Achievable Technical Potential | 0 | 0 | 0 | 0 | 0 | 0.0077041 | 0.0076914 | 0.0076375 | 0.0076332 | 0.0076311 | 0.0075262 | 0.0074995 | 0.0074794 | 0.0073559 | 0.0073812 | 0.0073078 | 0.0073068 | 0.0072682 | 0.0072015 | 0.0072091 | 0.0071782 | 0.00715 | 0.0071237 | 0.0070992 | 0.0070766 | 0 | 0 | 0 | 0 | 0 | 0
F5_Industrial_Stone, Clay, and Glass_Existing_Process_Natural Gas_Steam Trap Maintenance_A_Achievable Technical Potential | F5 | Industrial | Stone, Clay, and Glass | Existing | Process | Natural Gas | Steam Trap Maintenance | A | Incremental Summer Peak Savings (MW) | Achievable Technical Potential | 0 | 0 | 0 | 0 | 0 | 0 | 0 | 0 | 0 | 0 | 0 | 0 | 0 | 0 | 0 | 0 | 0 | 0 | 0 | 0 | 0 | 0 | 0 | 0 | 0 | 0 | 0 | 0 | 0 | 0 | 0
F6_Industrial_Stone, Clay, and Glass_Existing_Process_Natural Gas_Steam Trap Maintenance_A_Achievable Technical Potential | F6 | Industrial | Stone, Clay, and Glass | Existing | Process | Natural Gas | Steam Trap Maintenance | A | Incremental Winter Peak Savings (MW) | Achievable Technical Potential | 0 | 0 | 0 | 0 | 0 | 0 | 0 | 0 | 0 | 0 | 0 | 0 | 0 | 0 | 0 | 0 | 0 | 0 | 0 | 0 | 0 | 0 | 0 | 0 | 0 | 0 | 0 | 0 | 0 | 0 | 0
F7_Industrial_Stone, Clay, and Glass_Existing_Process_Natural Gas_Steam Trap Maintenance_A_Achievable Technical Potential | F7 | Industrial | Stone, Clay, and Glass | Existing | Process | Natural Gas | Steam Trap Maintenance | A | Cumulative Energy Savings (MWh or mTherms) | Achievable Technical Potential | 0 | 0 | 0 | 0 | 0 | 0.0077041 | 0.015387 | 0.023007 | 0.030615 | 0.038213 | 0.045698 | 0.05316 | 0.060605 | 0.067922 | 0.075278 | 0.082554 | 0.08984 | 0.097085 | 0.10426 | 0.11146 | 0.11862 | 0.12576 | 0.13288 | 0.13998 | 0.14705 | 0.14704 | 0.14704 | 0.14704 | 0 | 0 | 0
F8_Industrial_Stone, Clay, and Glass_Existing_Process_Natural Gas_Steam Trap Maintenance_A_Achievable Technical Potential | F8 | Industrial | Stone, Clay, and Glass | Existing | Process | Natural Gas | Steam Trap Maintenance | A | Cumulative Summer Peak Savings (MW) | Achievable Technical Potential | 0 | 0 | 0 | 0 | 0 | 0 | 0 | 0 | 0 | 0 | 0 | 0 | 0 | 0 | 0 | 0 | 0 | 0 | 0 | 0 | 0 | 0 | 0 | 0 | 0 | 0 | 0 | 0 | 0 | 0 | 0
F9_Industrial_Stone, Clay, and Glass_Existing_Process_Natural Gas_Steam Trap Maintenance_A_Achievable Technical Potential | F9 | Industrial | Stone, Clay, and Glass | Existing | Process | Natural Gas | Steam Trap Maintenance | A | Cumulative Winter Peak Savings (MW) | Achievable Technical Potential | 0 | 0 | 0 | 0 | 0 | 0 | 0 | 0 | 0 | 0 | 0 | 0 | 0 | 0 | 0 | 0 | 0 | 0 | 0 | 0 | 0 | 0 | 0 | 0 | 0 | 0 | 0 | 0 | 0 | 0 | 0
F10_Industrial_Stone, Clay, and Glass_Existing_Process_Natural Gas_Steam Trap Maintenance_A_Achievable Technical Potential | F10 | Industrial | Stone, Clay, and Glass | Existing | Process | Natural Gas | Steam Trap Maintenance | A | Purchases (Incremental) | Achievable Technical Potential | 0 | 0 | 0 | 0 | 0 | 1.4262 | 1.4254 | 1.417 | 1.4178 | 1.4189 | 1.4009 | 1.3971 | 1.3943 | 1.3721 | 1.3774 | 1.3642 | 1.3644 | 1.3575 | 1.3454 | 1.347 | 1.3414 | 1.3362 | 1.3314 | 1.3268 | 1.3226 | 0 | 0 | 0 | 0 | 0 | 0
F11_Industrial_Stone, Clay, and Glass_Existing_Process_Natural Gas_Steam Trap Maintenance_A_Achievable Technical Potential | F11 | Industrial | Stone, Clay, and Glass | Existing | Process | Natural Gas | Steam Trap Maintenance | A | Purchases (Cumulative) | Achievable Technical Potential | 0 | 0 | 0 | 0 | 0 | 1.4262 | 2.8516 | 4.2686 | 5.6864 | 7.1053 | 8.5062 | 9.9033 | 11.2976 | 12.6697 | 14.047 | 15.4112 | 16.7756 | 18.1332 | 19.4786 | 20.8256 | 22.167 | 23.5032 | 24.8346 | 26.1614 | 27.4841 | 27.4841 | 27.4841 | 27.4841 | 27.4841 | 27.4841 | 27.4841
F1_Industrial_Stone, Clay, and Glass_Existing_Space Heating_Natural Gas_Gas Boiler - High Turndown_A_Achievable Technical Potential | F1 | Industrial | Stone, Clay, and Glass | Existing | Space Heating | Natural Gas | Gas Boiler - High Turndown | A | Integrated Unit Energy Savings (kWh or therms) | Achievable Technical Potential | 0 | 0 | 0 | 0 | 0 | 9.5111 | 9.3606 | 9.1722 | 8.9426 | 8.6736 | 8.3673 | 8.0502 | 7.7321 | 7.4079 | 7.1286 | 6.8617 | 6.6428 | 6.4459 | 6.2689 | 6.138 | 6.0167 | 5.9086 | 5.8166 | 5.7446 | 5.6771 | 5.6272 | 5.5841 | 5.5446 | 8.2638 | 8.2299 | 8.1989
F2_Industrial_Stone, Clay, and Glass_Existing_Space Heating_Natural Gas_Gas Boiler - High Turndown_A_Achievable Technical Potential | F2 | Industrial | Stone, Clay, and Glass | Existing | Space Heating | Natural Gas | Gas Boiler - High Turndown | A | Integrated Unit Summer Peak Savings (kW) | Achievable Technical Potential | 0 | 0 | 0 | 0 | 0 | 0 | 0 | 0 | 0 | 0 | 0 | 0 | 0 | 0 | 0 | 0 | 0 | 0 | 0 | 0 | 0 | 0 | 0 | 0 | 0 | 0 | 0 | 0 | 0 | 0 | 0
F3_Industrial_Stone, Clay, and Glass_Existing_Space Heating_Natural Gas_Gas Boiler - High Turndown_A_Achievable Technical Potential | F3 | Industrial | Stone, Clay, and Glass | Existing | Space Heating | Natural Gas | Gas Boiler - High Turndown | A | Integrated Unit Winter Peak Savings (kW) | Achievable Technical Potential | 0 | 0 | 0 | 0 | 0 | 0 | 0 | 0 | 0 | 0 | 0 | 0 | 0 | 0 | 0 | 0 | 0 | 0 | 0 | 0 | 0 | 0 | 0 | 0 | 0 | 0 | 0 | 0 | 0 | 0 | 0
F4_Industrial_Stone, Clay, and Glass_Existing_Space Heating_Natural Gas_Gas Boiler - High Turndown_A_Achievable Technical Potential | F4 | Industrial | Stone, Clay, and Glass | Existing | Space Heating | Natural Gas | Gas Boiler - High Turndown | A | Incremental Energy Savings (MWh or mTherms) | Achievable Technical Potential | 0 | 0 | 0 | 0 | 0 | 0.0033454 | 0.0032907 | 0.0032054 | 0.0031269 | 0.0030353 | 0.0026018 | 0.0019971 | 0.0015314 | 0.0011551 | 0.00089268 | 0.00068084 | 0.00052737 | 0.00040733 | 0.00031409 | 0.00024632 | 0.00019236 | 1.2835e-06 | 4.4959e-07 | 1.5086e-07 | 4.8462e-08 | 4.0712e-08 | 4.0293e-08 | 3.991e-08 | 5.9354e-08 | 5.8995e-08 | 5.8673e-08
F5_Industrial_Stone, Clay, and Glass_Existing_Space Heating_Natural Gas_Gas Boiler - High Turndown_A_Achievable Technical Potential | F5 | Industrial | Stone, Clay, and Glass | Existing | Space Heating | Natural Gas | Gas Boiler - High Turndown | A | Incremental Summer Peak Savings (MW) | Achievable Technical Potential | 0 | 0 | 0 | 0 | 0 | 0 | 0 | 0 | 0 | 0 | 0 | 0 | 0 | 0 | 0 | 0 | 0 | 0 | 0 | 0 | 0 | 0 | 0 | 0 | 0 | 0 | 0 | 0 | 0 | 0 | 0
F6_Industrial_Stone, Clay, and Glass_Existing_Space Heating_Natural Gas_Gas Boiler - High Turndown_A_Achievable Technical Potential | F6 | Industrial | Stone, Clay, and Glass | Existing | Space Heating | Natural Gas | Gas Boiler - High Turndown | A | Incremental Winter Peak Savings (MW) | Achievable Technical Potential | 0 | 0 | 0 | 0 | 0 | 0 | 0 | 0 | 0 | 0 | 0 | 0 | 0 | 0 | 0 | 0 | 0 | 0 | 0 | 0 | 0 | 0 | 0 | 0 | 0 | 0 | 0 | 0 | 0 | 0 | 0
F7_Industrial_Stone, Clay, and Glass_Existing_Space Heating_Natural Gas_Gas Boiler - High Turndown_A_Achievable Technical Potential | F7 | Industrial | Stone, Clay, and Glass | Existing | Space Heating | Natural Gas | Gas Boiler - High Turndown | A | Cumulative Energy Savings (MWh or mTherms) | Achievable Technical Potential | 0 | 0 | 0 | 0 | 0 | 0.0033454 | 0.0065831 | 0.009656 | 0.012541 | 0.015199 | 0.017264 | 0.018607 | 0.019403 | 0.019745 | 0.019893 | 0.019829 | 0.019724 | 0.019547 | 0.019324 | 0.019167 | 0.01898 | 0.018641 | 0.018351 | 0.018124 | 0.017911 | 0.017754 | 0.017618 | 0.017493 | 0 | 0 | 0
F8_Industrial_Stone, Clay, and Glass_Existing_Space Heating_Natural Gas_Gas Boiler - High Turndown_A_Achievable Technical Potential | F8 | Industrial | Stone, Clay, and Glass | Existing | Space Heating | Natural Gas | Gas Boiler - High Turndown | A | Cumulative Summer Peak Savings (MW) | Achievable Technical Potential | 0 | 0 | 0 | 0 | 0 | 0 | 0 | 0 | 0 | 0 | 0 | 0 | 0 | 0 | 0 | 0 | 0 | 0 | 0 | 0 | 0 | 0 | 0 | 0 | 0 | 0 | 0 | 0 | 0 | 0 | 0
F9_Industrial_Stone, Clay, and Glass_Existing_Space Heating_Natural Gas_Gas Boiler - High Turndown_A_Achievable Technical Potential | F9 | Industrial | Stone, Clay, and Glass | Existing | Space Heating | Natural Gas | Gas Boiler - High Turndown | A | Cumulative Winter Peak Savings (MW) | Achievable Technical Potential | 0 | 0 | 0 | 0 | 0 | 0 | 0 | 0 | 0 | 0 | 0 | 0 | 0 | 0 | 0 | 0 | 0 | 0 | 0 | 0 | 0 | 0 | 0 | 0 | 0 | 0 | 0 | 0 | 0 | 0 | 0
F10_Industrial_Stone, Clay, and Glass_Existing_Space Heating_Natural Gas_Gas Boiler - High Turndown_A_Achievable Technical Potential | F10 | Industrial | Stone, Clay, and Glass | Existing | Space Heating | Natural Gas | Gas Boiler - High Turndown | A | Purchases (Incremental) | Achievable Technical Potential | 0 | 0 | 0 | 0 | 0 | 0.35174 | 0.35154 | 0.34947 | 0.34966 | 0.34995 | 0.31095 | 0.24808 | 0.19806 | 0.15593 | 0.12522 | 0.099224 | 0.079389 | 0.063192 | 0.050103 | 0.040129 | 0.031971 | 0.00021722 | 7.7295e-05 | 2.6261e-05 | 8.5364e-06 | 7.2348e-06 | 7.2155e-06 | 7.198e-06 | 7.1823e-06 | 7.1684e-06 | 7.1562e-06
F11_Industrial_Stone, Clay, and Glass_Existing_Space Heating_Natural Gas_Gas Boiler - High Turndown_A_Achievable Technical Potential | F11 | Industrial | Stone, Clay, and Glass | Existing | Space Heating | Natural Gas | Gas Boiler - High Turndown | A | Purchases (Cumulative) | Achievable Technical Potential | 0 | 0 | 0 | 0 | 0 | 0.35174 | 0.70328 | 1.0527 | 1.4024 | 1.7524 | 2.0633 | 2.3114 | 2.5095 | 2.6654 | 2.7906 | 2.8898 | 2.9692 | 3.0324 | 3.0825 | 3.1226 | 3.1546 | 3.1548 | 3.1549 | 3.1549 | 3.1549 | 3.155 | 3.155 | 3.155 | 3.155 | 3.155 | 3.155
F1_Industrial_Stone, Clay, and Glass_Existing_Process_Natural Gas_Gas Boiler - High Turndown_A_Achievable Technical Potential | F1 | Industrial | Stone, Clay, and Glass | Existing | Process | Natural Gas | Gas Boiler - High Turndown | A | Integrated Unit Energy Savings (kWh or therms) | Achievable Technical Potential | 0 | 0 | 0 | 0 | 0 | 5.7164 | 5.6924 | 5.6683 | 5.6445 | 5.6209 | 5.5975 | 5.5786 | 5.5625 | 5.546 | 5.5349 | 5.5225 | 5.5132 | 5.5036 | 5.4938 | 5.487 | 5.4793 | 5.4733 | 5.4675 | 5.4616 | 5.4559 | 5.4551 | 5.4543 | 5.4536 | 5.7404 | 5.7404 | 5.7404
F2_Industrial_Stone, Clay, and Glass_Existing_Process_Natural Gas_Gas Boiler - High Turndown_A_Achievable Technical Potential | F2 | Industrial | Stone, Clay, and Glass | Existing | Process | Natural Gas | Gas Boiler - High Turndown | A | Integrated Unit Summer Peak Savings (kW) | Achievable Technical Potential | 0 | 0 | 0 | 0 | 0 | 0 | 0 | 0 | 0 | 0 | 0 | 0 | 0 | 0 | 0 | 0 | 0 | 0 | 0 | 0 | 0 | 0 | 0 | 0 | 0 | 0 | 0 | 0 | 0 | 0 | 0
F3_Industrial_Stone, Clay, and Glass_Existing_Process_Natural Gas_Gas Boiler - High Turndown_A_Achievable Technical Potential | F3 | Industrial | Stone, Clay, and Glass | Existing | Process | Natural Gas | Gas Boiler - High Turndown | A | Integrated Unit Winter Peak Savings (kW) | Achievable Technical Potential | 0 | 0 | 0 | 0 | 0 | 0 | 0 | 0 | 0 | 0 | 0 | 0 | 0 | 0 | 0 | 0 | 0 | 0 | 0 | 0 | 0 | 0 | 0 | 0 | 0 | 0 | 0 | 0 | 0 | 0 | 0
F4_Industrial_Stone, Clay, and Glass_Existing_Process_Natural Gas_Gas Boiler - High Turndown_A_Achievable Technical Potential | F4 | Industrial | Stone, Clay, and Glass | Existing | Process | Natural Gas | Gas Boiler - High Turndown | A | Incremental Energy Savings (MWh or mTherms) | Achievable Technical Potential | 0 | 0 | 0 | 0 | 0 | 0.022292 | 0.022187 | 0.021962 | 0.021882 | 0.021808 | 0.019298 | 0.015344 | 0.012215 | 0.0095883 | 0.0076844 | 0.0060753 | 0.0048527 | 0.0038559 | 0.0030518 | 0.0024413 | 0.0019422 | 1.3181e-05 | 4.6855e-06 | 1.5902e-06 | 5.1636e-07 | 4.3757e-07 | 4.3634e-07 | 4.3523e-07 | 4.5711e-07 | 4.5622e-07 | 4.5545e-07
F5_Industrial_Stone, Clay, and Glass_Existing_Process_Natural Gas_Gas Boiler - High Turndown_A_Achievable Technical Potential | F5 | Industrial | Stone, Clay, and Glass | Existing | Process | Natural Gas | Gas Boiler - High Turndown | A | Incremental Summer Peak Savings (MW) | Achievable Technical Potential | 0 | 0 | 0 | 0 | 0 | 0 | 0 | 0 | 0 | 0 | 0 | 0 | 0 | 0 | 0 | 0 | 0 | 0 | 0 | 0 | 0 | 0 | 0 | 0 | 0 | 0 | 0 | 0 | 0 | 0 | 0
F6_Industrial_Stone, Clay, and Glass_Existing_Process_Natural Gas_Gas Boiler - High Turndown_A_Achievable Technical Potential | F6 | Industrial | Stone, Clay, and Glass | Existing | Process | Natural Gas | Gas Boiler - High Turndown | A | Incremental Winter Peak Savings (MW) | Achievable Technical Potential | 0 | 0 | 0 | 0 | 0 | 0 | 0 | 0 | 0 | 0 | 0 | 0 | 0 | 0 | 0 | 0 | 0 | 0 | 0 | 0 | 0 | 0 | 0 | 0 | 0 | 0 | 0 | 0 | 0 | 0 | 0
F7_Industrial_Stone, Clay, and Glass_Existing_Process_Natural Gas_Gas Boiler - High Turndown_A_Achievable Technical Potential | F7 | Industrial | Stone, Clay, and Glass | Existing | Process | Natural Gas | Gas Boiler - High Turndown | A | Cumulative Energy Savings (MWh or mTherms) | Achievable Technical Potential | 0 | 0 | 0 | 0 | 0 | 0.022292 | 0.044386 | 0.06616 | 0.087764 | 0.1092 | 0.12805 | 0.14296 | 0.15476 | 0.16389 | 0.17125 | 0.17694 | 0.18149 | 0.18503 | 0.18776 | 0.18996 | 0.19164 | 0.19145 | 0.19125 | 0.19104 | 0.19084 | 0.19081 | 0.19079 | 0.19076 | 0 | 0 | 0
F8_Industrial_Stone, Clay, and Glass_Existing_Process_Natural Gas_Gas Boiler - High Turndown_A_Achievable Technical Potential | F8 | Industrial | Stone, Clay, and Glass | Existing | Process | Natural Gas | Gas Boiler - High Turndown | A | Cumulative Summer Peak Savings (MW) | Achievable Technical Potential | 0 | 0 | 0 | 0 | 0 | 0 | 0 | 0 | 0 | 0 | 0 | 0 | 0 | 0 | 0 | 0 | 0 | 0 | 0 | 0 | 0 | 0 | 0 | 0 | 0 | 0 | 0 | 0 | 0 | 0 | 0
F9_Industrial_Stone, Clay, and Glass_Existing_Process_Natural Gas_Gas Boiler - High Turndown_A_Achievable Technical Potential | F9 | Industrial | Stone, Clay, and Glass | Existing | Process | Natural Gas | Gas Boiler - High Turndown | A | Cumulative Winter Peak Savings (MW) | Achievable Technical Potential | 0 | 0 | 0 | 0 | 0 | 0 | 0 | 0 | 0 | 0 | 0 | 0 | 0 | 0 | 0 | 0 | 0 | 0 | 0 | 0 | 0 | 0 | 0 | 0 | 0 | 0 | 0 | 0 | 0 | 0 | 0
F10_Industrial_Stone, Clay, and Glass_Existing_Process_Natural Gas_Gas Boiler - High Turndown_A_Achievable Technical Potential | F10 | Industrial | Stone, Clay, and Glass | Existing | Process | Natural Gas | Gas Boiler - High Turndown | A | Purchases (Incremental) | Achievable Technical Potential | 0 | 0 | 0 | 0 | 0 | 3.8997 | 3.8976 | 3.8746 | 3.8767 | 3.8799 | 3.4476 | 2.7505 | 2.1959 | 1.7289 | 1.3884 | 1.1001 | 0.88019 | 0.70061 | 0.55549 | 0.44492 | 0.35446 | 0.0024083 | 0.00085697 | 0.00029116 | 9.4643e-05 | 8.0213e-05 | 7.9999e-05 | 7.9805e-05 | 7.9631e-05 | 7.9477e-05 | 7.9341e-05
F11_Industrial_Stone, Clay, and Glass_Existing_Process_Natural Gas_Gas Boiler - High Turndown_A_Achievable Technical Potential | F11 | Industrial | Stone, Clay, and Glass | Existing | Process | Natural Gas | Gas Boiler - High Turndown | A | Purchases (Cumulative) | Achievable Technical Potential | 0 | 0 | 0 | 0 | 0 | 3.8997 | 7.7973 | 11.6719 | 15.5486 | 19.4285 | 22.876 | 25.6265 | 27.8225 | 29.5513 | 30.9397 | 32.0398 | 32.92 | 33.6206 | 34.1761 | 34.621 | 34.9755 | 34.9779 | 34.9787 | 34.979 | 34.9791 | 34.9792 | 34.9793 | 34.9794 | 34.9794 | 34.9795 | 34.9796
F1_Industrial_Stone, Clay, and Glass_Existing_Space Heating_Natural Gas_Gas Boiler - Burner Control Optimization_A_Achievable Technical Potential | F1 | Industrial | Stone, Clay, and Glass | Existing | Space Heating | Natural Gas | Gas Boiler - Burner Control Optimization | A | Integrated Unit Energy Savings (kWh or therms) | Achievable Technical Potential | 0 | 0 | 0 | 0 | 0 | 2.7581 | 2.7143 | 2.6596 | 2.5929 | 2.5148 | 2.4259 | 2.3339 | 2.2416 | 2.1476 | 2.0666 | 1.9892 | 1.9257 | 1.8686 | 1.8173 | 1.7793 | 1.7441 | 1.7128 | 1.6861 | 1.6653 | 1.6457 | 1.6312 | 1.6187 | 1.6073 | 2.3965 | 2.3867 | 2.3777
F2_Industrial_Stone, Clay, and Glass_Existing_Space Heating_Natural Gas_Gas Boiler - Burner Control Optimization_A_Achievable Technical Potential | F2 | Industrial | Stone, Clay, and Glass | Existing | Space Heating | Natural Gas | Gas Boiler - Burner Control Optimization | A | Integrated Unit Summer Peak Savings (kW) | Achievable Technical Potential | 0 | 0 | 0 | 0 | 0 | 0 | 0 | 0 | 0 | 0 | 0 | 0 | 0 | 0 | 0 | 0 | 0 | 0 | 0 | 0 | 0 | 0 | 0 | 0 | 0 | 0 | 0 | 0 | 0 | 0 | 0
F3_Industrial_Stone, Clay, and Glass_Existing_Space Heating_Natural Gas_Gas Boiler - Burner Control Optimization_A_Achievable Technical Potential | F3 | Industrial | Stone, Clay, and Glass | Existing | Space Heating | Natural Gas | Gas Boiler - Burner Control Optimization | A | Integrated Unit Winter Peak Savings (kW) | Achievable Technical Potential | 0 | 0 | 0 | 0 | 0 | 0 | 0 | 0 | 0 | 0 | 0 | 0 | 0 | 0 | 0 | 0 | 0 | 0 | 0 | 0 | 0 | 0 | 0 | 0 | 0 | 0 | 0 | 0 | 0 | 0 | 0
F4_Industrial_Stone, Clay, and Glass_Existing_Space Heating_Natural Gas_Gas Boiler - Burner Control Optimization_A_Achievable Technical Potential | F4 | Industrial | Stone, Clay, and Glass | Existing | Space Heating | Natural Gas | Gas Boiler - Burner Control Optimization | A | Incremental Energy Savings (MWh or mTherms) | Achievable Technical Potential | 0 | 0 | 0 | 0 | 0 | 0.0002617 | 0.00040461 | 0.00078822 | 0.0013455 | 0.0020317 | 0.002709 | 0.0033079 | 0.0036991 | 0.003756 | 0.0036281 | 0.0032283 | 0.002735 | 0.0021745 | 0.0016302 | 0.0011775 | 0.00080461 | 0.00052473 | 0.00032752 | 0.00019622 | 0.00013088 | 0 | 0 | 0 | 0 | 0 | 0
F5_Industrial_Stone, Clay, and Glass_Existing_Space Heating_Natural Gas_Gas Boiler - Burner Control Optimization_A_Achievable Technical Potential | F5 | Industrial | Stone, Clay, and Glass | Existing | Space Heating | Natural Gas | Gas Boiler - Burner Control Optimization | A | Incremental Summer Peak Savings (MW) | Achievable Technical Potential | 0 | 0 | 0 | 0 | 0 | 0 | 0 | 0 | 0 | 0 | 0 | 0 | 0 | 0 | 0 | 0 | 0 | 0 | 0 | 0 | 0 | 0 | 0 | 0 | 0 | 0 | 0 | 0 | 0 | 0 | 0
F6_Industrial_Stone, Clay, and Glass_Existing_Space Heating_Natural Gas_Gas Boiler - Burner Control Optimization_A_Achievable Technical Potential | F6 | Industrial | Stone, Clay, and Glass | Existing | Space Heating | Natural Gas | Gas Boiler - Burner Control Optimization | A | Incremental Winter Peak Savings (MW) | Achievable Technical Potential | 0 | 0 | 0 | 0 | 0 | 0 | 0 | 0 | 0 | 0 | 0 | 0 | 0 | 0 | 0 | 0 | 0 | 0 | 0 | 0 | 0 | 0 | 0 | 0 | 0 | 0 | 0 | 0 | 0 | 0 | 0
F7_Industrial_Stone, Clay, and Glass_Existing_Space Heating_Natural Gas_Gas Boiler - Burner Control Optimization_A_Achievable Technical Potential | F7 | Industrial | Stone, Clay, and Glass | Existing | Space Heating | Natural Gas | Gas Boiler - Burner Control Optimization | A | Cumulative Energy Savings (MWh or mTherms) | Achievable Technical Potential | 0 | 0 | 0 | 0 | 0 | 0.0002617 | 0.00066216 | 0.001437 | 0.0027465 | 0.0046955 | 0.0072385 | 0.010272 | 0.013565 | 0.016752 | 0.019748 | 0.022237 | 0.024262 | 0.025717 | 0.026641 | 0.027262 | 0.027528 | 0.027558 | 0.027456 | 0.027313 | 0.027123 | 0.026884 | 0.026678 | 0.026489 | 0 | 0 | 0
F8_Industrial_Stone, Clay, and Glass_Existing_Space Heating_Natural Gas_Gas Boiler - Burner Control Optimization_A_Achievable Technical Potential | F8 | Industrial | Stone, Clay, and Glass | Existing | Space Heating | Natural Gas | Gas Boiler - Burner Control Optimization | A | Cumulative Summer Peak Savings (MW) | Achievable Technical Potential | 0 | 0 | 0 | 0 | 0 | 0 | 0 | 0 | 0 | 0 | 0 | 0 | 0 | 0 | 0 | 0 | 0 | 0 | 0 | 0 | 0 | 0 | 0 | 0 | 0 | 0 | 0 | 0 | 0 | 0 | 0
F9_Industrial_Stone, Clay, and Glass_Existing_Space Heating_Natural Gas_Gas Boiler - Burner Control Optimization_A_Achievable Technical Potential | F9 | Industrial | Stone, Clay, and Glass | Existing | Space Heating | Natural Gas | Gas Boiler - Burner Control Optimization | A | Cumulative Winter Peak Savings (MW) | Achievable Technical Potential | 0 | 0 | 0 | 0 | 0 | 0 | 0 | 0 | 0 | 0 | 0 | 0 | 0 | 0 | 0 | 0 | 0 | 0 | 0 | 0 | 0 | 0 | 0 | 0 | 0 | 0 | 0 | 0 | 0 | 0 | 0
F10_Industrial_Stone, Clay, and Glass_Existing_Space Heating_Natural Gas_Gas Boiler - Burner Control Optimization_A_Achievable Technical Potential | F10 | Industrial | Stone, Clay, and Glass | Existing | Space Heating | Natural Gas | Gas Boiler - Burner Control Optimization | A | Purchases (Incremental) | Achievable Technical Potential | 0 | 0 | 0 | 0 | 0 | 0.094882 | 0.14906 | 0.29637 | 0.51893 | 0.80789 | 1.1167 | 1.4173 | 1.6502 | 1.7489 | 1.7556 | 1.6229 | 1.4203 | 1.1637 | 0.89706 | 0.66177 | 0.46133 | 0.30635 | 0.19424 | 0.11783 | 0.079531 | 0 | 0 | 0 | 0 | 0 | 0
F11_Industrial_Stone, Clay, and Glass_Existing_Space Heating_Natural Gas_Gas Boiler - Burner Control Optimization_A_Achievable Technical Potential | F11 | Industrial | Stone, Clay, and Glass | Existing | Space Heating | Natural Gas | Gas Boiler - Burner Control Optimization | A | Purchases (Cumulative) | Achievable Technical Potential | 0 | 0 | 0 | 0 | 0 | 0.094882 | 0.24395 | 0.54032 | 1.0592 | 1.8671 | 2.9838 | 4.4012 | 6.0514 | 7.8003 | 9.5559 | 11.1789 | 12.5991 | 13.7629 | 14.6599 | 15.3217 | 15.783 | 16.0894 | 16.2836 | 16.4015 | 16.481 | 16.481 | 16.481 | 16.481 | 16.481 | 16.481 | 16.481
F1_Industrial_Stone, Clay, and Glass_Existing_Process_Natural Gas_Gas Boiler - Burner Control Optimization_A_Achievable Technical Potential | F1 | Industrial | Stone, Clay, and Glass | Existing | Process | Natural Gas | Gas Boiler - Burner Control Optimization | A | Integrated Unit Energy Savings (kWh or therms) | Achievable Technical Potential | 0 | 0 | 0 | 0 | 0 | 1.6577 | 1.6508 | 1.6437 | 1.6368 | 1.6299 | 1.6231 | 1.6176 | 1.613 | 1.6082 | 1.6049 | 1.6013 | 1.5986 | 1.5958 | 1.593 | 1.591 | 1.5888 | 1.5871 | 1.5853 | 1.5837 | 1.582 | 1.5818 | 1.5815 | 1.5813 | 1.6647 | 1.6647 | 1.6647
F2_Industrial_Stone, Clay, and Glass_Existing_Process_Natural Gas_Gas Boiler - Burner Control Optimization_A_Achievable Technical Potential | F2 | Industrial | Stone, Clay, and Glass | Existing | Process | Natural Gas | Gas Boiler - Burner Control Optimization | A | Integrated Unit Summer Peak Savings (kW) | Achievable Technical Potential | 0 | 0 | 0 | 0 | 0 | 0 | 0 | 0 | 0 | 0 | 0 | 0 | 0 | 0 | 0 | 0 | 0 | 0 | 0 | 0 | 0 | 0 | 0 | 0 | 0 | 0 | 0 | 0 | 0 | 0 | 0
F3_Industrial_Stone, Clay, and Glass_Existing_Process_Natural Gas_Gas Boiler - Burner Control Optimization_A_Achievable Technical Potential | F3 | Industrial | Stone, Clay, and Glass | Existing | Process | Natural Gas | Gas Boiler - Burner Control Optimization | A | Integrated Unit Winter Peak Savings (kW) | Achievable Technical Potential | 0 | 0 | 0 | 0 | 0 | 0 | 0 | 0 | 0 | 0 | 0 | 0 | 0 | 0 | 0 | 0 | 0 | 0 | 0 | 0 | 0 | 0 | 0 | 0 | 0 | 0 | 0 | 0 | 0 | 0 | 0
F4_Industrial_Stone, Clay, and Glass_Existing_Process_Natural Gas_Gas Boiler - Burner Control Optimization_A_Achievable Technical Potential | F4 | Industrial | Stone, Clay, and Glass | Existing | Process | Natural Gas | Gas Boiler - Burner Control Optimization | A | Incremental Energy Savings (MWh or mTherms) | Achievable Technical Potential | 0 | 0 | 0 | 0 | 0 | 0.0017439 | 0.0027282 | 0.0054011 | 0.0094173 | 0.0146 | 0.020096 | 0.02542 | 0.029511 | 0.031183 | 0.031239 | 0.028814 | 0.025173 | 0.02059 | 0.015843 | 0.011673 | 0.0081261 | 0.0053905 | 0.0034142 | 0.0020689 | 0.0013949 | 0 | 0 | 0 | 0 | 0 | 0
F5_Industrial_Stone, Clay, and Glass_Existing_Process_Natural Gas_Gas Boiler - Burner Control Optimization_A_Achievable Technical Potential | F5 | Industrial | Stone, Clay, and Glass | Existing | Process | Natural Gas | Gas Boiler - Burner Control Optimization | A | Incremental Summer Peak Savings (MW) | Achievable Technical Potential | 0 | 0 | 0 | 0 | 0 | 0 | 0 | 0 | 0 | 0 | 0 | 0 | 0 | 0 | 0 | 0 | 0 | 0 | 0 | 0 | 0 | 0 | 0 | 0 | 0 | 0 | 0 | 0 | 0 | 0 | 0
F6_Industrial_Stone, Clay, and Glass_Existing_Process_Natural Gas_Gas Boiler - Burner Control Optimization_A_Achievable Technical Potential | F6 | Industrial | Stone, Clay, and Glass | Existing | Process | Natural Gas | Gas Boiler - Burner Control Optimization | A | Incremental Winter Peak Savings (MW) | Achievable Technical Potential | 0 | 0 | 0 | 0 | 0 | 0 | 0 | 0 | 0 | 0 | 0 | 0 | 0 | 0 | 0 | 0 | 0 | 0 | 0 | 0 | 0 | 0 | 0 | 0 | 0 | 0 | 0 | 0 | 0 | 0 | 0
F7_Industrial_Stone, Clay, and Glass_Existing_Process_Natural Gas_Gas Boiler - Burner Control Optimization_A_Achievable Technical Potential | F7 | Industrial | Stone, Clay, and Glass | Existing | Process | Natural Gas | Gas Boiler - Burner Control Optimization | A | Cumulative Energy Savings (MWh or mTherms) | Achievable Technical Potential | 0 | 0 | 0 | 0 | 0 | 0.0017439 | 0.0044647 | 0.0098468 | 0.019223 | 0.033741 | 0.053696 | 0.078934 | 0.10822 | 0.13908 | 0.17004 | 0.19847 | 0.22331 | 0.24351 | 0.25892 | 0.27027 | 0.27801 | 0.2831 | 0.28621 | 0.28798 | 0.28907 | 0.28903 | 0.28899 | 0.28895 | 0 | 0 | 0
F8_Industrial_Stone, Clay, and Glass_Existing_Process_Natural Gas_Gas Boiler - Burner Control Optimization_A_Achievable Technical Potential | F8 | Industrial | Stone, Clay, and Glass | Existing | Process | Natural Gas | Gas Boiler - Burner Control Optimization | A | Cumulative Summer Peak Savings (MW) | Achievable Technical Potential | 0 | 0 | 0 | 0 | 0 | 0 | 0 | 0 | 0 | 0 | 0 | 0 | 0 | 0 | 0 | 0 | 0 | 0 | 0 | 0 | 0 | 0 | 0 | 0 | 0 | 0 | 0 | 0 | 0 | 0 | 0
F9_Industrial_Stone, Clay, and Glass_Existing_Process_Natural Gas_Gas Boiler - Burner Control Optimization_A_Achievable Technical Potential | F9 | Industrial | Stone, Clay, and Glass | Existing | Process | Natural Gas | Gas Boiler - Burner Control Optimization | A | Cumulative Winter Peak Savings (MW) | Achievable Technical Potential | 0 | 0 | 0 | 0 | 0 | 0 | 0 | 0 | 0 | 0 | 0 | 0 | 0 | 0 | 0 | 0 | 0 | 0 | 0 | 0 | 0 | 0 | 0 | 0 | 0 | 0 | 0 | 0 | 0 | 0 | 0
F10_Industrial_Stone, Clay, and Glass_Existing_Process_Natural Gas_Gas Boiler - Burner Control Optimization_A_Achievable Technical Potential | F10 | Industrial | Stone, Clay, and Glass | Existing | Process | Natural Gas | Gas Boiler - Burner Control Optimization | A | Purchases (Incremental) | Achievable Technical Potential | 0 | 0 | 0 | 0 | 0 | 1.052 | 1.6527 | 3.2859 | 5.7534 | 8.9571 | 12.3807 | 15.7142 | 18.296 | 19.3905 | 19.4646 | 17.9937 | 15.7465 | 12.9025 | 9.9457 | 7.3371 | 5.1147 | 3.3966 | 2.1536 | 1.3064 | 0.88176 | 0 | 0 | 0 | 0 | 0 | 0
F11_Industrial_Stone, Clay, and Glass_Existing_Process_Natural Gas_Gas Boiler - Burner Control Optimization_A_Achievable Technical Potential | F11 | Industrial | Stone, Clay, and Glass | Existing | Process | Natural Gas | Gas Boiler - Burner Control Optimization | A | Purchases (Cumulative) | Achievable Technical Potential | 0 | 0 | 0 | 0 | 0 | 1.052 | 2.7046 | 5.9905 | 11.7439 | 20.701 | 33.0818 | 48.796 | 67.092 | 86.4826 | 105.9471 | 123.9408 | 139.6873 | 152.5898 | 162.5355 | 169.8726 | 174.9874 | 178.3839 | 180.5375 | 181.8439 | 182.7257 | 182.7257 | 182.7257 | 182.7257 | 182.7257 | 182.7257 | 182.7257
F1_Industrial_Stone, Clay, and Glass_Existing_Space Heating_Natural Gas_HVAC - Demand Controlled Ventilation_A_Achievable Technical Potential | F1 | Industrial | Stone, Clay, and Glass | Existing | Space Heating | Natural Gas | HVAC - Demand Controlled Ventilation | A | Integrated Unit Energy Savings (kWh or therms) | Achievable Technical Potential | 0 | 0 | 0 | 0 | 0 | 0.045634 | 0.045126 | 0.044486 | 0.043814 | 0.04311 | 0.042379 | 0.041622 | 0.04086 | 0.040073 | 0.039263 | 0.038472 | 0.037708 | 0.036968 | 0.036261 | 0.035615 | 0.035006 | 0.034433 | 0.033909 | 0.033457 | 0.03304 | 0.032712 | 0.032421 | 0.032148 | 0.036718 | 0.036492 | 0.03628
F2_Industrial_Stone, Clay, and Glass_Existing_Space Heating_Natural Gas_HVAC - Demand Controlled Ventilation_A_Achievable Technical Potential | F2 | Industrial | Stone, Clay, and Glass | Existing | Space Heating | Natural Gas | HVAC - Demand Controlled Ventilation | A | Integrated Unit Summer Peak Savings (kW) | Achievable Technical Potential | 0 | 0 | 0 | 0 | 0 | 0 | 0 | 0 | 0 | 0 | 0 | 0 | 0 | 0 | 0 | 0 | 0 | 0 | 0 | 0 | 0 | 0 | 0 | 0 | 0 | 0 | 0 | 0 | 0 | 0 | 0
F3_Industrial_Stone, Clay, and Glass_Existing_Space Heating_Natural Gas_HVAC - Demand Controlled Ventilation_A_Achievable Technical Potential | F3 | Industrial | Stone, Clay, and Glass | Existing | Space Heating | Natural Gas | HVAC - Demand Controlled Ventilation | A | Integrated Unit Winter Peak Savings (kW) | Achievable Technical Potential | 0 | 0 | 0 | 0 | 0 | 0 | 0 | 0 | 0 | 0 | 0 | 0 | 0 | 0 | 0 | 0 | 0 | 0 | 0 | 0 | 0 | 0 | 0 | 0 | 0 | 0 | 0 | 0 | 0 | 0 | 0
F4_Industrial_Stone, Clay, and Glass_Existing_Space Heating_Natural Gas_HVAC - Demand Controlled Ventilation_A_Achievable Technical Potential | F4 | Industrial | Stone, Clay, and Glass | Existing | Space Heating | Natural Gas | HVAC - Demand Controlled Ventilation | A | Incremental Energy Savings (MWh or mTherms) | Achievable Technical Potential | 0 | 0 | 0 | 0 | 0 | 0.020395 | 0.020156 | 0.019753 | 0.019466 | 0.019169 | 0.018604 | 0.018222 | 0.017852 | 0.01723 | 0.016946 | 0.016447 | 0.016122 | 0.015726 | 0.015288 | 0.015033 | 0.014715 | 0.014418 | 0.014147 | 0.013911 | 0.013694 | 0 | 0 | 0 | 0 | 0 | 0
F5_Industrial_Stone, Clay, and Glass_Existing_Space Heating_Natural Gas_HVAC - Demand Controlled Ventilation_A_Achievable Technical Potential | F5 | Industrial | Stone, Clay, and Glass | Existing | Space Heating | Natural Gas | HVAC - Demand Controlled Ventilation | A | Incremental Summer Peak Savings (MW) | Achievable Technical Potential | 0 | 0 | 0 | 0 | 0 | 0 | 0 | 0 | 0 | 0 | 0 | 0 | 0 | 0 | 0 | 0 | 0 | 0 | 0 | 0 | 0 | 0 | 0 | 0 | 0 | 0 | 0 | 0 | 0 | 0 | 0
F6_Industrial_Stone, Clay, and Glass_Existing_Space Heating_Natural Gas_HVAC - Demand Controlled Ventilation_A_Achievable Technical Potential | F6 | Industrial | Stone, Clay, and Glass | Existing | Space Heating | Natural Gas | HVAC - Demand Controlled Ventilation | A | Incremental Winter Peak Savings (MW) | Achievable Technical Potential | 0 | 0 | 0 | 0 | 0 | 0 | 0 | 0 | 0 | 0 | 0 | 0 | 0 | 0 | 0 | 0 | 0 | 0 | 0 | 0 | 0 | 0 | 0 | 0 | 0 | 0 | 0 | 0 | 0 | 0 | 0
F7_Industrial_Stone, Clay, and Glass_Existing_Space Heating_Natural Gas_HVAC - Demand Controlled Ventilation_A_Achievable Technical Potential | F7 | Industrial | Stone, Clay, and Glass | Existing | Space Heating | Natural Gas | HVAC - Demand Controlled Ventilation | A | Cumulative Energy Savings (MWh or mTherms) | Achievable Technical Potential | 0 | 0 | 0 | 0 | 0 | 0.020395 | 0.040324 | 0.059505 | 0.078072 | 0.095986 | 0.11296 | 0.12917 | 0.14465 | 0.1591 | 0.17283 | 0.18579 | 0.19823 | 0.21006 | 0.22133 | 0.23242 | 0.24316 | 0.2536 | 0.26389 | 0.27428 | 0.28455 | 0.28173 | 0.27923 | 0.27687 | 0 | 0 | 0
F8_Industrial_Stone, Clay, and Glass_Existing_Space Heating_Natural Gas_HVAC - Demand Controlled Ventilation_A_Achievable Technical Potential | F8 | Industrial | Stone, Clay, and Glass | Existing | Space Heating | Natural Gas | HVAC - Demand Controlled Ventilation | A | Cumulative Summer Peak Savings (MW) | Achievable Technical Potential | 0 | 0 | 0 | 0 | 0 | 0 | 0 | 0 | 0 | 0 | 0 | 0 | 0 | 0 | 0 | 0 | 0 | 0 | 0 | 0 | 0 | 0 | 0 | 0 | 0 | 0 | 0 | 0 | 0 | 0 | 0
F9_Industrial_Stone, Clay, and Glass_Existing_Space Heating_Natural Gas_HVAC - Demand Controlled Ventilation_A_Achievable Technical Potential | F9 | Industrial | Stone, Clay, and Glass | Existing | Space Heating | Natural Gas | HVAC - Demand Controlled Ventilation | A | Cumulative Winter Peak Savings (MW) | Achievable Technical Potential | 0 | 0 | 0 | 0 | 0 | 0 | 0 | 0 | 0 | 0 | 0 | 0 | 0 | 0 | 0 | 0 | 0 | 0 | 0 | 0 | 0 | 0 | 0 | 0 | 0 | 0 | 0 | 0 | 0 | 0 | 0
F10_Industrial_Stone, Clay, and Glass_Existing_Space Heating_Natural Gas_HVAC - Demand Controlled Ventilation_A_Achievable Technical Potential | F10 | Industrial | Stone, Clay, and Glass | Existing | Space Heating | Natural Gas | HVAC - Demand Controlled Ventilation | A | Purchases (Incremental) | Achievable Technical Potential | 0 | 0 | 0 | 0 | 0 | 446.9117 | 446.6664 | 444.0322 | 444.2723 | 444.6397 | 438.9932 | 437.7936 | 436.9047 | 429.9668 | 431.6084 | 427.4924 | 427.5479 | 425.396 | 421.6015 | 422.1009 | 420.3555 | 418.7206 | 417.1949 | 415.7771 | 414.466 | 0 | 0 | 0 | 0 | 0 | 0
F11_Industrial_Stone, Clay, and Glass_Existing_Space Heating_Natural Gas_HVAC - Demand Controlled Ventilation_A_Achievable Technical Potential | F11 | Industrial | Stone, Clay, and Glass | Existing | Space Heating | Natural Gas | HVAC - Demand Controlled Ventilation | A | Purchases (Cumulative) | Achievable Technical Potential | 0 | 0 | 0 | 0 | 0 | 446.9117 | 893.578 | 1337.6103 | 1781.8826 | 2226.5222 | 2665.5154 | 3103.309 | 3540.2136 | 3970.1804 | 4401.7888 | 4829.2812 | 5256.8291 | 5682.2251 | 6103.8267 | 6525.9276 | 6946.2831 | 7365.0037 | 7782.1985 | 8197.9757 | 8612.4417 | 8612.4417 | 8612.4417 | 8612.4417 | 8612.4417 | 8612.4417 | 8612.4417
F1_Industrial_Stone, Clay, and Glass_Existing_Space Heating_Natural Gas_Gas Boiler - Stack Economizer_A_Achievable Technical Potential | F1 | Industrial | Stone, Clay, and Glass | Existing | Space Heating | Natural Gas | Gas Boiler - Stack Economizer | A | Integrated Unit Energy Savings (kWh or therms) | Achievable Technical Potential | 0 | 0 | 0 | 0 | 0 | 6.9813 | 6.9297 | 6.8767 | 6.8213 | 6.7636 | 6.7046 | 6.6441 | 6.5819 | 6.5169 | 6.4463 | 6.3778 | 6.3089 | 6.2412 | 6.1744 | 6.1104 | 6.0488 | 5.9856 | 5.928 | 5.8773 | 5.8278 | 5.7828 | 5.7442 | 5.7087 | 6.0326 | 6.0078 | 5.9852
F2_Industrial_Stone, Clay, and Glass_Existing_Space Heating_Natural Gas_Gas Boiler - Stack Economizer_A_Achievable Technical Potential | F2 | Industrial | Stone, Clay, and Glass | Existing | Space Heating | Natural Gas | Gas Boiler - Stack Economizer | A | Integrated Unit Summer Peak Savings (kW) | Achievable Technical Potential | 0 | 0 | 0 | 0 | 0 | 0 | 0 | 0 | 0 | 0 | 0 | 0 | 0 | 0 | 0 | 0 | 0 | 0 | 0 | 0 | 0 | 0 | 0 | 0 | 0 | 0 | 0 | 0 | 0 | 0 | 0
F3_Industrial_Stone, Clay, and Glass_Existing_Space Heating_Natural Gas_Gas Boiler - Stack Economizer_A_Achievable Technical Potential | F3 | Industrial | Stone, Clay, and Glass | Existing | Space Heating | Natural Gas | Gas Boiler - Stack Economizer | A | Integrated Unit Winter Peak Savings (kW) | Achievable Technical Potential | 0 | 0 | 0 | 0 | 0 | 0 | 0 | 0 | 0 | 0 | 0 | 0 | 0 | 0 | 0 | 0 | 0 | 0 | 0 | 0 | 0 | 0 | 0 | 0 | 0 | 0 | 0 | 0 | 0 | 0 | 0
F4_Industrial_Stone, Clay, and Glass_Existing_Space Heating_Natural Gas_Gas Boiler - Stack Economizer_A_Achievable Technical Potential | F4 | Industrial | Stone, Clay, and Glass | Existing | Space Heating | Natural Gas | Gas Boiler - Stack Economizer | A | Incremental Energy Savings (MWh or mTherms) | Achievable Technical Potential | 0 | 0 | 0 | 0 | 0 | 0.0065482 | 0.0064962 | 0.0064085 | 0.0063603 | 0.0063117 | 0.0055595 | 0.0043954 | 0.0034763 | 0.0027099 | 0.0021526 | 0.0016875 | 0.0013356 | 0.0010517 | 0.00082494 | 0.00065388 | 0.00051569 | 3.4671e-06 | 1.2219e-06 | 4.1158e-07 | 1.3266e-07 | 1.1157e-07 | 1.1053e-07 | 1.0958e-07 | 1.1554e-07 | 1.1484e-07 | 1.1422e-07
F5_Industrial_Stone, Clay, and Glass_Existing_Space Heating_Natural Gas_Gas Boiler - Stack Economizer_A_Achievable Technical Potential | F5 | Industrial | Stone, Clay, and Glass | Existing | Space Heating | Natural Gas | Gas Boiler - Stack Economizer | A | Incremental Summer Peak Savings (MW) | Achievable Technical Potential | 0 | 0 | 0 | 0 | 0 | 0 | 0 | 0 | 0 | 0 | 0 | 0 | 0 | 0 | 0 | 0 | 0 | 0 | 0 | 0 | 0 | 0 | 0 | 0 | 0 | 0 | 0 | 0 | 0 | 0 | 0
F6_Industrial_Stone, Clay, and Glass_Existing_Space Heating_Natural Gas_Gas Boiler - Stack Economizer_A_Achievable Technical Potential | F6 | Industrial | Stone, Clay, and Glass | Existing | Space Heating | Natural Gas | Gas Boiler - Stack Economizer | A | Incremental Winter Peak Savings (MW) | Achievable Technical Potential | 0 | 0 | 0 | 0 | 0 | 0 | 0 | 0 | 0 | 0 | 0 | 0 | 0 | 0 | 0 | 0 | 0 | 0 | 0 | 0 | 0 | 0 | 0 | 0 | 0 | 0 | 0 | 0 | 0 | 0 | 0
F7_Industrial_Stone, Clay, and Glass_Existing_Space Heating_Natural Gas_Gas Boiler - Stack Economizer_A_Achievable Technical Potential | F7 | Industrial | Stone, Clay, and Glass | Existing | Space Heating | Natural Gas | Gas Boiler - Stack Economizer | A | Cumulative Energy Savings (MWh or mTherms) | Achievable Technical Potential | 0 | 0 | 0 | 0 | 0 | 0.0065482 | 0.012996 | 0.019305 | 0.02551 | 0.031606 | 0.03689 | 0.040952 | 0.044045 | 0.04632 | 0.047971 | 0.049149 | 0.049954 | 0.050469 | 0.050754 | 0.050881 | 0.050884 | 0.050356 | 0.049873 | 0.049447 | 0.04903 | 0.048652 | 0.048327 | 0.048029 | 0 | 0 | 0
F8_Industrial_Stone, Clay, and Glass_Existing_Space Heating_Natural Gas_Gas Boiler - Stack Economizer_A_Achievable Technical Potential | F8 | Industrial | Stone, Clay, and Glass | Existing | Space Heating | Natural Gas | Gas Boiler - Stack Economizer | A | Cumulative Summer Peak Savings (MW) | Achievable Technical Potential | 0 | 0 | 0 | 0 | 0 | 0 | 0 | 0 | 0 | 0 | 0 | 0 | 0 | 0 | 0 | 0 | 0 | 0 | 0 | 0 | 0 | 0 | 0 | 0 | 0 | 0 | 0 | 0 | 0 | 0 | 0
F9_Industrial_Stone, Clay, and Glass_Existing_Space Heating_Natural Gas_Gas Boiler - Stack Economizer_A_Achievable Technical Potential | F9 | Industrial | Stone, Clay, and Glass | Existing | Space Heating | Natural Gas | Gas Boiler - Stack Economizer | A | Cumulative Winter Peak Savings (MW) | Achievable Technical Potential | 0 | 0 | 0 | 0 | 0 | 0 | 0 | 0 | 0 | 0 | 0 | 0 | 0 | 0 | 0 | 0 | 0 | 0 | 0 | 0 | 0 | 0 | 0 | 0 | 0 | 0 | 0 | 0 | 0 | 0 | 0
F10_Industrial_Stone, Clay, and Glass_Existing_Space Heating_Natural Gas_Gas Boiler - Stack Economizer_A_Achievable Technical Potential | F10 | Industrial | Stone, Clay, and Glass | Existing | Space Heating | Natural Gas | Gas Boiler - Stack Economizer | A | Purchases (Incremental) | Achievable Technical Potential | 0 | 0 | 0 | 0 | 0 | 0.93796 | 0.93745 | 0.93192 | 0.93242 | 0.93319 | 0.82921 | 0.66155 | 0.52817 | 0.41583 | 0.33393 | 0.2646 | 0.2117 | 0.16851 | 0.13361 | 0.10701 | 0.085256 | 0.00057925 | 0.00020612 | 7.0029e-05 | 2.2764e-05 | 1.9293e-05 | 1.9241e-05 | 1.9195e-05 | 1.9153e-05 | 1.9116e-05 | 1.9083e-05
F11_Industrial_Stone, Clay, and Glass_Existing_Space Heating_Natural Gas_Gas Boiler - Stack Economizer_A_Achievable Technical Potential | F11 | Industrial | Stone, Clay, and Glass | Existing | Space Heating | Natural Gas | Gas Boiler - Stack Economizer | A | Purchases (Cumulative) | Achievable Technical Potential | 0 | 0 | 0 | 0 | 0 | 0.93796 | 1.8754 | 2.8073 | 3.7398 | 4.6729 | 5.5022 | 6.1637 | 6.6919 | 7.1077 | 7.4416 | 7.7062 | 7.9179 | 8.0864 | 8.2201 | 8.3271 | 8.4123 | 8.4129 | 8.4131 | 8.4132 | 8.4132 | 8.4132 | 8.4132 | 8.4133 | 8.4133 | 8.4133 | 8.4133
F1_Industrial_Stone, Clay, and Glass_Existing_Process_Natural Gas_Gas Boiler - Stack Economizer_A_Achievable Technical Potential | F1 | Industrial | Stone, Clay, and Glass | Existing | Process | Natural Gas | Gas Boiler - Stack Economizer | A | Integrated Unit Energy Savings (kWh or therms) | Achievable Technical Potential | 0 | 0 | 0 | 0 | 0 | 5.5107 | 5.5106 | 5.5106 | 5.5106 | 5.5105 | 5.5105 | 5.5105 | 5.5105 | 5.5104 | 5.5104 | 5.5104 | 5.5104 | 5.5104 | 5.5104 | 5.5104 | 5.5104 | 5.5104 | 5.5104 | 5.5104 | 5.5104 | 5.5104 | 5.5104 | 5.5104 | 5.5108 | 5.5108 | 5.5108
F2_Industrial_Stone, Clay, and Glass_Existing_Process_Natural Gas_Gas Boiler - Stack Economizer_A_Achievable Technical Potential | F2 | Industrial | Stone, Clay, and Glass | Existing | Process | Natural Gas | Gas Boiler - Stack Economizer | A | Integrated Unit Summer Peak Savings (kW) | Achievable Technical Potential | 0 | 0 | 0 | 0 | 0 | 0 | 0 | 0 | 0 | 0 | 0 | 0 | 0 | 0 | 0 | 0 | 0 | 0 | 0 | 0 | 0 | 0 | 0 | 0 | 0 | 0 | 0 | 0 | 0 | 0 | 0
F3_Industrial_Stone, Clay, and Glass_Existing_Process_Natural Gas_Gas Boiler - Stack Economizer_A_Achievable Technical Potential | F3 | Industrial | Stone, Clay, and Glass | Existing | Process | Natural Gas | Gas Boiler - Stack Economizer | A | Integrated Unit Winter Peak Savings (kW) | Achievable Technical Potential | 0 | 0 | 0 | 0 | 0 | 0 | 0 | 0 | 0 | 0 | 0 | 0 | 0 | 0 | 0 | 0 | 0 | 0 | 0 | 0 | 0 | 0 | 0 | 0 | 0 | 0 | 0 | 0 | 0 | 0 | 0
F4_Industrial_Stone, Clay, and Glass_Existing_Process_Natural Gas_Gas Boiler - Stack Economizer_A_Achievable Technical Potential | F4 | Industrial | Stone, Clay, and Glass | Existing | Process | Natural Gas | Gas Boiler - Stack Economizer | A | Incremental Energy Savings (MWh or mTherms) | Achievable Technical Potential | 0 | 0 | 0 | 0 | 0 | 0.057307 | 0.057275 | 0.056937 | 0.056967 | 0.057014 | 0.050661 | 0.040418 | 0.032268 | 0.025405 | 0.020401 | 0.016165 | 0.012934 | 0.010295 | 0.0081626 | 0.0065378 | 0.0052086 | 3.5389e-05 | 1.2593e-05 | 4.2784e-06 | 1.3907e-06 | 1.1787e-06 | 1.1755e-06 | 1.1727e-06 | 1.1702e-06 | 1.1679e-06 | 1.1659e-06
F5_Industrial_Stone, Clay, and Glass_Existing_Process_Natural Gas_Gas Boiler - Stack Economizer_A_Achievable Technical Potential | F5 | Industrial | Stone, Clay, and Glass | Existing | Process | Natural Gas | Gas Boiler - Stack Economizer | A | Incremental Summer Peak Savings (MW) | Achievable Technical Potential | 0 | 0 | 0 | 0 | 0 | 0 | 0 | 0 | 0 | 0 | 0 | 0 | 0 | 0 | 0 | 0 | 0 | 0 | 0 | 0 | 0 | 0 | 0 | 0 | 0 | 0 | 0 | 0 | 0 | 0 | 0
F6_Industrial_Stone, Clay, and Glass_Existing_Process_Natural Gas_Gas Boiler - Stack Economizer_A_Achievable Technical Potential | F6 | Industrial | Stone, Clay, and Glass | Existing | Process | Natural Gas | Gas Boiler - Stack Economizer | A | Incremental Winter Peak Savings (MW) | Achievable Technical Potential | 0 | 0 | 0 | 0 | 0 | 0 | 0 | 0 | 0 | 0 | 0 | 0 | 0 | 0 | 0 | 0 | 0 | 0 | 0 | 0 | 0 | 0 | 0 | 0 | 0 | 0 | 0 | 0 | 0 | 0 | 0
F7_Industrial_Stone, Clay, and Glass_Existing_Process_Natural Gas_Gas Boiler - Stack Economizer_A_Achievable Technical Potential | F7 | Industrial | Stone, Clay, and Glass | Existing | Process | Natural Gas | Gas Boiler - Stack Economizer | A | Cumulative Energy Savings (MWh or mTherms) | Achievable Technical Potential | 0 | 0 | 0 | 0 | 0 | 0.057307 | 0.11458 | 0.17152 | 0.22848 | 0.2855 | 0.33616 | 0.37657 | 0.40884 | 0.43424 | 0.45464 | 0.47081 | 0.48374 | 0.49404 | 0.5022 | 0.50873 | 0.51394 | 0.51398 | 0.51399 | 0.51399 | 0.514 | 0.514 | 0.514 | 0.514 | 0 | 0 | 0
F8_Industrial_Stone, Clay, and Glass_Existing_Process_Natural Gas_Gas Boiler - Stack Economizer_A_Achievable Technical Potential | F8 | Industrial | Stone, Clay, and Glass | Existing | Process | Natural Gas | Gas Boiler - Stack Economizer | A | Cumulative Summer Peak Savings (MW) | Achievable Technical Potential | 0 | 0 | 0 | 0 | 0 | 0 | 0 | 0 | 0 | 0 | 0 | 0 | 0 | 0 | 0 | 0 | 0 | 0 | 0 | 0 | 0 | 0 | 0 | 0 | 0 | 0 | 0 | 0 | 0 | 0 | 0
F9_Industrial_Stone, Clay, and Glass_Existing_Process_Natural Gas_Gas Boiler - Stack Economizer_A_Achievable Technical Potential | F9 | Industrial | Stone, Clay, and Glass | Existing | Process | Natural Gas | Gas Boiler - Stack Economizer | A | Cumulative Winter Peak Savings (MW) | Achievable Technical Potential | 0 | 0 | 0 | 0 | 0 | 0 | 0 | 0 | 0 | 0 | 0 | 0 | 0 | 0 | 0 | 0 | 0 | 0 | 0 | 0 | 0 | 0 | 0 | 0 | 0 | 0 | 0 | 0 | 0 | 0 | 0
F10_Industrial_Stone, Clay, and Glass_Existing_Process_Natural Gas_Gas Boiler - Stack Economizer_A_Achievable Technical Potential | F10 | Industrial | Stone, Clay, and Glass | Existing | Process | Natural Gas | Gas Boiler - Stack Economizer | A | Purchases (Incremental) | Achievable Technical Potential | 0 | 0 | 0 | 0 | 0 | 10.3992 | 10.3935 | 10.3322 | 10.3378 | 10.3464 | 9.1935 | 7.3347 | 5.8558 | 4.6103 | 3.7023 | 2.9336 | 2.3472 | 1.8683 | 1.4813 | 1.1864 | 0.94523 | 0.0064221 | 0.0022853 | 0.00077642 | 0.00025238 | 0.0002139 | 0.00021333 | 0.00021281 | 0.00021235 | 0.00021194 | 0.00021158
F11_Industrial_Stone, Clay, and Glass_Existing_Process_Natural Gas_Gas Boiler - Stack Economizer_A_Achievable Technical Potential | F11 | Industrial | Stone, Clay, and Glass | Existing | Process | Natural Gas | Gas Boiler - Stack Economizer | A | Purchases (Cumulative) | Achievable Technical Potential | 0 | 0 | 0 | 0 | 0 | 10.3992 | 20.7928 | 31.125 | 41.4629 | 51.8092 | 61.0027 | 68.3374 | 74.1933 | 78.8035 | 82.5058 | 85.4394 | 87.7866 | 89.6549 | 91.1362 | 92.3227 | 93.2679 | 93.2743 | 93.2766 | 93.2774 | 93.2776 | 93.2779 | 93.2781 | 93.2783 | 93.2785 | 93.2787 | 93.2789
F1_Industrial_Stone, Clay, and Glass_Existing_Space Heating_Natural Gas_Gas Furnace Tube Inserts_A_Achievable Technical Potential | F1 | Industrial | Stone, Clay, and Glass | Existing | Space Heating | Natural Gas | Gas Furnace Tube Inserts | A | Integrated Unit Energy Savings (kWh or therms) | Achievable Technical Potential | 0 | 0 | 0 | 0 | 0 | 0.086153 | 0.085315 | 0.084246 | 0.083137 | 0.081995 | 0.080846 | 0.079685 | 0.078557 | 0.077446 | 0.076294 | 0.075233 | 0.074207 | 0.07323 | 0.072298 | 0.071394 | 0.070523 | 0.069657 | 0.068822 | 0.068079 | 0.067375 | 0.066721 | 0.066142 | 0.065598 | 0.069231 | 0.068805 | 0.068405
F2_Industrial_Stone, Clay, and Glass_Existing_Space Heating_Natural Gas_Gas Furnace Tube Inserts_A_Achievable Technical Potential | F2 | Industrial | Stone, Clay, and Glass | Existing | Space Heating | Natural Gas | Gas Furnace Tube Inserts | A | Integrated Unit Summer Peak Savings (kW) | Achievable Technical Potential | 0 | 0 | 0 | 0 | 0 | 0 | 0 | 0 | 0 | 0 | 0 | 0 | 0 | 0 | 0 | 0 | 0 | 0 | 0 | 0 | 0 | 0 | 0 | 0 | 0 | 0 | 0 | 0 | 0 | 0 | 0
F3_Industrial_Stone, Clay, and Glass_Existing_Space Heating_Natural Gas_Gas Furnace Tube Inserts_A_Achievable Technical Potential | F3 | Industrial | Stone, Clay, and Glass | Existing | Space Heating | Natural Gas | Gas Furnace Tube Inserts | A | Integrated Unit Winter Peak Savings (kW) | Achievable Technical Potential | 0 | 0 | 0 | 0 | 0 | 0 | 0 | 0 | 0 | 0 | 0 | 0 | 0 | 0 | 0 | 0 | 0 | 0 | 0 | 0 | 0 | 0 | 0 | 0 | 0 | 0 | 0 | 0 | 0 | 0 | 0
F4_Industrial_Stone, Clay, and Glass_Existing_Space Heating_Natural Gas_Gas Furnace Tube Inserts_A_Achievable Technical Potential | F4 | Industrial | Stone, Clay, and Glass | Existing | Space Heating | Natural Gas | Gas Furnace Tube Inserts | A | Incremental Energy Savings (MWh or mTherms) | Achievable Technical Potential | 0 | 0 | 0 | 0 | 0 | 0 | 0 | 0 | 0 | 0 | 0 | 0 | 0 | 0 | 0 | 0 | 0 | 0 | 0 | 0 | 0 | 0 | 0 | 0 | 0 | 0 | 0 | 0 | 0 | 0 | 0
F5_Industrial_Stone, Clay, and Glass_Existing_Space Heating_Natural Gas_Gas Furnace Tube Inserts_A_Achievable Technical Potential | F5 | Industrial | Stone, Clay, and Glass | Existing | Space Heating | Natural Gas | Gas Furnace Tube Inserts | A | Incremental Summer Peak Savings (MW) | Achievable Technical Potential | 0 | 0 | 0 | 0 | 0 | 0 | 0 | 0 | 0 | 0 | 0 | 0 | 0 | 0 | 0 | 0 | 0 | 0 | 0 | 0 | 0 | 0 | 0 | 0 | 0 | 0 | 0 | 0 | 0 | 0 | 0
F6_Industrial_Stone, Clay, and Glass_Existing_Space Heating_Natural Gas_Gas Furnace Tube Inserts_A_Achievable Technical Potential | F6 | Industrial | Stone, Clay, and Glass | Existing | Space Heating | Natural Gas | Gas Furnace Tube Inserts | A | Incremental Winter Peak Savings (MW) | Achievable Technical Potential | 0 | 0 | 0 | 0 | 0 | 0 | 0 | 0 | 0 | 0 | 0 | 0 | 0 | 0 | 0 | 0 | 0 | 0 | 0 | 0 | 0 | 0 | 0 | 0 | 0 | 0 | 0 | 0 | 0 | 0 | 0
F7_Industrial_Stone, Clay, and Glass_Existing_Space Heating_Natural Gas_Gas Furnace Tube Inserts_A_Achievable Technical Potential | F7 | Industrial | Stone, Clay, and Glass | Existing | Space Heating | Natural Gas | Gas Furnace Tube Inserts | A | Cumulative Energy Savings (MWh or mTherms) | Achievable Technical Potential | 0 | 0 | 0 | 0 | 0 | 0 | 0 | 0 | 0 | 0 | 0 | 0 | 0 | 0 | 0 | 0 | 0 | 0 | 0 | 0 | 0 | 0 | 0 | 0 | 0 | 0 | 0 | 0 | 0 | 0 | 0
F8_Industrial_Stone, Clay, and Glass_Existing_Space Heating_Natural Gas_Gas Furnace Tube Inserts_A_Achievable Technical Potential | F8 | Industrial | Stone, Clay, and Glass | Existing | Space Heating | Natural Gas | Gas Furnace Tube Inserts | A | Cumulative Summer Peak Savings (MW) | Achievable Technical Potential | 0 | 0 | 0 | 0 | 0 | 0 | 0 | 0 | 0 | 0 | 0 | 0 | 0 | 0 | 0 | 0 | 0 | 0 | 0 | 0 | 0 | 0 | 0 | 0 | 0 | 0 | 0 | 0 | 0 | 0 | 0
F9_Industrial_Stone, Clay, and Glass_Existing_Space Heating_Natural Gas_Gas Furnace Tube Inserts_A_Achievable Technical Potential | F9 | Industrial | Stone, Clay, and Glass | Existing | Space Heating | Natural Gas | Gas Furnace Tube Inserts | A | Cumulative Winter Peak Savings (MW) | Achievable Technical Potential | 0 | 0 | 0 | 0 | 0 | 0 | 0 | 0 | 0 | 0 | 0 | 0 | 0 | 0 | 0 | 0 | 0 | 0 | 0 | 0 | 0 | 0 | 0 | 0 | 0 | 0 | 0 | 0 | 0 | 0 | 0
F10_Industrial_Stone, Clay, and Glass_Existing_Space Heating_Natural Gas_Gas Furnace Tube Inserts_A_Achievable Technical Potential | F10 | Industrial | Stone, Clay, and Glass | Existing | Space Heating | Natural Gas | Gas Furnace Tube Inserts | A | Purchases (Incremental) | Achievable Technical Potential | 0 | 0 | 0 | 0 | 0 | 0 | 0 | 0 | 0 | 0 | 0 | 0 | 0 | 0 | 0 | 0 | 0 | 0 | 0 | 0 | 0 | 0 | 0 | 0 | 0 | 0 | 0 | 0 | 0 | 0 | 0
F11_Industrial_Stone, Clay, and Glass_Existing_Space Heating_Natural Gas_Gas Furnace Tube Inserts_A_Achievable Technical Potential | F11 | Industrial | Stone, Clay, and Glass | Existing | Space Heating | Natural Gas | Gas Furnace Tube Inserts | A | Purchases (Cumulative) | Achievable Technical Potential | 0 | 0 | 0 | 0 | 0 | 0 | 0 | 0 | 0 | 0 | 0 | 0 | 0 | 0 | 0 | 0 | 0 | 0 | 0 | 0 | 0 | 0 | 0 | 0 | 0 | 0 | 0 | 0 | 0 | 0 | 0
F1_Industrial_Stone, Clay, and Glass_Existing_Space Heating_Natural Gas_Space Heating - Heat Recovery Ventilator_A_Achievable Technical Potential | F1 | Industrial | Stone, Clay, and Glass | Existing | Space Heating | Natural Gas | Space Heating - Heat Recovery Ventilator | A | Integrated Unit Energy Savings (kWh or therms) | Achievable Technical Potential | 0 | 0 | 0 | 0 | 0 | 0.013137 | 0.012937 | 0.012661 | 0.012315 | 0.011905 | 0.011434 | 0.010947 | 0.010463 | 0.0099734 | 0.0095563 | 0.0091609 | 0.0088409 | 0.0085591 | 0.008311 | 0.0081324 | 0.0079685 | 0.0078248 | 0.0077062 | 0.0076167 | 0.0075354 | 0.0074764 | 0.0074254 | 0.007378 | 0 | 0 | 0
F2_Industrial_Stone, Clay, and Glass_Existing_Space Heating_Natural Gas_Space Heating - Heat Recovery Ventilator_A_Achievable Technical Potential | F2 | Industrial | Stone, Clay, and Glass | Existing | Space Heating | Natural Gas | Space Heating - Heat Recovery Ventilator | A | Integrated Unit Summer Peak Savings (kW) | Achievable Technical Potential | 0 | 0 | 0 | 0 | 0 | 0 | 0 | 0 | 0 | 0 | 0 | 0 | 0 | 0 | 0 | 0 | 0 | 0 | 0 | 0 | 0 | 0 | 0 | 0 | 0 | 0 | 0 | 0 | 0 | 0 | 0
F3_Industrial_Stone, Clay, and Glass_Existing_Space Heating_Natural Gas_Space Heating - Heat Recovery Ventilator_A_Achievable Technical Potential | F3 | Industrial | Stone, Clay, and Glass | Existing | Space Heating | Natural Gas | Space Heating - Heat Recovery Ventilator | A | Integrated Unit Winter Peak Savings (kW) | Achievable Technical Potential | 0 | 0 | 0 | 0 | 0 | 0 | 0 | 0 | 0 | 0 | 0 | 0 | 0 | 0 | 0 | 0 | 0 | 0 | 0 | 0 | 0 | 0 | 0 | 0 | 0 | 0 | 0 | 0 | 0 | 0 | 0
F4_Industrial_Stone, Clay, and Glass_Existing_Space Heating_Natural Gas_Space Heating - Heat Recovery Ventilator_A_Achievable Technical Potential | F4 | Industrial | Stone, Clay, and Glass | Existing | Space Heating | Natural Gas | Space Heating - Heat Recovery Ventilator | A | Incremental Energy Savings (MWh or mTherms) | Achievable Technical Potential | 0 | 0 | 0 | 0 | 0 | 0.014371 | 0.014145 | 0.013761 | 0.013393 | 0.012957 | 0.012286 | 0.011731 | 0.011189 | 0.010496 | 0.010096 | 0.0095858 | 0.0092522 | 0.0089122 | 0.0085766 | 0.0084023 | 0.0081989 | 0.0080198 | 0.0078694 | 0.0077515 | 0.0076446 | 0 | 0 | 0 | 0 | 0 | 0
F5_Industrial_Stone, Clay, and Glass_Existing_Space Heating_Natural Gas_Space Heating - Heat Recovery Ventilator_A_Achievable Technical Potential | F5 | Industrial | Stone, Clay, and Glass | Existing | Space Heating | Natural Gas | Space Heating - Heat Recovery Ventilator | A | Incremental Summer Peak Savings (MW) | Achievable Technical Potential | 0 | 0 | 0 | 0 | 0 | 0 | 0 | 0 | 0 | 0 | 0 | 0 | 0 | 0 | 0 | 0 | 0 | 0 | 0 | 0 | 0 | 0 | 0 | 0 | 0 | 0 | 0 | 0 | 0 | 0 | 0
F6_Industrial_Stone, Clay, and Glass_Existing_Space Heating_Natural Gas_Space Heating - Heat Recovery Ventilator_A_Achievable Technical Potential | F6 | Industrial | Stone, Clay, and Glass | Existing | Space Heating | Natural Gas | Space Heating - Heat Recovery Ventilator | A | Incremental Winter Peak Savings (MW) | Achievable Technical Potential | 0 | 0 | 0 | 0 | 0 | 0 | 0 | 0 | 0 | 0 | 0 | 0 | 0 | 0 | 0 | 0 | 0 | 0 | 0 | 0 | 0 | 0 | 0 | 0 | 0 | 0 | 0 | 0 | 0 | 0 | 0
F7_Industrial_Stone, Clay, and Glass_Existing_Space Heating_Natural Gas_Space Heating - Heat Recovery Ventilator_A_Achievable Technical Potential | F7 | Industrial | Stone, Clay, and Glass | Existing | Space Heating | Natural Gas | Space Heating - Heat Recovery Ventilator | A | Cumulative Energy Savings (MWh or mTherms) | Achievable Technical Potential | 0 | 0 | 0 | 0 | 0 | 0.014371 | 0.028297 | 0.041453 | 0.053715 | 0.06488 | 0.074601 | 0.083155 | 0.090665 | 0.096921 | 0.10296 | 0.10829 | 0.11376 | 0.11904 | 0.12417 | 0.12991 | 0.13548 | 0.14106 | 0.14679 | 0.15284 | 0.15885 | 0.15761 | 0.15653 | 0.15553 | 0 | 0 | 0
F8_Industrial_Stone, Clay, and Glass_Existing_Space Heating_Natural Gas_Space Heating - Heat Recovery Ventilator_A_Achievable Technical Potential | F8 | Industrial | Stone, Clay, and Glass | Existing | Space Heating | Natural Gas | Space Heating - Heat Recovery Ventilator | A | Cumulative Summer Peak Savings (MW) | Achievable Technical Potential | 0 | 0 | 0 | 0 | 0 | 0 | 0 | 0 | 0 | 0 | 0 | 0 | 0 | 0 | 0 | 0 | 0 | 0 | 0 | 0 | 0 | 0 | 0 | 0 | 0 | 0 | 0 | 0 | 0 | 0 | 0
F9_Industrial_Stone, Clay, and Glass_Existing_Space Heating_Natural Gas_Space Heating - Heat Recovery Ventilator_A_Achievable Technical Potential | F9 | Industrial | Stone, Clay, and Glass | Existing | Space Heating | Natural Gas | Space Heating - Heat Recovery Ventilator | A | Cumulative Winter Peak Savings (MW) | Achievable Technical Potential | 0 | 0 | 0 | 0 | 0 | 0 | 0 | 0 | 0 | 0 | 0 | 0 | 0 | 0 | 0 | 0 | 0 | 0 | 0 | 0 | 0 | 0 | 0 | 0 | 0 | 0 | 0 | 0 | 0 | 0 | 0
F10_Industrial_Stone, Clay, and Glass_Existing_Space Heating_Natural Gas_Space Heating - Heat Recovery Ventilator_A_Achievable Technical Potential | F10 | Industrial | Stone, Clay, and Glass | Existing | Space Heating | Natural Gas | Space Heating - Heat Recovery Ventilator | A | Purchases (Incremental) | Achievable Technical Potential | 0 | 0 | 0 | 0 | 0 | 1093.9175 | 1093.3172 | 1086.8695 | 1087.4571 | 1088.3563 | 1074.5353 | 1071.5989 | 1069.4231 | 1052.441 | 1056.4593 | 1046.3846 | 1046.5204 | 1041.2532 | 1031.9653 | 1033.1877 | 1028.9152 | 1024.9134 | 1021.179 | 1017.7087 | 1014.4994 | 0 | 0 | 0 | 0 | 0 | 0
F11_Industrial_Stone, Clay, and Glass_Existing_Space Heating_Natural Gas_Space Heating - Heat Recovery Ventilator_A_Achievable Technical Potential | F11 | Industrial | Stone, Clay, and Glass | Existing | Space Heating | Natural Gas | Space Heating - Heat Recovery Ventilator | A | Purchases (Cumulative) | Achievable Technical Potential | 0 | 0 | 0 | 0 | 0 | 1093.9175 | 2187.2347 | 3274.1042 | 4361.5613 | 5449.9175 | 6524.4528 | 7596.0517 | 8665.4749 | 9717.9159 | 10774.3752 | 11820.7598 | 12867.2802 | 13908.5334 | 14940.4987 | 15973.6864 | 17002.6016 | 18027.515 | 19048.694 | 20066.4027 | 21080.9022 | 21080.9022 | 21080.9022 | 21080.9022 | 21080.9022 | 21080.9022 | 21080.9022
F1_Industrial_Stone, Clay, and Glass_Existing_Space Heating_Natural Gas_Thermostat - Programmable_A_Achievable Technical Potential | F1 | Industrial | Stone, Clay, and Glass | Existing | Space Heating | Natural Gas | Thermostat - Programmable | A | Integrated Unit Energy Savings (kWh or therms) | Achievable Technical Potential | 0 | 0 | 0 | 0 | 0 | 0.0065167 | 0.0064075 | 0.0062603 | 0.0060789 | 0.0058652 | 0.0056214 | 0.0053698 | 0.0051194 | 0.0048657 | 0.0046489 | 0.0044419 | 0.0042732 | 0.0041232 | 0.0039901 | 0.0038933 | 0.003804 | 0.003726 | 0.0036612 | 0.0036114 | 0.0035661 | 0.0035377 | 0.0035131 | 0.0034903 | 0 | 0 | 0
F2_Industrial_Stone, Clay, and Glass_Existing_Space Heating_Natural Gas_Thermostat - Programmable_A_Achievable Technical Potential | F2 | Industrial | Stone, Clay, and Glass | Existing | Space Heating | Natural Gas | Thermostat - Programmable | A | Integrated Unit Summer Peak Savings (kW) | Achievable Technical Potential | 0 | 0 | 0 | 0 | 0 | 0 | 0 | 0 | 0 | 0 | 0 | 0 | 0 | 0 | 0 | 0 | 0 | 0 | 0 | 0 | 0 | 0 | 0 | 0 | 0 | 0 | 0 | 0 | 0 | 0 | 0
F3_Industrial_Stone, Clay, and Glass_Existing_Space Heating_Natural Gas_Thermostat - Programmable_A_Achievable Technical Potential | F3 | Industrial | Stone, Clay, and Glass | Existing | Space Heating | Natural Gas | Thermostat - Programmable | A | Integrated Unit Winter Peak Savings (kW) | Achievable Technical Potential | 0 | 0 | 0 | 0 | 0 | 0 | 0 | 0 | 0 | 0 | 0 | 0 | 0 | 0 | 0 | 0 | 0 | 0 | 0 | 0 | 0 | 0 | 0 | 0 | 0 | 0 | 0 | 0 | 0 | 0 | 0
F4_Industrial_Stone, Clay, and Glass_Existing_Space Heating_Natural Gas_Thermostat - Programmable_A_Achievable Technical Potential | F4 | Industrial | Stone, Clay, and Glass | Existing | Space Heating | Natural Gas | Thermostat - Programmable | A | Incremental Energy Savings (MWh or mTherms) | Achievable Technical Potential | 0 | 0 | 0 | 0 | 0 | 0.021386 | 0.021016 | 0.020412 | 0.019832 | 0.01915 | 0.018121 | 0.017263 | 0.016424 | 0.015362 | 0.014734 | 0.013944 | 0.013416 | 0.01288 | 0.012353 | 0.012067 | 0.011742 | 0.011457 | 0.011216 | 0.011026 | 0.010853 | 0 | 0 | 0 | 0 | 0 | 0
F5_Industrial_Stone, Clay, and Glass_Existing_Space Heating_Natural Gas_Thermostat - Programmable_A_Achievable Technical Potential | F5 | Industrial | Stone, Clay, and Glass | Existing | Space Heating | Natural Gas | Thermostat - Programmable | A | Incremental Summer Peak Savings (MW) | Achievable Technical Potential | 0 | 0 | 0 | 0 | 0 | 0 | 0 | 0 | 0 | 0 | 0 | 0 | 0 | 0 | 0 | 0 | 0 | 0 | 0 | 0 | 0 | 0 | 0 | 0 | 0 | 0 | 0 | 0 | 0 | 0 | 0
F6_Industrial_Stone, Clay, and Glass_Existing_Space Heating_Natural Gas_Thermostat - Programmable_A_Achievable Technical Potential | F6 | Industrial | Stone, Clay, and Glass | Existing | Space Heating | Natural Gas | Thermostat - Programmable | A | Incremental Winter Peak Savings (MW) | Achievable Technical Potential | 0 | 0 | 0 | 0 | 0 | 0 | 0 | 0 | 0 | 0 | 0 | 0 | 0 | 0 | 0 | 0 | 0 | 0 | 0 | 0 | 0 | 0 | 0 | 0 | 0 | 0 | 0 | 0 | 0 | 0 | 0
F7_Industrial_Stone, Clay, and Glass_Existing_Space Heating_Natural Gas_Thermostat - Programmable_A_Achievable Technical Potential | F7 | Industrial | Stone, Clay, and Glass | Existing | Space Heating | Natural Gas | Thermostat - Programmable | A | Cumulative Energy Savings (MWh or mTherms) | Achievable Technical Potential | 0 | 0 | 0 | 0 | 0 | 0.021386 | 0.042044 | 0.06149 | 0.07954 | 0.095895 | 0.11003 | 0.12237 | 0.13309 | 0.14185 | 0.15027 | 0.15752 | 0.16495 | 0.17204 | 0.17884 | 0.18657 | 0.19404 | 0.20151 | 0.20923 | 0.2174 | 0.22553 | 0.22373 | 0.22218 | 0.22073 | 0 | 0 | 0
F8_Industrial_Stone, Clay, and Glass_Existing_Space Heating_Natural Gas_Thermostat - Programmable_A_Achievable Technical Potential | F8 | Industrial | Stone, Clay, and Glass | Existing | Space Heating | Natural Gas | Thermostat - Programmable | A | Cumulative Summer Peak Savings (MW) | Achievable Technical Potential | 0 | 0 | 0 | 0 | 0 | 0 | 0 | 0 | 0 | 0 | 0 | 0 | 0 | 0 | 0 | 0 | 0 | 0 | 0 | 0 | 0 | 0 | 0 | 0 | 0 | 0 | 0 | 0 | 0 | 0 | 0
F9_Industrial_Stone, Clay, and Glass_Existing_Space Heating_Natural Gas_Thermostat - Programmable_A_Achievable Technical Potential | F9 | Industrial | Stone, Clay, and Glass | Existing | Space Heating | Natural Gas | Thermostat - Programmable | A | Cumulative Winter Peak Savings (MW) | Achievable Technical Potential | 0 | 0 | 0 | 0 | 0 | 0 | 0 | 0 | 0 | 0 | 0 | 0 | 0 | 0 | 0 | 0 | 0 | 0 | 0 | 0 | 0 | 0 | 0 | 0 | 0 | 0 | 0 | 0 | 0 | 0 | 0
F10_Industrial_Stone, Clay, and Glass_Existing_Space Heating_Natural Gas_Thermostat - Programmable_A_Achievable Technical Potential | F10 | Industrial | Stone, Clay, and Glass | Existing | Space Heating | Natural Gas | Thermostat - Programmable | A | Purchases (Incremental) | Achievable Technical Potential | 0 | 0 | 0 | 0 | 0 | 3281.7526 | 3279.9515 | 3260.6084 | 3262.3713 | 3265.0688 | 3223.6058 | 3214.7968 | 3208.2694 | 3157.3231 | 3169.3779 | 3139.1538 | 3139.5611 | 3123.7596 | 3095.8958 | 3099.5631 | 3086.7457 | 3074.7403 | 3063.537 | 3053.1261 | 3043.4983 | 0 | 0 | 0 | 0 | 0 | 0
F11_Industrial_Stone, Clay, and Glass_Existing_Space Heating_Natural Gas_Thermostat - Programmable_A_Achievable Technical Potential | F11 | Industrial | Stone, Clay, and Glass | Existing | Space Heating | Natural Gas | Thermostat - Programmable | A | Purchases (Cumulative) | Achievable Technical Potential | 0 | 0 | 0 | 0 | 0 | 3281.7526 | 6561.7041 | 9822.3125 | 13084.6838 | 16349.7526 | 19573.3585 | 22788.1552 | 25996.4246 | 29153.7477 | 32323.1256 | 35462.2794 | 38601.8405 | 41725.6001 | 44821.496 | 47921.0591 | 51007.8047 | 54082.545 | 57146.0821 | 60199.2082 | 63242.7065 | 63242.7065 | 63242.7065 | 63242.7065 | 63242.7065 | 63242.7065 | 63242.7065
F1_Industrial_Stone, Clay, and Glass_Existing_Space Heating_Natural Gas_ENERGY STAR Connected Thermostat_A_Achievable Technical Potential | F1 | Industrial | Stone, Clay, and Glass | Existing | Space Heating | Natural Gas | ENERGY STAR Connected Thermostat | A | Integrated Unit Energy Savings (kWh or therms) | Achievable Technical Potential | 0 | 0 | 0 | 0 | 0 | 0.015361 | 0.015124 | 0.014798 | 0.014391 | 0.013908 | 0.013356 | 0.012784 | 0.012216 | 0.011642 | 0.011153 | 0.010689 | 0.010314 | 0.0099833 | 0.0096919 | 0.009482 | 0.009289 | 0.0091198 | 0.0089798 | 0.0088737 | 0.0087773 | 0.0087085 | 0.008649 | 0.0085938 | 0 | 0 | 0
F2_Industrial_Stone, Clay, and Glass_Existing_Space Heating_Natural Gas_ENERGY STAR Connected Thermostat_A_Achievable Technical Potential | F2 | Industrial | Stone, Clay, and Glass | Existing | Space Heating | Natural Gas | ENERGY STAR Connected Thermostat | A | Integrated Unit Summer Peak Savings (kW) | Achievable Technical Potential | 0 | 0 | 0 | 0 | 0 | 0 | 0 | 0 | 0 | 0 | 0 | 0 | 0 | 0 | 0 | 0 | 0 | 0 | 0 | 0 | 0 | 0 | 0 | 0 | 0 | 0 | 0 | 0 | 0 | 0 | 0
F3_Industrial_Stone, Clay, and Glass_Existing_Space Heating_Natural Gas_ENERGY STAR Connected Thermostat_A_Achievable Technical Potential | F3 | Industrial | Stone, Clay, and Glass | Existing | Space Heating | Natural Gas | ENERGY STAR Connected Thermostat | A | Integrated Unit Winter Peak Savings (kW) | Achievable Technical Potential | 0 | 0 | 0 | 0 | 0 | 0 | 0 | 0 | 0 | 0 | 0 | 0 | 0 | 0 | 0 | 0 | 0 | 0 | 0 | 0 | 0 | 0 | 0 | 0 | 0 | 0 | 0 | 0 | 0 | 0 | 0
F4_Industrial_Stone, Clay, and Glass_Existing_Space Heating_Natural Gas_ENERGY STAR Connected Thermostat_A_Achievable Technical Potential | F4 | Industrial | Stone, Clay, and Glass | Existing | Space Heating | Natural Gas | ENERGY STAR Connected Thermostat | A | Incremental Energy Savings (MWh or mTherms) | Achievable Technical Potential | 0 | 0 | 0 | 0 | 0 | 0.05041 | 0.049606 | 0.04825 | 0.046949 | 0.045412 | 0.043054 | 0.041099 | 0.039193 | 0.036758 | 0.035349 | 0.033556 | 0.032382 | 0.031186 | 0.030005 | 0.02939 | 0.028673 | 0.028041 | 0.02751 | 0.027093 | 0.026714 | 0 | 0 | 0 | 0 | 0 | 0
F5_Industrial_Stone, Clay, and Glass_Existing_Space Heating_Natural Gas_ENERGY STAR Connected Thermostat_A_Achievable Technical Potential | F5 | Industrial | Stone, Clay, and Glass | Existing | Space Heating | Natural Gas | ENERGY STAR Connected Thermostat | A | Incremental Summer Peak Savings (MW) | Achievable Technical Potential | 0 | 0 | 0 | 0 | 0 | 0 | 0 | 0 | 0 | 0 | 0 | 0 | 0 | 0 | 0 | 0 | 0 | 0 | 0 | 0 | 0 | 0 | 0 | 0 | 0 | 0 | 0 | 0 | 0 | 0 | 0
F6_Industrial_Stone, Clay, and Glass_Existing_Space Heating_Natural Gas_ENERGY STAR Connected Thermostat_A_Achievable Technical Potential | F6 | Industrial | Stone, Clay, and Glass | Existing | Space Heating | Natural Gas | ENERGY STAR Connected Thermostat | A | Incremental Winter Peak Savings (MW) | Achievable Technical Potential | 0 | 0 | 0 | 0 | 0 | 0 | 0 | 0 | 0 | 0 | 0 | 0 | 0 | 0 | 0 | 0 | 0 | 0 | 0 | 0 | 0 | 0 | 0 | 0 | 0 | 0 | 0 | 0 | 0 | 0 | 0
F7_Industrial_Stone, Clay, and Glass_Existing_Space Heating_Natural Gas_ENERGY STAR Connected Thermostat_A_Achievable Technical Potential | F7 | Industrial | Stone, Clay, and Glass | Existing | Space Heating | Natural Gas | ENERGY STAR Connected Thermostat | A | Cumulative Energy Savings (MWh or mTherms) | Achievable Technical Potential | 0 | 0 | 0 | 0 | 0 | 0.05041 | 0.099239 | 0.14535 | 0.1883 | 0.2274 | 0.26142 | 0.29133 | 0.31758 | 0.33941 | 0.36051 | 0.37907 | 0.39814 | 0.41656 | 0.4344 | 0.45439 | 0.47381 | 0.49322 | 0.51316 | 0.53419 | 0.5551 | 0.55075 | 0.54699 | 0.54349 | 0 | 0 | 0
F8_Industrial_Stone, Clay, and Glass_Existing_Space Heating_Natural Gas_ENERGY STAR Connected Thermostat_A_Achievable Technical Potential | F8 | Industrial | Stone, Clay, and Glass | Existing | Space Heating | Natural Gas | ENERGY STAR Connected Thermostat | A | Cumulative Summer Peak Savings (MW) | Achievable Technical Potential | 0 | 0 | 0 | 0 | 0 | 0 | 0 | 0 | 0 | 0 | 0 | 0 | 0 | 0 | 0 | 0 | 0 | 0 | 0 | 0 | 0 | 0 | 0 | 0 | 0 | 0 | 0 | 0 | 0 | 0 | 0
F9_Industrial_Stone, Clay, and Glass_Existing_Space Heating_Natural Gas_ENERGY STAR Connected Thermostat_A_Achievable Technical Potential | F9 | Industrial | Stone, Clay, and Glass | Existing | Space Heating | Natural Gas | ENERGY STAR Connected Thermostat | A | Cumulative Winter Peak Savings (MW) | Achievable Technical Potential | 0 | 0 | 0 | 0 | 0 | 0 | 0 | 0 | 0 | 0 | 0 | 0 | 0 | 0 | 0 | 0 | 0 | 0 | 0 | 0 | 0 | 0 | 0 | 0 | 0 | 0 | 0 | 0 | 0 | 0 | 0
F10_Industrial_Stone, Clay, and Glass_Existing_Space Heating_Natural Gas_ENERGY STAR Connected Thermostat_A_Achievable Technical Potential | F10 | Industrial | Stone, Clay, and Glass | Existing | Space Heating | Natural Gas | ENERGY STAR Connected Thermostat | A | Purchases (Incremental) | Achievable Technical Potential | 0 | 0 | 0 | 0 | 0 | 3281.7526 | 3279.9515 | 3260.6084 | 3262.3713 | 3265.0688 | 3223.6058 | 3214.7968 | 3208.2694 | 3157.3231 | 3169.3779 | 3139.1538 | 3139.5611 | 3123.7596 | 3095.8958 | 3099.5631 | 3086.7457 | 3074.7403 | 3063.537 | 3053.1261 | 3043.4983 | 0 | 0 | 0 | 0 | 0 | 0
F11_Industrial_Stone, Clay, and Glass_Existing_Space Heating_Natural Gas_ENERGY STAR Connected Thermostat_A_Achievable Technical Potential | F11 | Industrial | Stone, Clay, and Glass | Existing | Space Heating | Natural Gas | ENERGY STAR Connected Thermostat | A | Purchases (Cumulative) | Achievable Technical Potential | 0 | 0 | 0 | 0 | 0 | 3281.7526 | 6561.7041 | 9822.3125 | 13084.6838 | 16349.7526 | 19573.3585 | 22788.1552 | 25996.4246 | 29153.7477 | 32323.1256 | 35462.2794 | 38601.8405 | 41725.6001 | 44821.496 | 47921.0591 | 51007.8047 | 54082.545 | 57146.0821 | 60199.2082 | 63242.7065 | 63242.7065 | 63242.7065 | 63242.7065 | 63242.7065 | 63242.7065 | 63242.7065
F1_Industrial_Stone, Clay, and Glass_Existing_Space Heating_Natural Gas_Destratification Fans (HVLS)_A_Achievable Technical Potential | F1 | Industrial | Stone, Clay, and Glass | Existing | Space Heating | Natural Gas | Destratification Fans (HVLS) | A | Integrated Unit Energy Savings (kWh or therms) | Achievable Technical Potential | 0 | 0 | 0 | 0 | 0 | 0.015351 | 0.015105 | 0.014769 | 0.014354 | 0.013864 | 0.013304 | 0.012727 | 0.012153 | 0.011574 | 0.011081 | 0.010612 | 0.010233 | 0.0098983 | 0.0096024 | 0.0093886 | 0.0091911 | 0.0090176 | 0.008873 | 0.0087622 | 0.0086611 | 0.0085928 | 0.0085338 | 0.008479 | 0 | 0 | 0
F2_Industrial_Stone, Clay, and Glass_Existing_Space Heating_Natural Gas_Destratification Fans (HVLS)_A_Achievable Technical Potential | F2 | Industrial | Stone, Clay, and Glass | Existing | Space Heating | Natural Gas | Destratification Fans (HVLS) | A | Integrated Unit Summer Peak Savings (kW) | Achievable Technical Potential | 0 | 0 | 0 | 0 | 0 | 0 | 0 | 0 | 0 | 0 | 0 | 0 | 0 | 0 | 0 | 0 | 0 | 0 | 0 | 0 | 0 | 0 | 0 | 0 | 0 | 0 | 0 | 0 | 0 | 0 | 0
F3_Industrial_Stone, Clay, and Glass_Existing_Space Heating_Natural Gas_Destratification Fans (HVLS)_A_Achievable Technical Potential | F3 | Industrial | Stone, Clay, and Glass | Existing | Space Heating | Natural Gas | Destratification Fans (HVLS) | A | Integrated Unit Winter Peak Savings (kW) | Achievable Technical Potential | 0 | 0 | 0 | 0 | 0 | 0 | 0 | 0 | 0 | 0 | 0 | 0 | 0 | 0 | 0 | 0 | 0 | 0 | 0 | 0 | 0 | 0 | 0 | 0 | 0 | 0 | 0 | 0 | 0 | 0 | 0
F4_Industrial_Stone, Clay, and Glass_Existing_Space Heating_Natural Gas_Destratification Fans (HVLS)_A_Achievable Technical Potential | F4 | Industrial | Stone, Clay, and Glass | Existing | Space Heating | Natural Gas | Destratification Fans (HVLS) | A | Incremental Energy Savings (MWh or mTherms) | Achievable Technical Potential | 0 | 0 | 0 | 0 | 0 | 0.050378 | 0.049542 | 0.048157 | 0.046829 | 0.045267 | 0.042887 | 0.040913 | 0.03899 | 0.036542 | 0.035119 | 0.033314 | 0.032128 | 0.03092 | 0.029728 | 0.0291 | 0.028371 | 0.027727 | 0.027183 | 0.026752 | 0.02636 | 0 | 0 | 0 | 0 | 0 | 0
F5_Industrial_Stone, Clay, and Glass_Existing_Space Heating_Natural Gas_Destratification Fans (HVLS)_A_Achievable Technical Potential | F5 | Industrial | Stone, Clay, and Glass | Existing | Space Heating | Natural Gas | Destratification Fans (HVLS) | A | Incremental Summer Peak Savings (MW) | Achievable Technical Potential | 0 | 0 | 0 | 0 | 0 | 0 | 0 | 0 | 0 | 0 | 0 | 0 | 0 | 0 | 0 | 0 | 0 | 0 | 0 | 0 | 0 | 0 | 0 | 0 | 0 | 0 | 0 | 0 | 0 | 0 | 0
F6_Industrial_Stone, Clay, and Glass_Existing_Space Heating_Natural Gas_Destratification Fans (HVLS)_A_Achievable Technical Potential | F6 | Industrial | Stone, Clay, and Glass | Existing | Space Heating | Natural Gas | Destratification Fans (HVLS) | A | Incremental Winter Peak Savings (MW) | Achievable Technical Potential | 0 | 0 | 0 | 0 | 0 | 0 | 0 | 0 | 0 | 0 | 0 | 0 | 0 | 0 | 0 | 0 | 0 | 0 | 0 | 0 | 0 | 0 | 0 | 0 | 0 | 0 | 0 | 0 | 0 | 0 | 0
F7_Industrial_Stone, Clay, and Glass_Existing_Space Heating_Natural Gas_Destratification Fans (HVLS)_A_Achievable Technical Potential | F7 | Industrial | Stone, Clay, and Glass | Existing | Space Heating | Natural Gas | Destratification Fans (HVLS) | A | Cumulative Energy Savings (MWh or mTherms) | Achievable Technical Potential | 0 | 0 | 0 | 0 | 0 | 0.050378 | 0.099112 | 0.14507 | 0.18782 | 0.22667 | 0.26041 | 0.29002 | 0.31594 | 0.33742 | 0.35816 | 0.37634 | 0.39502 | 0.41301 | 0.4304 | 0.44991 | 0.46882 | 0.48769 | 0.50706 | 0.52748 | 0.54775 | 0.54343 | 0.5397 | 0.53623 | 0 | 0 | 0
F8_Industrial_Stone, Clay, and Glass_Existing_Space Heating_Natural Gas_Destratification Fans (HVLS)_A_Achievable Technical Potential | F8 | Industrial | Stone, Clay, and Glass | Existing | Space Heating | Natural Gas | Destratification Fans (HVLS) | A | Cumulative Summer Peak Savings (MW) | Achievable Technical Potential | 0 | 0 | 0 | 0 | 0 | 0 | 0 | 0 | 0 | 0 | 0 | 0 | 0 | 0 | 0 | 0 | 0 | 0 | 0 | 0 | 0 | 0 | 0 | 0 | 0 | 0 | 0 | 0 | 0 | 0 | 0
F9_Industrial_Stone, Clay, and Glass_Existing_Space Heating_Natural Gas_Destratification Fans (HVLS)_A_Achievable Technical Potential | F9 | Industrial | Stone, Clay, and Glass | Existing | Space Heating | Natural Gas | Destratification Fans (HVLS) | A | Cumulative Winter Peak Savings (MW) | Achievable Technical Potential | 0 | 0 | 0 | 0 | 0 | 0 | 0 | 0 | 0 | 0 | 0 | 0 | 0 | 0 | 0 | 0 | 0 | 0 | 0 | 0 | 0 | 0 | 0 | 0 | 0 | 0 | 0 | 0 | 0 | 0 | 0
F10_Industrial_Stone, Clay, and Glass_Existing_Space Heating_Natural Gas_Destratification Fans (HVLS)_A_Achievable Technical Potential | F10 | Industrial | Stone, Clay, and Glass | Existing | Space Heating | Natural Gas | Destratification Fans (HVLS) | A | Purchases (Incremental) | Achievable Technical Potential | 0 | 0 | 0 | 0 | 0 | 3281.7526 | 3279.9515 | 3260.6084 | 3262.3713 | 3265.0688 | 3223.6058 | 3214.7968 | 3208.2694 | 3157.3231 | 3169.3779 | 3139.1538 | 3139.5611 | 3123.7596 | 3095.8958 | 3099.5631 | 3086.7457 | 3074.7403 | 3063.537 | 3053.1261 | 3043.4983 | 0 | 0 | 0 | 0 | 0 | 0
F11_Industrial_Stone, Clay, and Glass_Existing_Space Heating_Natural Gas_Destratification Fans (HVLS)_A_Achievable Technical Potential | F11 | Industrial | Stone, Clay, and Glass | Existing | Space Heating | Natural Gas | Destratification Fans (HVLS) | A | Purchases (Cumulative) | Achievable Technical Potential | 0 | 0 | 0 | 0 | 0 | 3281.7526 | 6561.7041 | 9822.3125 | 13084.6838 | 16349.7526 | 19573.3585 | 22788.1552 | 25996.4246 | 29153.7477 | 32323.1256 | 35462.2794 | 38601.8405 | 41725.6001 | 44821.496 | 47921.0591 | 51007.8047 | 54082.545 | 57146.0821 | 60199.2082 | 63242.7065 | 63242.7065 | 63242.7065 | 63242.7065 | 63242.7065 | 63242.7065 | 63242.7065
F1_Industrial_Stone, Clay, and Glass_Existing_Space Heating_Natural Gas_Gas Boiler - Insulate Steam Lines/Condensate Tank_A_Achievable Technical Potential | F1 | Industrial | Stone, Clay, and Glass | Existing | Space Heating | Natural Gas | Gas Boiler - Insulate Steam Lines/Condensate Tank | A | Integrated Unit Energy Savings (kWh or therms) | Achievable Technical Potential | 0 | 0 | 0 | 0 | 0 | 75.8289 | 75.1356 | 74.4109 | 73.6427 | 72.8229 | 71.9469 | 71.0232 | 70.0408 | 68.9673 | 67.8327 | 66.6686 | 65.5157 | 64.3701 | 63.2506 | 62.2427 | 61.2937 | 60.3877 | 59.5961 | 58.9199 | 58.2844 | 57.8212 | 57.4237 | 57.0576 | 65.6304 | 65.3609 | 65.1148
F2_Industrial_Stone, Clay, and Glass_Existing_Space Heating_Natural Gas_Gas Boiler - Insulate Steam Lines/Condensate Tank_A_Achievable Technical Potential | F2 | Industrial | Stone, Clay, and Glass | Existing | Space Heating | Natural Gas | Gas Boiler - Insulate Steam Lines/Condensate Tank | A | Integrated Unit Summer Peak Savings (kW) | Achievable Technical Potential | 0 | 0 | 0 | 0 | 0 | 0 | 0 | 0 | 0 | 0 | 0 | 0 | 0 | 0 | 0 | 0 | 0 | 0 | 0 | 0 | 0 | 0 | 0 | 0 | 0 | 0 | 0 | 0 | 0 | 0 | 0
F3_Industrial_Stone, Clay, and Glass_Existing_Space Heating_Natural Gas_Gas Boiler - Insulate Steam Lines/Condensate Tank_A_Achievable Technical Potential | F3 | Industrial | Stone, Clay, and Glass | Existing | Space Heating | Natural Gas | Gas Boiler - Insulate Steam Lines/Condensate Tank | A | Integrated Unit Winter Peak Savings (kW) | Achievable Technical Potential | 0 | 0 | 0 | 0 | 0 | 0 | 0 | 0 | 0 | 0 | 0 | 0 | 0 | 0 | 0 | 0 | 0 | 0 | 0 | 0 | 0 | 0 | 0 | 0 | 0 | 0 | 0 | 0 | 0 | 0 | 0
F4_Industrial_Stone, Clay, and Glass_Existing_Space Heating_Natural Gas_Gas Boiler - Insulate Steam Lines/Condensate Tank_A_Achievable Technical Potential | F4 | Industrial | Stone, Clay, and Glass | Existing | Space Heating | Natural Gas | Gas Boiler - Insulate Steam Lines/Condensate Tank | A | Incremental Energy Savings (MWh or mTherms) | Achievable Technical Potential | 0 | 0 | 0 | 0 | 0 | 0.0040643 | 0.0040249 | 0.0039626 | 0.0039238 | 0.0038833 | 0.0037879 | 0.003729 | 0.00367 | 0.0035564 | 0.0035112 | 0.003418 | 0.0033594 | 0.003284 | 0.0031981 | 0.0031509 | 0.00309 | 0.0030325 | 0.0029818 | 0.002938 | 0.0028971 | 0 | 0 | 0 | 0 | 0 | 0
F5_Industrial_Stone, Clay, and Glass_Existing_Space Heating_Natural Gas_Gas Boiler - Insulate Steam Lines/Condensate Tank_A_Achievable Technical Potential | F5 | Industrial | Stone, Clay, and Glass | Existing | Space Heating | Natural Gas | Gas Boiler - Insulate Steam Lines/Condensate Tank | A | Incremental Summer Peak Savings (MW) | Achievable Technical Potential | 0 | 0 | 0 | 0 | 0 | 0 | 0 | 0 | 0 | 0 | 0 | 0 | 0 | 0 | 0 | 0 | 0 | 0 | 0 | 0 | 0 | 0 | 0 | 0 | 0 | 0 | 0 | 0 | 0 | 0 | 0
F6_Industrial_Stone, Clay, and Glass_Existing_Space Heating_Natural Gas_Gas Boiler - Insulate Steam Lines/Condensate Tank_A_Achievable Technical Potential | F6 | Industrial | Stone, Clay, and Glass | Existing | Space Heating | Natural Gas | Gas Boiler - Insulate Steam Lines/Condensate Tank | A | Incremental Winter Peak Savings (MW) | Achievable Technical Potential | 0 | 0 | 0 | 0 | 0 | 0 | 0 | 0 | 0 | 0 | 0 | 0 | 0 | 0 | 0 | 0 | 0 | 0 | 0 | 0 | 0 | 0 | 0 | 0 | 0 | 0 | 0 | 0 | 0 | 0 | 0
F7_Industrial_Stone, Clay, and Glass_Existing_Space Heating_Natural Gas_Gas Boiler - Insulate Steam Lines/Condensate Tank_A_Achievable Technical Potential | F7 | Industrial | Stone, Clay, and Glass | Existing | Space Heating | Natural Gas | Gas Boiler - Insulate Steam Lines/Condensate Tank | A | Cumulative Energy Savings (MWh or mTherms) | Achievable Technical Potential | 0 | 0 | 0 | 0 | 0 | 0.0040643 | 0.008052 | 0.011937 | 0.015738 | 0.019446 | 0.023 | 0.026433 | 0.029738 | 0.032838 | 0.035809 | 0.038613 | 0.041304 | 0.043866 | 0.046301 | 0.048714 | 0.051062 | 0.053339 | 0.055622 | 0.057929 | 0.060201 | 0.059723 | 0.059312 | 0.058934 | 0 | 0 | 0
F8_Industrial_Stone, Clay, and Glass_Existing_Space Heating_Natural Gas_Gas Boiler - Insulate Steam Lines/Condensate Tank_A_Achievable Technical Potential | F8 | Industrial | Stone, Clay, and Glass | Existing | Space Heating | Natural Gas | Gas Boiler - Insulate Steam Lines/Condensate Tank | A | Cumulative Summer Peak Savings (MW) | Achievable Technical Potential | 0 | 0 | 0 | 0 | 0 | 0 | 0 | 0 | 0 | 0 | 0 | 0 | 0 | 0 | 0 | 0 | 0 | 0 | 0 | 0 | 0 | 0 | 0 | 0 | 0 | 0 | 0 | 0 | 0 | 0 | 0
F9_Industrial_Stone, Clay, and Glass_Existing_Space Heating_Natural Gas_Gas Boiler - Insulate Steam Lines/Condensate Tank_A_Achievable Technical Potential | F9 | Industrial | Stone, Clay, and Glass | Existing | Space Heating | Natural Gas | Gas Boiler - Insulate Steam Lines/Condensate Tank | A | Cumulative Winter Peak Savings (MW) | Achievable Technical Potential | 0 | 0 | 0 | 0 | 0 | 0 | 0 | 0 | 0 | 0 | 0 | 0 | 0 | 0 | 0 | 0 | 0 | 0 | 0 | 0 | 0 | 0 | 0 | 0 | 0 | 0 | 0 | 0 | 0 | 0 | 0
F10_Industrial_Stone, Clay, and Glass_Existing_Space Heating_Natural Gas_Gas Boiler - Insulate Steam Lines/Condensate Tank_A_Achievable Technical Potential | F10 | Industrial | Stone, Clay, and Glass | Existing | Space Heating | Natural Gas | Gas Boiler - Insulate Steam Lines/Condensate Tank | A | Purchases (Incremental) | Achievable Technical Potential | 0 | 0 | 0 | 0 | 0 | 0.053598 | 0.053569 | 0.053253 | 0.053282 | 0.053326 | 0.052648 | 0.052505 | 0.052398 | 0.051566 | 0.051763 | 0.051269 | 0.051276 | 0.051018 | 0.050563 | 0.050623 | 0.050413 | 0.050217 | 0.050034 | 0.049864 | 0.049707 | 0 | 0 | 0 | 0 | 0 | 0
F11_Industrial_Stone, Clay, and Glass_Existing_Space Heating_Natural Gas_Gas Boiler - Insulate Steam Lines/Condensate Tank_A_Achievable Technical Potential | F11 | Industrial | Stone, Clay, and Glass | Existing | Space Heating | Natural Gas | Gas Boiler - Insulate Steam Lines/Condensate Tank | A | Purchases (Cumulative) | Achievable Technical Potential | 0 | 0 | 0 | 0 | 0 | 0.053598 | 0.10717 | 0.16042 | 0.2137 | 0.26703 | 0.31967 | 0.37218 | 0.42458 | 0.47614 | 0.52791 | 0.57917 | 0.63045 | 0.68147 | 0.73203 | 0.78265 | 0.83307 | 0.88328 | 0.93332 | 0.98318 | 1.0329 | 1.0329 | 1.0329 | 1.0329 | 1.0329 | 1.0329 | 1.0329
F1_Industrial_Stone, Clay, and Glass_Existing_Process_Natural Gas_Gas Boiler - Insulate Steam Lines/Condensate Tank_A_Achievable Technical Potential | F1 | Industrial | Stone, Clay, and Glass | Existing | Process | Natural Gas | Gas Boiler - Insulate Steam Lines/Condensate Tank | A | Integrated Unit Energy Savings (kWh or therms) | Achievable Technical Potential | 0 | 0 | 0 | 0 | 0 | 45.3996 | 45.2103 | 45.0194 | 44.8314 | 44.6441 | 44.4592 | 44.3101 | 44.1829 | 44.053 | 43.9652 | 43.8674 | 43.7942 | 43.7191 | 43.6421 | 43.5885 | 43.5281 | 43.4818 | 43.436 | 43.3906 | 43.3455 | 43.3391 | 43.3332 | 43.3278 | 45.5894 | 45.5894 | 45.5894
F2_Industrial_Stone, Clay, and Glass_Existing_Process_Natural Gas_Gas Boiler - Insulate Steam Lines/Condensate Tank_A_Achievable Technical Potential | F2 | Industrial | Stone, Clay, and Glass | Existing | Process | Natural Gas | Gas Boiler - Insulate Steam Lines/Condensate Tank | A | Integrated Unit Summer Peak Savings (kW) | Achievable Technical Potential | 0 | 0 | 0 | 0 | 0 | 0 | 0 | 0 | 0 | 0 | 0 | 0 | 0 | 0 | 0 | 0 | 0 | 0 | 0 | 0 | 0 | 0 | 0 | 0 | 0 | 0 | 0 | 0 | 0 | 0 | 0
F3_Industrial_Stone, Clay, and Glass_Existing_Process_Natural Gas_Gas Boiler - Insulate Steam Lines/Condensate Tank_A_Achievable Technical Potential | F3 | Industrial | Stone, Clay, and Glass | Existing | Process | Natural Gas | Gas Boiler - Insulate Steam Lines/Condensate Tank | A | Integrated Unit Winter Peak Savings (kW) | Achievable Technical Potential | 0 | 0 | 0 | 0 | 0 | 0 | 0 | 0 | 0 | 0 | 0 | 0 | 0 | 0 | 0 | 0 | 0 | 0 | 0 | 0 | 0 | 0 | 0 | 0 | 0 | 0 | 0 | 0 | 0 | 0 | 0
F4_Industrial_Stone, Clay, and Glass_Existing_Process_Natural Gas_Gas Boiler - Insulate Steam Lines/Condensate Tank_A_Achievable Technical Potential | F4 | Industrial | Stone, Clay, and Glass | Existing | Process | Natural Gas | Gas Boiler - Insulate Steam Lines/Condensate Tank | A | Incremental Energy Savings (MWh or mTherms) | Achievable Technical Potential | 0 | 0 | 0 | 0 | 0 | 0.026978 | 0.026851 | 0.02658 | 0.026483 | 0.026395 | 0.025952 | 0.025794 | 0.025668 | 0.025186 | 0.025231 | 0.024935 | 0.024897 | 0.024729 | 0.024465 | 0.024464 | 0.024329 | 0.024209 | 0.024095 | 0.023988 | 0.023888 | 0 | 0 | 0 | 0 | 0 | 0
F5_Industrial_Stone, Clay, and Glass_Existing_Process_Natural Gas_Gas Boiler - Insulate Steam Lines/Condensate Tank_A_Achievable Technical Potential | F5 | Industrial | Stone, Clay, and Glass | Existing | Process | Natural Gas | Gas Boiler - Insulate Steam Lines/Condensate Tank | A | Incremental Summer Peak Savings (MW) | Achievable Technical Potential | 0 | 0 | 0 | 0 | 0 | 0 | 0 | 0 | 0 | 0 | 0 | 0 | 0 | 0 | 0 | 0 | 0 | 0 | 0 | 0 | 0 | 0 | 0 | 0 | 0 | 0 | 0 | 0 | 0 | 0 | 0
F6_Industrial_Stone, Clay, and Glass_Existing_Process_Natural Gas_Gas Boiler - Insulate Steam Lines/Condensate Tank_A_Achievable Technical Potential | F6 | Industrial | Stone, Clay, and Glass | Existing | Process | Natural Gas | Gas Boiler - Insulate Steam Lines/Condensate Tank | A | Incremental Winter Peak Savings (MW) | Achievable Technical Potential | 0 | 0 | 0 | 0 | 0 | 0 | 0 | 0 | 0 | 0 | 0 | 0 | 0 | 0 | 0 | 0 | 0 | 0 | 0 | 0 | 0 | 0 | 0 | 0 | 0 | 0 | 0 | 0 | 0 | 0 | 0
F7_Industrial_Stone, Clay, and Glass_Existing_Process_Natural Gas_Gas Boiler - Insulate Steam Lines/Condensate Tank_A_Achievable Technical Potential | F7 | Industrial | Stone, Clay, and Glass | Existing | Process | Natural Gas | Gas Boiler - Insulate Steam Lines/Condensate Tank | A | Cumulative Energy Savings (MWh or mTherms) | Achievable Technical Potential | 0 | 0 | 0 | 0 | 0 | 0.026978 | 0.053717 | 0.080071 | 0.10622 | 0.13217 | 0.15757 | 0.18284 | 0.20798 | 0.23256 | 0.25733 | 0.28169 | 0.30611 | 0.33032 | 0.3542 | 0.37823 | 0.40204 | 0.42582 | 0.44946 | 0.47298 | 0.49638 | 0.49631 | 0.49624 | 0.49618 | 0 | 0 | 0
F8_Industrial_Stone, Clay, and Glass_Existing_Process_Natural Gas_Gas Boiler - Insulate Steam Lines/Condensate Tank_A_Achievable Technical Potential | F8 | Industrial | Stone, Clay, and Glass | Existing | Process | Natural Gas | Gas Boiler - Insulate Steam Lines/Condensate Tank | A | Cumulative Summer Peak Savings (MW) | Achievable Technical Potential | 0 | 0 | 0 | 0 | 0 | 0 | 0 | 0 | 0 | 0 | 0 | 0 | 0 | 0 | 0 | 0 | 0 | 0 | 0 | 0 | 0 | 0 | 0 | 0 | 0 | 0 | 0 | 0 | 0 | 0 | 0
F9_Industrial_Stone, Clay, and Glass_Existing_Process_Natural Gas_Gas Boiler - Insulate Steam Lines/Condensate Tank_A_Achievable Technical Potential | F9 | Industrial | Stone, Clay, and Glass | Existing | Process | Natural Gas | Gas Boiler - Insulate Steam Lines/Condensate Tank | A | Cumulative Winter Peak Savings (MW) | Achievable Technical Potential | 0 | 0 | 0 | 0 | 0 | 0 | 0 | 0 | 0 | 0 | 0 | 0 | 0 | 0 | 0 | 0 | 0 | 0 | 0 | 0 | 0 | 0 | 0 | 0 | 0 | 0 | 0 | 0 | 0 | 0 | 0
F10_Industrial_Stone, Clay, and Glass_Existing_Process_Natural Gas_Gas Boiler - Insulate Steam Lines/Condensate Tank_A_Achievable Technical Potential | F10 | Industrial | Stone, Clay, and Glass | Existing | Process | Natural Gas | Gas Boiler - Insulate Steam Lines/Condensate Tank | A | Purchases (Incremental) | Achievable Technical Potential | 0 | 0 | 0 | 0 | 0 | 0.59424 | 0.59392 | 0.59042 | 0.59074 | 0.59122 | 0.58372 | 0.58212 | 0.58094 | 0.57171 | 0.5739 | 0.56842 | 0.5685 | 0.56564 | 0.56059 | 0.56125 | 0.55893 | 0.55676 | 0.55473 | 0.55285 | 0.5511 | 0 | 0 | 0 | 0 | 0 | 0
F11_Industrial_Stone, Clay, and Glass_Existing_Process_Natural Gas_Gas Boiler - Insulate Steam Lines/Condensate Tank_A_Achievable Technical Potential | F11 | Industrial | Stone, Clay, and Glass | Existing | Process | Natural Gas | Gas Boiler - Insulate Steam Lines/Condensate Tank | A | Purchases (Cumulative) | Achievable Technical Potential | 0 | 0 | 0 | 0 | 0 | 0.59424 | 1.1882 | 1.7786 | 2.3693 | 2.9605 | 3.5443 | 4.1264 | 4.7073 | 5.279 | 5.8529 | 6.4213 | 6.9898 | 7.5555 | 8.1161 | 8.6773 | 9.2363 | 9.793 | 10.3478 | 10.9006 | 11.4517 | 11.4517 | 11.4517 | 11.4517 | 11.4517 | 11.4517 | 11.4517
F1_Industrial_Stone, Clay, and Glass_Existing_Space Heating_Natural Gas_Gas Boiler - Insulate Hot Water Lines_A_Achievable Technical Potential | F1 | Industrial | Stone, Clay, and Glass | Existing | Space Heating | Natural Gas | Gas Boiler - Insulate Hot Water Lines | A | Integrated Unit Energy Savings (kWh or therms) | Achievable Technical Potential | 0 | 0 | 0 | 0 | 0 | 85.7536 | 85.0232 | 84.2738 | 83.4971 | 82.6923 | 81.8665 | 81.0276 | 80.1705 | 79.2725 | 78.3261 | 77.3986 | 76.4812 | 75.5762 | 74.6822 | 73.836 | 73.0148 | 72.1763 | 71.4072 | 70.7228 | 70.0538 | 69.5086 | 69.0412 | 68.6105 | 74.183 | 73.8783 | 73.6002
F2_Industrial_Stone, Clay, and Glass_Existing_Space Heating_Natural Gas_Gas Boiler - Insulate Hot Water Lines_A_Achievable Technical Potential | F2 | Industrial | Stone, Clay, and Glass | Existing | Space Heating | Natural Gas | Gas Boiler - Insulate Hot Water Lines | A | Integrated Unit Summer Peak Savings (kW) | Achievable Technical Potential | 0 | 0 | 0 | 0 | 0 | 0 | 0 | 0 | 0 | 0 | 0 | 0 | 0 | 0 | 0 | 0 | 0 | 0 | 0 | 0 | 0 | 0 | 0 | 0 | 0 | 0 | 0 | 0 | 0 | 0 | 0
F3_Industrial_Stone, Clay, and Glass_Existing_Space Heating_Natural Gas_Gas Boiler - Insulate Hot Water Lines_A_Achievable Technical Potential | F3 | Industrial | Stone, Clay, and Glass | Existing | Space Heating | Natural Gas | Gas Boiler - Insulate Hot Water Lines | A | Integrated Unit Winter Peak Savings (kW) | Achievable Technical Potential | 0 | 0 | 0 | 0 | 0 | 0 | 0 | 0 | 0 | 0 | 0 | 0 | 0 | 0 | 0 | 0 | 0 | 0 | 0 | 0 | 0 | 0 | 0 | 0 | 0 | 0 | 0 | 0 | 0 | 0 | 0
F4_Industrial_Stone, Clay, and Glass_Existing_Space Heating_Natural Gas_Gas Boiler - Insulate Hot Water Lines_A_Achievable Technical Potential | F4 | Industrial | Stone, Clay, and Glass | Existing | Space Heating | Natural Gas | Gas Boiler - Insulate Hot Water Lines | A | Incremental Energy Savings (MWh or mTherms) | Achievable Technical Potential | 0 | 0 | 0 | 0 | 0 | 0.0091925 | 0.0091092 | 0.0089756 | 0.0088977 | 0.0088192 | 0.0086203 | 0.0085086 | 0.0084015 | 0.0081755 | 0.0081087 | 0.0079363 | 0.0078433 | 0.0077114 | 0.0075523 | 0.0074755 | 0.0073618 | 0.007249 | 0.0071456 | 0.0070531 | 0.0069643 | 0 | 0 | 0 | 0 | 0 | 0
F5_Industrial_Stone, Clay, and Glass_Existing_Space Heating_Natural Gas_Gas Boiler - Insulate Hot Water Lines_A_Achievable Technical Potential | F5 | Industrial | Stone, Clay, and Glass | Existing | Space Heating | Natural Gas | Gas Boiler - Insulate Hot Water Lines | A | Incremental Summer Peak Savings (MW) | Achievable Technical Potential | 0 | 0 | 0 | 0 | 0 | 0 | 0 | 0 | 0 | 0 | 0 | 0 | 0 | 0 | 0 | 0 | 0 | 0 | 0 | 0 | 0 | 0 | 0 | 0 | 0 | 0 | 0 | 0 | 0 | 0 | 0
F6_Industrial_Stone, Clay, and Glass_Existing_Space Heating_Natural Gas_Gas Boiler - Insulate Hot Water Lines_A_Achievable Technical Potential | F6 | Industrial | Stone, Clay, and Glass | Existing | Space Heating | Natural Gas | Gas Boiler - Insulate Hot Water Lines | A | Incremental Winter Peak Savings (MW) | Achievable Technical Potential | 0 | 0 | 0 | 0 | 0 | 0 | 0 | 0 | 0 | 0 | 0 | 0 | 0 | 0 | 0 | 0 | 0 | 0 | 0 | 0 | 0 | 0 | 0 | 0 | 0 | 0 | 0 | 0 | 0 | 0 | 0
F7_Industrial_Stone, Clay, and Glass_Existing_Space Heating_Natural Gas_Gas Boiler - Insulate Hot Water Lines_A_Achievable Technical Potential | F7 | Industrial | Stone, Clay, and Glass | Existing | Space Heating | Natural Gas | Gas Boiler - Insulate Hot Water Lines | A | Cumulative Energy Savings (MWh or mTherms) | Achievable Technical Potential | 0 | 0 | 0 | 0 | 0 | 0.0091925 | 0.018223 | 0.027038 | 0.035687 | 0.044162 | 0.052341 | 0.060314 | 0.068077 | 0.07549 | 0.082698 | 0.089655 | 0.096435 | 0.10301 | 0.10934 | 0.11558 | 0.12165 | 0.1275 | 0.13329 | 0.13907 | 0.14472 | 0.14359 | 0.14262 | 0.14173 | 0 | 0 | 0
F8_Industrial_Stone, Clay, and Glass_Existing_Space Heating_Natural Gas_Gas Boiler - Insulate Hot Water Lines_A_Achievable Technical Potential | F8 | Industrial | Stone, Clay, and Glass | Existing | Space Heating | Natural Gas | Gas Boiler - Insulate Hot Water Lines | A | Cumulative Summer Peak Savings (MW) | Achievable Technical Potential | 0 | 0 | 0 | 0 | 0 | 0 | 0 | 0 | 0 | 0 | 0 | 0 | 0 | 0 | 0 | 0 | 0 | 0 | 0 | 0 | 0 | 0 | 0 | 0 | 0 | 0 | 0 | 0 | 0 | 0 | 0
F9_Industrial_Stone, Clay, and Glass_Existing_Space Heating_Natural Gas_Gas Boiler - Insulate Hot Water Lines_A_Achievable Technical Potential | F9 | Industrial | Stone, Clay, and Glass | Existing | Space Heating | Natural Gas | Gas Boiler - Insulate Hot Water Lines | A | Cumulative Winter Peak Savings (MW) | Achievable Technical Potential | 0 | 0 | 0 | 0 | 0 | 0 | 0 | 0 | 0 | 0 | 0 | 0 | 0 | 0 | 0 | 0 | 0 | 0 | 0 | 0 | 0 | 0 | 0 | 0 | 0 | 0 | 0 | 0 | 0 | 0 | 0
F10_Industrial_Stone, Clay, and Glass_Existing_Space Heating_Natural Gas_Gas Boiler - Insulate Hot Water Lines_A_Achievable Technical Potential | F10 | Industrial | Stone, Clay, and Glass | Existing | Space Heating | Natural Gas | Gas Boiler - Insulate Hot Water Lines | A | Purchases (Incremental) | Achievable Technical Potential | 0 | 0 | 0 | 0 | 0 | 0.1072 | 0.10714 | 0.10651 | 0.10656 | 0.10665 | 0.1053 | 0.10501 | 0.1048 | 0.10313 | 0.10353 | 0.10254 | 0.10255 | 0.10204 | 0.10113 | 0.10125 | 0.10083 | 0.10043 | 0.10007 | 0.099728 | 0.099414 | 0 | 0 | 0 | 0 | 0 | 0
F11_Industrial_Stone, Clay, and Glass_Existing_Space Heating_Natural Gas_Gas Boiler - Insulate Hot Water Lines_A_Achievable Technical Potential | F11 | Industrial | Stone, Clay, and Glass | Existing | Space Heating | Natural Gas | Gas Boiler - Insulate Hot Water Lines | A | Purchases (Cumulative) | Achievable Technical Potential | 0 | 0 | 0 | 0 | 0 | 0.1072 | 0.21433 | 0.32084 | 0.4274 | 0.53405 | 0.63935 | 0.74436 | 0.84915 | 0.95229 | 1.0558 | 1.1583 | 1.2609 | 1.3629 | 1.4641 | 1.5653 | 1.6661 | 1.7666 | 1.8666 | 1.9664 | 2.0658 | 2.0658 | 2.0658 | 2.0658 | 2.0658 | 2.0658 | 2.0658
F1_Industrial_Stone, Clay, and Glass_Existing_Process_Natural Gas_Gas Boiler - Insulate Hot Water Lines_A_Achievable Technical Potential | F1 | Industrial | Stone, Clay, and Glass | Existing | Process | Natural Gas | Gas Boiler - Insulate Hot Water Lines | A | Integrated Unit Energy Savings (kWh or therms) | Achievable Technical Potential | 0 | 0 | 0 | 0 | 0 | 51.3179 | 51.1059 | 50.892 | 50.6815 | 50.4717 | 50.2648 | 50.0982 | 49.9563 | 49.8117 | 49.7143 | 49.6057 | 49.5249 | 49.442 | 49.3571 | 49.2984 | 49.232 | 49.1818 | 49.132 | 49.0826 | 49.0337 | 49.0266 | 49.02 | 49.014 | 51.5303 | 51.5303 | 51.5303
F2_Industrial_Stone, Clay, and Glass_Existing_Process_Natural Gas_Gas Boiler - Insulate Hot Water Lines_A_Achievable Technical Potential | F2 | Industrial | Stone, Clay, and Glass | Existing | Process | Natural Gas | Gas Boiler - Insulate Hot Water Lines | A | Integrated Unit Summer Peak Savings (kW) | Achievable Technical Potential | 0 | 0 | 0 | 0 | 0 | 0 | 0 | 0 | 0 | 0 | 0 | 0 | 0 | 0 | 0 | 0 | 0 | 0 | 0 | 0 | 0 | 0 | 0 | 0 | 0 | 0 | 0 | 0 | 0 | 0 | 0
F3_Industrial_Stone, Clay, and Glass_Existing_Process_Natural Gas_Gas Boiler - Insulate Hot Water Lines_A_Achievable Technical Potential | F3 | Industrial | Stone, Clay, and Glass | Existing | Process | Natural Gas | Gas Boiler - Insulate Hot Water Lines | A | Integrated Unit Winter Peak Savings (kW) | Achievable Technical Potential | 0 | 0 | 0 | 0 | 0 | 0 | 0 | 0 | 0 | 0 | 0 | 0 | 0 | 0 | 0 | 0 | 0 | 0 | 0 | 0 | 0 | 0 | 0 | 0 | 0 | 0 | 0 | 0 | 0 | 0 | 0
F4_Industrial_Stone, Clay, and Glass_Existing_Process_Natural Gas_Gas Boiler - Insulate Hot Water Lines_A_Achievable Technical Potential | F4 | Industrial | Stone, Clay, and Glass | Existing | Process | Natural Gas | Gas Boiler - Insulate Hot Water Lines | A | Incremental Energy Savings (MWh or mTherms) | Achievable Technical Potential | 0 | 0 | 0 | 0 | 0 | 0.060991 | 0.060705 | 0.060095 | 0.059879 | 0.05968 | 0.058681 | 0.058326 | 0.058043 | 0.056956 | 0.057062 | 0.056394 | 0.05631 | 0.055932 | 0.055338 | 0.055338 | 0.055035 | 0.054765 | 0.05451 | 0.05427 | 0.054045 | 0 | 0 | 0 | 0 | 0 | 0
F5_Industrial_Stone, Clay, and Glass_Existing_Process_Natural Gas_Gas Boiler - Insulate Hot Water Lines_A_Achievable Technical Potential | F5 | Industrial | Stone, Clay, and Glass | Existing | Process | Natural Gas | Gas Boiler - Insulate Hot Water Lines | A | Incremental Summer Peak Savings (MW) | Achievable Technical Potential | 0 | 0 | 0 | 0 | 0 | 0 | 0 | 0 | 0 | 0 | 0 | 0 | 0 | 0 | 0 | 0 | 0 | 0 | 0 | 0 | 0 | 0 | 0 | 0 | 0 | 0 | 0 | 0 | 0 | 0 | 0
F6_Industrial_Stone, Clay, and Glass_Existing_Process_Natural Gas_Gas Boiler - Insulate Hot Water Lines_A_Achievable Technical Potential | F6 | Industrial | Stone, Clay, and Glass | Existing | Process | Natural Gas | Gas Boiler - Insulate Hot Water Lines | A | Incremental Winter Peak Savings (MW) | Achievable Technical Potential | 0 | 0 | 0 | 0 | 0 | 0 | 0 | 0 | 0 | 0 | 0 | 0 | 0 | 0 | 0 | 0 | 0 | 0 | 0 | 0 | 0 | 0 | 0 | 0 | 0 | 0 | 0 | 0 | 0 | 0 | 0
F7_Industrial_Stone, Clay, and Glass_Existing_Process_Natural Gas_Gas Boiler - Insulate Hot Water Lines_A_Achievable Technical Potential | F7 | Industrial | Stone, Clay, and Glass | Existing | Process | Natural Gas | Gas Boiler - Insulate Hot Water Lines | A | Cumulative Energy Savings (MWh or mTherms) | Achievable Technical Potential | 0 | 0 | 0 | 0 | 0 | 0.060991 | 0.12144 | 0.18103 | 0.24016 | 0.29885 | 0.3563 | 0.41345 | 0.47032 | 0.52591 | 0.58195 | 0.63707 | 0.69234 | 0.74712 | 0.80117 | 0.85556 | 0.90944 | 0.96328 | 1.0168 | 1.0701 | 1.123 | 1.1229 | 1.1227 | 1.1226 | 0 | 0 | 0
F8_Industrial_Stone, Clay, and Glass_Existing_Process_Natural Gas_Gas Boiler - Insulate Hot Water Lines_A_Achievable Technical Potential | F8 | Industrial | Stone, Clay, and Glass | Existing | Process | Natural Gas | Gas Boiler - Insulate Hot Water Lines | A | Cumulative Summer Peak Savings (MW) | Achievable Technical Potential | 0 | 0 | 0 | 0 | 0 | 0 | 0 | 0 | 0 | 0 | 0 | 0 | 0 | 0 | 0 | 0 | 0 | 0 | 0 | 0 | 0 | 0 | 0 | 0 | 0 | 0 | 0 | 0 | 0 | 0 | 0
F9_Industrial_Stone, Clay, and Glass_Existing_Process_Natural Gas_Gas Boiler - Insulate Hot Water Lines_A_Achievable Technical Potential | F9 | Industrial | Stone, Clay, and Glass | Existing | Process | Natural Gas | Gas Boiler - Insulate Hot Water Lines | A | Cumulative Winter Peak Savings (MW) | Achievable Technical Potential | 0 | 0 | 0 | 0 | 0 | 0 | 0 | 0 | 0 | 0 | 0 | 0 | 0 | 0 | 0 | 0 | 0 | 0 | 0 | 0 | 0 | 0 | 0 | 0 | 0 | 0 | 0 | 0 | 0 | 0 | 0
F10_Industrial_Stone, Clay, and Glass_Existing_Process_Natural Gas_Gas Boiler - Insulate Hot Water Lines_A_Achievable Technical Potential | F10 | Industrial | Stone, Clay, and Glass | Existing | Process | Natural Gas | Gas Boiler - Insulate Hot Water Lines | A | Purchases (Incremental) | Achievable Technical Potential | 0 | 0 | 0 | 0 | 0 | 1.1885 | 1.1878 | 1.1808 | 1.1815 | 1.1824 | 1.1674 | 1.1642 | 1.1619 | 1.1434 | 1.1478 | 1.1368 | 1.137 | 1.1313 | 1.1212 | 1.1225 | 1.1179 | 1.1135 | 1.1095 | 1.1057 | 1.1022 | 0 | 0 | 0 | 0 | 0 | 0
F11_Industrial_Stone, Clay, and Glass_Existing_Process_Natural Gas_Gas Boiler - Insulate Hot Water Lines_A_Achievable Technical Potential | F11 | Industrial | Stone, Clay, and Glass | Existing | Process | Natural Gas | Gas Boiler - Insulate Hot Water Lines | A | Purchases (Cumulative) | Achievable Technical Potential | 0 | 0 | 0 | 0 | 0 | 1.1885 | 2.3763 | 3.5572 | 4.7386 | 5.9211 | 7.0885 | 8.2527 | 9.4146 | 10.5581 | 11.7058 | 12.8427 | 13.9797 | 15.111 | 16.2321 | 17.3547 | 18.4725 | 19.586 | 20.6955 | 21.8012 | 22.9034 | 22.9034 | 22.9034 | 22.9034 | 22.9034 | 22.9034 | 22.9034
F1_Industrial_Stone, Clay, and Glass_Existing_Process_Natural Gas_Process - Insulate Heated Process Fluids_A_Achievable Technical Potential | F1 | Industrial | Stone, Clay, and Glass | Existing | Process | Natural Gas | Process - Insulate Heated Process Fluids | A | Integrated Unit Energy Savings (kWh or therms) | Achievable Technical Potential | 0 | 0 | 0 | 0 | 0 | 1280.8484 | 1280.7891 | 1280.733 | 1280.6797 | 1280.6273 | 1280.5765 | 1280.5376 | 1280.5062 | 1280.475 | 1280.4569 | 1280.4365 | 1280.4238 | 1280.4112 | 1280.3986 | 1280.3928 | 1280.3854 | 1280.3827 | 1280.3803 | 1280.378 | 1280.376 | 1280.3744 | 1280.373 | 1280.3717 | 1280.913 | 1280.913 | 1280.913
F2_Industrial_Stone, Clay, and Glass_Existing_Process_Natural Gas_Process - Insulate Heated Process Fluids_A_Achievable Technical Potential | F2 | Industrial | Stone, Clay, and Glass | Existing | Process | Natural Gas | Process - Insulate Heated Process Fluids | A | Integrated Unit Summer Peak Savings (kW) | Achievable Technical Potential | 0 | 0 | 0 | 0 | 0 | 0 | 0 | 0 | 0 | 0 | 0 | 0 | 0 | 0 | 0 | 0 | 0 | 0 | 0 | 0 | 0 | 0 | 0 | 0 | 0 | 0 | 0 | 0 | 0 | 0 | 0
F3_Industrial_Stone, Clay, and Glass_Existing_Process_Natural Gas_Process - Insulate Heated Process Fluids_A_Achievable Technical Potential | F3 | Industrial | Stone, Clay, and Glass | Existing | Process | Natural Gas | Process - Insulate Heated Process Fluids | A | Integrated Unit Winter Peak Savings (kW) | Achievable Technical Potential | 0 | 0 | 0 | 0 | 0 | 0 | 0 | 0 | 0 | 0 | 0 | 0 | 0 | 0 | 0 | 0 | 0 | 0 | 0 | 0 | 0 | 0 | 0 | 0 | 0 | 0 | 0 | 0 | 0 | 0 | 0
F4_Industrial_Stone, Clay, and Glass_Existing_Process_Natural Gas_Process - Insulate Heated Process Fluids_A_Achievable Technical Potential | F4 | Industrial | Stone, Clay, and Glass | Existing | Process | Natural Gas | Process - Insulate Heated Process Fluids | A | Incremental Energy Savings (MWh or mTherms) | Achievable Technical Potential | 0 | 0 | 0 | 0 | 0 | 1.665 | 1.664 | 1.6541 | 1.6549 | 1.6562 | 1.4716 | 1.174 | 0.93731 | 0.73792 | 0.59258 | 0.46954 | 0.37567 | 0.29902 | 0.23708 | 0.18989 | 0.15128 | 0.0010279 | 0.00036575 | 0.00012426 | 4.0393e-05 | 3.4234e-05 | 3.4143e-05 | 3.406e-05 | 3.4e-05 | 3.3934e-05 | 3.3876e-05
F5_Industrial_Stone, Clay, and Glass_Existing_Process_Natural Gas_Process - Insulate Heated Process Fluids_A_Achievable Technical Potential | F5 | Industrial | Stone, Clay, and Glass | Existing | Process | Natural Gas | Process - Insulate Heated Process Fluids | A | Incremental Summer Peak Savings (MW) | Achievable Technical Potential | 0 | 0 | 0 | 0 | 0 | 0 | 0 | 0 | 0 | 0 | 0 | 0 | 0 | 0 | 0 | 0 | 0 | 0 | 0 | 0 | 0 | 0 | 0 | 0 | 0 | 0 | 0 | 0 | 0 | 0 | 0
F6_Industrial_Stone, Clay, and Glass_Existing_Process_Natural Gas_Process - Insulate Heated Process Fluids_A_Achievable Technical Potential | F6 | Industrial | Stone, Clay, and Glass | Existing | Process | Natural Gas | Process - Insulate Heated Process Fluids | A | Incremental Winter Peak Savings (MW) | Achievable Technical Potential | 0 | 0 | 0 | 0 | 0 | 0 | 0 | 0 | 0 | 0 | 0 | 0 | 0 | 0 | 0 | 0 | 0 | 0 | 0 | 0 | 0 | 0 | 0 | 0 | 0 | 0 | 0 | 0 | 0 | 0 | 0
F7_Industrial_Stone, Clay, and Glass_Existing_Process_Natural Gas_Process - Insulate Heated Process Fluids_A_Achievable Technical Potential | F7 | Industrial | Stone, Clay, and Glass | Existing | Process | Natural Gas | Process - Insulate Heated Process Fluids | A | Cumulative Energy Savings (MWh or mTherms) | Achievable Technical Potential | 0 | 0 | 0 | 0 | 0 | 1.665 | 3.3289 | 4.9829 | 6.6376 | 8.2935 | 9.7648 | 10.9386 | 11.8756 | 12.6132 | 13.2056 | 13.675 | 14.0505 | 14.3494 | 14.5863 | 14.7762 | 14.9274 | 14.9284 | 14.9287 | 14.9288 | 14.9288 | 14.9288 | 14.9288 | 14.9289 | 0 | 0 | 0
F8_Industrial_Stone, Clay, and Glass_Existing_Process_Natural Gas_Process - Insulate Heated Process Fluids_A_Achievable Technical Potential | F8 | Industrial | Stone, Clay, and Glass | Existing | Process | Natural Gas | Process - Insulate Heated Process Fluids | A | Cumulative Summer Peak Savings (MW) | Achievable Technical Potential | 0 | 0 | 0 | 0 | 0 | 0 | 0 | 0 | 0 | 0 | 0 | 0 | 0 | 0 | 0 | 0 | 0 | 0 | 0 | 0 | 0 | 0 | 0 | 0 | 0 | 0 | 0 | 0 | 0 | 0 | 0
F9_Industrial_Stone, Clay, and Glass_Existing_Process_Natural Gas_Process - Insulate Heated Process Fluids_A_Achievable Technical Potential | F9 | Industrial | Stone, Clay, and Glass | Existing | Process | Natural Gas | Process - Insulate Heated Process Fluids | A | Cumulative Winter Peak Savings (MW) | Achievable Technical Potential | 0 | 0 | 0 | 0 | 0 | 0 | 0 | 0 | 0 | 0 | 0 | 0 | 0 | 0 | 0 | 0 | 0 | 0 | 0 | 0 | 0 | 0 | 0 | 0 | 0 | 0 | 0 | 0 | 0 | 0 | 0
F10_Industrial_Stone, Clay, and Glass_Existing_Process_Natural Gas_Process - Insulate Heated Process Fluids_A_Achievable Technical Potential | F10 | Industrial | Stone, Clay, and Glass | Existing | Process | Natural Gas | Process - Insulate Heated Process Fluids | A | Purchases (Incremental) | Achievable Technical Potential | 0 | 0 | 0 | 0 | 0 | 1.2999 | 1.2992 | 1.2915 | 1.2922 | 1.2933 | 1.1492 | 0.91684 | 0.73198 | 0.57629 | 0.46279 | 0.3667 | 0.2934 | 0.23354 | 0.18516 | 0.14831 | 0.11815 | 0.00080277 | 0.00028566 | 9.7053e-05 | 3.1548e-05 | 2.6738e-05 | 2.6666e-05 | 2.6602e-05 | 2.6544e-05 | 2.6492e-05 | 2.6447e-05
F11_Industrial_Stone, Clay, and Glass_Existing_Process_Natural Gas_Process - Insulate Heated Process Fluids_A_Achievable Technical Potential | F11 | Industrial | Stone, Clay, and Glass | Existing | Process | Natural Gas | Process - Insulate Heated Process Fluids | A | Purchases (Cumulative) | Achievable Technical Potential | 0 | 0 | 0 | 0 | 0 | 1.2999 | 2.5991 | 3.8906 | 5.1829 | 6.4762 | 7.6253 | 8.5422 | 9.2742 | 9.8504 | 10.3132 | 10.6799 | 10.9733 | 11.2069 | 11.392 | 11.5403 | 11.6585 | 11.6593 | 11.6596 | 11.6597 | 11.6597 | 11.6597 | 11.6598 | 11.6598 | 11.6598 | 11.6598 | 11.6599
F1_Industrial_Stone, Clay, and Glass_Existing_Process_Natural Gas_Process Heat Recovery_A_Achievable Technical Potential | F1 | Industrial | Stone, Clay, and Glass | Existing | Process | Natural Gas | Process Heat Recovery | A | Integrated Unit Energy Savings (kWh or therms) | Achievable Technical Potential | 0 | 0 | 0 | 0 | 0 | 73.3083 | 73.227 | 73.1449 | 73.064 | 72.9833 | 72.9052 | 72.8455 | 72.7977 | 72.7506 | 72.723 | 72.6924 | 72.6731 | 72.6539 | 72.6348 | 72.6256 | 72.6142 | 72.6108 | 72.6075 | 72.6045 | 72.6016 | 72.5993 | 72.5972 | 72.5953 | 0 | 0 | 0
F2_Industrial_Stone, Clay, and Glass_Existing_Process_Natural Gas_Process Heat Recovery_A_Achievable Technical Potential | F2 | Industrial | Stone, Clay, and Glass | Existing | Process | Natural Gas | Process Heat Recovery | A | Integrated Unit Summer Peak Savings (kW) | Achievable Technical Potential | 0 | 0 | 0 | 0 | 0 | 0 | 0 | 0 | 0 | 0 | 0 | 0 | 0 | 0 | 0 | 0 | 0 | 0 | 0 | 0 | 0 | 0 | 0 | 0 | 0 | 0 | 0 | 0 | 0 | 0 | 0
F3_Industrial_Stone, Clay, and Glass_Existing_Process_Natural Gas_Process Heat Recovery_A_Achievable Technical Potential | F3 | Industrial | Stone, Clay, and Glass | Existing | Process | Natural Gas | Process Heat Recovery | A | Integrated Unit Winter Peak Savings (kW) | Achievable Technical Potential | 0 | 0 | 0 | 0 | 0 | 0 | 0 | 0 | 0 | 0 | 0 | 0 | 0 | 0 | 0 | 0 | 0 | 0 | 0 | 0 | 0 | 0 | 0 | 0 | 0 | 0 | 0 | 0 | 0 | 0 | 0
F4_Industrial_Stone, Clay, and Glass_Existing_Process_Natural Gas_Process Heat Recovery_A_Achievable Technical Potential | F4 | Industrial | Stone, Clay, and Glass | Existing | Process | Natural Gas | Process Heat Recovery | A | Incremental Energy Savings (MWh or mTherms) | Achievable Technical Potential | 0 | 0 | 0 | 0 | 0 | 3.4306 | 3.4249 | 3.4009 | 3.399 | 3.398 | 3.0161 | 2.4043 | 1.9183 | 1.5093 | 1.2116 | 0.95963 | 0.7676 | 0.61083 | 0.48417 | 0.38775 | 0.30887 | 0.0020984 | 0.00074667 | 0.00025367 | 8.2455e-05 | 6.9881e-05 | 6.9692e-05 | 6.9522e-05 | 0 | 0 | 0
F5_Industrial_Stone, Clay, and Glass_Existing_Process_Natural Gas_Process Heat Recovery_A_Achievable Technical Potential | F5 | Industrial | Stone, Clay, and Glass | Existing | Process | Natural Gas | Process Heat Recovery | A | Incremental Summer Peak Savings (MW) | Achievable Technical Potential | 0 | 0 | 0 | 0 | 0 | 0 | 0 | 0 | 0 | 0 | 0 | 0 | 0 | 0 | 0 | 0 | 0 | 0 | 0 | 0 | 0 | 0 | 0 | 0 | 0 | 0 | 0 | 0 | 0 | 0 | 0
F6_Industrial_Stone, Clay, and Glass_Existing_Process_Natural Gas_Process Heat Recovery_A_Achievable Technical Potential | F6 | Industrial | Stone, Clay, and Glass | Existing | Process | Natural Gas | Process Heat Recovery | A | Incremental Winter Peak Savings (MW) | Achievable Technical Potential | 0 | 0 | 0 | 0 | 0 | 0 | 0 | 0 | 0 | 0 | 0 | 0 | 0 | 0 | 0 | 0 | 0 | 0 | 0 | 0 | 0 | 0 | 0 | 0 | 0 | 0 | 0 | 0 | 0 | 0 | 0
F7_Industrial_Stone, Clay, and Glass_Existing_Process_Natural Gas_Process Heat Recovery_A_Achievable Technical Potential | F7 | Industrial | Stone, Clay, and Glass | Existing | Process | Natural Gas | Process Heat Recovery | A | Cumulative Energy Savings (MWh or mTherms) | Achievable Technical Potential | 0 | 0 | 0 | 0 | 0 | 3.4306 | 6.8517 | 10.2449 | 13.6325 | 17.0154 | 20.0134 | 22.4013 | 24.3049 | 25.7985 | 27.0003 | 27.9486 | 28.7088 | 29.312 | 29.7885 | 30.1724 | 30.4766 | 30.4772 | 30.4766 | 30.4756 | 30.4745 | 30.4736 | 30.4728 | 30.472 | 0 | 0 | 0
F8_Industrial_Stone, Clay, and Glass_Existing_Process_Natural Gas_Process Heat Recovery_A_Achievable Technical Potential | F8 | Industrial | Stone, Clay, and Glass | Existing | Process | Natural Gas | Process Heat Recovery | A | Cumulative Summer Peak Savings (MW) | Achievable Technical Potential | 0 | 0 | 0 | 0 | 0 | 0 | 0 | 0 | 0 | 0 | 0 | 0 | 0 | 0 | 0 | 0 | 0 | 0 | 0 | 0 | 0 | 0 | 0 | 0 | 0 | 0 | 0 | 0 | 0 | 0 | 0
F9_Industrial_Stone, Clay, and Glass_Existing_Process_Natural Gas_Process Heat Recovery_A_Achievable Technical Potential | F9 | Industrial | Stone, Clay, and Glass | Existing | Process | Natural Gas | Process Heat Recovery | A | Cumulative Winter Peak Savings (MW) | Achievable Technical Potential | 0 | 0 | 0 | 0 | 0 | 0 | 0 | 0 | 0 | 0 | 0 | 0 | 0 | 0 | 0 | 0 | 0 | 0 | 0 | 0 | 0 | 0 | 0 | 0 | 0 | 0 | 0 | 0 | 0 | 0 | 0
F10_Industrial_Stone, Clay, and Glass_Existing_Process_Natural Gas_Process Heat Recovery_A_Achievable Technical Potential | F10 | Industrial | Stone, Clay, and Glass | Existing | Process | Natural Gas | Process Heat Recovery | A | Purchases (Incremental) | Achievable Technical Potential | 0 | 0 | 0 | 0 | 0 | 46.7966 | 46.7709 | 46.4951 | 46.5202 | 46.5587 | 41.3707 | 33.0061 | 26.3513 | 20.7463 | 16.6604 | 13.2012 | 10.5623 | 8.4073 | 6.6659 | 5.339 | 4.2536 | 0.0289 | 0.010284 | 0.0034939 | 0.0011357 | 0.00096255 | 0.00095999 | 0.00095766 | 9.3059e-07 | 9.3059e-07 | 9.3059e-07
F11_Industrial_Stone, Clay, and Glass_Existing_Process_Natural Gas_Process Heat Recovery_A_Achievable Technical Potential | F11 | Industrial | Stone, Clay, and Glass | Existing | Process | Natural Gas | Process Heat Recovery | A | Purchases (Cumulative) | Achievable Technical Potential | 0 | 0 | 0 | 0 | 0 | 46.7966 | 93.5675 | 140.0626 | 186.5828 | 233.1415 | 274.5122 | 307.5183 | 333.8696 | 354.6159 | 371.2763 | 384.4775 | 395.0398 | 403.4471 | 410.113 | 415.452 | 419.7056 | 419.7345 | 419.7448 | 419.7483 | 419.7494 | 419.7504 | 419.7513 | 419.7523 | 419.7523 | 419.7523 | 419.7523
F1_Industrial_Stone, Clay, and Glass_Existing_Space Heating_Natural Gas_Building Automation System_A_Achievable Technical Potential | F1 | Industrial | Stone, Clay, and Glass | Existing | Space Heating | Natural Gas | Building Automation System | A | Integrated Unit Energy Savings (kWh or therms) | Achievable Technical Potential | 0 | 0 | 0 | 0 | 0 | 0.015441 | 0.015337 | 0.01521 | 0.015075 | 0.014929 | 0.014775 | 0.014615 | 0.014451 | 0.014279 | 0.014096 | 0.013916 | 0.013739 | 0.01357 | 0.013408 | 0.013257 | 0.013112 | 0.012966 | 0.012837 | 0.012724 | 0.012618 | 0.012534 | 0.012461 | 0.012394 | 0 | 0 | 0
F2_Industrial_Stone, Clay, and Glass_Existing_Space Heating_Natural Gas_Building Automation System_A_Achievable Technical Potential | F2 | Industrial | Stone, Clay, and Glass | Existing | Space Heating | Natural Gas | Building Automation System | A | Integrated Unit Summer Peak Savings (kW) | Achievable Technical Potential | 0 | 0 | 0 | 0 | 0 | 0 | 0 | 0 | 0 | 0 | 0 | 0 | 0 | 0 | 0 | 0 | 0 | 0 | 0 | 0 | 0 | 0 | 0 | 0 | 0 | 0 | 0 | 0 | 0 | 0 | 0
F3_Industrial_Stone, Clay, and Glass_Existing_Space Heating_Natural Gas_Building Automation System_A_Achievable Technical Potential | F3 | Industrial | Stone, Clay, and Glass | Existing | Space Heating | Natural Gas | Building Automation System | A | Integrated Unit Winter Peak Savings (kW) | Achievable Technical Potential | 0 | 0 | 0 | 0 | 0 | 0 | 0 | 0 | 0 | 0 | 0 | 0 | 0 | 0 | 0 | 0 | 0 | 0 | 0 | 0 | 0 | 0 | 0 | 0 | 0 | 0 | 0 | 0 | 0 | 0 | 0
F4_Industrial_Stone, Clay, and Glass_Existing_Space Heating_Natural Gas_Building Automation System_A_Achievable Technical Potential | F4 | Industrial | Stone, Clay, and Glass | Existing | Space Heating | Natural Gas | Building Automation System | A | Incremental Energy Savings (MWh or mTherms) | Achievable Technical Potential | 0 | 0 | 0 | 0 | 0 | 0.010396 | 0.020629 | 0.036112 | 0.058247 | 0.087628 | 0.12263 | 0.16455 | 0.2105 | 0.25317 | 0.29584 | 0.32457 | 0.34093 | 0.33643 | 0.31056 | 0.2703 | 0.22018 | 0.16584 | 0.11326 | 0.071482 | 0.046084 | 0 | 0 | 0 | 0 | 0 | 0
F5_Industrial_Stone, Clay, and Glass_Existing_Space Heating_Natural Gas_Building Automation System_A_Achievable Technical Potential | F5 | Industrial | Stone, Clay, and Glass | Existing | Space Heating | Natural Gas | Building Automation System | A | Incremental Summer Peak Savings (MW) | Achievable Technical Potential | 0 | 0 | 0 | 0 | 0 | 0 | 0 | 0 | 0 | 0 | 0 | 0 | 0 | 0 | 0 | 0 | 0 | 0 | 0 | 0 | 0 | 0 | 0 | 0 | 0 | 0 | 0 | 0 | 0 | 0 | 0
F6_Industrial_Stone, Clay, and Glass_Existing_Space Heating_Natural Gas_Building Automation System_A_Achievable Technical Potential | F6 | Industrial | Stone, Clay, and Glass | Existing | Space Heating | Natural Gas | Building Automation System | A | Incremental Winter Peak Savings (MW) | Achievable Technical Potential | 0 | 0 | 0 | 0 | 0 | 0 | 0 | 0 | 0 | 0 | 0 | 0 | 0 | 0 | 0 | 0 | 0 | 0 | 0 | 0 | 0 | 0 | 0 | 0 | 0 | 0 | 0 | 0 | 0 | 0 | 0
F7_Industrial_Stone, Clay, and Glass_Existing_Space Heating_Natural Gas_Building Automation System_A_Achievable Technical Potential | F7 | Industrial | Stone, Clay, and Glass | Existing | Space Heating | Natural Gas | Building Automation System | A | Cumulative Energy Savings (MWh or mTherms) | Achievable Technical Potential | 0 | 0 | 0 | 0 | 0 | 0.010396 | 0.030954 | 0.066811 | 0.12446 | 0.21089 | 0.33134 | 0.4923 | 0.69728 | 0.94215 | 1.2259 | 1.5349 | 1.8563 | 2.1698 | 2.4545 | 2.6972 | 2.8879 | 3.0215 | 3.1047 | 3.1489 | 3.1688 | 3.1476 | 3.1294 | 3.1124 | 0 | 0 | 0
F8_Industrial_Stone, Clay, and Glass_Existing_Space Heating_Natural Gas_Building Automation System_A_Achievable Technical Potential | F8 | Industrial | Stone, Clay, and Glass | Existing | Space Heating | Natural Gas | Building Automation System | A | Cumulative Summer Peak Savings (MW) | Achievable Technical Potential | 0 | 0 | 0 | 0 | 0 | 0 | 0 | 0 | 0 | 0 | 0 | 0 | 0 | 0 | 0 | 0 | 0 | 0 | 0 | 0 | 0 | 0 | 0 | 0 | 0 | 0 | 0 | 0 | 0 | 0 | 0
F9_Industrial_Stone, Clay, and Glass_Existing_Space Heating_Natural Gas_Building Automation System_A_Achievable Technical Potential | F9 | Industrial | Stone, Clay, and Glass | Existing | Space Heating | Natural Gas | Building Automation System | A | Cumulative Winter Peak Savings (MW) | Achievable Technical Potential | 0 | 0 | 0 | 0 | 0 | 0 | 0 | 0 | 0 | 0 | 0 | 0 | 0 | 0 | 0 | 0 | 0 | 0 | 0 | 0 | 0 | 0 | 0 | 0 | 0 | 0 | 0 | 0 | 0 | 0 | 0
F10_Industrial_Stone, Clay, and Glass_Existing_Space Heating_Natural Gas_Building Automation System_A_Achievable Technical Potential | F10 | Industrial | Stone, Clay, and Glass | Existing | Space Heating | Natural Gas | Building Automation System | A | Purchases (Incremental) | Achievable Technical Potential | 0 | 0 | 0 | 0 | 0 | 673.2573 | 1345.0587 | 2374.1284 | 3863.9331 | 5869.7604 | 8299.994 | 11259.4186 | 14566.6364 | 17730.3242 | 20988.0926 | 23322.7219 | 24814.2048 | 24792.3885 | 23162.5393 | 20389.176 | 16791.8964 | 12790.9196 | 8822.9866 | 5617.7521 | 3652.1979 | 0 | 0 | 0 | 0 | 0 | 0
F11_Industrial_Stone, Clay, and Glass_Existing_Space Heating_Natural Gas_Building Automation System_A_Achievable Technical Potential | F11 | Industrial | Stone, Clay, and Glass | Existing | Space Heating | Natural Gas | Building Automation System | A | Purchases (Cumulative) | Achievable Technical Potential | 0 | 0 | 0 | 0 | 0 | 673.2573 | 2018.316 | 4392.4444 | 8256.3775 | 14126.1379 | 22426.1319 | 33685.5506 | 48252.187 | 65982.5112 | 86970.6038 | 110293.3257 | 135107.5305 | 159899.919 | 183062.4583 | 203451.6343 | 220243.5307 | 233034.4503 | 241857.437 | 247475.1891 | 251127.387 | 251127.387 | 251127.387 | 251127.387 | 251127.387 | 251127.387 | 251127.387
F1_Industrial_Stone, Clay, and Glass_Existing_Space Heating_Natural Gas_Steam System Efficiency Improvements_A_Achievable Technical Potential | F1 | Industrial | Stone, Clay, and Glass | Existing | Space Heating | Natural Gas | Steam System Efficiency Improvements | A | Integrated Unit Energy Savings (kWh or therms) | Achievable Technical Potential | 0 | 0 | 0 | 0 | 0 | 0.13664 | 0.13406 | 0.13085 | 0.12697 | 0.12247 | 0.11737 | 0.11214 | 0.10694 | 0.10166 | 0.097184 | 0.092901 | 0.089416 | 0.086283 | 0.083473 | 0.081409 | 0.079495 | 0.077807 | 0.076369 | 0.075236 | 0.074177 | 0.073504 | 0.072923 | 0.072389 | 0.11902 | 0.11854 | 0.11809
F2_Industrial_Stone, Clay, and Glass_Existing_Space Heating_Natural Gas_Steam System Efficiency Improvements_A_Achievable Technical Potential | F2 | Industrial | Stone, Clay, and Glass | Existing | Space Heating | Natural Gas | Steam System Efficiency Improvements | A | Integrated Unit Summer Peak Savings (kW) | Achievable Technical Potential | 0 | 0 | 0 | 0 | 0 | 0 | 0 | 0 | 0 | 0 | 0 | 0 | 0 | 0 | 0 | 0 | 0 | 0 | 0 | 0 | 0 | 0 | 0 | 0 | 0 | 0 | 0 | 0 | 0 | 0 | 0
F3_Industrial_Stone, Clay, and Glass_Existing_Space Heating_Natural Gas_Steam System Efficiency Improvements_A_Achievable Technical Potential | F3 | Industrial | Stone, Clay, and Glass | Existing | Space Heating | Natural Gas | Steam System Efficiency Improvements | A | Integrated Unit Winter Peak Savings (kW) | Achievable Technical Potential | 0 | 0 | 0 | 0 | 0 | 0 | 0 | 0 | 0 | 0 | 0 | 0 | 0 | 0 | 0 | 0 | 0 | 0 | 0 | 0 | 0 | 0 | 0 | 0 | 0 | 0 | 0 | 0 | 0 | 0 | 0
F4_Industrial_Stone, Clay, and Glass_Existing_Space Heating_Natural Gas_Steam System Efficiency Improvements_A_Achievable Technical Potential | F4 | Industrial | Stone, Clay, and Glass | Existing | Space Heating | Natural Gas | Steam System Efficiency Improvements | A | Incremental Energy Savings (MWh or mTherms) | Achievable Technical Potential | 0 | 0 | 0 | 0 | 0 | 0.00065197 | 0.0012779 | 0.0022017 | 0.0034771 | 0.0050947 | 0.006904 | 0.0089483 | 0.01104 | 0.012775 | 0.014456 | 0.015356 | 0.015725 | 0.015161 | 0.013703 | 0.011764 | 0.0094604 | 0.0070533 | 0.0047753 | 0.0029954 | 0.00192 | 0 | 0 | 0 | 0 | 0 | 0
F5_Industrial_Stone, Clay, and Glass_Existing_Space Heating_Natural Gas_Steam System Efficiency Improvements_A_Achievable Technical Potential | F5 | Industrial | Stone, Clay, and Glass | Existing | Space Heating | Natural Gas | Steam System Efficiency Improvements | A | Incremental Summer Peak Savings (MW) | Achievable Technical Potential | 0 | 0 | 0 | 0 | 0 | 0 | 0 | 0 | 0 | 0 | 0 | 0 | 0 | 0 | 0 | 0 | 0 | 0 | 0 | 0 | 0 | 0 | 0 | 0 | 0 | 0 | 0 | 0 | 0 | 0 | 0
F6_Industrial_Stone, Clay, and Glass_Existing_Space Heating_Natural Gas_Steam System Efficiency Improvements_A_Achievable Technical Potential | F6 | Industrial | Stone, Clay, and Glass | Existing | Space Heating | Natural Gas | Steam System Efficiency Improvements | A | Incremental Winter Peak Savings (MW) | Achievable Technical Potential | 0 | 0 | 0 | 0 | 0 | 0 | 0 | 0 | 0 | 0 | 0 | 0 | 0 | 0 | 0 | 0 | 0 | 0 | 0 | 0 | 0 | 0 | 0 | 0 | 0 | 0 | 0 | 0 | 0 | 0 | 0
F7_Industrial_Stone, Clay, and Glass_Existing_Space Heating_Natural Gas_Steam System Efficiency Improvements_A_Achievable Technical Potential | F7 | Industrial | Stone, Clay, and Glass | Existing | Space Heating | Natural Gas | Steam System Efficiency Improvements | A | Cumulative Energy Savings (MWh or mTherms) | Achievable Technical Potential | 0 | 0 | 0 | 0 | 0 | 0.00065197 | 0.0019176 | 0.0040733 | 0.0074298 | 0.012261 | 0.018654 | 0.026771 | 0.036569 | 0.04754 | 0.059902 | 0.072617 | 0.085618 | 0.097779 | 0.1083 | 0.11738 | 0.12408 | 0.1285 | 0.1309 | 0.13195 | 0.13202 | 0.13082 | 0.12979 | 0.12884 | 0 | 0 | 0
F8_Industrial_Stone, Clay, and Glass_Existing_Space Heating_Natural Gas_Steam System Efficiency Improvements_A_Achievable Technical Potential | F8 | Industrial | Stone, Clay, and Glass | Existing | Space Heating | Natural Gas | Steam System Efficiency Improvements | A | Cumulative Summer Peak Savings (MW) | Achievable Technical Potential | 0 | 0 | 0 | 0 | 0 | 0 | 0 | 0 | 0 | 0 | 0 | 0 | 0 | 0 | 0 | 0 | 0 | 0 | 0 | 0 | 0 | 0 | 0 | 0 | 0 | 0 | 0 | 0 | 0 | 0 | 0
F9_Industrial_Stone, Clay, and Glass_Existing_Space Heating_Natural Gas_Steam System Efficiency Improvements_A_Achievable Technical Potential | F9 | Industrial | Stone, Clay, and Glass | Existing | Space Heating | Natural Gas | Steam System Efficiency Improvements | A | Cumulative Winter Peak Savings (MW) | Achievable Technical Potential | 0 | 0 | 0 | 0 | 0 | 0 | 0 | 0 | 0 | 0 | 0 | 0 | 0 | 0 | 0 | 0 | 0 | 0 | 0 | 0 | 0 | 0 | 0 | 0 | 0 | 0 | 0 | 0 | 0 | 0 | 0
F10_Industrial_Stone, Clay, and Glass_Existing_Space Heating_Natural Gas_Steam System Efficiency Improvements_A_Achievable Technical Potential | F10 | Industrial | Stone, Clay, and Glass | Existing | Space Heating | Natural Gas | Steam System Efficiency Improvements | A | Purchases (Incremental) | Achievable Technical Potential | 0 | 0 | 0 | 0 | 0 | 4.7715 | 9.5326 | 16.8257 | 27.3842 | 41.5997 | 58.8231 | 79.7969 | 103.2355 | 125.657 | 148.7452 | 165.291 | 175.8613 | 175.7067 | 164.1557 | 144.5006 | 119.0062 | 90.6508 | 62.5296 | 39.8137 | 25.8836 | 0 | 0 | 0 | 0 | 0 | 0
F11_Industrial_Stone, Clay, and Glass_Existing_Space Heating_Natural Gas_Steam System Efficiency Improvements_A_Achievable Technical Potential | F11 | Industrial | Stone, Clay, and Glass | Existing | Space Heating | Natural Gas | Steam System Efficiency Improvements | A | Purchases (Cumulative) | Achievable Technical Potential | 0 | 0 | 0 | 0 | 0 | 4.7715 | 14.3041 | 31.1298 | 58.514 | 100.1137 | 158.9367 | 238.7336 | 341.9692 | 467.6261 | 616.3713 | 781.6623 | 957.5236 | 1133.2303 | 1297.386 | 1441.8866 | 1560.8928 | 1651.5437 | 1714.0732 | 1753.8869 | 1779.7705 | 1779.7705 | 1779.7705 | 1779.7705 | 1779.7705 | 1779.7705 | 1779.7705
F1_Industrial_Stone, Clay, and Glass_Existing_Process_Natural Gas_Steam System Efficiency Improvements_A_Achievable Technical Potential | F1 | Industrial | Stone, Clay, and Glass | Existing | Process | Natural Gas | Steam System Efficiency Improvements | A | Integrated Unit Energy Savings (kWh or therms) | Achievable Technical Potential | 0 | 0 | 0 | 0 | 0 | 0.082332 | 0.081986 | 0.081637 | 0.081293 | 0.08095 | 0.080611 | 0.080337 | 0.080103 | 0.079863 | 0.079701 | 0.07952 | 0.079384 | 0.079245 | 0.079103 | 0.079003 | 0.078892 | 0.078806 | 0.078721 | 0.078637 | 0.078554 | 0.078542 | 0.078531 | 0.078521 | 0.082679 | 0.082679 | 0.082679
F2_Industrial_Stone, Clay, and Glass_Existing_Process_Natural Gas_Steam System Efficiency Improvements_A_Achievable Technical Potential | F2 | Industrial | Stone, Clay, and Glass | Existing | Process | Natural Gas | Steam System Efficiency Improvements | A | Integrated Unit Summer Peak Savings (kW) | Achievable Technical Potential | 0 | 0 | 0 | 0 | 0 | 0 | 0 | 0 | 0 | 0 | 0 | 0 | 0 | 0 | 0 | 0 | 0 | 0 | 0 | 0 | 0 | 0 | 0 | 0 | 0 | 0 | 0 | 0 | 0 | 0 | 0
F3_Industrial_Stone, Clay, and Glass_Existing_Process_Natural Gas_Steam System Efficiency Improvements_A_Achievable Technical Potential | F3 | Industrial | Stone, Clay, and Glass | Existing | Process | Natural Gas | Steam System Efficiency Improvements | A | Integrated Unit Winter Peak Savings (kW) | Achievable Technical Potential | 0 | 0 | 0 | 0 | 0 | 0 | 0 | 0 | 0 | 0 | 0 | 0 | 0 | 0 | 0 | 0 | 0 | 0 | 0 | 0 | 0 | 0 | 0 | 0 | 0 | 0 | 0 | 0 | 0 | 0 | 0
F4_Industrial_Stone, Clay, and Glass_Existing_Process_Natural Gas_Steam System Efficiency Improvements_A_Achievable Technical Potential | F4 | Industrial | Stone, Clay, and Glass | Existing | Process | Natural Gas | Steam System Efficiency Improvements | A | Incremental Energy Savings (MWh or mTherms) | Achievable Technical Potential | 0 | 0 | 0 | 0 | 0 | 1.5056e-05 | 2.9952e-05 | 5.2643e-05 | 8.5316e-05 | 0.00012906 | 0.00018173 | 0.00024569 | 0.00031692 | 0.0003846 | 0.00045434 | 0.00050374 | 0.00053504 | 0.00053363 | 0.00049765 | 0.00043752 | 0.00035982 | 0.00027379 | 0.00018865 | 0.00011999 | 7.7924e-05 | 0 | 0 | 0 | 0 | 0 | 0
F5_Industrial_Stone, Clay, and Glass_Existing_Process_Natural Gas_Steam System Efficiency Improvements_A_Achievable Technical Potential | F5 | Industrial | Stone, Clay, and Glass | Existing | Process | Natural Gas | Steam System Efficiency Improvements | A | Incremental Summer Peak Savings (MW) | Achievable Technical Potential | 0 | 0 | 0 | 0 | 0 | 0 | 0 | 0 | 0 | 0 | 0 | 0 | 0 | 0 | 0 | 0 | 0 | 0 | 0 | 0 | 0 | 0 | 0 | 0 | 0 | 0 | 0 | 0 | 0 | 0 | 0
F6_Industrial_Stone, Clay, and Glass_Existing_Process_Natural Gas_Steam System Efficiency Improvements_A_Achievable Technical Potential | F6 | Industrial | Stone, Clay, and Glass | Existing | Process | Natural Gas | Steam System Efficiency Improvements | A | Incremental Winter Peak Savings (MW) | Achievable Technical Potential | 0 | 0 | 0 | 0 | 0 | 0 | 0 | 0 | 0 | 0 | 0 | 0 | 0 | 0 | 0 | 0 | 0 | 0 | 0 | 0 | 0 | 0 | 0 | 0 | 0 | 0 | 0 | 0 | 0 | 0 | 0
F7_Industrial_Stone, Clay, and Glass_Existing_Process_Natural Gas_Steam System Efficiency Improvements_A_Achievable Technical Potential | F7 | Industrial | Stone, Clay, and Glass | Existing | Process | Natural Gas | Steam System Efficiency Improvements | A | Cumulative Energy Savings (MWh or mTherms) | Achievable Technical Potential | 0 | 0 | 0 | 0 | 0 | 1.5056e-05 | 4.4945e-05 | 9.7396e-05 | 0.0001823 | 0.00031059 | 0.00049102 | 0.00073504 | 0.0010498 | 0.0014313 | 0.0018827 | 0.0023822 | 0.0029132 | 0.0034417 | 0.0039331 | 0.0043657 | 0.0047194 | 0.004988 | 0.0051713 | 0.0052858 | 0.0053581 | 0.0053573 | 0.0053566 | 0.0053559 | 0 | 0 | 0
F8_Industrial_Stone, Clay, and Glass_Existing_Process_Natural Gas_Steam System Efficiency Improvements_A_Achievable Technical Potential | F8 | Industrial | Stone, Clay, and Glass | Existing | Process | Natural Gas | Steam System Efficiency Improvements | A | Cumulative Summer Peak Savings (MW) | Achievable Technical Potential | 0 | 0 | 0 | 0 | 0 | 0 | 0 | 0 | 0 | 0 | 0 | 0 | 0 | 0 | 0 | 0 | 0 | 0 | 0 | 0 | 0 | 0 | 0 | 0 | 0 | 0 | 0 | 0 | 0 | 0 | 0
F9_Industrial_Stone, Clay, and Glass_Existing_Process_Natural Gas_Steam System Efficiency Improvements_A_Achievable Technical Potential | F9 | Industrial | Stone, Clay, and Glass | Existing | Process | Natural Gas | Steam System Efficiency Improvements | A | Cumulative Winter Peak Savings (MW) | Achievable Technical Potential | 0 | 0 | 0 | 0 | 0 | 0 | 0 | 0 | 0 | 0 | 0 | 0 | 0 | 0 | 0 | 0 | 0 | 0 | 0 | 0 | 0 | 0 | 0 | 0 | 0 | 0 | 0 | 0 | 0 | 0 | 0
F10_Industrial_Stone, Clay, and Glass_Existing_Process_Natural Gas_Steam System Efficiency Improvements_A_Achievable Technical Potential | F10 | Industrial | Stone, Clay, and Glass | Existing | Process | Natural Gas | Steam System Efficiency Improvements | A | Purchases (Incremental) | Achievable Technical Potential | 0 | 0 | 0 | 0 | 0 | 0.18287 | 0.36534 | 0.64484 | 1.0495 | 1.5943 | 2.2544 | 3.0582 | 3.9565 | 4.8158 | 5.7006 | 6.3348 | 6.7399 | 6.7339 | 6.2912 | 5.538 | 4.5609 | 3.4742 | 2.3964 | 1.5259 | 0.99198 | 0 | 0 | 0 | 0 | 0 | 0
F11_Industrial_Stone, Clay, and Glass_Existing_Process_Natural Gas_Steam System Efficiency Improvements_A_Achievable Technical Potential | F11 | Industrial | Stone, Clay, and Glass | Existing | Process | Natural Gas | Steam System Efficiency Improvements | A | Purchases (Cumulative) | Achievable Technical Potential | 0 | 0 | 0 | 0 | 0 | 0.18287 | 0.5482 | 1.193 | 2.2425 | 3.8368 | 6.0912 | 9.1494 | 13.1059 | 17.9217 | 23.6224 | 29.9571 | 36.697 | 43.4309 | 49.7222 | 55.2601 | 59.821 | 63.2952 | 65.6917 | 67.2175 | 68.2095 | 68.2095 | 68.2095 | 68.2095 | 68.2095 | 68.2095 | 68.2095
F1_Industrial_Stone, Clay, and Glass_Existing_Space Heating_Natural Gas_Strategic Energy Management_A_Achievable Technical Potential | F1 | Industrial | Stone, Clay, and Glass | Existing | Space Heating | Natural Gas | Strategic Energy Management | A | Integrated Unit Energy Savings (kWh or therms) | Achievable Technical Potential | 0 | 0 | 0 | 0 | 0 | 19.4198 | 19.3087 | 19.1701 | 19.0191 | 18.8555 | 18.683 | 18.5017 | 18.3155 | 18.1205 | 17.9073 | 17.7001 | 17.4927 | 17.2957 | 17.1079 | 16.9312 | 16.7633 | 16.5932 | 16.4447 | 16.3171 | 16.1976 | 16.09 | 15.9978 | 15.9117 | 0 | 0 | 0
F2_Industrial_Stone, Clay, and Glass_Existing_Space Heating_Natural Gas_Strategic Energy Management_A_Achievable Technical Potential | F2 | Industrial | Stone, Clay, and Glass | Existing | Space Heating | Natural Gas | Strategic Energy Management | A | Integrated Unit Summer Peak Savings (kW) | Achievable Technical Potential | 0 | 0 | 0 | 0 | 0 | 0 | 0 | 0 | 0 | 0 | 0 | 0 | 0 | 0 | 0 | 0 | 0 | 0 | 0 | 0 | 0 | 0 | 0 | 0 | 0 | 0 | 0 | 0 | 0 | 0 | 0
F3_Industrial_Stone, Clay, and Glass_Existing_Space Heating_Natural Gas_Strategic Energy Management_A_Achievable Technical Potential | F3 | Industrial | Stone, Clay, and Glass | Existing | Space Heating | Natural Gas | Strategic Energy Management | A | Integrated Unit Winter Peak Savings (kW) | Achievable Technical Potential | 0 | 0 | 0 | 0 | 0 | 0 | 0 | 0 | 0 | 0 | 0 | 0 | 0 | 0 | 0 | 0 | 0 | 0 | 0 | 0 | 0 | 0 | 0 | 0 | 0 | 0 | 0 | 0 | 0 | 0 | 0
F4_Industrial_Stone, Clay, and Glass_Existing_Space Heating_Natural Gas_Strategic Energy Management_A_Achievable Technical Potential | F4 | Industrial | Stone, Clay, and Glass | Existing | Space Heating | Natural Gas | Strategic Energy Management | A | Incremental Energy Savings (MWh or mTherms) | Achievable Technical Potential | 0 | 0 | 0 | 0 | 0 | 0.065435 | 0.065024 | 0.064177 | 0.063706 | 0.06321 | 0.061836 | 0.061069 | 0.060332 | 0.058742 | 0.058272 | 0.057048 | 0.056387 | 0.055472 | 0.05438 | 0.053882 | 0.053127 | 0.052383 | 0.051726 | 0.05115 | 0.050615 | 0 | 0 | 0 | 0 | 0 | 0
F5_Industrial_Stone, Clay, and Glass_Existing_Space Heating_Natural Gas_Strategic Energy Management_A_Achievable Technical Potential | F5 | Industrial | Stone, Clay, and Glass | Existing | Space Heating | Natural Gas | Strategic Energy Management | A | Incremental Summer Peak Savings (MW) | Achievable Technical Potential | 0 | 0 | 0 | 0 | 0 | 0 | 0 | 0 | 0 | 0 | 0 | 0 | 0 | 0 | 0 | 0 | 0 | 0 | 0 | 0 | 0 | 0 | 0 | 0 | 0 | 0 | 0 | 0 | 0 | 0 | 0
F6_Industrial_Stone, Clay, and Glass_Existing_Space Heating_Natural Gas_Strategic Energy Management_A_Achievable Technical Potential | F6 | Industrial | Stone, Clay, and Glass | Existing | Space Heating | Natural Gas | Strategic Energy Management | A | Incremental Winter Peak Savings (MW) | Achievable Technical Potential | 0 | 0 | 0 | 0 | 0 | 0 | 0 | 0 | 0 | 0 | 0 | 0 | 0 | 0 | 0 | 0 | 0 | 0 | 0 | 0 | 0 | 0 | 0 | 0 | 0 | 0 | 0 | 0 | 0 | 0 | 0
F7_Industrial_Stone, Clay, and Glass_Existing_Space Heating_Natural Gas_Strategic Energy Management_A_Achievable Technical Potential | F7 | Industrial | Stone, Clay, and Glass | Existing | Space Heating | Natural Gas | Strategic Energy Management | A | Cumulative Energy Savings (MWh or mTherms) | Achievable Technical Potential | 0 | 0 | 0 | 0 | 0 | 0.065435 | 0.13008 | 0.19333 | 0.25551 | 0.31652 | 0.37546 | 0.43289 | 0.48886 | 0.5424 | 0.59429 | 0.64446 | 0.6933 | 0.74097 | 0.7873 | 0.83305 | 0.87792 | 0.92139 | 0.96487 | 1.0085 | 1.0518 | 1.0448 | 1.0388 | 1.0332 | 0 | 0 | 0
F8_Industrial_Stone, Clay, and Glass_Existing_Space Heating_Natural Gas_Strategic Energy Management_A_Achievable Technical Potential | F8 | Industrial | Stone, Clay, and Glass | Existing | Space Heating | Natural Gas | Strategic Energy Management | A | Cumulative Summer Peak Savings (MW) | Achievable Technical Potential | 0 | 0 | 0 | 0 | 0 | 0 | 0 | 0 | 0 | 0 | 0 | 0 | 0 | 0 | 0 | 0 | 0 | 0 | 0 | 0 | 0 | 0 | 0 | 0 | 0 | 0 | 0 | 0 | 0 | 0 | 0
F9_Industrial_Stone, Clay, and Glass_Existing_Space Heating_Natural Gas_Strategic Energy Management_A_Achievable Technical Potential | F9 | Industrial | Stone, Clay, and Glass | Existing | Space Heating | Natural Gas | Strategic Energy Management | A | Cumulative Winter Peak Savings (MW) | Achievable Technical Potential | 0 | 0 | 0 | 0 | 0 | 0 | 0 | 0 | 0 | 0 | 0 | 0 | 0 | 0 | 0 | 0 | 0 | 0 | 0 | 0 | 0 | 0 | 0 | 0 | 0 | 0 | 0 | 0 | 0 | 0 | 0
F10_Industrial_Stone, Clay, and Glass_Existing_Space Heating_Natural Gas_Strategic Energy Management_A_Achievable Technical Potential | F10 | Industrial | Stone, Clay, and Glass | Existing | Space Heating | Natural Gas | Strategic Energy Management | A | Purchases (Incremental) | Achievable Technical Potential | 0 | 0 | 0 | 0 | 0 | 3.3695 | 3.3676 | 3.3478 | 3.3496 | 3.3523 | 3.3098 | 3.3007 | 3.294 | 3.2417 | 3.2541 | 3.2231 | 3.2235 | 3.2073 | 3.1786 | 3.1824 | 3.1693 | 3.1569 | 3.1454 | 3.1347 | 3.1249 | 0 | 0 | 0 | 0 | 0 | 0
F11_Industrial_Stone, Clay, and Glass_Existing_Space Heating_Natural Gas_Strategic Energy Management_A_Achievable Technical Potential | F11 | Industrial | Stone, Clay, and Glass | Existing | Space Heating | Natural Gas | Strategic Energy Management | A | Purchases (Cumulative) | Achievable Technical Potential | 0 | 0 | 0 | 0 | 0 | 3.3695 | 6.7371 | 10.0849 | 13.4344 | 16.7868 | 20.0966 | 23.3973 | 26.6913 | 29.933 | 33.1871 | 36.4102 | 39.6337 | 42.8409 | 46.0196 | 49.202 | 52.3712 | 55.5282 | 58.6736 | 61.8083 | 64.9332 | 64.9332 | 64.9332 | 64.9332 | 64.9332 | 64.9332 | 64.9332
F1_Industrial_Stone, Clay, and Glass_Existing_Process_Natural Gas_Strategic Energy Management_A_Achievable Technical Potential | F1 | Industrial | Stone, Clay, and Glass | Existing | Process | Natural Gas | Strategic Energy Management | A | Integrated Unit Energy Savings (kWh or therms) | Achievable Technical Potential | 0 | 0 | 0 | 0 | 0 | 60.3349 | 60.1362 | 59.9356 | 59.7381 | 59.5413 | 59.3511 | 59.206 | 59.0899 | 58.976 | 58.9092 | 58.8356 | 58.7893 | 58.7432 | 58.6974 | 58.6756 | 58.6487 | 58.641 | 58.6337 | 58.627 | 58.6207 | 58.6152 | 58.6101 | 58.6054 | 0 | 0 | 0
F2_Industrial_Stone, Clay, and Glass_Existing_Process_Natural Gas_Strategic Energy Management_A_Achievable Technical Potential | F2 | Industrial | Stone, Clay, and Glass | Existing | Process | Natural Gas | Strategic Energy Management | A | Integrated Unit Summer Peak Savings (kW) | Achievable Technical Potential | 0 | 0 | 0 | 0 | 0 | 0 | 0 | 0 | 0 | 0 | 0 | 0 | 0 | 0 | 0 | 0 | 0 | 0 | 0 | 0 | 0 | 0 | 0 | 0 | 0 | 0 | 0 | 0 | 0 | 0 | 0
F3_Industrial_Stone, Clay, and Glass_Existing_Process_Natural Gas_Strategic Energy Management_A_Achievable Technical Potential | F3 | Industrial | Stone, Clay, and Glass | Existing | Process | Natural Gas | Strategic Energy Management | A | Integrated Unit Winter Peak Savings (kW) | Achievable Technical Potential | 0 | 0 | 0 | 0 | 0 | 0 | 0 | 0 | 0 | 0 | 0 | 0 | 0 | 0 | 0 | 0 | 0 | 0 | 0 | 0 | 0 | 0 | 0 | 0 | 0 | 0 | 0 | 0 | 0 | 0 | 0
F4_Industrial_Stone, Clay, and Glass_Existing_Process_Natural Gas_Strategic Energy Management_A_Achievable Technical Potential | F4 | Industrial | Stone, Clay, and Glass | Existing | Process | Natural Gas | Strategic Energy Management | A | Incremental Energy Savings (MWh or mTherms) | Achievable Technical Potential | 0 | 0 | 0 | 0 | 0 | 1.2907 | 1.2858 | 1.2739 | 1.2704 | 1.2673 | 1.2472 | 1.2407 | 1.2358 | 1.2138 | 1.2171 | 1.204 | 1.2032 | 1.1962 | 1.1846 | 1.1856 | 1.1801 | 1.1754 | 1.1709 | 1.1668 | 1.163 | 0 | 0 | 0 | 0 | 0 | 0
F5_Industrial_Stone, Clay, and Glass_Existing_Process_Natural Gas_Strategic Energy Management_A_Achievable Technical Potential | F5 | Industrial | Stone, Clay, and Glass | Existing | Process | Natural Gas | Strategic Energy Management | A | Incremental Summer Peak Savings (MW) | Achievable Technical Potential | 0 | 0 | 0 | 0 | 0 | 0 | 0 | 0 | 0 | 0 | 0 | 0 | 0 | 0 | 0 | 0 | 0 | 0 | 0 | 0 | 0 | 0 | 0 | 0 | 0 | 0 | 0 | 0 | 0 | 0 | 0
F6_Industrial_Stone, Clay, and Glass_Existing_Process_Natural Gas_Strategic Energy Management_A_Achievable Technical Potential | F6 | Industrial | Stone, Clay, and Glass | Existing | Process | Natural Gas | Strategic Energy Management | A | Incremental Winter Peak Savings (MW) | Achievable Technical Potential | 0 | 0 | 0 | 0 | 0 | 0 | 0 | 0 | 0 | 0 | 0 | 0 | 0 | 0 | 0 | 0 | 0 | 0 | 0 | 0 | 0 | 0 | 0 | 0 | 0 | 0 | 0 | 0 | 0 | 0 | 0
F7_Industrial_Stone, Clay, and Glass_Existing_Process_Natural Gas_Strategic Energy Management_A_Achievable Technical Potential | F7 | Industrial | Stone, Clay, and Glass | Existing | Process | Natural Gas | Strategic Energy Management | A | Cumulative Energy Savings (MWh or mTherms) | Achievable Technical Potential | 0 | 0 | 0 | 0 | 0 | 1.2907 | 2.5723 | 3.8376 | 5.0954 | 6.3459 | 7.5728 | 8.795 | 10.0136 | 11.2081 | 12.4125 | 13.6009 | 14.7934 | 15.978 | 17.1501 | 18.3293 | 19.501 | 20.6738 | 21.8422 | 23.0065 | 24.167 | 24.1648 | 24.1627 | 24.1607 | 0 | 0 | 0
F8_Industrial_Stone, Clay, and Glass_Existing_Process_Natural Gas_Strategic Energy Management_A_Achievable Technical Potential | F8 | Industrial | Stone, Clay, and Glass | Existing | Process | Natural Gas | Strategic Energy Management | A | Cumulative Summer Peak Savings (MW) | Achievable Technical Potential | 0 | 0 | 0 | 0 | 0 | 0 | 0 | 0 | 0 | 0 | 0 | 0 | 0 | 0 | 0 | 0 | 0 | 0 | 0 | 0 | 0 | 0 | 0 | 0 | 0 | 0 | 0 | 0 | 0 | 0 | 0
F9_Industrial_Stone, Clay, and Glass_Existing_Process_Natural Gas_Strategic Energy Management_A_Achievable Technical Potential | F9 | Industrial | Stone, Clay, and Glass | Existing | Process | Natural Gas | Strategic Energy Management | A | Cumulative Winter Peak Savings (MW) | Achievable Technical Potential | 0 | 0 | 0 | 0 | 0 | 0 | 0 | 0 | 0 | 0 | 0 | 0 | 0 | 0 | 0 | 0 | 0 | 0 | 0 | 0 | 0 | 0 | 0 | 0 | 0 | 0 | 0 | 0 | 0 | 0 | 0
F10_Industrial_Stone, Clay, and Glass_Existing_Process_Natural Gas_Strategic Energy Management_A_Achievable Technical Potential | F10 | Industrial | Stone, Clay, and Glass | Existing | Process | Natural Gas | Strategic Energy Management | A | Purchases (Incremental) | Achievable Technical Potential | 0 | 0 | 0 | 0 | 0 | 21.3928 | 21.3811 | 21.255 | 21.2665 | 21.2841 | 21.0138 | 20.9563 | 20.9138 | 20.5817 | 20.6603 | 20.4632 | 20.4659 | 20.3629 | 20.1813 | 20.2052 | 20.1216 | 20.0434 | 19.9703 | 19.9025 | 19.8397 | 0 | 0 | 0 | 0 | 0 | 0
F11_Industrial_Stone, Clay, and Glass_Existing_Process_Natural Gas_Strategic Energy Management_A_Achievable Technical Potential | F11 | Industrial | Stone, Clay, and Glass | Existing | Process | Natural Gas | Strategic Energy Management | A | Purchases (Cumulative) | Achievable Technical Potential | 0 | 0 | 0 | 0 | 0 | 21.3928 | 42.7739 | 64.0289 | 85.2953 | 106.5794 | 127.5931 | 148.5495 | 169.4633 | 190.045 | 210.7052 | 231.1685 | 251.6344 | 271.9973 | 292.1786 | 312.3837 | 332.5053 | 352.5487 | 372.519 | 392.4215 | 412.2612 | 412.2612 | 412.2612 | 412.2612 | 412.2612 | 412.2612 | 412.2612
F1_Industrial_Stone, Clay, and Glass_Existing_Miscellaneous_Natural Gas_Strategic Energy Management_A_Achievable Technical Potential | F1 | Industrial | Stone, Clay, and Glass | Existing | Miscellaneous | Natural Gas | Strategic Energy Management | A | Integrated Unit Energy Savings (kWh or therms) | Achievable Technical Potential | 0 | 0 | 0 | 0 | 0 | 16.2609 | 16.2609 | 16.2609 | 16.2609 | 16.2609 | 16.2609 | 16.2609 | 16.2609 | 16.2609 | 16.2609 | 16.2609 | 16.2609 | 16.2609 | 16.2609 | 16.2609 | 16.2609 | 16.2609 | 16.2609 | 16.2609 | 16.2609 | 16.2609 | 16.2609 | 16.2609 | 0 | 0 | 0
F2_Industrial_Stone, Clay, and Glass_Existing_Miscellaneous_Natural Gas_Strategic Energy Management_A_Achievable Technical Potential | F2 | Industrial | Stone, Clay, and Glass | Existing | Miscellaneous | Natural Gas | Strategic Energy Management | A | Integrated Unit Summer Peak Savings (kW) | Achievable Technical Potential | 0 | 0 | 0 | 0 | 0 | 0 | 0 | 0 | 0 | 0 | 0 | 0 | 0 | 0 | 0 | 0 | 0 | 0 | 0 | 0 | 0 | 0 | 0 | 0 | 0 | 0 | 0 | 0 | 0 | 0 | 0
F3_Industrial_Stone, Clay, and Glass_Existing_Miscellaneous_Natural Gas_Strategic Energy Management_A_Achievable Technical Potential | F3 | Industrial | Stone, Clay, and Glass | Existing | Miscellaneous | Natural Gas | Strategic Energy Management | A | Integrated Unit Winter Peak Savings (kW) | Achievable Technical Potential | 0 | 0 | 0 | 0 | 0 | 0 | 0 | 0 | 0 | 0 | 0 | 0 | 0 | 0 | 0 | 0 | 0 | 0 | 0 | 0 | 0 | 0 | 0 | 0 | 0 | 0 | 0 | 0 | 0 | 0 | 0
F4_Industrial_Stone, Clay, and Glass_Existing_Miscellaneous_Natural Gas_Strategic Energy Management_A_Achievable Technical Potential | F4 | Industrial | Stone, Clay, and Glass | Existing | Miscellaneous | Natural Gas | Strategic Energy Management | A | Incremental Energy Savings (MWh or mTherms) | Achievable Technical Potential | 0 | 0 | 0 | 0 | 0 | 0.086967 | 0.086919 | 0.086406 | 0.086453 | 0.086524 | 0.085426 | 0.085192 | 0.085019 | 0.083669 | 0.083989 | 0.083188 | 0.083199 | 0.08278 | 0.082041 | 0.082139 | 0.081799 | 0.081481 | 0.081184 | 0.080908 | 0.080653 | 0 | 0 | 0 | 0 | 0 | 0
F5_Industrial_Stone, Clay, and Glass_Existing_Miscellaneous_Natural Gas_Strategic Energy Management_A_Achievable Technical Potential | F5 | Industrial | Stone, Clay, and Glass | Existing | Miscellaneous | Natural Gas | Strategic Energy Management | A | Incremental Summer Peak Savings (MW) | Achievable Technical Potential | 0 | 0 | 0 | 0 | 0 | 0 | 0 | 0 | 0 | 0 | 0 | 0 | 0 | 0 | 0 | 0 | 0 | 0 | 0 | 0 | 0 | 0 | 0 | 0 | 0 | 0 | 0 | 0 | 0 | 0 | 0
F6_Industrial_Stone, Clay, and Glass_Existing_Miscellaneous_Natural Gas_Strategic Energy Management_A_Achievable Technical Potential | F6 | Industrial | Stone, Clay, and Glass | Existing | Miscellaneous | Natural Gas | Strategic Energy Management | A | Incremental Winter Peak Savings (MW) | Achievable Technical Potential | 0 | 0 | 0 | 0 | 0 | 0 | 0 | 0 | 0 | 0 | 0 | 0 | 0 | 0 | 0 | 0 | 0 | 0 | 0 | 0 | 0 | 0 | 0 | 0 | 0 | 0 | 0 | 0 | 0 | 0 | 0
F7_Industrial_Stone, Clay, and Glass_Existing_Miscellaneous_Natural Gas_Strategic Energy Management_A_Achievable Technical Potential | F7 | Industrial | Stone, Clay, and Glass | Existing | Miscellaneous | Natural Gas | Strategic Energy Management | A | Cumulative Energy Savings (MWh or mTherms) | Achievable Technical Potential | 0 | 0 | 0 | 0 | 0 | 0.086967 | 0.17389 | 0.26029 | 0.34674 | 0.43327 | 0.51869 | 0.60389 | 0.68891 | 0.77258 | 0.85656 | 0.93975 | 1.023 | 1.1057 | 1.1878 | 1.2699 | 1.3517 | 1.4332 | 1.5144 | 1.5953 | 1.6759 | 1.6759 | 1.6759 | 1.6759 | 0 | 0 | 0
F8_Industrial_Stone, Clay, and Glass_Existing_Miscellaneous_Natural Gas_Strategic Energy Management_A_Achievable Technical Potential | F8 | Industrial | Stone, Clay, and Glass | Existing | Miscellaneous | Natural Gas | Strategic Energy Management | A | Cumulative Summer Peak Savings (MW) | Achievable Technical Potential | 0 | 0 | 0 | 0 | 0 | 0 | 0 | 0 | 0 | 0 | 0 | 0 | 0 | 0 | 0 | 0 | 0 | 0 | 0 | 0 | 0 | 0 | 0 | 0 | 0 | 0 | 0 | 0 | 0 | 0 | 0
F9_Industrial_Stone, Clay, and Glass_Existing_Miscellaneous_Natural Gas_Strategic Energy Management_A_Achievable Technical Potential | F9 | Industrial | Stone, Clay, and Glass | Existing | Miscellaneous | Natural Gas | Strategic Energy Management | A | Cumulative Winter Peak Savings (MW) | Achievable Technical Potential | 0 | 0 | 0 | 0 | 0 | 0 | 0 | 0 | 0 | 0 | 0 | 0 | 0 | 0 | 0 | 0 | 0 | 0 | 0 | 0 | 0 | 0 | 0 | 0 | 0 | 0 | 0 | 0 | 0 | 0 | 0
F10_Industrial_Stone, Clay, and Glass_Existing_Miscellaneous_Natural Gas_Strategic Energy Management_A_Achievable Technical Potential | F10 | Industrial | Stone, Clay, and Glass | Existing | Miscellaneous | Natural Gas | Strategic Energy Management | A | Purchases (Incremental) | Achievable Technical Potential | 0 | 0 | 0 | 0 | 0 | 5.3482 | 5.3453 | 5.3137 | 5.3166 | 5.321 | 5.2534 | 5.2391 | 5.2284 | 5.1454 | 5.1651 | 5.1158 | 5.1165 | 5.0907 | 5.0453 | 5.0513 | 5.0304 | 5.0108 | 4.9926 | 4.9756 | 4.9599 | 0 | 0 | 0 | 0 | 0 | 0
F11_Industrial_Stone, Clay, and Glass_Existing_Miscellaneous_Natural Gas_Strategic Energy Management_A_Achievable Technical Potential | F11 | Industrial | Stone, Clay, and Glass | Existing | Miscellaneous | Natural Gas | Strategic Energy Management | A | Purchases (Cumulative) | Achievable Technical Potential | 0 | 0 | 0 | 0 | 0 | 5.3482 | 10.6935 | 16.0072 | 21.3238 | 26.6448 | 31.8983 | 37.1374 | 42.3658 | 47.5112 | 52.6763 | 57.7921 | 62.9086 | 67.9993 | 73.0446 | 78.0959 | 83.1263 | 88.1372 | 93.1298 | 98.1054 | 103.0653 | 103.0653 | 103.0653 | 103.0653 | 103.0653 | 103.0653 | 103.0653
F1_Industrial_Stone, Clay, and Glass_Existing_Space Heating_Natural Gas_Commissioning_A_Achievable Technical Potential | F1 | Industrial | Stone, Clay, and Glass | Existing | Space Heating | Natural Gas | Commissioning | A | Integrated Unit Energy Savings (kWh or therms) | Achievable Technical Potential | 0 | 0 | 0 | 0 | 0 | 17.0764 | 16.9829 | 16.8652 | 16.7363 | 16.5962 | 16.4483 | 16.2922 | 16.1313 | 15.963 | 15.7779 | 15.5983 | 15.418 | 15.247 | 15.0841 | 14.9306 | 14.7849 | 14.637 | 14.5082 | 14.3978 | 14.2945 | 14.1997 | 14.1185 | 14.0426 | 0 | 0 | 0
F2_Industrial_Stone, Clay, and Glass_Existing_Space Heating_Natural Gas_Commissioning_A_Achievable Technical Potential | F2 | Industrial | Stone, Clay, and Glass | Existing | Space Heating | Natural Gas | Commissioning | A | Integrated Unit Summer Peak Savings (kW) | Achievable Technical Potential | 0 | 0 | 0 | 0 | 0 | 0 | 0 | 0 | 0 | 0 | 0 | 0 | 0 | 0 | 0 | 0 | 0 | 0 | 0 | 0 | 0 | 0 | 0 | 0 | 0 | 0 | 0 | 0 | 0 | 0 | 0
F3_Industrial_Stone, Clay, and Glass_Existing_Space Heating_Natural Gas_Commissioning_A_Achievable Technical Potential | F3 | Industrial | Stone, Clay, and Glass | Existing | Space Heating | Natural Gas | Commissioning | A | Integrated Unit Winter Peak Savings (kW) | Achievable Technical Potential | 0 | 0 | 0 | 0 | 0 | 0 | 0 | 0 | 0 | 0 | 0 | 0 | 0 | 0 | 0 | 0 | 0 | 0 | 0 | 0 | 0 | 0 | 0 | 0 | 0 | 0 | 0 | 0 | 0 | 0 | 0
F4_Industrial_Stone, Clay, and Glass_Existing_Space Heating_Natural Gas_Commissioning_A_Achievable Technical Potential | F4 | Industrial | Stone, Clay, and Glass | Existing | Space Heating | Natural Gas | Commissioning | A | Incremental Energy Savings (MWh or mTherms) | Achievable Technical Potential | 0 | 0 | 0 | 0 | 0 | 0 | 0 | 0 | 0 | 0 | 0 | 0 | 0 | 0 | 0 | 0 | 0 | 0 | 0 | 0 | 0 | 0 | 0 | 0 | 0 | 0 | 0 | 0 | 0 | 0 | 0
F5_Industrial_Stone, Clay, and Glass_Existing_Space Heating_Natural Gas_Commissioning_A_Achievable Technical Potential | F5 | Industrial | Stone, Clay, and Glass | Existing | Space Heating | Natural Gas | Commissioning | A | Incremental Summer Peak Savings (MW) | Achievable Technical Potential | 0 | 0 | 0 | 0 | 0 | 0 | 0 | 0 | 0 | 0 | 0 | 0 | 0 | 0 | 0 | 0 | 0 | 0 | 0 | 0 | 0 | 0 | 0 | 0 | 0 | 0 | 0 | 0 | 0 | 0 | 0
F6_Industrial_Stone, Clay, and Glass_Existing_Space Heating_Natural Gas_Commissioning_A_Achievable Technical Potential | F6 | Industrial | Stone, Clay, and Glass | Existing | Space Heating | Natural Gas | Commissioning | A | Incremental Winter Peak Savings (MW) | Achievable Technical Potential | 0 | 0 | 0 | 0 | 0 | 0 | 0 | 0 | 0 | 0 | 0 | 0 | 0 | 0 | 0 | 0 | 0 | 0 | 0 | 0 | 0 | 0 | 0 | 0 | 0 | 0 | 0 | 0 | 0 | 0 | 0
F7_Industrial_Stone, Clay, and Glass_Existing_Space Heating_Natural Gas_Commissioning_A_Achievable Technical Potential | F7 | Industrial | Stone, Clay, and Glass | Existing | Space Heating | Natural Gas | Commissioning | A | Cumulative Energy Savings (MWh or mTherms) | Achievable Technical Potential | 0 | 0 | 0 | 0 | 0 | 0 | 0 | 0 | 0 | 0 | 0 | 0 | 0 | 0 | 0 | 0 | 0 | 0 | 0 | 0 | 0 | 0 | 0 | 0 | 0 | 0 | 0 | 0 | 0 | 0 | 0
F8_Industrial_Stone, Clay, and Glass_Existing_Space Heating_Natural Gas_Commissioning_A_Achievable Technical Potential | F8 | Industrial | Stone, Clay, and Glass | Existing | Space Heating | Natural Gas | Commissioning | A | Cumulative Summer Peak Savings (MW) | Achievable Technical Potential | 0 | 0 | 0 | 0 | 0 | 0 | 0 | 0 | 0 | 0 | 0 | 0 | 0 | 0 | 0 | 0 | 0 | 0 | 0 | 0 | 0 | 0 | 0 | 0 | 0 | 0 | 0 | 0 | 0 | 0 | 0
F9_Industrial_Stone, Clay, and Glass_Existing_Space Heating_Natural Gas_Commissioning_A_Achievable Technical Potential | F9 | Industrial | Stone, Clay, and Glass | Existing | Space Heating | Natural Gas | Commissioning | A | Cumulative Winter Peak Savings (MW) | Achievable Technical Potential | 0 | 0 | 0 | 0 | 0 | 0 | 0 | 0 | 0 | 0 | 0 | 0 | 0 | 0 | 0 | 0 | 0 | 0 | 0 | 0 | 0 | 0 | 0 | 0 | 0 | 0 | 0 | 0 | 0 | 0 | 0
F10_Industrial_Stone, Clay, and Glass_Existing_Space Heating_Natural Gas_Commissioning_A_Achievable Technical Potential | F10 | Industrial | Stone, Clay, and Glass | Existing | Space Heating | Natural Gas | Commissioning | A | Purchases (Incremental) | Achievable Technical Potential | 0 | 0 | 0 | 0 | 0 | 0 | 0 | 0 | 0 | 0 | 0 | 0 | 0 | 0 | 0 | 0 | 0 | 0 | 0 | 0 | 0 | 0 | 0 | 0 | 0 | 0 | 0 | 0 | 0 | 0 | 0
F11_Industrial_Stone, Clay, and Glass_Existing_Space Heating_Natural Gas_Commissioning_A_Achievable Technical Potential | F11 | Industrial | Stone, Clay, and Glass | Existing | Space Heating | Natural Gas | Commissioning | A | Purchases (Cumulative) | Achievable Technical Potential | 0 | 0 | 0 | 0 | 0 | 0 | 0 | 0 | 0 | 0 | 0 | 0 | 0 | 0 | 0 | 0 | 0 | 0 | 0 | 0 | 0 | 0 | 0 | 0 | 0 | 0 | 0 | 0 | 0 | 0 | 0
F1_Industrial_Stone, Clay, and Glass_Existing_Process_Natural Gas_Commissioning_A_Achievable Technical Potential | F1 | Industrial | Stone, Clay, and Glass | Existing | Process | Natural Gas | Commissioning | A | Integrated Unit Energy Savings (kWh or therms) | Achievable Technical Potential | 0 | 0 | 0 | 0 | 0 | 337.8652 | 337.8652 | 337.8652 | 337.8652 | 337.8652 | 337.8652 | 337.8652 | 337.8652 | 337.8652 | 337.8652 | 337.8652 | 337.8652 | 337.8652 | 337.8652 | 337.8652 | 337.8652 | 337.8652 | 337.8652 | 337.8652 | 337.8652 | 337.8652 | 337.8652 | 337.8652 | 0 | 0 | 0
F2_Industrial_Stone, Clay, and Glass_Existing_Process_Natural Gas_Commissioning_A_Achievable Technical Potential | F2 | Industrial | Stone, Clay, and Glass | Existing | Process | Natural Gas | Commissioning | A | Integrated Unit Summer Peak Savings (kW) | Achievable Technical Potential | 0 | 0 | 0 | 0 | 0 | 0 | 0 | 0 | 0 | 0 | 0 | 0 | 0 | 0 | 0 | 0 | 0 | 0 | 0 | 0 | 0 | 0 | 0 | 0 | 0 | 0 | 0 | 0 | 0 | 0 | 0
F3_Industrial_Stone, Clay, and Glass_Existing_Process_Natural Gas_Commissioning_A_Achievable Technical Potential | F3 | Industrial | Stone, Clay, and Glass | Existing | Process | Natural Gas | Commissioning | A | Integrated Unit Winter Peak Savings (kW) | Achievable Technical Potential | 0 | 0 | 0 | 0 | 0 | 0 | 0 | 0 | 0 | 0 | 0 | 0 | 0 | 0 | 0 | 0 | 0 | 0 | 0 | 0 | 0 | 0 | 0 | 0 | 0 | 0 | 0 | 0 | 0 | 0 | 0
F4_Industrial_Stone, Clay, and Glass_Existing_Process_Natural Gas_Commissioning_A_Achievable Technical Potential | F4 | Industrial | Stone, Clay, and Glass | Existing | Process | Natural Gas | Commissioning | A | Incremental Energy Savings (MWh or mTherms) | Achievable Technical Potential | 0 | 0 | 0 | 0 | 0 | 0 | 0 | 0 | 0 | 0 | 0 | 0 | 0 | 0 | 0 | 0 | 0 | 0 | 0 | 0 | 0 | 0 | 0 | 0 | 0 | 0 | 0 | 0 | 0 | 0 | 0
F5_Industrial_Stone, Clay, and Glass_Existing_Process_Natural Gas_Commissioning_A_Achievable Technical Potential | F5 | Industrial | Stone, Clay, and Glass | Existing | Process | Natural Gas | Commissioning | A | Incremental Summer Peak Savings (MW) | Achievable Technical Potential | 0 | 0 | 0 | 0 | 0 | 0 | 0 | 0 | 0 | 0 | 0 | 0 | 0 | 0 | 0 | 0 | 0 | 0 | 0 | 0 | 0 | 0 | 0 | 0 | 0 | 0 | 0 | 0 | 0 | 0 | 0
F6_Industrial_Stone, Clay, and Glass_Existing_Process_Natural Gas_Commissioning_A_Achievable Technical Potential | F6 | Industrial | Stone, Clay, and Glass | Existing | Process | Natural Gas | Commissioning | A | Incremental Winter Peak Savings (MW) | Achievable Technical Potential | 0 | 0 | 0 | 0 | 0 | 0 | 0 | 0 | 0 | 0 | 0 | 0 | 0 | 0 | 0 | 0 | 0 | 0 | 0 | 0 | 0 | 0 | 0 | 0 | 0 | 0 | 0 | 0 | 0 | 0 | 0
F7_Industrial_Stone, Clay, and Glass_Existing_Process_Natural Gas_Commissioning_A_Achievable Technical Potential | F7 | Industrial | Stone, Clay, and Glass | Existing | Process | Natural Gas | Commissioning | A | Cumulative Energy Savings (MWh or mTherms) | Achievable Technical Potential | 0 | 0 | 0 | 0 | 0 | 0 | 0 | 0 | 0 | 0 | 0 | 0 | 0 | 0 | 0 | 0 | 0 | 0 | 0 | 0 | 0 | 0 | 0 | 0 | 0 | 0 | 0 | 0 | 0 | 0 | 0
F8_Industrial_Stone, Clay, and Glass_Existing_Process_Natural Gas_Commissioning_A_Achievable Technical Potential | F8 | Industrial | Stone, Clay, and Glass | Existing | Process | Natural Gas | Commissioning | A | Cumulative Summer Peak Savings (MW) | Achievable Technical Potential | 0 | 0 | 0 | 0 | 0 | 0 | 0 | 0 | 0 | 0 | 0 | 0 | 0 | 0 | 0 | 0 | 0 | 0 | 0 | 0 | 0 | 0 | 0 | 0 | 0 | 0 | 0 | 0 | 0 | 0 | 0
F9_Industrial_Stone, Clay, and Glass_Existing_Process_Natural Gas_Commissioning_A_Achievable Technical Potential | F9 | Industrial | Stone, Clay, and Glass | Existing | Process | Natural Gas | Commissioning | A | Cumulative Winter Peak Savings (MW) | Achievable Technical Potential | 0 | 0 | 0 | 0 | 0 | 0 | 0 | 0 | 0 | 0 | 0 | 0 | 0 | 0 | 0 | 0 | 0 | 0 | 0 | 0 | 0 | 0 | 0 | 0 | 0 | 0 | 0 | 0 | 0 | 0 | 0
F10_Industrial_Stone, Clay, and Glass_Existing_Process_Natural Gas_Commissioning_A_Achievable Technical Potential | F10 | Industrial | Stone, Clay, and Glass | Existing | Process | Natural Gas | Commissioning | A | Purchases (Incremental) | Achievable Technical Potential | 0 | 0 | 0 | 0 | 0 | 0 | 0 | 0 | 0 | 0 | 0 | 0 | 0 | 0 | 0 | 0 | 0 | 0 | 0 | 0 | 0 | 0 | 0 | 0 | 0 | 0 | 0 | 0 | 0 | 0 | 0
F11_Industrial_Stone, Clay, and Glass_Existing_Process_Natural Gas_Commissioning_A_Achievable Technical Potential | F11 | Industrial | Stone, Clay, and Glass | Existing | Process | Natural Gas | Commissioning | A | Purchases (Cumulative) | Achievable Technical Potential | 0 | 0 | 0 | 0 | 0 | 0 | 0 | 0 | 0 | 0 | 0 | 0 | 0 | 0 | 0 | 0 | 0 | 0 | 0 | 0 | 0 | 0 | 0 | 0 | 0 | 0 | 0 | 0 | 0 | 0 | 0
F1_Industrial_Stone, Clay, and Glass_Existing_Space Heating_Natural Gas_Retrocommissioning_A_Achievable Technical Potential | F1 | Industrial | Stone, Clay, and Glass | Existing | Space Heating | Natural Gas | Retrocommissioning | A | Integrated Unit Energy Savings (kWh or therms) | Achievable Technical Potential | 0 | 0 | 0 | 0 | 0 | 2.3715 | 2.3583 | 2.3417 | 2.3235 | 2.3039 | 2.2831 | 2.2613 | 2.2388 | 2.2154 | 2.1896 | 2.1646 | 2.1395 | 2.1157 | 2.0931 | 2.0717 | 2.0515 | 2.031 | 2.0131 | 1.9978 | 1.9834 | 1.9703 | 1.959 | 1.9485 | 0 | 0 | 0
F2_Industrial_Stone, Clay, and Glass_Existing_Space Heating_Natural Gas_Retrocommissioning_A_Achievable Technical Potential | F2 | Industrial | Stone, Clay, and Glass | Existing | Space Heating | Natural Gas | Retrocommissioning | A | Integrated Unit Summer Peak Savings (kW) | Achievable Technical Potential | 0 | 0 | 0 | 0 | 0 | 0 | 0 | 0 | 0 | 0 | 0 | 0 | 0 | 0 | 0 | 0 | 0 | 0 | 0 | 0 | 0 | 0 | 0 | 0 | 0 | 0 | 0 | 0 | 0 | 0 | 0
F3_Industrial_Stone, Clay, and Glass_Existing_Space Heating_Natural Gas_Retrocommissioning_A_Achievable Technical Potential | F3 | Industrial | Stone, Clay, and Glass | Existing | Space Heating | Natural Gas | Retrocommissioning | A | Integrated Unit Winter Peak Savings (kW) | Achievable Technical Potential | 0 | 0 | 0 | 0 | 0 | 0 | 0 | 0 | 0 | 0 | 0 | 0 | 0 | 0 | 0 | 0 | 0 | 0 | 0 | 0 | 0 | 0 | 0 | 0 | 0 | 0 | 0 | 0 | 0 | 0 | 0
F4_Industrial_Stone, Clay, and Glass_Existing_Space Heating_Natural Gas_Retrocommissioning_A_Achievable Technical Potential | F4 | Industrial | Stone, Clay, and Glass | Existing | Space Heating | Natural Gas | Retrocommissioning | A | Incremental Energy Savings (MWh or mTherms) | Achievable Technical Potential | 0 | 0 | 0 | 0 | 0 | 0.0098648 | 0.0098043 | 0.0096779 | 0.0096082 | 0.0095347 | 0.0093289 | 0.0092144 | 0.0091044 | 0.0088658 | 0.0087962 | 0.0086128 | 0.0085141 | 0.0083771 | 0.0082135 | 0.0081395 | 0.0080266 | 0.0079154 | 0.0078171 | 0.0077312 | 0.0076515 | 0 | 0 | 0 | 0 | 0 | 0
F5_Industrial_Stone, Clay, and Glass_Existing_Space Heating_Natural Gas_Retrocommissioning_A_Achievable Technical Potential | F5 | Industrial | Stone, Clay, and Glass | Existing | Space Heating | Natural Gas | Retrocommissioning | A | Incremental Summer Peak Savings (MW) | Achievable Technical Potential | 0 | 0 | 0 | 0 | 0 | 0 | 0 | 0 | 0 | 0 | 0 | 0 | 0 | 0 | 0 | 0 | 0 | 0 | 0 | 0 | 0 | 0 | 0 | 0 | 0 | 0 | 0 | 0 | 0 | 0 | 0
F6_Industrial_Stone, Clay, and Glass_Existing_Space Heating_Natural Gas_Retrocommissioning_A_Achievable Technical Potential | F6 | Industrial | Stone, Clay, and Glass | Existing | Space Heating | Natural Gas | Retrocommissioning | A | Incremental Winter Peak Savings (MW) | Achievable Technical Potential | 0 | 0 | 0 | 0 | 0 | 0 | 0 | 0 | 0 | 0 | 0 | 0 | 0 | 0 | 0 | 0 | 0 | 0 | 0 | 0 | 0 | 0 | 0 | 0 | 0 | 0 | 0 | 0 | 0 | 0 | 0
F7_Industrial_Stone, Clay, and Glass_Existing_Space Heating_Natural Gas_Retrocommissioning_A_Achievable Technical Potential | F7 | Industrial | Stone, Clay, and Glass | Existing | Space Heating | Natural Gas | Retrocommissioning | A | Cumulative Energy Savings (MWh or mTherms) | Achievable Technical Potential | 0 | 0 | 0 | 0 | 0 | 0.0098648 | 0.019614 | 0.029154 | 0.038536 | 0.047745 | 0.056644 | 0.065317 | 0.073772 | 0.081864 | 0.089708 | 0.097296 | 0.10468 | 0.1119 | 0.11891 | 0.12584 | 0.13264 | 0.13923 | 0.14582 | 0.15244 | 0.159 | 0.15794 | 0.15704 | 0.15619 | 0 | 0 | 0
F8_Industrial_Stone, Clay, and Glass_Existing_Space Heating_Natural Gas_Retrocommissioning_A_Achievable Technical Potential | F8 | Industrial | Stone, Clay, and Glass | Existing | Space Heating | Natural Gas | Retrocommissioning | A | Cumulative Summer Peak Savings (MW) | Achievable Technical Potential | 0 | 0 | 0 | 0 | 0 | 0 | 0 | 0 | 0 | 0 | 0 | 0 | 0 | 0 | 0 | 0 | 0 | 0 | 0 | 0 | 0 | 0 | 0 | 0 | 0 | 0 | 0 | 0 | 0 | 0 | 0
F9_Industrial_Stone, Clay, and Glass_Existing_Space Heating_Natural Gas_Retrocommissioning_A_Achievable Technical Potential | F9 | Industrial | Stone, Clay, and Glass | Existing | Space Heating | Natural Gas | Retrocommissioning | A | Cumulative Winter Peak Savings (MW) | Achievable Technical Potential | 0 | 0 | 0 | 0 | 0 | 0 | 0 | 0 | 0 | 0 | 0 | 0 | 0 | 0 | 0 | 0 | 0 | 0 | 0 | 0 | 0 | 0 | 0 | 0 | 0 | 0 | 0 | 0 | 0 | 0 | 0
F10_Industrial_Stone, Clay, and Glass_Existing_Space Heating_Natural Gas_Retrocommissioning_A_Achievable Technical Potential | F10 | Industrial | Stone, Clay, and Glass | Existing | Space Heating | Natural Gas | Retrocommissioning | A | Purchases (Incremental) | Achievable Technical Potential | 0 | 0 | 0 | 0 | 0 | 4.1597 | 4.1574 | 4.1329 | 4.1351 | 4.1386 | 4.086 | 4.0748 | 4.0666 | 4.002 | 4.0173 | 3.979 | 3.9795 | 3.9595 | 3.9241 | 3.9288 | 3.9125 | 3.8973 | 3.8831 | 3.8699 | 3.8577 | 0 | 0 | 0 | 0 | 0 | 0
F11_Industrial_Stone, Clay, and Glass_Existing_Space Heating_Natural Gas_Retrocommissioning_A_Achievable Technical Potential | F11 | Industrial | Stone, Clay, and Glass | Existing | Space Heating | Natural Gas | Retrocommissioning | A | Purchases (Cumulative) | Achievable Technical Potential | 0 | 0 | 0 | 0 | 0 | 4.1597 | 8.3171 | 12.4501 | 16.5852 | 20.7238 | 24.8098 | 28.8846 | 32.9512 | 36.9532 | 40.9705 | 44.9494 | 48.9289 | 52.8884 | 56.8125 | 60.7413 | 64.6538 | 68.5511 | 72.4343 | 76.3042 | 80.1619 | 80.1619 | 80.1619 | 80.1619 | 80.1619 | 80.1619 | 80.1619
F1_Industrial_Stone, Clay, and Glass_Existing_Process_Natural Gas_Retrocommissioning_A_Achievable Technical Potential | F1 | Industrial | Stone, Clay, and Glass | Existing | Process | Natural Gas | Retrocommissioning | A | Integrated Unit Energy Savings (kWh or therms) | Achievable Technical Potential | 0 | 0 | 0 | 0 | 0 | 0 | 0 | 0 | 0 | 0 | 0 | 0 | 0 | 0 | 0 | 0 | 0 | 0 | 0 | 0 | 0 | 0 | 0 | 0 | 0 | 0 | 0 | 0 | 0 | 0 | 0
F2_Industrial_Stone, Clay, and Glass_Existing_Process_Natural Gas_Retrocommissioning_A_Achievable Technical Potential | F2 | Industrial | Stone, Clay, and Glass | Existing | Process | Natural Gas | Retrocommissioning | A | Integrated Unit Summer Peak Savings (kW) | Achievable Technical Potential | 0 | 0 | 0 | 0 | 0 | 0 | 0 | 0 | 0 | 0 | 0 | 0 | 0 | 0 | 0 | 0 | 0 | 0 | 0 | 0 | 0 | 0 | 0 | 0 | 0 | 0 | 0 | 0 | 0 | 0 | 0
F3_Industrial_Stone, Clay, and Glass_Existing_Process_Natural Gas_Retrocommissioning_A_Achievable Technical Potential | F3 | Industrial | Stone, Clay, and Glass | Existing | Process | Natural Gas | Retrocommissioning | A | Integrated Unit Winter Peak Savings (kW) | Achievable Technical Potential | 0 | 0 | 0 | 0 | 0 | 0 | 0 | 0 | 0 | 0 | 0 | 0 | 0 | 0 | 0 | 0 | 0 | 0 | 0 | 0 | 0 | 0 | 0 | 0 | 0 | 0 | 0 | 0 | 0 | 0 | 0
F4_Industrial_Stone, Clay, and Glass_Existing_Process_Natural Gas_Retrocommissioning_A_Achievable Technical Potential | F4 | Industrial | Stone, Clay, and Glass | Existing | Process | Natural Gas | Retrocommissioning | A | Incremental Energy Savings (MWh or mTherms) | Achievable Technical Potential | 0 | 0 | 0 | 0 | 0 | 0 | 0 | 0 | 0 | 0 | 0 | 0 | 0 | 0 | 0 | 0 | 0 | 0 | 0 | 0 | 0 | 0 | 0 | 0 | 0 | 0 | 0 | 0 | 0 | 0 | 0
F5_Industrial_Stone, Clay, and Glass_Existing_Process_Natural Gas_Retrocommissioning_A_Achievable Technical Potential | F5 | Industrial | Stone, Clay, and Glass | Existing | Process | Natural Gas | Retrocommissioning | A | Incremental Summer Peak Savings (MW) | Achievable Technical Potential | 0 | 0 | 0 | 0 | 0 | 0 | 0 | 0 | 0 | 0 | 0 | 0 | 0 | 0 | 0 | 0 | 0 | 0 | 0 | 0 | 0 | 0 | 0 | 0 | 0 | 0 | 0 | 0 | 0 | 0 | 0
F6_Industrial_Stone, Clay, and Glass_Existing_Process_Natural Gas_Retrocommissioning_A_Achievable Technical Potential | F6 | Industrial | Stone, Clay, and Glass | Existing | Process | Natural Gas | Retrocommissioning | A | Incremental Winter Peak Savings (MW) | Achievable Technical Potential | 0 | 0 | 0 | 0 | 0 | 0 | 0 | 0 | 0 | 0 | 0 | 0 | 0 | 0 | 0 | 0 | 0 | 0 | 0 | 0 | 0 | 0 | 0 | 0 | 0 | 0 | 0 | 0 | 0 | 0 | 0
F7_Industrial_Stone, Clay, and Glass_Existing_Process_Natural Gas_Retrocommissioning_A_Achievable Technical Potential | F7 | Industrial | Stone, Clay, and Glass | Existing | Process | Natural Gas | Retrocommissioning | A | Cumulative Energy Savings (MWh or mTherms) | Achievable Technical Potential | 0 | 0 | 0 | 0 | 0 | 0 | 0 | 0 | 0 | 0 | 0 | 0 | 0 | 0 | 0 | 0 | 0 | 0 | 0 | 0 | 0 | 0 | 0 | 0 | 0 | 0 | 0 | 0 | 0 | 0 | 0
F8_Industrial_Stone, Clay, and Glass_Existing_Process_Natural Gas_Retrocommissioning_A_Achievable Technical Potential | F8 | Industrial | Stone, Clay, and Glass | Existing | Process | Natural Gas | Retrocommissioning | A | Cumulative Summer Peak Savings (MW) | Achievable Technical Potential | 0 | 0 | 0 | 0 | 0 | 0 | 0 | 0 | 0 | 0 | 0 | 0 | 0 | 0 | 0 | 0 | 0 | 0 | 0 | 0 | 0 | 0 | 0 | 0 | 0 | 0 | 0 | 0 | 0 | 0 | 0
F9_Industrial_Stone, Clay, and Glass_Existing_Process_Natural Gas_Retrocommissioning_A_Achievable Technical Potential | F9 | Industrial | Stone, Clay, and Glass | Existing | Process | Natural Gas | Retrocommissioning | A | Cumulative Winter Peak Savings (MW) | Achievable Technical Potential | 0 | 0 | 0 | 0 | 0 | 0 | 0 | 0 | 0 | 0 | 0 | 0 | 0 | 0 | 0 | 0 | 0 | 0 | 0 | 0 | 0 | 0 | 0 | 0 | 0 | 0 | 0 | 0 | 0 | 0 | 0
F10_Industrial_Stone, Clay, and Glass_Existing_Process_Natural Gas_Retrocommissioning_A_Achievable Technical Potential | F10 | Industrial | Stone, Clay, and Glass | Existing | Process | Natural Gas | Retrocommissioning | A | Purchases (Incremental) | Achievable Technical Potential | 0 | 0 | 0 | 0 | 0 | 4.1597 | 4.1574 | 4.1329 | 4.1351 | 4.1386 | 4.086 | 4.0748 | 4.0666 | 4.002 | 4.0173 | 3.979 | 3.9795 | 3.9595 | 3.9241 | 3.9288 | 3.9125 | 3.8973 | 3.8831 | 3.8699 | 3.8577 | 0 | 0 | 0 | 0 | 0 | 0
F11_Industrial_Stone, Clay, and Glass_Existing_Process_Natural Gas_Retrocommissioning_A_Achievable Technical Potential | F11 | Industrial | Stone, Clay, and Glass | Existing | Process | Natural Gas | Retrocommissioning | A | Purchases (Cumulative) | Achievable Technical Potential | 0 | 0 | 0 | 0 | 0 | 4.1597 | 8.3171 | 12.4501 | 16.5852 | 20.7238 | 24.8098 | 28.8846 | 32.9512 | 36.9532 | 40.9705 | 44.9494 | 48.9289 | 52.8884 | 56.8125 | 60.7413 | 64.6538 | 68.5511 | 72.4343 | 76.3042 | 80.1619 | 80.1619 | 80.1619 | 80.1619 | 80.1619 | 80.1619 | 80.1619
F1_Industrial_Stone, Clay, and Glass_New_Space Heating_Natural Gas_Insulation - Roof/Ceiling_A_Achievable Technical Potential | F1 | Industrial | Stone, Clay, and Glass | New | Space Heating | Natural Gas | Insulation - Roof/Ceiling | A | Integrated Unit Energy Savings (kWh or therms) | Achievable Technical Potential | 0 | 0 | 0 | 0 | 0 | 0.093621 | 0.092037 | 0.090712 | 0.089549 | 0.088482 | 0.08751 | 0.086338 | 0.085055 | 0.083729 | 0.082395 | 0.081156 | 0.080013 | 0.079029 | 0.077816 | 0.076879 | 0.076181 | 0.075653 | 0.075384 | 0.075245 | 0.0752 | 0.075221 | 0.075261 | 0.075322 | 0 | 0 | 0
F2_Industrial_Stone, Clay, and Glass_New_Space Heating_Natural Gas_Insulation - Roof/Ceiling_A_Achievable Technical Potential | F2 | Industrial | Stone, Clay, and Glass | New | Space Heating | Natural Gas | Insulation - Roof/Ceiling | A | Integrated Unit Summer Peak Savings (kW) | Achievable Technical Potential | 0 | 0 | 0 | 0 | 0 | 0 | 0 | 0 | 0 | 0 | 0 | 0 | 0 | 0 | 0 | 0 | 0 | 0 | 0 | 0 | 0 | 0 | 0 | 0 | 0 | 0 | 0 | 0 | 0 | 0 | 0
F3_Industrial_Stone, Clay, and Glass_New_Space Heating_Natural Gas_Insulation - Roof/Ceiling_A_Achievable Technical Potential | F3 | Industrial | Stone, Clay, and Glass | New | Space Heating | Natural Gas | Insulation - Roof/Ceiling | A | Integrated Unit Winter Peak Savings (kW) | Achievable Technical Potential | 0 | 0 | 0 | 0 | 0 | 0 | 0 | 0 | 0 | 0 | 0 | 0 | 0 | 0 | 0 | 0 | 0 | 0 | 0 | 0 | 0 | 0 | 0 | 0 | 0 | 0 | 0 | 0 | 0 | 0 | 0
F4_Industrial_Stone, Clay, and Glass_New_Space Heating_Natural Gas_Insulation - Roof/Ceiling_A_Achievable Technical Potential | F4 | Industrial | Stone, Clay, and Glass | New | Space Heating | Natural Gas | Insulation - Roof/Ceiling | A | Incremental Energy Savings (MWh or mTherms) | Achievable Technical Potential | 0 | 0 | 0 | 0 | 0 | 0 | 0 | 0 | 0 | 0 | 0 | 0 | 0 | 0 | 0 | 0 | 0 | 0 | 0 | 0 | 0 | 0 | 0 | 0 | 0 | 0 | 0 | 0 | 0 | 0 | 0
F5_Industrial_Stone, Clay, and Glass_New_Space Heating_Natural Gas_Insulation - Roof/Ceiling_A_Achievable Technical Potential | F5 | Industrial | Stone, Clay, and Glass | New | Space Heating | Natural Gas | Insulation - Roof/Ceiling | A | Incremental Summer Peak Savings (MW) | Achievable Technical Potential | 0 | 0 | 0 | 0 | 0 | 0 | 0 | 0 | 0 | 0 | 0 | 0 | 0 | 0 | 0 | 0 | 0 | 0 | 0 | 0 | 0 | 0 | 0 | 0 | 0 | 0 | 0 | 0 | 0 | 0 | 0
F6_Industrial_Stone, Clay, and Glass_New_Space Heating_Natural Gas_Insulation - Roof/Ceiling_A_Achievable Technical Potential | F6 | Industrial | Stone, Clay, and Glass | New | Space Heating | Natural Gas | Insulation - Roof/Ceiling | A | Incremental Winter Peak Savings (MW) | Achievable Technical Potential | 0 | 0 | 0 | 0 | 0 | 0 | 0 | 0 | 0 | 0 | 0 | 0 | 0 | 0 | 0 | 0 | 0 | 0 | 0 | 0 | 0 | 0 | 0 | 0 | 0 | 0 | 0 | 0 | 0 | 0 | 0
F7_Industrial_Stone, Clay, and Glass_New_Space Heating_Natural Gas_Insulation - Roof/Ceiling_A_Achievable Technical Potential | F7 | Industrial | Stone, Clay, and Glass | New | Space Heating | Natural Gas | Insulation - Roof/Ceiling | A | Cumulative Energy Savings (MWh or mTherms) | Achievable Technical Potential | 0 | 0 | 0 | 0 | 0 | 0 | 0 | 0 | 0 | 0 | 0 | 0 | 0 | 0 | 0 | 0 | 0 | 0 | 0 | 0 | 0 | 0 | 0 | 0 | 0 | 0 | 0 | 0 | 0 | 0 | 0
F8_Industrial_Stone, Clay, and Glass_New_Space Heating_Natural Gas_Insulation - Roof/Ceiling_A_Achievable Technical Potential | F8 | Industrial | Stone, Clay, and Glass | New | Space Heating | Natural Gas | Insulation - Roof/Ceiling | A | Cumulative Summer Peak Savings (MW) | Achievable Technical Potential | 0 | 0 | 0 | 0 | 0 | 0 | 0 | 0 | 0 | 0 | 0 | 0 | 0 | 0 | 0 | 0 | 0 | 0 | 0 | 0 | 0 | 0 | 0 | 0 | 0 | 0 | 0 | 0 | 0 | 0 | 0
F9_Industrial_Stone, Clay, and Glass_New_Space Heating_Natural Gas_Insulation - Roof/Ceiling_A_Achievable Technical Potential | F9 | Industrial | Stone, Clay, and Glass | New | Space Heating | Natural Gas | Insulation - Roof/Ceiling | A | Cumulative Winter Peak Savings (MW) | Achievable Technical Potential | 0 | 0 | 0 | 0 | 0 | 0 | 0 | 0 | 0 | 0 | 0 | 0 | 0 | 0 | 0 | 0 | 0 | 0 | 0 | 0 | 0 | 0 | 0 | 0 | 0 | 0 | 0 | 0 | 0 | 0 | 0
F10_Industrial_Stone, Clay, and Glass_New_Space Heating_Natural Gas_Insulation - Roof/Ceiling_A_Achievable Technical Potential | F10 | Industrial | Stone, Clay, and Glass | New | Space Heating | Natural Gas | Insulation - Roof/Ceiling | A | Purchases (Incremental) | Achievable Technical Potential | 0 | 0 | 0 | 0 | 0 | 0 | 0 | 0 | 0 | 0 | 0 | 0 | 0 | 0 | 0 | 0 | 0 | 0 | 0 | 0 | 0 | 0 | 0 | 0 | 0 | 0 | 0 | 0 | 0 | 0 | 0
F11_Industrial_Stone, Clay, and Glass_New_Space Heating_Natural Gas_Insulation - Roof/Ceiling_A_Achievable Technical Potential | F11 | Industrial | Stone, Clay, and Glass | New | Space Heating | Natural Gas | Insulation - Roof/Ceiling | A | Purchases (Cumulative) | Achievable Technical Potential | 0 | 0 | 0 | 0 | 0 | 0 | 0 | 0 | 0 | 0 | 0 | 0 | 0 | 0 | 0 | 0 | 0 | 0 | 0 | 0 | 0 | 0 | 0 | 0 | 0 | 0 | 0 | 0 | 0 | 0 | 0
F1_Industrial_Stone, Clay, and Glass_New_Space Heating_Natural Gas_Insulation - Wall Cavity_A_Achievable Technical Potential | F1 | Industrial | Stone, Clay, and Glass | New | Space Heating | Natural Gas | Insulation - Wall Cavity | A | Integrated Unit Energy Savings (kWh or therms) | Achievable Technical Potential | 0 | 0 | 0 | 0 | 0 | 0.01686 | 0.016575 | 0.016336 | 0.016127 | 0.015935 | 0.01576 | 0.015549 | 0.015318 | 0.015079 | 0.014839 | 0.014616 | 0.01441 | 0.014232 | 0.014014 | 0.013845 | 0.013719 | 0.013624 | 0.013576 | 0.013551 | 0.013543 | 0.013547 | 0.013554 | 0.013565 | 0 | 0 | 0
F2_Industrial_Stone, Clay, and Glass_New_Space Heating_Natural Gas_Insulation - Wall Cavity_A_Achievable Technical Potential | F2 | Industrial | Stone, Clay, and Glass | New | Space Heating | Natural Gas | Insulation - Wall Cavity | A | Integrated Unit Summer Peak Savings (kW) | Achievable Technical Potential | 0 | 0 | 0 | 0 | 0 | 0 | 0 | 0 | 0 | 0 | 0 | 0 | 0 | 0 | 0 | 0 | 0 | 0 | 0 | 0 | 0 | 0 | 0 | 0 | 0 | 0 | 0 | 0 | 0 | 0 | 0
F3_Industrial_Stone, Clay, and Glass_New_Space Heating_Natural Gas_Insulation - Wall Cavity_A_Achievable Technical Potential | F3 | Industrial | Stone, Clay, and Glass | New | Space Heating | Natural Gas | Insulation - Wall Cavity | A | Integrated Unit Winter Peak Savings (kW) | Achievable Technical Potential | 0 | 0 | 0 | 0 | 0 | 0 | 0 | 0 | 0 | 0 | 0 | 0 | 0 | 0 | 0 | 0 | 0 | 0 | 0 | 0 | 0 | 0 | 0 | 0 | 0 | 0 | 0 | 0 | 0 | 0 | 0
F4_Industrial_Stone, Clay, and Glass_New_Space Heating_Natural Gas_Insulation - Wall Cavity_A_Achievable Technical Potential | F4 | Industrial | Stone, Clay, and Glass | New | Space Heating | Natural Gas | Insulation - Wall Cavity | A | Incremental Energy Savings (MWh or mTherms) | Achievable Technical Potential | 0 | 0 | 0 | 0 | 0 | 0 | 0 | 0 | 0 | 0 | 0 | 0 | 0 | 0 | 0 | 0 | 0 | 0 | 0 | 0 | 0 | 0 | 0 | 0 | 0 | 0 | 0 | 0 | 0 | 0 | 0
F5_Industrial_Stone, Clay, and Glass_New_Space Heating_Natural Gas_Insulation - Wall Cavity_A_Achievable Technical Potential | F5 | Industrial | Stone, Clay, and Glass | New | Space Heating | Natural Gas | Insulation - Wall Cavity | A | Incremental Summer Peak Savings (MW) | Achievable Technical Potential | 0 | 0 | 0 | 0 | 0 | 0 | 0 | 0 | 0 | 0 | 0 | 0 | 0 | 0 | 0 | 0 | 0 | 0 | 0 | 0 | 0 | 0 | 0 | 0 | 0 | 0 | 0 | 0 | 0 | 0 | 0
F6_Industrial_Stone, Clay, and Glass_New_Space Heating_Natural Gas_Insulation - Wall Cavity_A_Achievable Technical Potential | F6 | Industrial | Stone, Clay, and Glass | New | Space Heating | Natural Gas | Insulation - Wall Cavity | A | Incremental Winter Peak Savings (MW) | Achievable Technical Potential | 0 | 0 | 0 | 0 | 0 | 0 | 0 | 0 | 0 | 0 | 0 | 0 | 0 | 0 | 0 | 0 | 0 | 0 | 0 | 0 | 0 | 0 | 0 | 0 | 0 | 0 | 0 | 0 | 0 | 0 | 0
F7_Industrial_Stone, Clay, and Glass_New_Space Heating_Natural Gas_Insulation - Wall Cavity_A_Achievable Technical Potential | F7 | Industrial | Stone, Clay, and Glass | New | Space Heating | Natural Gas | Insulation - Wall Cavity | A | Cumulative Energy Savings (MWh or mTherms) | Achievable Technical Potential | 0 | 0 | 0 | 0 | 0 | 0 | 0 | 0 | 0 | 0 | 0 | 0 | 0 | 0 | 0 | 0 | 0 | 0 | 0 | 0 | 0 | 0 | 0 | 0 | 0 | 0 | 0 | 0 | 0 | 0 | 0
F8_Industrial_Stone, Clay, and Glass_New_Space Heating_Natural Gas_Insulation - Wall Cavity_A_Achievable Technical Potential | F8 | Industrial | Stone, Clay, and Glass | New | Space Heating | Natural Gas | Insulation - Wall Cavity | A | Cumulative Summer Peak Savings (MW) | Achievable Technical Potential | 0 | 0 | 0 | 0 | 0 | 0 | 0 | 0 | 0 | 0 | 0 | 0 | 0 | 0 | 0 | 0 | 0 | 0 | 0 | 0 | 0 | 0 | 0 | 0 | 0 | 0 | 0 | 0 | 0 | 0 | 0
F9_Industrial_Stone, Clay, and Glass_New_Space Heating_Natural Gas_Insulation - Wall Cavity_A_Achievable Technical Potential | F9 | Industrial | Stone, Clay, and Glass | New | Space Heating | Natural Gas | Insulation - Wall Cavity | A | Cumulative Winter Peak Savings (MW) | Achievable Technical Potential | 0 | 0 | 0 | 0 | 0 | 0 | 0 | 0 | 0 | 0 | 0 | 0 | 0 | 0 | 0 | 0 | 0 | 0 | 0 | 0 | 0 | 0 | 0 | 0 | 0 | 0 | 0 | 0 | 0 | 0 | 0
F10_Industrial_Stone, Clay, and Glass_New_Space Heating_Natural Gas_Insulation - Wall Cavity_A_Achievable Technical Potential | F10 | Industrial | Stone, Clay, and Glass | New | Space Heating | Natural Gas | Insulation - Wall Cavity | A | Purchases (Incremental) | Achievable Technical Potential | 0 | 0 | 0 | 0 | 0 | 0 | 0 | 0 | 0 | 0 | 0 | 0 | 0 | 0 | 0 | 0 | 0 | 0 | 0 | 0 | 0 | 0 | 0 | 0 | 0 | 0 | 0 | 0 | 0 | 0 | 0
F11_Industrial_Stone, Clay, and Glass_New_Space Heating_Natural Gas_Insulation - Wall Cavity_A_Achievable Technical Potential | F11 | Industrial | Stone, Clay, and Glass | New | Space Heating | Natural Gas | Insulation - Wall Cavity | A | Purchases (Cumulative) | Achievable Technical Potential | 0 | 0 | 0 | 0 | 0 | 0 | 0 | 0 | 0 | 0 | 0 | 0 | 0 | 0 | 0 | 0 | 0 | 0 | 0 | 0 | 0 | 0 | 0 | 0 | 0 | 0 | 0 | 0 | 0 | 0 | 0
F1_Industrial_Stone, Clay, and Glass_New_Space Heating_Natural Gas_Insulation - Ducting_A_Achievable Technical Potential | F1 | Industrial | Stone, Clay, and Glass | New | Space Heating | Natural Gas | Insulation - Ducting | A | Integrated Unit Energy Savings (kWh or therms) | Achievable Technical Potential | 0 | 0 | 0 | 0 | 0 | 0 | 0 | 0 | 0 | 0 | 0 | 0 | 0 | 0 | 0 | 0 | 0 | 0 | 0 | 0 | 0 | 0 | 0 | 0 | 0 | 0 | 0 | 0 | 0 | 0 | 0
F2_Industrial_Stone, Clay, and Glass_New_Space Heating_Natural Gas_Insulation - Ducting_A_Achievable Technical Potential | F2 | Industrial | Stone, Clay, and Glass | New | Space Heating | Natural Gas | Insulation - Ducting | A | Integrated Unit Summer Peak Savings (kW) | Achievable Technical Potential | 0 | 0 | 0 | 0 | 0 | 0 | 0 | 0 | 0 | 0 | 0 | 0 | 0 | 0 | 0 | 0 | 0 | 0 | 0 | 0 | 0 | 0 | 0 | 0 | 0 | 0 | 0 | 0 | 0 | 0 | 0
F3_Industrial_Stone, Clay, and Glass_New_Space Heating_Natural Gas_Insulation - Ducting_A_Achievable Technical Potential | F3 | Industrial | Stone, Clay, and Glass | New | Space Heating | Natural Gas | Insulation - Ducting | A | Integrated Unit Winter Peak Savings (kW) | Achievable Technical Potential | 0 | 0 | 0 | 0 | 0 | 0 | 0 | 0 | 0 | 0 | 0 | 0 | 0 | 0 | 0 | 0 | 0 | 0 | 0 | 0 | 0 | 0 | 0 | 0 | 0 | 0 | 0 | 0 | 0 | 0 | 0
F4_Industrial_Stone, Clay, and Glass_New_Space Heating_Natural Gas_Insulation - Ducting_A_Achievable Technical Potential | F4 | Industrial | Stone, Clay, and Glass | New | Space Heating | Natural Gas | Insulation - Ducting | A | Incremental Energy Savings (MWh or mTherms) | Achievable Technical Potential | 0 | 0 | 0 | 0 | 0 | 0 | 0 | 0 | 0 | 0 | 0 | 0 | 0 | 0 | 0 | 0 | 0 | 0 | 0 | 0 | 0 | 0 | 0 | 0 | 0 | 0 | 0 | 0 | 0 | 0 | 0
F5_Industrial_Stone, Clay, and Glass_New_Space Heating_Natural Gas_Insulation - Ducting_A_Achievable Technical Potential | F5 | Industrial | Stone, Clay, and Glass | New | Space Heating | Natural Gas | Insulation - Ducting | A | Incremental Summer Peak Savings (MW) | Achievable Technical Potential | 0 | 0 | 0 | 0 | 0 | 0 | 0 | 0 | 0 | 0 | 0 | 0 | 0 | 0 | 0 | 0 | 0 | 0 | 0 | 0 | 0 | 0 | 0 | 0 | 0 | 0 | 0 | 0 | 0 | 0 | 0
F6_Industrial_Stone, Clay, and Glass_New_Space Heating_Natural Gas_Insulation - Ducting_A_Achievable Technical Potential | F6 | Industrial | Stone, Clay, and Glass | New | Space Heating | Natural Gas | Insulation - Ducting | A | Incremental Winter Peak Savings (MW) | Achievable Technical Potential | 0 | 0 | 0 | 0 | 0 | 0 | 0 | 0 | 0 | 0 | 0 | 0 | 0 | 0 | 0 | 0 | 0 | 0 | 0 | 0 | 0 | 0 | 0 | 0 | 0 | 0 | 0 | 0 | 0 | 0 | 0
F7_Industrial_Stone, Clay, and Glass_New_Space Heating_Natural Gas_Insulation - Ducting_A_Achievable Technical Potential | F7 | Industrial | Stone, Clay, and Glass | New | Space Heating | Natural Gas | Insulation - Ducting | A | Cumulative Energy Savings (MWh or mTherms) | Achievable Technical Potential | 0 | 0 | 0 | 0 | 0 | 0 | 0 | 0 | 0 | 0 | 0 | 0 | 0 | 0 | 0 | 0 | 0 | 0 | 0 | 0 | 0 | 0 | 0 | 0 | 0 | 0 | 0 | 0 | 0 | 0 | 0
F8_Industrial_Stone, Clay, and Glass_New_Space Heating_Natural Gas_Insulation - Ducting_A_Achievable Technical Potential | F8 | Industrial | Stone, Clay, and Glass | New | Space Heating | Natural Gas | Insulation - Ducting | A | Cumulative Summer Peak Savings (MW) | Achievable Technical Potential | 0 | 0 | 0 | 0 | 0 | 0 | 0 | 0 | 0 | 0 | 0 | 0 | 0 | 0 | 0 | 0 | 0 | 0 | 0 | 0 | 0 | 0 | 0 | 0 | 0 | 0 | 0 | 0 | 0 | 0 | 0
F9_Industrial_Stone, Clay, and Glass_New_Space Heating_Natural Gas_Insulation - Ducting_A_Achievable Technical Potential | F9 | Industrial | Stone, Clay, and Glass | New | Space Heating | Natural Gas | Insulation - Ducting | A | Cumulative Winter Peak Savings (MW) | Achievable Technical Potential | 0 | 0 | 0 | 0 | 0 | 0 | 0 | 0 | 0 | 0 | 0 | 0 | 0 | 0 | 0 | 0 | 0 | 0 | 0 | 0 | 0 | 0 | 0 | 0 | 0 | 0 | 0 | 0 | 0 | 0 | 0
F10_Industrial_Stone, Clay, and Glass_New_Space Heating_Natural Gas_Insulation - Ducting_A_Achievable Technical Potential | F10 | Industrial | Stone, Clay, and Glass | New | Space Heating | Natural Gas | Insulation - Ducting | A | Purchases (Incremental) | Achievable Technical Potential | 0 | 0 | 0 | 0 | 0 | 0 | 0 | 0 | 0 | 0 | 0 | 0 | 0 | 0 | 0 | 0 | 0 | 0 | 0 | 0 | 0 | 0 | 0 | 0 | 0 | 0 | 0 | 0 | 0 | 0 | 0
F11_Industrial_Stone, Clay, and Glass_New_Space Heating_Natural Gas_Insulation - Ducting_A_Achievable Technical Potential | F11 | Industrial | Stone, Clay, and Glass | New | Space Heating | Natural Gas | Insulation - Ducting | A | Purchases (Cumulative) | Achievable Technical Potential | 0 | 0 | 0 | 0 | 0 | 0 | 0 | 0 | 0 | 0 | 0 | 0 | 0 | 0 | 0 | 0 | 0 | 0 | 0 | 0 | 0 | 0 | 0 | 0 | 0 | 0 | 0 | 0 | 0 | 0 | 0
F1_Industrial_Stone, Clay, and Glass_New_Space Heating_Natural Gas_HVAC - Duct Repair and Sealing_A_Achievable Technical Potential | F1 | Industrial | Stone, Clay, and Glass | New | Space Heating | Natural Gas | HVAC - Duct Repair and Sealing | A | Integrated Unit Energy Savings (kWh or therms) | Achievable Technical Potential | 0 | 0 | 0 | 0 | 0 | 0 | 0 | 0 | 0 | 0 | 0 | 0 | 0 | 0 | 0 | 0 | 0 | 0 | 0 | 0 | 0 | 0 | 0 | 0 | 0 | 0 | 0 | 0 | 0 | 0 | 0
F2_Industrial_Stone, Clay, and Glass_New_Space Heating_Natural Gas_HVAC - Duct Repair and Sealing_A_Achievable Technical Potential | F2 | Industrial | Stone, Clay, and Glass | New | Space Heating | Natural Gas | HVAC - Duct Repair and Sealing | A | Integrated Unit Summer Peak Savings (kW) | Achievable Technical Potential | 0 | 0 | 0 | 0 | 0 | 0 | 0 | 0 | 0 | 0 | 0 | 0 | 0 | 0 | 0 | 0 | 0 | 0 | 0 | 0 | 0 | 0 | 0 | 0 | 0 | 0 | 0 | 0 | 0 | 0 | 0
F3_Industrial_Stone, Clay, and Glass_New_Space Heating_Natural Gas_HVAC - Duct Repair and Sealing_A_Achievable Technical Potential | F3 | Industrial | Stone, Clay, and Glass | New | Space Heating | Natural Gas | HVAC - Duct Repair and Sealing | A | Integrated Unit Winter Peak Savings (kW) | Achievable Technical Potential | 0 | 0 | 0 | 0 | 0 | 0 | 0 | 0 | 0 | 0 | 0 | 0 | 0 | 0 | 0 | 0 | 0 | 0 | 0 | 0 | 0 | 0 | 0 | 0 | 0 | 0 | 0 | 0 | 0 | 0 | 0
F4_Industrial_Stone, Clay, and Glass_New_Space Heating_Natural Gas_HVAC - Duct Repair and Sealing_A_Achievable Technical Potential | F4 | Industrial | Stone, Clay, and Glass | New | Space Heating | Natural Gas | HVAC - Duct Repair and Sealing | A | Incremental Energy Savings (MWh or mTherms) | Achievable Technical Potential | 0 | 0 | 0 | 0 | 0 | 0 | 0 | 0 | 0 | 0 | 0 | 0 | 0 | 0 | 0 | 0 | 0 | 0 | 0 | 0 | 0 | 0 | 0 | 0 | 0 | 0 | 0 | 0 | 0 | 0 | 0
F5_Industrial_Stone, Clay, and Glass_New_Space Heating_Natural Gas_HVAC - Duct Repair and Sealing_A_Achievable Technical Potential | F5 | Industrial | Stone, Clay, and Glass | New | Space Heating | Natural Gas | HVAC - Duct Repair and Sealing | A | Incremental Summer Peak Savings (MW) | Achievable Technical Potential | 0 | 0 | 0 | 0 | 0 | 0 | 0 | 0 | 0 | 0 | 0 | 0 | 0 | 0 | 0 | 0 | 0 | 0 | 0 | 0 | 0 | 0 | 0 | 0 | 0 | 0 | 0 | 0 | 0 | 0 | 0
F6_Industrial_Stone, Clay, and Glass_New_Space Heating_Natural Gas_HVAC - Duct Repair and Sealing_A_Achievable Technical Potential | F6 | Industrial | Stone, Clay, and Glass | New | Space Heating | Natural Gas | HVAC - Duct Repair and Sealing | A | Incremental Winter Peak Savings (MW) | Achievable Technical Potential | 0 | 0 | 0 | 0 | 0 | 0 | 0 | 0 | 0 | 0 | 0 | 0 | 0 | 0 | 0 | 0 | 0 | 0 | 0 | 0 | 0 | 0 | 0 | 0 | 0 | 0 | 0 | 0 | 0 | 0 | 0
F7_Industrial_Stone, Clay, and Glass_New_Space Heating_Natural Gas_HVAC - Duct Repair and Sealing_A_Achievable Technical Potential | F7 | Industrial | Stone, Clay, and Glass | New | Space Heating | Natural Gas | HVAC - Duct Repair and Sealing | A | Cumulative Energy Savings (MWh or mTherms) | Achievable Technical Potential | 0 | 0 | 0 | 0 | 0 | 0 | 0 | 0 | 0 | 0 | 0 | 0 | 0 | 0 | 0 | 0 | 0 | 0 | 0 | 0 | 0 | 0 | 0 | 0 | 0 | 0 | 0 | 0 | 0 | 0 | 0
F8_Industrial_Stone, Clay, and Glass_New_Space Heating_Natural Gas_HVAC - Duct Repair and Sealing_A_Achievable Technical Potential | F8 | Industrial | Stone, Clay, and Glass | New | Space Heating | Natural Gas | HVAC - Duct Repair and Sealing | A | Cumulative Summer Peak Savings (MW) | Achievable Technical Potential | 0 | 0 | 0 | 0 | 0 | 0 | 0 | 0 | 0 | 0 | 0 | 0 | 0 | 0 | 0 | 0 | 0 | 0 | 0 | 0 | 0 | 0 | 0 | 0 | 0 | 0 | 0 | 0 | 0 | 0 | 0
F9_Industrial_Stone, Clay, and Glass_New_Space Heating_Natural Gas_HVAC - Duct Repair and Sealing_A_Achievable Technical Potential | F9 | Industrial | Stone, Clay, and Glass | New | Space Heating | Natural Gas | HVAC - Duct Repair and Sealing | A | Cumulative Winter Peak Savings (MW) | Achievable Technical Potential | 0 | 0 | 0 | 0 | 0 | 0 | 0 | 0 | 0 | 0 | 0 | 0 | 0 | 0 | 0 | 0 | 0 | 0 | 0 | 0 | 0 | 0 | 0 | 0 | 0 | 0 | 0 | 0 | 0 | 0 | 0
F10_Industrial_Stone, Clay, and Glass_New_Space Heating_Natural Gas_HVAC - Duct Repair and Sealing_A_Achievable Technical Potential | F10 | Industrial | Stone, Clay, and Glass | New | Space Heating | Natural Gas | HVAC - Duct Repair and Sealing | A | Purchases (Incremental) | Achievable Technical Potential | 0 | 0 | 0 | 0 | 0 | 0 | 0 | 0 | 0 | 0 | 0 | 0 | 0 | 0 | 0 | 0 | 0 | 0 | 0 | 0 | 0 | 0 | 0 | 0 | 0 | 0 | 0 | 0 | 0 | 0 | 0
F11_Industrial_Stone, Clay, and Glass_New_Space Heating_Natural Gas_HVAC - Duct Repair and Sealing_A_Achievable Technical Potential | F11 | Industrial | Stone, Clay, and Glass | New | Space Heating | Natural Gas | HVAC - Duct Repair and Sealing | A | Purchases (Cumulative) | Achievable Technical Potential | 0 | 0 | 0 | 0 | 0 | 0 | 0 | 0 | 0 | 0 | 0 | 0 | 0 | 0 | 0 | 0 | 0 | 0 | 0 | 0 | 0 | 0 | 0 | 0 | 0 | 0 | 0 | 0 | 0 | 0 | 0
F1_Industrial_Stone, Clay, and Glass_New_Space Heating_Natural Gas_Windows - High Efficiency_A_Achievable Technical Potential | F1 | Industrial | Stone, Clay, and Glass | New | Space Heating | Natural Gas | Windows - High Efficiency | A | Integrated Unit Energy Savings (kWh or therms) | Achievable Technical Potential | 0 | 0 | 0 | 0 | 0 | 0.0053501 | 0.005259 | 0.0051828 | 0.0051159 | 0.0050545 | 0.0049986 | 0.0049312 | 0.0048575 | 0.0047814 | 0.0047049 | 0.0046338 | 0.0045682 | 0.0045117 | 0.0044421 | 0.0043883 | 0.0043483 | 0.004318 | 0.0043025 | 0.0042944 | 0.0042918 | 0.0042932 | 0.0042957 | 0.0042994 | 0 | 0 | 0
F2_Industrial_Stone, Clay, and Glass_New_Space Heating_Natural Gas_Windows - High Efficiency_A_Achievable Technical Potential | F2 | Industrial | Stone, Clay, and Glass | New | Space Heating | Natural Gas | Windows - High Efficiency | A | Integrated Unit Summer Peak Savings (kW) | Achievable Technical Potential | 0 | 0 | 0 | 0 | 0 | 0 | 0 | 0 | 0 | 0 | 0 | 0 | 0 | 0 | 0 | 0 | 0 | 0 | 0 | 0 | 0 | 0 | 0 | 0 | 0 | 0 | 0 | 0 | 0 | 0 | 0
F3_Industrial_Stone, Clay, and Glass_New_Space Heating_Natural Gas_Windows - High Efficiency_A_Achievable Technical Potential | F3 | Industrial | Stone, Clay, and Glass | New | Space Heating | Natural Gas | Windows - High Efficiency | A | Integrated Unit Winter Peak Savings (kW) | Achievable Technical Potential | 0 | 0 | 0 | 0 | 0 | 0 | 0 | 0 | 0 | 0 | 0 | 0 | 0 | 0 | 0 | 0 | 0 | 0 | 0 | 0 | 0 | 0 | 0 | 0 | 0 | 0 | 0 | 0 | 0 | 0 | 0
F4_Industrial_Stone, Clay, and Glass_New_Space Heating_Natural Gas_Windows - High Efficiency_A_Achievable Technical Potential | F4 | Industrial | Stone, Clay, and Glass | New | Space Heating | Natural Gas | Windows - High Efficiency | A | Incremental Energy Savings (MWh or mTherms) | Achievable Technical Potential | 0 | 0 | 0 | 0 | 0 | 0 | 0 | 0 | 0 | 0 | 0 | 0 | 0 | 0 | 0 | 0 | 0 | 0 | 0 | 0 | 0 | 0 | 0 | 0 | 0 | 0 | 0 | 0 | 0 | 0 | 0
F5_Industrial_Stone, Clay, and Glass_New_Space Heating_Natural Gas_Windows - High Efficiency_A_Achievable Technical Potential | F5 | Industrial | Stone, Clay, and Glass | New | Space Heating | Natural Gas | Windows - High Efficiency | A | Incremental Summer Peak Savings (MW) | Achievable Technical Potential | 0 | 0 | 0 | 0 | 0 | 0 | 0 | 0 | 0 | 0 | 0 | 0 | 0 | 0 | 0 | 0 | 0 | 0 | 0 | 0 | 0 | 0 | 0 | 0 | 0 | 0 | 0 | 0 | 0 | 0 | 0
F6_Industrial_Stone, Clay, and Glass_New_Space Heating_Natural Gas_Windows - High Efficiency_A_Achievable Technical Potential | F6 | Industrial | Stone, Clay, and Glass | New | Space Heating | Natural Gas | Windows - High Efficiency | A | Incremental Winter Peak Savings (MW) | Achievable Technical Potential | 0 | 0 | 0 | 0 | 0 | 0 | 0 | 0 | 0 | 0 | 0 | 0 | 0 | 0 | 0 | 0 | 0 | 0 | 0 | 0 | 0 | 0 | 0 | 0 | 0 | 0 | 0 | 0 | 0 | 0 | 0
F7_Industrial_Stone, Clay, and Glass_New_Space Heating_Natural Gas_Windows - High Efficiency_A_Achievable Technical Potential | F7 | Industrial | Stone, Clay, and Glass | New | Space Heating | Natural Gas | Windows - High Efficiency | A | Cumulative Energy Savings (MWh or mTherms) | Achievable Technical Potential | 0 | 0 | 0 | 0 | 0 | 0 | 0 | 0 | 0 | 0 | 0 | 0 | 0 | 0 | 0 | 0 | 0 | 0 | 0 | 0 | 0 | 0 | 0 | 0 | 0 | 0 | 0 | 0 | 0 | 0 | 0
F8_Industrial_Stone, Clay, and Glass_New_Space Heating_Natural Gas_Windows - High Efficiency_A_Achievable Technical Potential | F8 | Industrial | Stone, Clay, and Glass | New | Space Heating | Natural Gas | Windows - High Efficiency | A | Cumulative Summer Peak Savings (MW) | Achievable Technical Potential | 0 | 0 | 0 | 0 | 0 | 0 | 0 | 0 | 0 | 0 | 0 | 0 | 0 | 0 | 0 | 0 | 0 | 0 | 0 | 0 | 0 | 0 | 0 | 0 | 0 | 0 | 0 | 0 | 0 | 0 | 0
F9_Industrial_Stone, Clay, and Glass_New_Space Heating_Natural Gas_Windows - High Efficiency_A_Achievable Technical Potential | F9 | Industrial | Stone, Clay, and Glass | New | Space Heating | Natural Gas | Windows - High Efficiency | A | Cumulative Winter Peak Savings (MW) | Achievable Technical Potential | 0 | 0 | 0 | 0 | 0 | 0 | 0 | 0 | 0 | 0 | 0 | 0 | 0 | 0 | 0 | 0 | 0 | 0 | 0 | 0 | 0 | 0 | 0 | 0 | 0 | 0 | 0 | 0 | 0 | 0 | 0
F10_Industrial_Stone, Clay, and Glass_New_Space Heating_Natural Gas_Windows - High Efficiency_A_Achievable Technical Potential | F10 | Industrial | Stone, Clay, and Glass | New | Space Heating | Natural Gas | Windows - High Efficiency | A | Purchases (Incremental) | Achievable Technical Potential | 0 | 0 | 0 | 0 | 0 | 0 | 0 | 0 | 0 | 0 | 0 | 0 | 0 | 0 | 0 | 0 | 0 | 0 | 0 | 0 | 0 | 0 | 0 | 0 | 0 | 0 | 0 | 0 | 0 | 0 | 0
F11_Industrial_Stone, Clay, and Glass_New_Space Heating_Natural Gas_Windows - High Efficiency_A_Achievable Technical Potential | F11 | Industrial | Stone, Clay, and Glass | New | Space Heating | Natural Gas | Windows - High Efficiency | A | Purchases (Cumulative) | Achievable Technical Potential | 0 | 0 | 0 | 0 | 0 | 0 | 0 | 0 | 0 | 0 | 0 | 0 | 0 | 0 | 0 | 0 | 0 | 0 | 0 | 0 | 0 | 0 | 0 | 0 | 0 | 0 | 0 | 0 | 0 | 0 | 0
F1_Industrial_Stone, Clay, and Glass_New_Space Heating_Natural Gas_Gas Boiler - Maintenance_A_Achievable Technical Potential | F1 | Industrial | Stone, Clay, and Glass | New | Space Heating | Natural Gas | Gas Boiler - Maintenance | A | Integrated Unit Energy Savings (kWh or therms) | Achievable Technical Potential | 0 | 0 | 0 | 0 | 0 | 0 | 0 | 0 | 0 | 0 | 0 | 0 | 0 | 0 | 0 | 0 | 0 | 0 | 0 | 0 | 0 | 0 | 0 | 0 | 0 | 0 | 0 | 0 | 0 | 0 | 0
F2_Industrial_Stone, Clay, and Glass_New_Space Heating_Natural Gas_Gas Boiler - Maintenance_A_Achievable Technical Potential | F2 | Industrial | Stone, Clay, and Glass | New | Space Heating | Natural Gas | Gas Boiler - Maintenance | A | Integrated Unit Summer Peak Savings (kW) | Achievable Technical Potential | 0 | 0 | 0 | 0 | 0 | 0 | 0 | 0 | 0 | 0 | 0 | 0 | 0 | 0 | 0 | 0 | 0 | 0 | 0 | 0 | 0 | 0 | 0 | 0 | 0 | 0 | 0 | 0 | 0 | 0 | 0
F3_Industrial_Stone, Clay, and Glass_New_Space Heating_Natural Gas_Gas Boiler - Maintenance_A_Achievable Technical Potential | F3 | Industrial | Stone, Clay, and Glass | New | Space Heating | Natural Gas | Gas Boiler - Maintenance | A | Integrated Unit Winter Peak Savings (kW) | Achievable Technical Potential | 0 | 0 | 0 | 0 | 0 | 0 | 0 | 0 | 0 | 0 | 0 | 0 | 0 | 0 | 0 | 0 | 0 | 0 | 0 | 0 | 0 | 0 | 0 | 0 | 0 | 0 | 0 | 0 | 0 | 0 | 0
F4_Industrial_Stone, Clay, and Glass_New_Space Heating_Natural Gas_Gas Boiler - Maintenance_A_Achievable Technical Potential | F4 | Industrial | Stone, Clay, and Glass | New | Space Heating | Natural Gas | Gas Boiler - Maintenance | A | Incremental Energy Savings (MWh or mTherms) | Achievable Technical Potential | 0 | 0 | 0 | 0 | 0 | 0 | 0 | 0 | 0 | 0 | 0 | 0 | 0 | 0 | 0 | 0 | 0 | 0 | 0 | 0 | 0 | 0 | 0 | 0 | 0 | 0 | 0 | 0 | 0 | 0 | 0
F5_Industrial_Stone, Clay, and Glass_New_Space Heating_Natural Gas_Gas Boiler - Maintenance_A_Achievable Technical Potential | F5 | Industrial | Stone, Clay, and Glass | New | Space Heating | Natural Gas | Gas Boiler - Maintenance | A | Incremental Summer Peak Savings (MW) | Achievable Technical Potential | 0 | 0 | 0 | 0 | 0 | 0 | 0 | 0 | 0 | 0 | 0 | 0 | 0 | 0 | 0 | 0 | 0 | 0 | 0 | 0 | 0 | 0 | 0 | 0 | 0 | 0 | 0 | 0 | 0 | 0 | 0
F6_Industrial_Stone, Clay, and Glass_New_Space Heating_Natural Gas_Gas Boiler - Maintenance_A_Achievable Technical Potential | F6 | Industrial | Stone, Clay, and Glass | New | Space Heating | Natural Gas | Gas Boiler - Maintenance | A | Incremental Winter Peak Savings (MW) | Achievable Technical Potential | 0 | 0 | 0 | 0 | 0 | 0 | 0 | 0 | 0 | 0 | 0 | 0 | 0 | 0 | 0 | 0 | 0 | 0 | 0 | 0 | 0 | 0 | 0 | 0 | 0 | 0 | 0 | 0 | 0 | 0 | 0
F7_Industrial_Stone, Clay, and Glass_New_Space Heating_Natural Gas_Gas Boiler - Maintenance_A_Achievable Technical Potential | F7 | Industrial | Stone, Clay, and Glass | New | Space Heating | Natural Gas | Gas Boiler - Maintenance | A | Cumulative Energy Savings (MWh or mTherms) | Achievable Technical Potential | 0 | 0 | 0 | 0 | 0 | 0 | 0 | 0 | 0 | 0 | 0 | 0 | 0 | 0 | 0 | 0 | 0 | 0 | 0 | 0 | 0 | 0 | 0 | 0 | 0 | 0 | 0 | 0 | 0 | 0 | 0
F8_Industrial_Stone, Clay, and Glass_New_Space Heating_Natural Gas_Gas Boiler - Maintenance_A_Achievable Technical Potential | F8 | Industrial | Stone, Clay, and Glass | New | Space Heating | Natural Gas | Gas Boiler - Maintenance | A | Cumulative Summer Peak Savings (MW) | Achievable Technical Potential | 0 | 0 | 0 | 0 | 0 | 0 | 0 | 0 | 0 | 0 | 0 | 0 | 0 | 0 | 0 | 0 | 0 | 0 | 0 | 0 | 0 | 0 | 0 | 0 | 0 | 0 | 0 | 0 | 0 | 0 | 0
F9_Industrial_Stone, Clay, and Glass_New_Space Heating_Natural Gas_Gas Boiler - Maintenance_A_Achievable Technical Potential | F9 | Industrial | Stone, Clay, and Glass | New | Space Heating | Natural Gas | Gas Boiler - Maintenance | A | Cumulative Winter Peak Savings (MW) | Achievable Technical Potential | 0 | 0 | 0 | 0 | 0 | 0 | 0 | 0 | 0 | 0 | 0 | 0 | 0 | 0 | 0 | 0 | 0 | 0 | 0 | 0 | 0 | 0 | 0 | 0 | 0 | 0 | 0 | 0 | 0 | 0 | 0
F10_Industrial_Stone, Clay, and Glass_New_Space Heating_Natural Gas_Gas Boiler - Maintenance_A_Achievable Technical Potential | F10 | Industrial | Stone, Clay, and Glass | New | Space Heating | Natural Gas | Gas Boiler - Maintenance | A | Purchases (Incremental) | Achievable Technical Potential | 0 | 0 | 0 | 0 | 0 | 0 | 0 | 0 | 0 | 0 | 0 | 0 | 0 | 0 | 0 | 0 | 0 | 0 | 0 | 0 | 0 | 0 | 0 | 0 | 0 | 0 | 0 | 0 | 0 | 0 | 0
F11_Industrial_Stone, Clay, and Glass_New_Space Heating_Natural Gas_Gas Boiler - Maintenance_A_Achievable Technical Potential | F11 | Industrial | Stone, Clay, and Glass | New | Space Heating | Natural Gas | Gas Boiler - Maintenance | A | Purchases (Cumulative) | Achievable Technical Potential | 0 | 0 | 0 | 0 | 0 | 0 | 0 | 0 | 0 | 0 | 0 | 0 | 0 | 0 | 0 | 0 | 0 | 0 | 0 | 0 | 0 | 0 | 0 | 0 | 0 | 0 | 0 | 0 | 0 | 0 | 0
F1_Industrial_Stone, Clay, and Glass_New_Process_Natural Gas_Gas Boiler - Maintenance_A_Achievable Technical Potential | F1 | Industrial | Stone, Clay, and Glass | New | Process | Natural Gas | Gas Boiler - Maintenance | A | Integrated Unit Energy Savings (kWh or therms) | Achievable Technical Potential | 0 | 0 | 0 | 0 | 0 | 4.2096 | 4.2096 | 4.2096 | 4.2096 | 4.2096 | 4.2096 | 4.2096 | 4.2096 | 4.2096 | 4.2096 | 4.2096 | 4.2096 | 4.2096 | 4.2096 | 4.2096 | 4.2096 | 4.2096 | 4.2096 | 4.2096 | 4.2096 | 4.2096 | 4.2096 | 4.2096 | 4.2096 | 4.2096 | 4.2096
F2_Industrial_Stone, Clay, and Glass_New_Process_Natural Gas_Gas Boiler - Maintenance_A_Achievable Technical Potential | F2 | Industrial | Stone, Clay, and Glass | New | Process | Natural Gas | Gas Boiler - Maintenance | A | Integrated Unit Summer Peak Savings (kW) | Achievable Technical Potential | 0 | 0 | 0 | 0 | 0 | 0 | 0 | 0 | 0 | 0 | 0 | 0 | 0 | 0 | 0 | 0 | 0 | 0 | 0 | 0 | 0 | 0 | 0 | 0 | 0 | 0 | 0 | 0 | 0 | 0 | 0
F3_Industrial_Stone, Clay, and Glass_New_Process_Natural Gas_Gas Boiler - Maintenance_A_Achievable Technical Potential | F3 | Industrial | Stone, Clay, and Glass | New | Process | Natural Gas | Gas Boiler - Maintenance | A | Integrated Unit Winter Peak Savings (kW) | Achievable Technical Potential | 0 | 0 | 0 | 0 | 0 | 0 | 0 | 0 | 0 | 0 | 0 | 0 | 0 | 0 | 0 | 0 | 0 | 0 | 0 | 0 | 0 | 0 | 0 | 0 | 0 | 0 | 0 | 0 | 0 | 0 | 0
F4_Industrial_Stone, Clay, and Glass_New_Process_Natural Gas_Gas Boiler - Maintenance_A_Achievable Technical Potential | F4 | Industrial | Stone, Clay, and Glass | New | Process | Natural Gas | Gas Boiler - Maintenance | A | Incremental Energy Savings (MWh or mTherms) | Achievable Technical Potential | 0 | 0 | 0 | 0 | 0 | 0.0011982 | 0.00099496 | 0.00079612 | 0.0011982 | 0.00099496 | 0.00079612 | 0.0011982 | 0.00099496 | 0.00079612 | 0.0011982 | 0.00099496 | 0.00079612 | 0.0011982 | 0.00099496 | 0.00079612 | 0.0011982 | 0.00099496 | 0.00079612 | 0.0011982 | 0.00099496 | 0.00079612 | 0.0011982 | 0.00099496 | 0.00079612 | 0.0011982 | 0.00099496
F5_Industrial_Stone, Clay, and Glass_New_Process_Natural Gas_Gas Boiler - Maintenance_A_Achievable Technical Potential | F5 | Industrial | Stone, Clay, and Glass | New | Process | Natural Gas | Gas Boiler - Maintenance | A | Incremental Summer Peak Savings (MW) | Achievable Technical Potential | 0 | 0 | 0 | 0 | 0 | 0 | 0 | 0 | 0 | 0 | 0 | 0 | 0 | 0 | 0 | 0 | 0 | 0 | 0 | 0 | 0 | 0 | 0 | 0 | 0 | 0 | 0 | 0 | 0 | 0 | 0
F6_Industrial_Stone, Clay, and Glass_New_Process_Natural Gas_Gas Boiler - Maintenance_A_Achievable Technical Potential | F6 | Industrial | Stone, Clay, and Glass | New | Process | Natural Gas | Gas Boiler - Maintenance | A | Incremental Winter Peak Savings (MW) | Achievable Technical Potential | 0 | 0 | 0 | 0 | 0 | 0 | 0 | 0 | 0 | 0 | 0 | 0 | 0 | 0 | 0 | 0 | 0 | 0 | 0 | 0 | 0 | 0 | 0 | 0 | 0 | 0 | 0 | 0 | 0 | 0 | 0
F7_Industrial_Stone, Clay, and Glass_New_Process_Natural Gas_Gas Boiler - Maintenance_A_Achievable Technical Potential | F7 | Industrial | Stone, Clay, and Glass | New | Process | Natural Gas | Gas Boiler - Maintenance | A | Cumulative Energy Savings (MWh or mTherms) | Achievable Technical Potential | 0 | 0 | 0 | 0 | 0 | 0.0011982 | 0.0021931 | 0.0029893 | 0.0029893 | 0.0029893 | 0.0029893 | 0.0029893 | 0.0029893 | 0.0029893 | 0.0029893 | 0.0029893 | 0.0029893 | 0.0029893 | 0.0029893 | 0.0029893 | 0.0029893 | 0.0029893 | 0.0029893 | 0.0029893 | 0.0029893 | 0.0029893 | 0.0029893 | 0.0029893 | 0 | 0 | 0
F8_Industrial_Stone, Clay, and Glass_New_Process_Natural Gas_Gas Boiler - Maintenance_A_Achievable Technical Potential | F8 | Industrial | Stone, Clay, and Glass | New | Process | Natural Gas | Gas Boiler - Maintenance | A | Cumulative Summer Peak Savings (MW) | Achievable Technical Potential | 0 | 0 | 0 | 0 | 0 | 0 | 0 | 0 | 0 | 0 | 0 | 0 | 0 | 0 | 0 | 0 | 0 | 0 | 0 | 0 | 0 | 0 | 0 | 0 | 0 | 0 | 0 | 0 | 0 | 0 | 0
F9_Industrial_Stone, Clay, and Glass_New_Process_Natural Gas_Gas Boiler - Maintenance_A_Achievable Technical Potential | F9 | Industrial | Stone, Clay, and Glass | New | Process | Natural Gas | Gas Boiler - Maintenance | A | Cumulative Winter Peak Savings (MW) | Achievable Technical Potential | 0 | 0 | 0 | 0 | 0 | 0 | 0 | 0 | 0 | 0 | 0 | 0 | 0 | 0 | 0 | 0 | 0 | 0 | 0 | 0 | 0 | 0 | 0 | 0 | 0 | 0 | 0 | 0 | 0 | 0 | 0
F10_Industrial_Stone, Clay, and Glass_New_Process_Natural Gas_Gas Boiler - Maintenance_A_Achievable Technical Potential | F10 | Industrial | Stone, Clay, and Glass | New | Process | Natural Gas | Gas Boiler - Maintenance | A | Purchases (Incremental) | Achievable Technical Potential | 0 | 0 | 0 | 0 | 0 | 0.28463 | 0.23636 | 0.18912 | 0.28463 | 0.23636 | 0.18912 | 0.28463 | 0.23636 | 0.18912 | 0.28463 | 0.23636 | 0.18912 | 0.28463 | 0.23636 | 0.18912 | 0.28463 | 0.23636 | 0.18912 | 0.28463 | 0.23636 | 0.18912 | 0.28463 | 0.23636 | 0.18912 | 0.28463 | 0.23636
F11_Industrial_Stone, Clay, and Glass_New_Process_Natural Gas_Gas Boiler - Maintenance_A_Achievable Technical Potential | F11 | Industrial | Stone, Clay, and Glass | New | Process | Natural Gas | Gas Boiler - Maintenance | A | Purchases (Cumulative) | Achievable Technical Potential | 0 | 0 | 0 | 0 | 0 | 0.28463 | 0.52098 | 0.7101 | 0.7101 | 0.7101 | 0.7101 | 0.7101 | 0.7101 | 0.7101 | 0.7101 | 0.7101 | 0.7101 | 0.7101 | 0.7101 | 0.7101 | 0.7101 | 0.7101 | 0.7101 | 0.7101 | 0.7101 | 0.7101 | 0.7101 | 0.7101 | 0.7101 | 0.7101 | 0.7101
F1_Industrial_Stone, Clay, and Glass_New_Space Heating_Natural Gas_Gas Furnace - Maintenance_A_Achievable Technical Potential | F1 | Industrial | Stone, Clay, and Glass | New | Space Heating | Natural Gas | Gas Furnace - Maintenance | A | Integrated Unit Energy Savings (kWh or therms) | Achievable Technical Potential | 0 | 0 | 0 | 0 | 0 | 0 | 0 | 0 | 0 | 0 | 0 | 0 | 0 | 0 | 0 | 0 | 0 | 0 | 0 | 0 | 0 | 0 | 0 | 0 | 0 | 0 | 0 | 0 | 0 | 0 | 0
F2_Industrial_Stone, Clay, and Glass_New_Space Heating_Natural Gas_Gas Furnace - Maintenance_A_Achievable Technical Potential | F2 | Industrial | Stone, Clay, and Glass | New | Space Heating | Natural Gas | Gas Furnace - Maintenance | A | Integrated Unit Summer Peak Savings (kW) | Achievable Technical Potential | 0 | 0 | 0 | 0 | 0 | 0 | 0 | 0 | 0 | 0 | 0 | 0 | 0 | 0 | 0 | 0 | 0 | 0 | 0 | 0 | 0 | 0 | 0 | 0 | 0 | 0 | 0 | 0 | 0 | 0 | 0
F3_Industrial_Stone, Clay, and Glass_New_Space Heating_Natural Gas_Gas Furnace - Maintenance_A_Achievable Technical Potential | F3 | Industrial | Stone, Clay, and Glass | New | Space Heating | Natural Gas | Gas Furnace - Maintenance | A | Integrated Unit Winter Peak Savings (kW) | Achievable Technical Potential | 0 | 0 | 0 | 0 | 0 | 0 | 0 | 0 | 0 | 0 | 0 | 0 | 0 | 0 | 0 | 0 | 0 | 0 | 0 | 0 | 0 | 0 | 0 | 0 | 0 | 0 | 0 | 0 | 0 | 0 | 0
F4_Industrial_Stone, Clay, and Glass_New_Space Heating_Natural Gas_Gas Furnace - Maintenance_A_Achievable Technical Potential | F4 | Industrial | Stone, Clay, and Glass | New | Space Heating | Natural Gas | Gas Furnace - Maintenance | A | Incremental Energy Savings (MWh or mTherms) | Achievable Technical Potential | 0 | 0 | 0 | 0 | 0 | 0 | 0 | 0 | 0 | 0 | 0 | 0 | 0 | 0 | 0 | 0 | 0 | 0 | 0 | 0 | 0 | 0 | 0 | 0 | 0 | 0 | 0 | 0 | 0 | 0 | 0
F5_Industrial_Stone, Clay, and Glass_New_Space Heating_Natural Gas_Gas Furnace - Maintenance_A_Achievable Technical Potential | F5 | Industrial | Stone, Clay, and Glass | New | Space Heating | Natural Gas | Gas Furnace - Maintenance | A | Incremental Summer Peak Savings (MW) | Achievable Technical Potential | 0 | 0 | 0 | 0 | 0 | 0 | 0 | 0 | 0 | 0 | 0 | 0 | 0 | 0 | 0 | 0 | 0 | 0 | 0 | 0 | 0 | 0 | 0 | 0 | 0 | 0 | 0 | 0 | 0 | 0 | 0
F6_Industrial_Stone, Clay, and Glass_New_Space Heating_Natural Gas_Gas Furnace - Maintenance_A_Achievable Technical Potential | F6 | Industrial | Stone, Clay, and Glass | New | Space Heating | Natural Gas | Gas Furnace - Maintenance | A | Incremental Winter Peak Savings (MW) | Achievable Technical Potential | 0 | 0 | 0 | 0 | 0 | 0 | 0 | 0 | 0 | 0 | 0 | 0 | 0 | 0 | 0 | 0 | 0 | 0 | 0 | 0 | 0 | 0 | 0 | 0 | 0 | 0 | 0 | 0 | 0 | 0 | 0
F7_Industrial_Stone, Clay, and Glass_New_Space Heating_Natural Gas_Gas Furnace - Maintenance_A_Achievable Technical Potential | F7 | Industrial | Stone, Clay, and Glass | New | Space Heating | Natural Gas | Gas Furnace - Maintenance | A | Cumulative Energy Savings (MWh or mTherms) | Achievable Technical Potential | 0 | 0 | 0 | 0 | 0 | 0 | 0 | 0 | 0 | 0 | 0 | 0 | 0 | 0 | 0 | 0 | 0 | 0 | 0 | 0 | 0 | 0 | 0 | 0 | 0 | 0 | 0 | 0 | 0 | 0 | 0
F8_Industrial_Stone, Clay, and Glass_New_Space Heating_Natural Gas_Gas Furnace - Maintenance_A_Achievable Technical Potential | F8 | Industrial | Stone, Clay, and Glass | New | Space Heating | Natural Gas | Gas Furnace - Maintenance | A | Cumulative Summer Peak Savings (MW) | Achievable Technical Potential | 0 | 0 | 0 | 0 | 0 | 0 | 0 | 0 | 0 | 0 | 0 | 0 | 0 | 0 | 0 | 0 | 0 | 0 | 0 | 0 | 0 | 0 | 0 | 0 | 0 | 0 | 0 | 0 | 0 | 0 | 0
F9_Industrial_Stone, Clay, and Glass_New_Space Heating_Natural Gas_Gas Furnace - Maintenance_A_Achievable Technical Potential | F9 | Industrial | Stone, Clay, and Glass | New | Space Heating | Natural Gas | Gas Furnace - Maintenance | A | Cumulative Winter Peak Savings (MW) | Achievable Technical Potential | 0 | 0 | 0 | 0 | 0 | 0 | 0 | 0 | 0 | 0 | 0 | 0 | 0 | 0 | 0 | 0 | 0 | 0 | 0 | 0 | 0 | 0 | 0 | 0 | 0 | 0 | 0 | 0 | 0 | 0 | 0
F10_Industrial_Stone, Clay, and Glass_New_Space Heating_Natural Gas_Gas Furnace - Maintenance_A_Achievable Technical Potential | F10 | Industrial | Stone, Clay, and Glass | New | Space Heating | Natural Gas | Gas Furnace - Maintenance | A | Purchases (Incremental) | Achievable Technical Potential | 0 | 0 | 0 | 0 | 0 | 0 | 0 | 0 | 0 | 0 | 0 | 0 | 0 | 0 | 0 | 0 | 0 | 0 | 0 | 0 | 0 | 0 | 0 | 0 | 0 | 0 | 0 | 0 | 0 | 0 | 0
F11_Industrial_Stone, Clay, and Glass_New_Space Heating_Natural Gas_Gas Furnace - Maintenance_A_Achievable Technical Potential | F11 | Industrial | Stone, Clay, and Glass | New | Space Heating | Natural Gas | Gas Furnace - Maintenance | A | Purchases (Cumulative) | Achievable Technical Potential | 0 | 0 | 0 | 0 | 0 | 0 | 0 | 0 | 0 | 0 | 0 | 0 | 0 | 0 | 0 | 0 | 0 | 0 | 0 | 0 | 0 | 0 | 0 | 0 | 0 | 0 | 0 | 0 | 0 | 0 | 0
F1_Industrial_Stone, Clay, and Glass_New_Space Heating_Natural Gas_Gas Boiler - Hot Water Reset_A_Achievable Technical Potential | F1 | Industrial | Stone, Clay, and Glass | New | Space Heating | Natural Gas | Gas Boiler - Hot Water Reset | A | Integrated Unit Energy Savings (kWh or therms) | Achievable Technical Potential | 0 | 0 | 0 | 0 | 0 | 0 | 0 | 0 | 0 | 0 | 0 | 0 | 0 | 0 | 0 | 0 | 0 | 0 | 0 | 0 | 0 | 0 | 0 | 0 | 0 | 0 | 0 | 0 | 0 | 0 | 0
F2_Industrial_Stone, Clay, and Glass_New_Space Heating_Natural Gas_Gas Boiler - Hot Water Reset_A_Achievable Technical Potential | F2 | Industrial | Stone, Clay, and Glass | New | Space Heating | Natural Gas | Gas Boiler - Hot Water Reset | A | Integrated Unit Summer Peak Savings (kW) | Achievable Technical Potential | 0 | 0 | 0 | 0 | 0 | 0 | 0 | 0 | 0 | 0 | 0 | 0 | 0 | 0 | 0 | 0 | 0 | 0 | 0 | 0 | 0 | 0 | 0 | 0 | 0 | 0 | 0 | 0 | 0 | 0 | 0
F3_Industrial_Stone, Clay, and Glass_New_Space Heating_Natural Gas_Gas Boiler - Hot Water Reset_A_Achievable Technical Potential | F3 | Industrial | Stone, Clay, and Glass | New | Space Heating | Natural Gas | Gas Boiler - Hot Water Reset | A | Integrated Unit Winter Peak Savings (kW) | Achievable Technical Potential | 0 | 0 | 0 | 0 | 0 | 0 | 0 | 0 | 0 | 0 | 0 | 0 | 0 | 0 | 0 | 0 | 0 | 0 | 0 | 0 | 0 | 0 | 0 | 0 | 0 | 0 | 0 | 0 | 0 | 0 | 0
F4_Industrial_Stone, Clay, and Glass_New_Space Heating_Natural Gas_Gas Boiler - Hot Water Reset_A_Achievable Technical Potential | F4 | Industrial | Stone, Clay, and Glass | New | Space Heating | Natural Gas | Gas Boiler - Hot Water Reset | A | Incremental Energy Savings (MWh or mTherms) | Achievable Technical Potential | 0 | 0 | 0 | 0 | 0 | 0 | 0 | 0 | 0 | 0 | 0 | 0 | 0 | 0 | 0 | 0 | 0 | 0 | 0 | 0 | 0 | 0 | 0 | 0 | 0 | 0 | 0 | 0 | 0 | 0 | 0
F5_Industrial_Stone, Clay, and Glass_New_Space Heating_Natural Gas_Gas Boiler - Hot Water Reset_A_Achievable Technical Potential | F5 | Industrial | Stone, Clay, and Glass | New | Space Heating | Natural Gas | Gas Boiler - Hot Water Reset | A | Incremental Summer Peak Savings (MW) | Achievable Technical Potential | 0 | 0 | 0 | 0 | 0 | 0 | 0 | 0 | 0 | 0 | 0 | 0 | 0 | 0 | 0 | 0 | 0 | 0 | 0 | 0 | 0 | 0 | 0 | 0 | 0 | 0 | 0 | 0 | 0 | 0 | 0
F6_Industrial_Stone, Clay, and Glass_New_Space Heating_Natural Gas_Gas Boiler - Hot Water Reset_A_Achievable Technical Potential | F6 | Industrial | Stone, Clay, and Glass | New | Space Heating | Natural Gas | Gas Boiler - Hot Water Reset | A | Incremental Winter Peak Savings (MW) | Achievable Technical Potential | 0 | 0 | 0 | 0 | 0 | 0 | 0 | 0 | 0 | 0 | 0 | 0 | 0 | 0 | 0 | 0 | 0 | 0 | 0 | 0 | 0 | 0 | 0 | 0 | 0 | 0 | 0 | 0 | 0 | 0 | 0
F7_Industrial_Stone, Clay, and Glass_New_Space Heating_Natural Gas_Gas Boiler - Hot Water Reset_A_Achievable Technical Potential | F7 | Industrial | Stone, Clay, and Glass | New | Space Heating | Natural Gas | Gas Boiler - Hot Water Reset | A | Cumulative Energy Savings (MWh or mTherms) | Achievable Technical Potential | 0 | 0 | 0 | 0 | 0 | 0 | 0 | 0 | 0 | 0 | 0 | 0 | 0 | 0 | 0 | 0 | 0 | 0 | 0 | 0 | 0 | 0 | 0 | 0 | 0 | 0 | 0 | 0 | 0 | 0 | 0
F8_Industrial_Stone, Clay, and Glass_New_Space Heating_Natural Gas_Gas Boiler - Hot Water Reset_A_Achievable Technical Potential | F8 | Industrial | Stone, Clay, and Glass | New | Space Heating | Natural Gas | Gas Boiler - Hot Water Reset | A | Cumulative Summer Peak Savings (MW) | Achievable Technical Potential | 0 | 0 | 0 | 0 | 0 | 0 | 0 | 0 | 0 | 0 | 0 | 0 | 0 | 0 | 0 | 0 | 0 | 0 | 0 | 0 | 0 | 0 | 0 | 0 | 0 | 0 | 0 | 0 | 0 | 0 | 0
F9_Industrial_Stone, Clay, and Glass_New_Space Heating_Natural Gas_Gas Boiler - Hot Water Reset_A_Achievable Technical Potential | F9 | Industrial | Stone, Clay, and Glass | New | Space Heating | Natural Gas | Gas Boiler - Hot Water Reset | A | Cumulative Winter Peak Savings (MW) | Achievable Technical Potential | 0 | 0 | 0 | 0 | 0 | 0 | 0 | 0 | 0 | 0 | 0 | 0 | 0 | 0 | 0 | 0 | 0 | 0 | 0 | 0 | 0 | 0 | 0 | 0 | 0 | 0 | 0 | 0 | 0 | 0 | 0
F10_Industrial_Stone, Clay, and Glass_New_Space Heating_Natural Gas_Gas Boiler - Hot Water Reset_A_Achievable Technical Potential | F10 | Industrial | Stone, Clay, and Glass | New | Space Heating | Natural Gas | Gas Boiler - Hot Water Reset | A | Purchases (Incremental) | Achievable Technical Potential | 0 | 0 | 0 | 0 | 0 | 0 | 0 | 0 | 0 | 0 | 0 | 0 | 0 | 0 | 0 | 0 | 0 | 0 | 0 | 0 | 0 | 0 | 0 | 0 | 0 | 0 | 0 | 0 | 0 | 0 | 0
F11_Industrial_Stone, Clay, and Glass_New_Space Heating_Natural Gas_Gas Boiler - Hot Water Reset_A_Achievable Technical Potential | F11 | Industrial | Stone, Clay, and Glass | New | Space Heating | Natural Gas | Gas Boiler - Hot Water Reset | A | Purchases (Cumulative) | Achievable Technical Potential | 0 | 0 | 0 | 0 | 0 | 0 | 0 | 0 | 0 | 0 | 0 | 0 | 0 | 0 | 0 | 0 | 0 | 0 | 0 | 0 | 0 | 0 | 0 | 0 | 0 | 0 | 0 | 0 | 0 | 0 | 0
F1_Industrial_Stone, Clay, and Glass_New_Process_Natural Gas_Gas Boiler - Hot Water Reset_A_Achievable Technical Potential | F1 | Industrial | Stone, Clay, and Glass | New | Process | Natural Gas | Gas Boiler - Hot Water Reset | A | Integrated Unit Energy Savings (kWh or therms) | Achievable Technical Potential | 0 | 0 | 0 | 0 | 0 | 7.6391 | 7.6267 | 7.6157 | 7.6056 | 7.5961 | 7.5911 | 7.5877 | 7.5857 | 7.5845 | 7.5839 | 7.5839 | 7.5842 | 7.5847 | 7.5854 | 7.5862 | 7.5871 | 7.5887 | 7.5901 | 7.5914 | 7.5926 | 7.5949 | 7.597 | 7.599 | 7.6538 | 7.6538 | 7.6538
F2_Industrial_Stone, Clay, and Glass_New_Process_Natural Gas_Gas Boiler - Hot Water Reset_A_Achievable Technical Potential | F2 | Industrial | Stone, Clay, and Glass | New | Process | Natural Gas | Gas Boiler - Hot Water Reset | A | Integrated Unit Summer Peak Savings (kW) | Achievable Technical Potential | 0 | 0 | 0 | 0 | 0 | 0 | 0 | 0 | 0 | 0 | 0 | 0 | 0 | 0 | 0 | 0 | 0 | 0 | 0 | 0 | 0 | 0 | 0 | 0 | 0 | 0 | 0 | 0 | 0 | 0 | 0
F3_Industrial_Stone, Clay, and Glass_New_Process_Natural Gas_Gas Boiler - Hot Water Reset_A_Achievable Technical Potential | F3 | Industrial | Stone, Clay, and Glass | New | Process | Natural Gas | Gas Boiler - Hot Water Reset | A | Integrated Unit Winter Peak Savings (kW) | Achievable Technical Potential | 0 | 0 | 0 | 0 | 0 | 0 | 0 | 0 | 0 | 0 | 0 | 0 | 0 | 0 | 0 | 0 | 0 | 0 | 0 | 0 | 0 | 0 | 0 | 0 | 0 | 0 | 0 | 0 | 0 | 0 | 0
F4_Industrial_Stone, Clay, and Glass_New_Process_Natural Gas_Gas Boiler - Hot Water Reset_A_Achievable Technical Potential | F4 | Industrial | Stone, Clay, and Glass | New | Process | Natural Gas | Gas Boiler - Hot Water Reset | A | Incremental Energy Savings (MWh or mTherms) | Achievable Technical Potential | 0 | 0 | 0 | 0 | 0 | 0.0021134 | 0.0030692 | 0.0043349 | 0.005699 | 0.00726 | 0.00938 | 0.011257 | 0.012487 | 0.012696 | 0.0117 | 0.0096657 | 0.0067981 | 0.0041804 | 0.0021245 | 0.00094572 | 0.00036097 | 0.0020994 | 0.0030545 | 0.0043211 | 0.0056893 | 0.007259 | 0.0093874 | 0.011274 | 0.012599 | 0.012813 | 0.011808
F5_Industrial_Stone, Clay, and Glass_New_Process_Natural Gas_Gas Boiler - Hot Water Reset_A_Achievable Technical Potential | F5 | Industrial | Stone, Clay, and Glass | New | Process | Natural Gas | Gas Boiler - Hot Water Reset | A | Incremental Summer Peak Savings (MW) | Achievable Technical Potential | 0 | 0 | 0 | 0 | 0 | 0 | 0 | 0 | 0 | 0 | 0 | 0 | 0 | 0 | 0 | 0 | 0 | 0 | 0 | 0 | 0 | 0 | 0 | 0 | 0 | 0 | 0 | 0 | 0 | 0 | 0
F6_Industrial_Stone, Clay, and Glass_New_Process_Natural Gas_Gas Boiler - Hot Water Reset_A_Achievable Technical Potential | F6 | Industrial | Stone, Clay, and Glass | New | Process | Natural Gas | Gas Boiler - Hot Water Reset | A | Incremental Winter Peak Savings (MW) | Achievable Technical Potential | 0 | 0 | 0 | 0 | 0 | 0 | 0 | 0 | 0 | 0 | 0 | 0 | 0 | 0 | 0 | 0 | 0 | 0 | 0 | 0 | 0 | 0 | 0 | 0 | 0 | 0 | 0 | 0 | 0 | 0 | 0
F7_Industrial_Stone, Clay, and Glass_New_Process_Natural Gas_Gas Boiler - Hot Water Reset_A_Achievable Technical Potential | F7 | Industrial | Stone, Clay, and Glass | New | Process | Natural Gas | Gas Boiler - Hot Water Reset | A | Cumulative Energy Savings (MWh or mTherms) | Achievable Technical Potential | 0 | 0 | 0 | 0 | 0 | 0.0021134 | 0.0051792 | 0.0095066 | 0.015193 | 0.022434 | 0.031799 | 0.043043 | 0.055518 | 0.068206 | 0.079901 | 0.089566 | 0.096367 | 0.10055 | 0.10269 | 0.10365 | 0.10402 | 0.10404 | 0.10406 | 0.10408 | 0.10409 | 0.10413 | 0.10415 | 0.10418 | 0 | 0 | 0
F8_Industrial_Stone, Clay, and Glass_New_Process_Natural Gas_Gas Boiler - Hot Water Reset_A_Achievable Technical Potential | F8 | Industrial | Stone, Clay, and Glass | New | Process | Natural Gas | Gas Boiler - Hot Water Reset | A | Cumulative Summer Peak Savings (MW) | Achievable Technical Potential | 0 | 0 | 0 | 0 | 0 | 0 | 0 | 0 | 0 | 0 | 0 | 0 | 0 | 0 | 0 | 0 | 0 | 0 | 0 | 0 | 0 | 0 | 0 | 0 | 0 | 0 | 0 | 0 | 0 | 0 | 0
F9_Industrial_Stone, Clay, and Glass_New_Process_Natural Gas_Gas Boiler - Hot Water Reset_A_Achievable Technical Potential | F9 | Industrial | Stone, Clay, and Glass | New | Process | Natural Gas | Gas Boiler - Hot Water Reset | A | Cumulative Winter Peak Savings (MW) | Achievable Technical Potential | 0 | 0 | 0 | 0 | 0 | 0 | 0 | 0 | 0 | 0 | 0 | 0 | 0 | 0 | 0 | 0 | 0 | 0 | 0 | 0 | 0 | 0 | 0 | 0 | 0 | 0 | 0 | 0 | 0 | 0 | 0
F10_Industrial_Stone, Clay, and Glass_New_Process_Natural Gas_Gas Boiler - Hot Water Reset_A_Achievable Technical Potential | F10 | Industrial | Stone, Clay, and Glass | New | Process | Natural Gas | Gas Boiler - Hot Water Reset | A | Purchases (Incremental) | Achievable Technical Potential | 0 | 0 | 0 | 0 | 0 | 0.27665 | 0.40243 | 0.5692 | 0.74932 | 0.95576 | 1.2357 | 1.4836 | 1.6461 | 1.674 | 1.5428 | 1.2745 | 0.89635 | 0.55116 | 0.28008 | 0.12466 | 0.047577 | 0.27665 | 0.40243 | 0.5692 | 0.74932 | 0.95576 | 1.2357 | 1.4836 | 1.6461 | 1.674 | 1.5428
F11_Industrial_Stone, Clay, and Glass_New_Process_Natural Gas_Gas Boiler - Hot Water Reset_A_Achievable Technical Potential | F11 | Industrial | Stone, Clay, and Glass | New | Process | Natural Gas | Gas Boiler - Hot Water Reset | A | Purchases (Cumulative) | Achievable Technical Potential | 0 | 0 | 0 | 0 | 0 | 0.27665 | 0.67908 | 1.2483 | 1.9976 | 2.9534 | 4.189 | 5.6727 | 7.3188 | 8.9928 | 10.5356 | 11.8101 | 12.7064 | 13.2576 | 13.5377 | 13.6623 | 13.7099 | 13.7099 | 13.7099 | 13.7099 | 13.7099 | 13.7099 | 13.7099 | 13.7099 | 13.7099 | 13.7099 | 13.7099
F1_Industrial_Stone, Clay, and Glass_New_Space Heating_Natural Gas_Steam Trap Maintenance_A_Achievable Technical Potential | F1 | Industrial | Stone, Clay, and Glass | New | Space Heating | Natural Gas | Steam Trap Maintenance | A | Integrated Unit Energy Savings (kWh or therms) | Achievable Technical Potential | 0 | 0 | 0 | 0 | 0 | 0 | 0 | 0 | 0 | 0 | 0 | 0 | 0 | 0 | 0 | 0 | 0 | 0 | 0 | 0 | 0 | 0 | 0 | 0 | 0 | 0 | 0 | 0 | 0 | 0 | 0
F2_Industrial_Stone, Clay, and Glass_New_Space Heating_Natural Gas_Steam Trap Maintenance_A_Achievable Technical Potential | F2 | Industrial | Stone, Clay, and Glass | New | Space Heating | Natural Gas | Steam Trap Maintenance | A | Integrated Unit Summer Peak Savings (kW) | Achievable Technical Potential | 0 | 0 | 0 | 0 | 0 | 0 | 0 | 0 | 0 | 0 | 0 | 0 | 0 | 0 | 0 | 0 | 0 | 0 | 0 | 0 | 0 | 0 | 0 | 0 | 0 | 0 | 0 | 0 | 0 | 0 | 0
F3_Industrial_Stone, Clay, and Glass_New_Space Heating_Natural Gas_Steam Trap Maintenance_A_Achievable Technical Potential | F3 | Industrial | Stone, Clay, and Glass | New | Space Heating | Natural Gas | Steam Trap Maintenance | A | Integrated Unit Winter Peak Savings (kW) | Achievable Technical Potential | 0 | 0 | 0 | 0 | 0 | 0 | 0 | 0 | 0 | 0 | 0 | 0 | 0 | 0 | 0 | 0 | 0 | 0 | 0 | 0 | 0 | 0 | 0 | 0 | 0 | 0 | 0 | 0 | 0 | 0 | 0
F4_Industrial_Stone, Clay, and Glass_New_Space Heating_Natural Gas_Steam Trap Maintenance_A_Achievable Technical Potential | F4 | Industrial | Stone, Clay, and Glass | New | Space Heating | Natural Gas | Steam Trap Maintenance | A | Incremental Energy Savings (MWh or mTherms) | Achievable Technical Potential | 0 | 0 | 0 | 0 | 0 | 0 | 0 | 0 | 0 | 0 | 0 | 0 | 0 | 0 | 0 | 0 | 0 | 0 | 0 | 0 | 0 | 0 | 0 | 0 | 0 | 0 | 0 | 0 | 0 | 0 | 0
F5_Industrial_Stone, Clay, and Glass_New_Space Heating_Natural Gas_Steam Trap Maintenance_A_Achievable Technical Potential | F5 | Industrial | Stone, Clay, and Glass | New | Space Heating | Natural Gas | Steam Trap Maintenance | A | Incremental Summer Peak Savings (MW) | Achievable Technical Potential | 0 | 0 | 0 | 0 | 0 | 0 | 0 | 0 | 0 | 0 | 0 | 0 | 0 | 0 | 0 | 0 | 0 | 0 | 0 | 0 | 0 | 0 | 0 | 0 | 0 | 0 | 0 | 0 | 0 | 0 | 0
F6_Industrial_Stone, Clay, and Glass_New_Space Heating_Natural Gas_Steam Trap Maintenance_A_Achievable Technical Potential | F6 | Industrial | Stone, Clay, and Glass | New | Space Heating | Natural Gas | Steam Trap Maintenance | A | Incremental Winter Peak Savings (MW) | Achievable Technical Potential | 0 | 0 | 0 | 0 | 0 | 0 | 0 | 0 | 0 | 0 | 0 | 0 | 0 | 0 | 0 | 0 | 0 | 0 | 0 | 0 | 0 | 0 | 0 | 0 | 0 | 0 | 0 | 0 | 0 | 0 | 0
F7_Industrial_Stone, Clay, and Glass_New_Space Heating_Natural Gas_Steam Trap Maintenance_A_Achievable Technical Potential | F7 | Industrial | Stone, Clay, and Glass | New | Space Heating | Natural Gas | Steam Trap Maintenance | A | Cumulative Energy Savings (MWh or mTherms) | Achievable Technical Potential | 0 | 0 | 0 | 0 | 0 | 0 | 0 | 0 | 0 | 0 | 0 | 0 | 0 | 0 | 0 | 0 | 0 | 0 | 0 | 0 | 0 | 0 | 0 | 0 | 0 | 0 | 0 | 0 | 0 | 0 | 0
F8_Industrial_Stone, Clay, and Glass_New_Space Heating_Natural Gas_Steam Trap Maintenance_A_Achievable Technical Potential | F8 | Industrial | Stone, Clay, and Glass | New | Space Heating | Natural Gas | Steam Trap Maintenance | A | Cumulative Summer Peak Savings (MW) | Achievable Technical Potential | 0 | 0 | 0 | 0 | 0 | 0 | 0 | 0 | 0 | 0 | 0 | 0 | 0 | 0 | 0 | 0 | 0 | 0 | 0 | 0 | 0 | 0 | 0 | 0 | 0 | 0 | 0 | 0 | 0 | 0 | 0
F9_Industrial_Stone, Clay, and Glass_New_Space Heating_Natural Gas_Steam Trap Maintenance_A_Achievable Technical Potential | F9 | Industrial | Stone, Clay, and Glass | New | Space Heating | Natural Gas | Steam Trap Maintenance | A | Cumulative Winter Peak Savings (MW) | Achievable Technical Potential | 0 | 0 | 0 | 0 | 0 | 0 | 0 | 0 | 0 | 0 | 0 | 0 | 0 | 0 | 0 | 0 | 0 | 0 | 0 | 0 | 0 | 0 | 0 | 0 | 0 | 0 | 0 | 0 | 0 | 0 | 0
F10_Industrial_Stone, Clay, and Glass_New_Space Heating_Natural Gas_Steam Trap Maintenance_A_Achievable Technical Potential | F10 | Industrial | Stone, Clay, and Glass | New | Space Heating | Natural Gas | Steam Trap Maintenance | A | Purchases (Incremental) | Achievable Technical Potential | 0 | 0 | 0 | 0 | 0 | 0 | 0 | 0 | 0 | 0 | 0 | 0 | 0 | 0 | 0 | 0 | 0 | 0 | 0 | 0 | 0 | 0 | 0 | 0 | 0 | 0 | 0 | 0 | 0 | 0 | 0
F11_Industrial_Stone, Clay, and Glass_New_Space Heating_Natural Gas_Steam Trap Maintenance_A_Achievable Technical Potential | F11 | Industrial | Stone, Clay, and Glass | New | Space Heating | Natural Gas | Steam Trap Maintenance | A | Purchases (Cumulative) | Achievable Technical Potential | 0 | 0 | 0 | 0 | 0 | 0 | 0 | 0 | 0 | 0 | 0 | 0 | 0 | 0 | 0 | 0 | 0 | 0 | 0 | 0 | 0 | 0 | 0 | 0 | 0 | 0 | 0 | 0 | 0 | 0 | 0
F1_Industrial_Stone, Clay, and Glass_New_Process_Natural Gas_Steam Trap Maintenance_A_Achievable Technical Potential | F1 | Industrial | Stone, Clay, and Glass | New | Process | Natural Gas | Steam Trap Maintenance | A | Integrated Unit Energy Savings (kWh or therms) | Achievable Technical Potential | 0 | 0 | 0 | 0 | 0 | 5.4019 | 5.3969 | 5.3924 | 5.3884 | 5.3845 | 5.3814 | 5.3794 | 5.3783 | 5.3777 | 5.3776 | 5.3778 | 5.3781 | 5.3787 | 5.3793 | 5.38 | 5.3808 | 5.382 | 5.3831 | 5.3841 | 5.385 | 5.3859 | 5.3867 | 5.3874 | 5.4079 | 5.4079 | 5.4079
F2_Industrial_Stone, Clay, and Glass_New_Process_Natural Gas_Steam Trap Maintenance_A_Achievable Technical Potential | F2 | Industrial | Stone, Clay, and Glass | New | Process | Natural Gas | Steam Trap Maintenance | A | Integrated Unit Summer Peak Savings (kW) | Achievable Technical Potential | 0 | 0 | 0 | 0 | 0 | 0 | 0 | 0 | 0 | 0 | 0 | 0 | 0 | 0 | 0 | 0 | 0 | 0 | 0 | 0 | 0 | 0 | 0 | 0 | 0 | 0 | 0 | 0 | 0 | 0 | 0
F3_Industrial_Stone, Clay, and Glass_New_Process_Natural Gas_Steam Trap Maintenance_A_Achievable Technical Potential | F3 | Industrial | Stone, Clay, and Glass | New | Process | Natural Gas | Steam Trap Maintenance | A | Integrated Unit Winter Peak Savings (kW) | Achievable Technical Potential | 0 | 0 | 0 | 0 | 0 | 0 | 0 | 0 | 0 | 0 | 0 | 0 | 0 | 0 | 0 | 0 | 0 | 0 | 0 | 0 | 0 | 0 | 0 | 0 | 0 | 0 | 0 | 0 | 0 | 0 | 0
F4_Industrial_Stone, Clay, and Glass_New_Process_Natural Gas_Steam Trap Maintenance_A_Achievable Technical Potential | F4 | Industrial | Stone, Clay, and Glass | New | Process | Natural Gas | Steam Trap Maintenance | A | Incremental Energy Savings (MWh or mTherms) | Achievable Technical Potential | 0 | 0 | 0 | 0 | 0 | 0 | 0 | 0 | 0 | 0 | 0 | 0 | 0 | 0 | 0 | 0 | 0 | 0 | 0 | 0 | 0 | 0 | 0 | 0 | 0 | 0 | 0 | 0 | 0 | 0 | 0
F5_Industrial_Stone, Clay, and Glass_New_Process_Natural Gas_Steam Trap Maintenance_A_Achievable Technical Potential | F5 | Industrial | Stone, Clay, and Glass | New | Process | Natural Gas | Steam Trap Maintenance | A | Incremental Summer Peak Savings (MW) | Achievable Technical Potential | 0 | 0 | 0 | 0 | 0 | 0 | 0 | 0 | 0 | 0 | 0 | 0 | 0 | 0 | 0 | 0 | 0 | 0 | 0 | 0 | 0 | 0 | 0 | 0 | 0 | 0 | 0 | 0 | 0 | 0 | 0
F6_Industrial_Stone, Clay, and Glass_New_Process_Natural Gas_Steam Trap Maintenance_A_Achievable Technical Potential | F6 | Industrial | Stone, Clay, and Glass | New | Process | Natural Gas | Steam Trap Maintenance | A | Incremental Winter Peak Savings (MW) | Achievable Technical Potential | 0 | 0 | 0 | 0 | 0 | 0 | 0 | 0 | 0 | 0 | 0 | 0 | 0 | 0 | 0 | 0 | 0 | 0 | 0 | 0 | 0 | 0 | 0 | 0 | 0 | 0 | 0 | 0 | 0 | 0 | 0
F7_Industrial_Stone, Clay, and Glass_New_Process_Natural Gas_Steam Trap Maintenance_A_Achievable Technical Potential | F7 | Industrial | Stone, Clay, and Glass | New | Process | Natural Gas | Steam Trap Maintenance | A | Cumulative Energy Savings (MWh or mTherms) | Achievable Technical Potential | 0 | 0 | 0 | 0 | 0 | 0 | 0 | 0 | 0 | 0 | 0 | 0 | 0 | 0 | 0 | 0 | 0 | 0 | 0 | 0 | 0 | 0 | 0 | 0 | 0 | 0 | 0 | 0 | 0 | 0 | 0
F8_Industrial_Stone, Clay, and Glass_New_Process_Natural Gas_Steam Trap Maintenance_A_Achievable Technical Potential | F8 | Industrial | Stone, Clay, and Glass | New | Process | Natural Gas | Steam Trap Maintenance | A | Cumulative Summer Peak Savings (MW) | Achievable Technical Potential | 0 | 0 | 0 | 0 | 0 | 0 | 0 | 0 | 0 | 0 | 0 | 0 | 0 | 0 | 0 | 0 | 0 | 0 | 0 | 0 | 0 | 0 | 0 | 0 | 0 | 0 | 0 | 0 | 0 | 0 | 0
F9_Industrial_Stone, Clay, and Glass_New_Process_Natural Gas_Steam Trap Maintenance_A_Achievable Technical Potential | F9 | Industrial | Stone, Clay, and Glass | New | Process | Natural Gas | Steam Trap Maintenance | A | Cumulative Winter Peak Savings (MW) | Achievable Technical Potential | 0 | 0 | 0 | 0 | 0 | 0 | 0 | 0 | 0 | 0 | 0 | 0 | 0 | 0 | 0 | 0 | 0 | 0 | 0 | 0 | 0 | 0 | 0 | 0 | 0 | 0 | 0 | 0 | 0 | 0 | 0
F10_Industrial_Stone, Clay, and Glass_New_Process_Natural Gas_Steam Trap Maintenance_A_Achievable Technical Potential | F10 | Industrial | Stone, Clay, and Glass | New | Process | Natural Gas | Steam Trap Maintenance | A | Purchases (Incremental) | Achievable Technical Potential | 0 | 0 | 0 | 0 | 0 | 0 | 0 | 0 | 0 | 0 | 0 | 0 | 0 | 0 | 0 | 0 | 0 | 0 | 0 | 0 | 0 | 0 | 0 | 0 | 0 | 0 | 0 | 0 | 0 | 0 | 0
F11_Industrial_Stone, Clay, and Glass_New_Process_Natural Gas_Steam Trap Maintenance_A_Achievable Technical Potential | F11 | Industrial | Stone, Clay, and Glass | New | Process | Natural Gas | Steam Trap Maintenance | A | Purchases (Cumulative) | Achievable Technical Potential | 0 | 0 | 0 | 0 | 0 | 0 | 0 | 0 | 0 | 0 | 0 | 0 | 0 | 0 | 0 | 0 | 0 | 0 | 0 | 0 | 0 | 0 | 0 | 0 | 0 | 0 | 0 | 0 | 0 | 0 | 0
F1_Industrial_Stone, Clay, and Glass_New_Space Heating_Natural Gas_Gas Boiler - High Turndown_A_Achievable Technical Potential | F1 | Industrial | Stone, Clay, and Glass | New | Space Heating | Natural Gas | Gas Boiler - High Turndown | A | Integrated Unit Energy Savings (kWh or therms) | Achievable Technical Potential | 0 | 0 | 0 | 0 | 0 | 0 | 0 | 0 | 0 | 0 | 0 | 0 | 0 | 0 | 0 | 0 | 0 | 0 | 0 | 0 | 0 | 0 | 0 | 0 | 0 | 0 | 0 | 0 | 0 | 0 | 0
F2_Industrial_Stone, Clay, and Glass_New_Space Heating_Natural Gas_Gas Boiler - High Turndown_A_Achievable Technical Potential | F2 | Industrial | Stone, Clay, and Glass | New | Space Heating | Natural Gas | Gas Boiler - High Turndown | A | Integrated Unit Summer Peak Savings (kW) | Achievable Technical Potential | 0 | 0 | 0 | 0 | 0 | 0 | 0 | 0 | 0 | 0 | 0 | 0 | 0 | 0 | 0 | 0 | 0 | 0 | 0 | 0 | 0 | 0 | 0 | 0 | 0 | 0 | 0 | 0 | 0 | 0 | 0
F3_Industrial_Stone, Clay, and Glass_New_Space Heating_Natural Gas_Gas Boiler - High Turndown_A_Achievable Technical Potential | F3 | Industrial | Stone, Clay, and Glass | New | Space Heating | Natural Gas | Gas Boiler - High Turndown | A | Integrated Unit Winter Peak Savings (kW) | Achievable Technical Potential | 0 | 0 | 0 | 0 | 0 | 0 | 0 | 0 | 0 | 0 | 0 | 0 | 0 | 0 | 0 | 0 | 0 | 0 | 0 | 0 | 0 | 0 | 0 | 0 | 0 | 0 | 0 | 0 | 0 | 0 | 0
F4_Industrial_Stone, Clay, and Glass_New_Space Heating_Natural Gas_Gas Boiler - High Turndown_A_Achievable Technical Potential | F4 | Industrial | Stone, Clay, and Glass | New | Space Heating | Natural Gas | Gas Boiler - High Turndown | A | Incremental Energy Savings (MWh or mTherms) | Achievable Technical Potential | 0 | 0 | 0 | 0 | 0 | 0 | 0 | 0 | 0 | 0 | 0 | 0 | 0 | 0 | 0 | 0 | 0 | 0 | 0 | 0 | 0 | 0 | 0 | 0 | 0 | 0 | 0 | 0 | 0 | 0 | 0
F5_Industrial_Stone, Clay, and Glass_New_Space Heating_Natural Gas_Gas Boiler - High Turndown_A_Achievable Technical Potential | F5 | Industrial | Stone, Clay, and Glass | New | Space Heating | Natural Gas | Gas Boiler - High Turndown | A | Incremental Summer Peak Savings (MW) | Achievable Technical Potential | 0 | 0 | 0 | 0 | 0 | 0 | 0 | 0 | 0 | 0 | 0 | 0 | 0 | 0 | 0 | 0 | 0 | 0 | 0 | 0 | 0 | 0 | 0 | 0 | 0 | 0 | 0 | 0 | 0 | 0 | 0
F6_Industrial_Stone, Clay, and Glass_New_Space Heating_Natural Gas_Gas Boiler - High Turndown_A_Achievable Technical Potential | F6 | Industrial | Stone, Clay, and Glass | New | Space Heating | Natural Gas | Gas Boiler - High Turndown | A | Incremental Winter Peak Savings (MW) | Achievable Technical Potential | 0 | 0 | 0 | 0 | 0 | 0 | 0 | 0 | 0 | 0 | 0 | 0 | 0 | 0 | 0 | 0 | 0 | 0 | 0 | 0 | 0 | 0 | 0 | 0 | 0 | 0 | 0 | 0 | 0 | 0 | 0
F7_Industrial_Stone, Clay, and Glass_New_Space Heating_Natural Gas_Gas Boiler - High Turndown_A_Achievable Technical Potential | F7 | Industrial | Stone, Clay, and Glass | New | Space Heating | Natural Gas | Gas Boiler - High Turndown | A | Cumulative Energy Savings (MWh or mTherms) | Achievable Technical Potential | 0 | 0 | 0 | 0 | 0 | 0 | 0 | 0 | 0 | 0 | 0 | 0 | 0 | 0 | 0 | 0 | 0 | 0 | 0 | 0 | 0 | 0 | 0 | 0 | 0 | 0 | 0 | 0 | 0 | 0 | 0
F8_Industrial_Stone, Clay, and Glass_New_Space Heating_Natural Gas_Gas Boiler - High Turndown_A_Achievable Technical Potential | F8 | Industrial | Stone, Clay, and Glass | New | Space Heating | Natural Gas | Gas Boiler - High Turndown | A | Cumulative Summer Peak Savings (MW) | Achievable Technical Potential | 0 | 0 | 0 | 0 | 0 | 0 | 0 | 0 | 0 | 0 | 0 | 0 | 0 | 0 | 0 | 0 | 0 | 0 | 0 | 0 | 0 | 0 | 0 | 0 | 0 | 0 | 0 | 0 | 0 | 0 | 0
F9_Industrial_Stone, Clay, and Glass_New_Space Heating_Natural Gas_Gas Boiler - High Turndown_A_Achievable Technical Potential | F9 | Industrial | Stone, Clay, and Glass | New | Space Heating | Natural Gas | Gas Boiler - High Turndown | A | Cumulative Winter Peak Savings (MW) | Achievable Technical Potential | 0 | 0 | 0 | 0 | 0 | 0 | 0 | 0 | 0 | 0 | 0 | 0 | 0 | 0 | 0 | 0 | 0 | 0 | 0 | 0 | 0 | 0 | 0 | 0 | 0 | 0 | 0 | 0 | 0 | 0 | 0
F10_Industrial_Stone, Clay, and Glass_New_Space Heating_Natural Gas_Gas Boiler - High Turndown_A_Achievable Technical Potential | F10 | Industrial | Stone, Clay, and Glass | New | Space Heating | Natural Gas | Gas Boiler - High Turndown | A | Purchases (Incremental) | Achievable Technical Potential | 0 | 0 | 0 | 0 | 0 | 0 | 0 | 0 | 0 | 0 | 0 | 0 | 0 | 0 | 0 | 0 | 0 | 0 | 0 | 0 | 0 | 0 | 0 | 0 | 0 | 0 | 0 | 0 | 0 | 0 | 0
F11_Industrial_Stone, Clay, and Glass_New_Space Heating_Natural Gas_Gas Boiler - High Turndown_A_Achievable Technical Potential | F11 | Industrial | Stone, Clay, and Glass | New | Space Heating | Natural Gas | Gas Boiler - High Turndown | A | Purchases (Cumulative) | Achievable Technical Potential | 0 | 0 | 0 | 0 | 0 | 0 | 0 | 0 | 0 | 0 | 0 | 0 | 0 | 0 | 0 | 0 | 0 | 0 | 0 | 0 | 0 | 0 | 0 | 0 | 0 | 0 | 0 | 0 | 0 | 0 | 0
F1_Industrial_Stone, Clay, and Glass_New_Process_Natural Gas_Gas Boiler - High Turndown_A_Achievable Technical Potential | F1 | Industrial | Stone, Clay, and Glass | New | Process | Natural Gas | Gas Boiler - High Turndown | A | Integrated Unit Energy Savings (kWh or therms) | Achievable Technical Potential | 0 | 0 | 0 | 0 | 0 | 5.7166 | 5.6965 | 5.6787 | 5.6623 | 5.6468 | 5.6364 | 5.6295 | 5.6253 | 5.623 | 5.6221 | 5.6222 | 5.6231 | 5.6245 | 5.6263 | 5.6283 | 5.6317 | 5.6352 | 5.6385 | 5.6415 | 5.6442 | 5.6478 | 5.6511 | 5.6542 | 5.7404 | 5.7404 | 5.7404
F2_Industrial_Stone, Clay, and Glass_New_Process_Natural Gas_Gas Boiler - High Turndown_A_Achievable Technical Potential | F2 | Industrial | Stone, Clay, and Glass | New | Process | Natural Gas | Gas Boiler - High Turndown | A | Integrated Unit Summer Peak Savings (kW) | Achievable Technical Potential | 0 | 0 | 0 | 0 | 0 | 0 | 0 | 0 | 0 | 0 | 0 | 0 | 0 | 0 | 0 | 0 | 0 | 0 | 0 | 0 | 0 | 0 | 0 | 0 | 0 | 0 | 0 | 0 | 0 | 0 | 0
F3_Industrial_Stone, Clay, and Glass_New_Process_Natural Gas_Gas Boiler - High Turndown_A_Achievable Technical Potential | F3 | Industrial | Stone, Clay, and Glass | New | Process | Natural Gas | Gas Boiler - High Turndown | A | Integrated Unit Winter Peak Savings (kW) | Achievable Technical Potential | 0 | 0 | 0 | 0 | 0 | 0 | 0 | 0 | 0 | 0 | 0 | 0 | 0 | 0 | 0 | 0 | 0 | 0 | 0 | 0 | 0 | 0 | 0 | 0 | 0 | 0 | 0 | 0 | 0 | 0 | 0
F4_Industrial_Stone, Clay, and Glass_New_Process_Natural Gas_Gas Boiler - High Turndown_A_Achievable Technical Potential | F4 | Industrial | Stone, Clay, and Glass | New | Process | Natural Gas | Gas Boiler - High Turndown | A | Incremental Energy Savings (MWh or mTherms) | Achievable Technical Potential | 0 | 0 | 0 | 0 | 0 | 0.0024136 | 0.0028494 | 0.0032832 | 0.0037125 | 0.0041402 | 0.0041129 | 0.0035968 | 0.0031229 | 0.0026948 | 0.002311 | 0.0019738 | 0.0016782 | 0.0014221 | 0.0012011 | 0.0010113 | 0.0023778 | 0.0028188 | 0.00326 | 0.0036988 | 0.0041382 | 0.0041212 | 0.0036106 | 0.0031389 | 0.0027511 | 0.0023597 | 0.0020152
F5_Industrial_Stone, Clay, and Glass_New_Process_Natural Gas_Gas Boiler - High Turndown_A_Achievable Technical Potential | F5 | Industrial | Stone, Clay, and Glass | New | Process | Natural Gas | Gas Boiler - High Turndown | A | Incremental Summer Peak Savings (MW) | Achievable Technical Potential | 0 | 0 | 0 | 0 | 0 | 0 | 0 | 0 | 0 | 0 | 0 | 0 | 0 | 0 | 0 | 0 | 0 | 0 | 0 | 0 | 0 | 0 | 0 | 0 | 0 | 0 | 0 | 0 | 0 | 0 | 0
F6_Industrial_Stone, Clay, and Glass_New_Process_Natural Gas_Gas Boiler - High Turndown_A_Achievable Technical Potential | F6 | Industrial | Stone, Clay, and Glass | New | Process | Natural Gas | Gas Boiler - High Turndown | A | Incremental Winter Peak Savings (MW) | Achievable Technical Potential | 0 | 0 | 0 | 0 | 0 | 0 | 0 | 0 | 0 | 0 | 0 | 0 | 0 | 0 | 0 | 0 | 0 | 0 | 0 | 0 | 0 | 0 | 0 | 0 | 0 | 0 | 0 | 0 | 0 | 0 | 0
F7_Industrial_Stone, Clay, and Glass_New_Process_Natural Gas_Gas Boiler - High Turndown_A_Achievable Technical Potential | F7 | Industrial | Stone, Clay, and Glass | New | Process | Natural Gas | Gas Boiler - High Turndown | A | Cumulative Energy Savings (MWh or mTherms) | Achievable Technical Potential | 0 | 0 | 0 | 0 | 0 | 0.0024136 | 0.0052546 | 0.0085213 | 0.012209 | 0.016316 | 0.020399 | 0.023971 | 0.027076 | 0.029759 | 0.032065 | 0.03404 | 0.035724 | 0.037155 | 0.038368 | 0.039393 | 0.039416 | 0.039441 | 0.039464 | 0.039485 | 0.039504 | 0.039529 | 0.039552 | 0.039574 | 0 | 0 | 0
F8_Industrial_Stone, Clay, and Glass_New_Process_Natural Gas_Gas Boiler - High Turndown_A_Achievable Technical Potential | F8 | Industrial | Stone, Clay, and Glass | New | Process | Natural Gas | Gas Boiler - High Turndown | A | Cumulative Summer Peak Savings (MW) | Achievable Technical Potential | 0 | 0 | 0 | 0 | 0 | 0 | 0 | 0 | 0 | 0 | 0 | 0 | 0 | 0 | 0 | 0 | 0 | 0 | 0 | 0 | 0 | 0 | 0 | 0 | 0 | 0 | 0 | 0 | 0 | 0 | 0
F9_Industrial_Stone, Clay, and Glass_New_Process_Natural Gas_Gas Boiler - High Turndown_A_Achievable Technical Potential | F9 | Industrial | Stone, Clay, and Glass | New | Process | Natural Gas | Gas Boiler - High Turndown | A | Cumulative Winter Peak Savings (MW) | Achievable Technical Potential | 0 | 0 | 0 | 0 | 0 | 0 | 0 | 0 | 0 | 0 | 0 | 0 | 0 | 0 | 0 | 0 | 0 | 0 | 0 | 0 | 0 | 0 | 0 | 0 | 0 | 0 | 0 | 0 | 0 | 0 | 0
F10_Industrial_Stone, Clay, and Glass_New_Process_Natural Gas_Gas Boiler - High Turndown_A_Achievable Technical Potential | F10 | Industrial | Stone, Clay, and Glass | New | Process | Natural Gas | Gas Boiler - High Turndown | A | Purchases (Incremental) | Achievable Technical Potential | 0 | 0 | 0 | 0 | 0 | 0.42221 | 0.50021 | 0.57816 | 0.65565 | 0.73319 | 0.7297 | 0.63892 | 0.55515 | 0.47925 | 0.41106 | 0.35107 | 0.29845 | 0.25285 | 0.21349 | 0.17968 | 0.42221 | 0.50021 | 0.57816 | 0.65565 | 0.73319 | 0.7297 | 0.63892 | 0.55515 | 0.47925 | 0.41106 | 0.35107
F11_Industrial_Stone, Clay, and Glass_New_Process_Natural Gas_Gas Boiler - High Turndown_A_Achievable Technical Potential | F11 | Industrial | Stone, Clay, and Glass | New | Process | Natural Gas | Gas Boiler - High Turndown | A | Purchases (Cumulative) | Achievable Technical Potential | 0 | 0 | 0 | 0 | 0 | 0.42221 | 0.92242 | 1.5006 | 2.1562 | 2.8894 | 3.6191 | 4.258 | 4.8132 | 5.2924 | 5.7035 | 6.0546 | 6.353 | 6.6059 | 6.8194 | 6.999 | 6.999 | 6.999 | 6.999 | 6.999 | 6.999 | 6.999 | 6.999 | 6.999 | 6.999 | 6.999 | 6.999
F1_Industrial_Stone, Clay, and Glass_New_Space Heating_Natural Gas_Gas Boiler - Burner Control Optimization_A_Achievable Technical Potential | F1 | Industrial | Stone, Clay, and Glass | New | Space Heating | Natural Gas | Gas Boiler - Burner Control Optimization | A | Integrated Unit Energy Savings (kWh or therms) | Achievable Technical Potential | 0 | 0 | 0 | 0 | 0 | 0 | 0 | 0 | 0 | 0 | 0 | 0 | 0 | 0 | 0 | 0 | 0 | 0 | 0 | 0 | 0 | 0 | 0 | 0 | 0 | 0 | 0 | 0 | 0 | 0 | 0
F2_Industrial_Stone, Clay, and Glass_New_Space Heating_Natural Gas_Gas Boiler - Burner Control Optimization_A_Achievable Technical Potential | F2 | Industrial | Stone, Clay, and Glass | New | Space Heating | Natural Gas | Gas Boiler - Burner Control Optimization | A | Integrated Unit Summer Peak Savings (kW) | Achievable Technical Potential | 0 | 0 | 0 | 0 | 0 | 0 | 0 | 0 | 0 | 0 | 0 | 0 | 0 | 0 | 0 | 0 | 0 | 0 | 0 | 0 | 0 | 0 | 0 | 0 | 0 | 0 | 0 | 0 | 0 | 0 | 0
F3_Industrial_Stone, Clay, and Glass_New_Space Heating_Natural Gas_Gas Boiler - Burner Control Optimization_A_Achievable Technical Potential | F3 | Industrial | Stone, Clay, and Glass | New | Space Heating | Natural Gas | Gas Boiler - Burner Control Optimization | A | Integrated Unit Winter Peak Savings (kW) | Achievable Technical Potential | 0 | 0 | 0 | 0 | 0 | 0 | 0 | 0 | 0 | 0 | 0 | 0 | 0 | 0 | 0 | 0 | 0 | 0 | 0 | 0 | 0 | 0 | 0 | 0 | 0 | 0 | 0 | 0 | 0 | 0 | 0
F4_Industrial_Stone, Clay, and Glass_New_Space Heating_Natural Gas_Gas Boiler - Burner Control Optimization_A_Achievable Technical Potential | F4 | Industrial | Stone, Clay, and Glass | New | Space Heating | Natural Gas | Gas Boiler - Burner Control Optimization | A | Incremental Energy Savings (MWh or mTherms) | Achievable Technical Potential | 0 | 0 | 0 | 0 | 0 | 0 | 0 | 0 | 0 | 0 | 0 | 0 | 0 | 0 | 0 | 0 | 0 | 0 | 0 | 0 | 0 | 0 | 0 | 0 | 0 | 0 | 0 | 0 | 0 | 0 | 0
F5_Industrial_Stone, Clay, and Glass_New_Space Heating_Natural Gas_Gas Boiler - Burner Control Optimization_A_Achievable Technical Potential | F5 | Industrial | Stone, Clay, and Glass | New | Space Heating | Natural Gas | Gas Boiler - Burner Control Optimization | A | Incremental Summer Peak Savings (MW) | Achievable Technical Potential | 0 | 0 | 0 | 0 | 0 | 0 | 0 | 0 | 0 | 0 | 0 | 0 | 0 | 0 | 0 | 0 | 0 | 0 | 0 | 0 | 0 | 0 | 0 | 0 | 0 | 0 | 0 | 0 | 0 | 0 | 0
F6_Industrial_Stone, Clay, and Glass_New_Space Heating_Natural Gas_Gas Boiler - Burner Control Optimization_A_Achievable Technical Potential | F6 | Industrial | Stone, Clay, and Glass | New | Space Heating | Natural Gas | Gas Boiler - Burner Control Optimization | A | Incremental Winter Peak Savings (MW) | Achievable Technical Potential | 0 | 0 | 0 | 0 | 0 | 0 | 0 | 0 | 0 | 0 | 0 | 0 | 0 | 0 | 0 | 0 | 0 | 0 | 0 | 0 | 0 | 0 | 0 | 0 | 0 | 0 | 0 | 0 | 0 | 0 | 0
F7_Industrial_Stone, Clay, and Glass_New_Space Heating_Natural Gas_Gas Boiler - Burner Control Optimization_A_Achievable Technical Potential | F7 | Industrial | Stone, Clay, and Glass | New | Space Heating | Natural Gas | Gas Boiler - Burner Control Optimization | A | Cumulative Energy Savings (MWh or mTherms) | Achievable Technical Potential | 0 | 0 | 0 | 0 | 0 | 0 | 0 | 0 | 0 | 0 | 0 | 0 | 0 | 0 | 0 | 0 | 0 | 0 | 0 | 0 | 0 | 0 | 0 | 0 | 0 | 0 | 0 | 0 | 0 | 0 | 0
F8_Industrial_Stone, Clay, and Glass_New_Space Heating_Natural Gas_Gas Boiler - Burner Control Optimization_A_Achievable Technical Potential | F8 | Industrial | Stone, Clay, and Glass | New | Space Heating | Natural Gas | Gas Boiler - Burner Control Optimization | A | Cumulative Summer Peak Savings (MW) | Achievable Technical Potential | 0 | 0 | 0 | 0 | 0 | 0 | 0 | 0 | 0 | 0 | 0 | 0 | 0 | 0 | 0 | 0 | 0 | 0 | 0 | 0 | 0 | 0 | 0 | 0 | 0 | 0 | 0 | 0 | 0 | 0 | 0
F9_Industrial_Stone, Clay, and Glass_New_Space Heating_Natural Gas_Gas Boiler - Burner Control Optimization_A_Achievable Technical Potential | F9 | Industrial | Stone, Clay, and Glass | New | Space Heating | Natural Gas | Gas Boiler - Burner Control Optimization | A | Cumulative Winter Peak Savings (MW) | Achievable Technical Potential | 0 | 0 | 0 | 0 | 0 | 0 | 0 | 0 | 0 | 0 | 0 | 0 | 0 | 0 | 0 | 0 | 0 | 0 | 0 | 0 | 0 | 0 | 0 | 0 | 0 | 0 | 0 | 0 | 0 | 0 | 0
F10_Industrial_Stone, Clay, and Glass_New_Space Heating_Natural Gas_Gas Boiler - Burner Control Optimization_A_Achievable Technical Potential | F10 | Industrial | Stone, Clay, and Glass | New | Space Heating | Natural Gas | Gas Boiler - Burner Control Optimization | A | Purchases (Incremental) | Achievable Technical Potential | 0 | 0 | 0 | 0 | 0 | 0 | 0 | 0 | 0 | 0 | 0 | 0 | 0 | 0 | 0 | 0 | 0 | 0 | 0 | 0 | 0 | 0 | 0 | 0 | 0 | 0 | 0 | 0 | 0 | 0 | 0
F11_Industrial_Stone, Clay, and Glass_New_Space Heating_Natural Gas_Gas Boiler - Burner Control Optimization_A_Achievable Technical Potential | F11 | Industrial | Stone, Clay, and Glass | New | Space Heating | Natural Gas | Gas Boiler - Burner Control Optimization | A | Purchases (Cumulative) | Achievable Technical Potential | 0 | 0 | 0 | 0 | 0 | 0 | 0 | 0 | 0 | 0 | 0 | 0 | 0 | 0 | 0 | 0 | 0 | 0 | 0 | 0 | 0 | 0 | 0 | 0 | 0 | 0 | 0 | 0 | 0 | 0 | 0
F1_Industrial_Stone, Clay, and Glass_New_Process_Natural Gas_Gas Boiler - Burner Control Optimization_A_Achievable Technical Potential | F1 | Industrial | Stone, Clay, and Glass | New | Process | Natural Gas | Gas Boiler - Burner Control Optimization | A | Integrated Unit Energy Savings (kWh or therms) | Achievable Technical Potential | 0 | 0 | 0 | 0 | 0 | 1.6578 | 1.6519 | 1.6468 | 1.642 | 1.6375 | 1.6344 | 1.6324 | 1.6312 | 1.6306 | 1.6303 | 1.6303 | 1.6306 | 1.631 | 1.6315 | 1.6321 | 1.6331 | 1.6341 | 1.6351 | 1.6359 | 1.6367 | 1.6378 | 1.6387 | 1.6396 | 1.6647 | 1.6647 | 1.6647
F2_Industrial_Stone, Clay, and Glass_New_Process_Natural Gas_Gas Boiler - Burner Control Optimization_A_Achievable Technical Potential | F2 | Industrial | Stone, Clay, and Glass | New | Process | Natural Gas | Gas Boiler - Burner Control Optimization | A | Integrated Unit Summer Peak Savings (kW) | Achievable Technical Potential | 0 | 0 | 0 | 0 | 0 | 0 | 0 | 0 | 0 | 0 | 0 | 0 | 0 | 0 | 0 | 0 | 0 | 0 | 0 | 0 | 0 | 0 | 0 | 0 | 0 | 0 | 0 | 0 | 0 | 0 | 0
F3_Industrial_Stone, Clay, and Glass_New_Process_Natural Gas_Gas Boiler - Burner Control Optimization_A_Achievable Technical Potential | F3 | Industrial | Stone, Clay, and Glass | New | Process | Natural Gas | Gas Boiler - Burner Control Optimization | A | Integrated Unit Winter Peak Savings (kW) | Achievable Technical Potential | 0 | 0 | 0 | 0 | 0 | 0 | 0 | 0 | 0 | 0 | 0 | 0 | 0 | 0 | 0 | 0 | 0 | 0 | 0 | 0 | 0 | 0 | 0 | 0 | 0 | 0 | 0 | 0 | 0 | 0 | 0
F4_Industrial_Stone, Clay, and Glass_New_Process_Natural Gas_Gas Boiler - Burner Control Optimization_A_Achievable Technical Potential | F4 | Industrial | Stone, Clay, and Glass | New | Process | Natural Gas | Gas Boiler - Burner Control Optimization | A | Incremental Energy Savings (MWh or mTherms) | Achievable Technical Potential | 0 | 0 | 0 | 0 | 0 | 0.00018881 | 0.00035038 | 0.00080742 | 0.0015977 | 0.0027717 | 0.004283 | 0.0059589 | 0.0075449 | 0.0087646 | 0.0093953 | 0.0093616 | 0.0087061 | 0.0075946 | 0.0062362 | 0.004836 | 0.003555 | 0.0024829 | 0.0016516 | 0.0010488 | 0.00073941 | 0.00080302 | 0.0015946 | 0.0027753 | 0.0043623 | 0.0060767 | 0.0076999
F5_Industrial_Stone, Clay, and Glass_New_Process_Natural Gas_Gas Boiler - Burner Control Optimization_A_Achievable Technical Potential | F5 | Industrial | Stone, Clay, and Glass | New | Process | Natural Gas | Gas Boiler - Burner Control Optimization | A | Incremental Summer Peak Savings (MW) | Achievable Technical Potential | 0 | 0 | 0 | 0 | 0 | 0 | 0 | 0 | 0 | 0 | 0 | 0 | 0 | 0 | 0 | 0 | 0 | 0 | 0 | 0 | 0 | 0 | 0 | 0 | 0 | 0 | 0 | 0 | 0 | 0 | 0
F6_Industrial_Stone, Clay, and Glass_New_Process_Natural Gas_Gas Boiler - Burner Control Optimization_A_Achievable Technical Potential | F6 | Industrial | Stone, Clay, and Glass | New | Process | Natural Gas | Gas Boiler - Burner Control Optimization | A | Incremental Winter Peak Savings (MW) | Achievable Technical Potential | 0 | 0 | 0 | 0 | 0 | 0 | 0 | 0 | 0 | 0 | 0 | 0 | 0 | 0 | 0 | 0 | 0 | 0 | 0 | 0 | 0 | 0 | 0 | 0 | 0 | 0 | 0 | 0 | 0 | 0 | 0
F7_Industrial_Stone, Clay, and Glass_New_Process_Natural Gas_Gas Boiler - Burner Control Optimization_A_Achievable Technical Potential | F7 | Industrial | Stone, Clay, and Glass | New | Process | Natural Gas | Gas Boiler - Burner Control Optimization | A | Cumulative Energy Savings (MWh or mTherms) | Achievable Technical Potential | 0 | 0 | 0 | 0 | 0 | 0.00018881 | 0.00053853 | 0.0013443 | 0.0029381 | 0.0057017 | 0.0099742 | 0.015921 | 0.023454 | 0.032209 | 0.041599 | 0.050962 | 0.059676 | 0.067286 | 0.073543 | 0.078405 | 0.082007 | 0.084543 | 0.086244 | 0.087152 | 0.087586 | 0.087642 | 0.087694 | 0.087742 | 0 | 0 | 0
F8_Industrial_Stone, Clay, and Glass_New_Process_Natural Gas_Gas Boiler - Burner Control Optimization_A_Achievable Technical Potential | F8 | Industrial | Stone, Clay, and Glass | New | Process | Natural Gas | Gas Boiler - Burner Control Optimization | A | Cumulative Summer Peak Savings (MW) | Achievable Technical Potential | 0 | 0 | 0 | 0 | 0 | 0 | 0 | 0 | 0 | 0 | 0 | 0 | 0 | 0 | 0 | 0 | 0 | 0 | 0 | 0 | 0 | 0 | 0 | 0 | 0 | 0 | 0 | 0 | 0 | 0 | 0
F9_Industrial_Stone, Clay, and Glass_New_Process_Natural Gas_Gas Boiler - Burner Control Optimization_A_Achievable Technical Potential | F9 | Industrial | Stone, Clay, and Glass | New | Process | Natural Gas | Gas Boiler - Burner Control Optimization | A | Cumulative Winter Peak Savings (MW) | Achievable Technical Potential | 0 | 0 | 0 | 0 | 0 | 0 | 0 | 0 | 0 | 0 | 0 | 0 | 0 | 0 | 0 | 0 | 0 | 0 | 0 | 0 | 0 | 0 | 0 | 0 | 0 | 0 | 0 | 0 | 0 | 0 | 0
F10_Industrial_Stone, Clay, and Glass_New_Process_Natural Gas_Gas Boiler - Burner Control Optimization_A_Achievable Technical Potential | F10 | Industrial | Stone, Clay, and Glass | New | Process | Natural Gas | Gas Boiler - Burner Control Optimization | A | Purchases (Incremental) | Achievable Technical Potential | 0 | 0 | 0 | 0 | 0 | 0.11389 | 0.2121 | 0.49031 | 0.97305 | 1.6926 | 2.6205 | 3.6503 | 4.6254 | 5.3752 | 5.763 | 5.7422 | 5.3393 | 4.6564 | 3.8224 | 2.963 | 2.1769 | 1.5194 | 1.0101 | 0.64108 | 0.45176 | 0.49031 | 0.97305 | 1.6926 | 2.6205 | 3.6503 | 4.6254
F11_Industrial_Stone, Clay, and Glass_New_Process_Natural Gas_Gas Boiler - Burner Control Optimization_A_Achievable Technical Potential | F11 | Industrial | Stone, Clay, and Glass | New | Process | Natural Gas | Gas Boiler - Burner Control Optimization | A | Purchases (Cumulative) | Achievable Technical Potential | 0 | 0 | 0 | 0 | 0 | 0.11389 | 0.326 | 0.81631 | 1.7894 | 3.482 | 6.1025 | 9.7528 | 14.3781 | 19.7534 | 25.5164 | 31.2586 | 36.5978 | 41.2543 | 45.0766 | 48.0397 | 50.2165 | 51.7359 | 52.7461 | 53.2733 | 53.5129 | 53.5129 | 53.5129 | 53.5129 | 53.5129 | 53.5129 | 53.5129
F1_Industrial_Stone, Clay, and Glass_New_Space Heating_Natural Gas_HVAC - Demand Controlled Ventilation_A_Achievable Technical Potential | F1 | Industrial | Stone, Clay, and Glass | New | Space Heating | Natural Gas | HVAC - Demand Controlled Ventilation | A | Integrated Unit Energy Savings (kWh or therms) | Achievable Technical Potential | 0 | 0 | 0 | 0 | 0 | 0 | 0 | 0 | 0 | 0 | 0 | 0 | 0 | 0 | 0 | 0 | 0 | 0 | 0 | 0 | 0 | 0 | 0 | 0 | 0 | 0 | 0 | 0 | 0 | 0 | 0
F2_Industrial_Stone, Clay, and Glass_New_Space Heating_Natural Gas_HVAC - Demand Controlled Ventilation_A_Achievable Technical Potential | F2 | Industrial | Stone, Clay, and Glass | New | Space Heating | Natural Gas | HVAC - Demand Controlled Ventilation | A | Integrated Unit Summer Peak Savings (kW) | Achievable Technical Potential | 0 | 0 | 0 | 0 | 0 | 0 | 0 | 0 | 0 | 0 | 0 | 0 | 0 | 0 | 0 | 0 | 0 | 0 | 0 | 0 | 0 | 0 | 0 | 0 | 0 | 0 | 0 | 0 | 0 | 0 | 0
F3_Industrial_Stone, Clay, and Glass_New_Space Heating_Natural Gas_HVAC - Demand Controlled Ventilation_A_Achievable Technical Potential | F3 | Industrial | Stone, Clay, and Glass | New | Space Heating | Natural Gas | HVAC - Demand Controlled Ventilation | A | Integrated Unit Winter Peak Savings (kW) | Achievable Technical Potential | 0 | 0 | 0 | 0 | 0 | 0 | 0 | 0 | 0 | 0 | 0 | 0 | 0 | 0 | 0 | 0 | 0 | 0 | 0 | 0 | 0 | 0 | 0 | 0 | 0 | 0 | 0 | 0 | 0 | 0 | 0
F4_Industrial_Stone, Clay, and Glass_New_Space Heating_Natural Gas_HVAC - Demand Controlled Ventilation_A_Achievable Technical Potential | F4 | Industrial | Stone, Clay, and Glass | New | Space Heating | Natural Gas | HVAC - Demand Controlled Ventilation | A | Incremental Energy Savings (MWh or mTherms) | Achievable Technical Potential | 0 | 0 | 0 | 0 | 0 | 0 | 0 | 0 | 0 | 0 | 0 | 0 | 0 | 0 | 0 | 0 | 0 | 0 | 0 | 0 | 0 | 0 | 0 | 0 | 0 | 0 | 0 | 0 | 0 | 0 | 0
F5_Industrial_Stone, Clay, and Glass_New_Space Heating_Natural Gas_HVAC - Demand Controlled Ventilation_A_Achievable Technical Potential | F5 | Industrial | Stone, Clay, and Glass | New | Space Heating | Natural Gas | HVAC - Demand Controlled Ventilation | A | Incremental Summer Peak Savings (MW) | Achievable Technical Potential | 0 | 0 | 0 | 0 | 0 | 0 | 0 | 0 | 0 | 0 | 0 | 0 | 0 | 0 | 0 | 0 | 0 | 0 | 0 | 0 | 0 | 0 | 0 | 0 | 0 | 0 | 0 | 0 | 0 | 0 | 0
F6_Industrial_Stone, Clay, and Glass_New_Space Heating_Natural Gas_HVAC - Demand Controlled Ventilation_A_Achievable Technical Potential | F6 | Industrial | Stone, Clay, and Glass | New | Space Heating | Natural Gas | HVAC - Demand Controlled Ventilation | A | Incremental Winter Peak Savings (MW) | Achievable Technical Potential | 0 | 0 | 0 | 0 | 0 | 0 | 0 | 0 | 0 | 0 | 0 | 0 | 0 | 0 | 0 | 0 | 0 | 0 | 0 | 0 | 0 | 0 | 0 | 0 | 0 | 0 | 0 | 0 | 0 | 0 | 0
F7_Industrial_Stone, Clay, and Glass_New_Space Heating_Natural Gas_HVAC - Demand Controlled Ventilation_A_Achievable Technical Potential | F7 | Industrial | Stone, Clay, and Glass | New | Space Heating | Natural Gas | HVAC - Demand Controlled Ventilation | A | Cumulative Energy Savings (MWh or mTherms) | Achievable Technical Potential | 0 | 0 | 0 | 0 | 0 | 0 | 0 | 0 | 0 | 0 | 0 | 0 | 0 | 0 | 0 | 0 | 0 | 0 | 0 | 0 | 0 | 0 | 0 | 0 | 0 | 0 | 0 | 0 | 0 | 0 | 0
F8_Industrial_Stone, Clay, and Glass_New_Space Heating_Natural Gas_HVAC - Demand Controlled Ventilation_A_Achievable Technical Potential | F8 | Industrial | Stone, Clay, and Glass | New | Space Heating | Natural Gas | HVAC - Demand Controlled Ventilation | A | Cumulative Summer Peak Savings (MW) | Achievable Technical Potential | 0 | 0 | 0 | 0 | 0 | 0 | 0 | 0 | 0 | 0 | 0 | 0 | 0 | 0 | 0 | 0 | 0 | 0 | 0 | 0 | 0 | 0 | 0 | 0 | 0 | 0 | 0 | 0 | 0 | 0 | 0
F9_Industrial_Stone, Clay, and Glass_New_Space Heating_Natural Gas_HVAC - Demand Controlled Ventilation_A_Achievable Technical Potential | F9 | Industrial | Stone, Clay, and Glass | New | Space Heating | Natural Gas | HVAC - Demand Controlled Ventilation | A | Cumulative Winter Peak Savings (MW) | Achievable Technical Potential | 0 | 0 | 0 | 0 | 0 | 0 | 0 | 0 | 0 | 0 | 0 | 0 | 0 | 0 | 0 | 0 | 0 | 0 | 0 | 0 | 0 | 0 | 0 | 0 | 0 | 0 | 0 | 0 | 0 | 0 | 0
F10_Industrial_Stone, Clay, and Glass_New_Space Heating_Natural Gas_HVAC - Demand Controlled Ventilation_A_Achievable Technical Potential | F10 | Industrial | Stone, Clay, and Glass | New | Space Heating | Natural Gas | HVAC - Demand Controlled Ventilation | A | Purchases (Incremental) | Achievable Technical Potential | 0 | 0 | 0 | 0 | 0 | 0 | 0 | 0 | 0 | 0 | 0 | 0 | 0 | 0 | 0 | 0 | 0 | 0 | 0 | 0 | 0 | 0 | 0 | 0 | 0 | 0 | 0 | 0 | 0 | 0 | 0
F11_Industrial_Stone, Clay, and Glass_New_Space Heating_Natural Gas_HVAC - Demand Controlled Ventilation_A_Achievable Technical Potential | F11 | Industrial | Stone, Clay, and Glass | New | Space Heating | Natural Gas | HVAC - Demand Controlled Ventilation | A | Purchases (Cumulative) | Achievable Technical Potential | 0 | 0 | 0 | 0 | 0 | 0 | 0 | 0 | 0 | 0 | 0 | 0 | 0 | 0 | 0 | 0 | 0 | 0 | 0 | 0 | 0 | 0 | 0 | 0 | 0 | 0 | 0 | 0 | 0 | 0 | 0
F1_Industrial_Stone, Clay, and Glass_New_Space Heating_Natural Gas_Gas Boiler - Stack Economizer_A_Achievable Technical Potential | F1 | Industrial | Stone, Clay, and Glass | New | Space Heating | Natural Gas | Gas Boiler - Stack Economizer | A | Integrated Unit Energy Savings (kWh or therms) | Achievable Technical Potential | 0 | 0 | 0 | 0 | 0 | 0 | 0 | 0 | 0 | 0 | 0 | 0 | 0 | 0 | 0 | 0 | 0 | 0 | 0 | 0 | 0 | 0 | 0 | 0 | 0 | 0 | 0 | 0 | 0 | 0 | 0
F2_Industrial_Stone, Clay, and Glass_New_Space Heating_Natural Gas_Gas Boiler - Stack Economizer_A_Achievable Technical Potential | F2 | Industrial | Stone, Clay, and Glass | New | Space Heating | Natural Gas | Gas Boiler - Stack Economizer | A | Integrated Unit Summer Peak Savings (kW) | Achievable Technical Potential | 0 | 0 | 0 | 0 | 0 | 0 | 0 | 0 | 0 | 0 | 0 | 0 | 0 | 0 | 0 | 0 | 0 | 0 | 0 | 0 | 0 | 0 | 0 | 0 | 0 | 0 | 0 | 0 | 0 | 0 | 0
F3_Industrial_Stone, Clay, and Glass_New_Space Heating_Natural Gas_Gas Boiler - Stack Economizer_A_Achievable Technical Potential | F3 | Industrial | Stone, Clay, and Glass | New | Space Heating | Natural Gas | Gas Boiler - Stack Economizer | A | Integrated Unit Winter Peak Savings (kW) | Achievable Technical Potential | 0 | 0 | 0 | 0 | 0 | 0 | 0 | 0 | 0 | 0 | 0 | 0 | 0 | 0 | 0 | 0 | 0 | 0 | 0 | 0 | 0 | 0 | 0 | 0 | 0 | 0 | 0 | 0 | 0 | 0 | 0
F4_Industrial_Stone, Clay, and Glass_New_Space Heating_Natural Gas_Gas Boiler - Stack Economizer_A_Achievable Technical Potential | F4 | Industrial | Stone, Clay, and Glass | New | Space Heating | Natural Gas | Gas Boiler - Stack Economizer | A | Incremental Energy Savings (MWh or mTherms) | Achievable Technical Potential | 0 | 0 | 0 | 0 | 0 | 0 | 0 | 0 | 0 | 0 | 0 | 0 | 0 | 0 | 0 | 0 | 0 | 0 | 0 | 0 | 0 | 0 | 0 | 0 | 0 | 0 | 0 | 0 | 0 | 0 | 0
F5_Industrial_Stone, Clay, and Glass_New_Space Heating_Natural Gas_Gas Boiler - Stack Economizer_A_Achievable Technical Potential | F5 | Industrial | Stone, Clay, and Glass | New | Space Heating | Natural Gas | Gas Boiler - Stack Economizer | A | Incremental Summer Peak Savings (MW) | Achievable Technical Potential | 0 | 0 | 0 | 0 | 0 | 0 | 0 | 0 | 0 | 0 | 0 | 0 | 0 | 0 | 0 | 0 | 0 | 0 | 0 | 0 | 0 | 0 | 0 | 0 | 0 | 0 | 0 | 0 | 0 | 0 | 0
F6_Industrial_Stone, Clay, and Glass_New_Space Heating_Natural Gas_Gas Boiler - Stack Economizer_A_Achievable Technical Potential | F6 | Industrial | Stone, Clay, and Glass | New | Space Heating | Natural Gas | Gas Boiler - Stack Economizer | A | Incremental Winter Peak Savings (MW) | Achievable Technical Potential | 0 | 0 | 0 | 0 | 0 | 0 | 0 | 0 | 0 | 0 | 0 | 0 | 0 | 0 | 0 | 0 | 0 | 0 | 0 | 0 | 0 | 0 | 0 | 0 | 0 | 0 | 0 | 0 | 0 | 0 | 0
F7_Industrial_Stone, Clay, and Glass_New_Space Heating_Natural Gas_Gas Boiler - Stack Economizer_A_Achievable Technical Potential | F7 | Industrial | Stone, Clay, and Glass | New | Space Heating | Natural Gas | Gas Boiler - Stack Economizer | A | Cumulative Energy Savings (MWh or mTherms) | Achievable Technical Potential | 0 | 0 | 0 | 0 | 0 | 0 | 0 | 0 | 0 | 0 | 0 | 0 | 0 | 0 | 0 | 0 | 0 | 0 | 0 | 0 | 0 | 0 | 0 | 0 | 0 | 0 | 0 | 0 | 0 | 0 | 0
F8_Industrial_Stone, Clay, and Glass_New_Space Heating_Natural Gas_Gas Boiler - Stack Economizer_A_Achievable Technical Potential | F8 | Industrial | Stone, Clay, and Glass | New | Space Heating | Natural Gas | Gas Boiler - Stack Economizer | A | Cumulative Summer Peak Savings (MW) | Achievable Technical Potential | 0 | 0 | 0 | 0 | 0 | 0 | 0 | 0 | 0 | 0 | 0 | 0 | 0 | 0 | 0 | 0 | 0 | 0 | 0 | 0 | 0 | 0 | 0 | 0 | 0 | 0 | 0 | 0 | 0 | 0 | 0
F9_Industrial_Stone, Clay, and Glass_New_Space Heating_Natural Gas_Gas Boiler - Stack Economizer_A_Achievable Technical Potential | F9 | Industrial | Stone, Clay, and Glass | New | Space Heating | Natural Gas | Gas Boiler - Stack Economizer | A | Cumulative Winter Peak Savings (MW) | Achievable Technical Potential | 0 | 0 | 0 | 0 | 0 | 0 | 0 | 0 | 0 | 0 | 0 | 0 | 0 | 0 | 0 | 0 | 0 | 0 | 0 | 0 | 0 | 0 | 0 | 0 | 0 | 0 | 0 | 0 | 0 | 0 | 0
F10_Industrial_Stone, Clay, and Glass_New_Space Heating_Natural Gas_Gas Boiler - Stack Economizer_A_Achievable Technical Potential | F10 | Industrial | Stone, Clay, and Glass | New | Space Heating | Natural Gas | Gas Boiler - Stack Economizer | A | Purchases (Incremental) | Achievable Technical Potential | 0 | 0 | 0 | 0 | 0 | 0 | 0 | 0 | 0 | 0 | 0 | 0 | 0 | 0 | 0 | 0 | 0 | 0 | 0 | 0 | 0 | 0 | 0 | 0 | 0 | 0 | 0 | 0 | 0 | 0 | 0
F11_Industrial_Stone, Clay, and Glass_New_Space Heating_Natural Gas_Gas Boiler - Stack Economizer_A_Achievable Technical Potential | F11 | Industrial | Stone, Clay, and Glass | New | Space Heating | Natural Gas | Gas Boiler - Stack Economizer | A | Purchases (Cumulative) | Achievable Technical Potential | 0 | 0 | 0 | 0 | 0 | 0 | 0 | 0 | 0 | 0 | 0 | 0 | 0 | 0 | 0 | 0 | 0 | 0 | 0 | 0 | 0 | 0 | 0 | 0 | 0 | 0 | 0 | 0 | 0 | 0 | 0
F1_Industrial_Stone, Clay, and Glass_New_Process_Natural Gas_Gas Boiler - Stack Economizer_A_Achievable Technical Potential | F1 | Industrial | Stone, Clay, and Glass | New | Process | Natural Gas | Gas Boiler - Stack Economizer | A | Integrated Unit Energy Savings (kWh or therms) | Achievable Technical Potential | 0 | 0 | 0 | 0 | 0 | 5.5107 | 5.5107 | 5.5107 | 5.5107 | 5.5107 | 5.5107 | 5.5107 | 5.5107 | 5.5107 | 5.5107 | 5.5107 | 5.5107 | 5.5107 | 5.5107 | 5.5107 | 5.5107 | 5.5107 | 5.5107 | 5.5107 | 5.5107 | 5.5107 | 5.5107 | 5.5107 | 5.5108 | 5.5108 | 5.5108
F2_Industrial_Stone, Clay, and Glass_New_Process_Natural Gas_Gas Boiler - Stack Economizer_A_Achievable Technical Potential | F2 | Industrial | Stone, Clay, and Glass | New | Process | Natural Gas | Gas Boiler - Stack Economizer | A | Integrated Unit Summer Peak Savings (kW) | Achievable Technical Potential | 0 | 0 | 0 | 0 | 0 | 0 | 0 | 0 | 0 | 0 | 0 | 0 | 0 | 0 | 0 | 0 | 0 | 0 | 0 | 0 | 0 | 0 | 0 | 0 | 0 | 0 | 0 | 0 | 0 | 0 | 0
F3_Industrial_Stone, Clay, and Glass_New_Process_Natural Gas_Gas Boiler - Stack Economizer_A_Achievable Technical Potential | F3 | Industrial | Stone, Clay, and Glass | New | Process | Natural Gas | Gas Boiler - Stack Economizer | A | Integrated Unit Winter Peak Savings (kW) | Achievable Technical Potential | 0 | 0 | 0 | 0 | 0 | 0 | 0 | 0 | 0 | 0 | 0 | 0 | 0 | 0 | 0 | 0 | 0 | 0 | 0 | 0 | 0 | 0 | 0 | 0 | 0 | 0 | 0 | 0 | 0 | 0 | 0
F4_Industrial_Stone, Clay, and Glass_New_Process_Natural Gas_Gas Boiler - Stack Economizer_A_Achievable Technical Potential | F4 | Industrial | Stone, Clay, and Glass | New | Process | Natural Gas | Gas Boiler - Stack Economizer | A | Incremental Energy Savings (MWh or mTherms) | Achievable Technical Potential | 0 | 0 | 0 | 0 | 0 | 0.0062045 | 0.0073506 | 0.0084961 | 0.0096349 | 0.010774 | 0.010723 | 0.0093891 | 0.008158 | 0.0070427 | 0.0060407 | 0.005159 | 0.0043859 | 0.0037156 | 0.0031372 | 0.0026404 | 0.0062045 | 0.0073507 | 0.0084962 | 0.009635 | 0.010774 | 0.010723 | 0.0093892 | 0.0081581 | 0.0070428 | 0.0060407 | 0.005159
F5_Industrial_Stone, Clay, and Glass_New_Process_Natural Gas_Gas Boiler - Stack Economizer_A_Achievable Technical Potential | F5 | Industrial | Stone, Clay, and Glass | New | Process | Natural Gas | Gas Boiler - Stack Economizer | A | Incremental Summer Peak Savings (MW) | Achievable Technical Potential | 0 | 0 | 0 | 0 | 0 | 0 | 0 | 0 | 0 | 0 | 0 | 0 | 0 | 0 | 0 | 0 | 0 | 0 | 0 | 0 | 0 | 0 | 0 | 0 | 0 | 0 | 0 | 0 | 0 | 0 | 0
F6_Industrial_Stone, Clay, and Glass_New_Process_Natural Gas_Gas Boiler - Stack Economizer_A_Achievable Technical Potential | F6 | Industrial | Stone, Clay, and Glass | New | Process | Natural Gas | Gas Boiler - Stack Economizer | A | Incremental Winter Peak Savings (MW) | Achievable Technical Potential | 0 | 0 | 0 | 0 | 0 | 0 | 0 | 0 | 0 | 0 | 0 | 0 | 0 | 0 | 0 | 0 | 0 | 0 | 0 | 0 | 0 | 0 | 0 | 0 | 0 | 0 | 0 | 0 | 0 | 0 | 0
F7_Industrial_Stone, Clay, and Glass_New_Process_Natural Gas_Gas Boiler - Stack Economizer_A_Achievable Technical Potential | F7 | Industrial | Stone, Clay, and Glass | New | Process | Natural Gas | Gas Boiler - Stack Economizer | A | Cumulative Energy Savings (MWh or mTherms) | Achievable Technical Potential | 0 | 0 | 0 | 0 | 0 | 0.0062045 | 0.013555 | 0.022051 | 0.031686 | 0.042461 | 0.053184 | 0.062573 | 0.070731 | 0.077774 | 0.083814 | 0.088974 | 0.093359 | 0.097075 | 0.10021 | 0.10285 | 0.10285 | 0.10285 | 0.10285 | 0.10285 | 0.10285 | 0.10285 | 0.10285 | 0.10285 | 0 | 0 | 0
F8_Industrial_Stone, Clay, and Glass_New_Process_Natural Gas_Gas Boiler - Stack Economizer_A_Achievable Technical Potential | F8 | Industrial | Stone, Clay, and Glass | New | Process | Natural Gas | Gas Boiler - Stack Economizer | A | Cumulative Summer Peak Savings (MW) | Achievable Technical Potential | 0 | 0 | 0 | 0 | 0 | 0 | 0 | 0 | 0 | 0 | 0 | 0 | 0 | 0 | 0 | 0 | 0 | 0 | 0 | 0 | 0 | 0 | 0 | 0 | 0 | 0 | 0 | 0 | 0 | 0 | 0
F9_Industrial_Stone, Clay, and Glass_New_Process_Natural Gas_Gas Boiler - Stack Economizer_A_Achievable Technical Potential | F9 | Industrial | Stone, Clay, and Glass | New | Process | Natural Gas | Gas Boiler - Stack Economizer | A | Cumulative Winter Peak Savings (MW) | Achievable Technical Potential | 0 | 0 | 0 | 0 | 0 | 0 | 0 | 0 | 0 | 0 | 0 | 0 | 0 | 0 | 0 | 0 | 0 | 0 | 0 | 0 | 0 | 0 | 0 | 0 | 0 | 0 | 0 | 0 | 0 | 0 | 0
F10_Industrial_Stone, Clay, and Glass_New_Process_Natural Gas_Gas Boiler - Stack Economizer_A_Achievable Technical Potential | F10 | Industrial | Stone, Clay, and Glass | New | Process | Natural Gas | Gas Boiler - Stack Economizer | A | Purchases (Incremental) | Achievable Technical Potential | 0 | 0 | 0 | 0 | 0 | 1.1259 | 1.3339 | 1.5418 | 1.7484 | 1.9552 | 1.9459 | 1.7038 | 1.4804 | 1.278 | 1.0962 | 0.93617 | 0.79588 | 0.67426 | 0.5693 | 0.47914 | 1.1259 | 1.3339 | 1.5418 | 1.7484 | 1.9552 | 1.9459 | 1.7038 | 1.4804 | 1.278 | 1.0962 | 0.93617
F11_Industrial_Stone, Clay, and Glass_New_Process_Natural Gas_Gas Boiler - Stack Economizer_A_Achievable Technical Potential | F11 | Industrial | Stone, Clay, and Glass | New | Process | Natural Gas | Gas Boiler - Stack Economizer | A | Purchases (Cumulative) | Achievable Technical Potential | 0 | 0 | 0 | 0 | 0 | 1.1259 | 2.4598 | 4.0015 | 5.75 | 7.7051 | 9.651 | 11.3548 | 12.8352 | 14.1132 | 15.2094 | 16.1455 | 16.9414 | 17.6157 | 18.185 | 18.6641 | 18.6641 | 18.6641 | 18.6641 | 18.6641 | 18.6641 | 18.6641 | 18.6641 | 18.6641 | 18.6641 | 18.6641 | 18.6641
F1_Industrial_Stone, Clay, and Glass_New_Space Heating_Natural Gas_Gas Furnace Tube Inserts_A_Achievable Technical Potential | F1 | Industrial | Stone, Clay, and Glass | New | Space Heating | Natural Gas | Gas Furnace Tube Inserts | A | Integrated Unit Energy Savings (kWh or therms) | Achievable Technical Potential | 0 | 0 | 0 | 0 | 0 | 0 | 0 | 0 | 0 | 0 | 0 | 0 | 0 | 0 | 0 | 0 | 0 | 0 | 0 | 0 | 0 | 0 | 0 | 0 | 0 | 0 | 0 | 0 | 0 | 0 | 0
F2_Industrial_Stone, Clay, and Glass_New_Space Heating_Natural Gas_Gas Furnace Tube Inserts_A_Achievable Technical Potential | F2 | Industrial | Stone, Clay, and Glass | New | Space Heating | Natural Gas | Gas Furnace Tube Inserts | A | Integrated Unit Summer Peak Savings (kW) | Achievable Technical Potential | 0 | 0 | 0 | 0 | 0 | 0 | 0 | 0 | 0 | 0 | 0 | 0 | 0 | 0 | 0 | 0 | 0 | 0 | 0 | 0 | 0 | 0 | 0 | 0 | 0 | 0 | 0 | 0 | 0 | 0 | 0
F3_Industrial_Stone, Clay, and Glass_New_Space Heating_Natural Gas_Gas Furnace Tube Inserts_A_Achievable Technical Potential | F3 | Industrial | Stone, Clay, and Glass | New | Space Heating | Natural Gas | Gas Furnace Tube Inserts | A | Integrated Unit Winter Peak Savings (kW) | Achievable Technical Potential | 0 | 0 | 0 | 0 | 0 | 0 | 0 | 0 | 0 | 0 | 0 | 0 | 0 | 0 | 0 | 0 | 0 | 0 | 0 | 0 | 0 | 0 | 0 | 0 | 0 | 0 | 0 | 0 | 0 | 0 | 0
F4_Industrial_Stone, Clay, and Glass_New_Space Heating_Natural Gas_Gas Furnace Tube Inserts_A_Achievable Technical Potential | F4 | Industrial | Stone, Clay, and Glass | New | Space Heating | Natural Gas | Gas Furnace Tube Inserts | A | Incremental Energy Savings (MWh or mTherms) | Achievable Technical Potential | 0 | 0 | 0 | 0 | 0 | 0 | 0 | 0 | 0 | 0 | 0 | 0 | 0 | 0 | 0 | 0 | 0 | 0 | 0 | 0 | 0 | 0 | 0 | 0 | 0 | 0 | 0 | 0 | 0 | 0 | 0
F5_Industrial_Stone, Clay, and Glass_New_Space Heating_Natural Gas_Gas Furnace Tube Inserts_A_Achievable Technical Potential | F5 | Industrial | Stone, Clay, and Glass | New | Space Heating | Natural Gas | Gas Furnace Tube Inserts | A | Incremental Summer Peak Savings (MW) | Achievable Technical Potential | 0 | 0 | 0 | 0 | 0 | 0 | 0 | 0 | 0 | 0 | 0 | 0 | 0 | 0 | 0 | 0 | 0 | 0 | 0 | 0 | 0 | 0 | 0 | 0 | 0 | 0 | 0 | 0 | 0 | 0 | 0
F6_Industrial_Stone, Clay, and Glass_New_Space Heating_Natural Gas_Gas Furnace Tube Inserts_A_Achievable Technical Potential | F6 | Industrial | Stone, Clay, and Glass | New | Space Heating | Natural Gas | Gas Furnace Tube Inserts | A | Incremental Winter Peak Savings (MW) | Achievable Technical Potential | 0 | 0 | 0 | 0 | 0 | 0 | 0 | 0 | 0 | 0 | 0 | 0 | 0 | 0 | 0 | 0 | 0 | 0 | 0 | 0 | 0 | 0 | 0 | 0 | 0 | 0 | 0 | 0 | 0 | 0 | 0
F7_Industrial_Stone, Clay, and Glass_New_Space Heating_Natural Gas_Gas Furnace Tube Inserts_A_Achievable Technical Potential | F7 | Industrial | Stone, Clay, and Glass | New | Space Heating | Natural Gas | Gas Furnace Tube Inserts | A | Cumulative Energy Savings (MWh or mTherms) | Achievable Technical Potential | 0 | 0 | 0 | 0 | 0 | 0 | 0 | 0 | 0 | 0 | 0 | 0 | 0 | 0 | 0 | 0 | 0 | 0 | 0 | 0 | 0 | 0 | 0 | 0 | 0 | 0 | 0 | 0 | 0 | 0 | 0
F8_Industrial_Stone, Clay, and Glass_New_Space Heating_Natural Gas_Gas Furnace Tube Inserts_A_Achievable Technical Potential | F8 | Industrial | Stone, Clay, and Glass | New | Space Heating | Natural Gas | Gas Furnace Tube Inserts | A | Cumulative Summer Peak Savings (MW) | Achievable Technical Potential | 0 | 0 | 0 | 0 | 0 | 0 | 0 | 0 | 0 | 0 | 0 | 0 | 0 | 0 | 0 | 0 | 0 | 0 | 0 | 0 | 0 | 0 | 0 | 0 | 0 | 0 | 0 | 0 | 0 | 0 | 0
F9_Industrial_Stone, Clay, and Glass_New_Space Heating_Natural Gas_Gas Furnace Tube Inserts_A_Achievable Technical Potential | F9 | Industrial | Stone, Clay, and Glass | New | Space Heating | Natural Gas | Gas Furnace Tube Inserts | A | Cumulative Winter Peak Savings (MW) | Achievable Technical Potential | 0 | 0 | 0 | 0 | 0 | 0 | 0 | 0 | 0 | 0 | 0 | 0 | 0 | 0 | 0 | 0 | 0 | 0 | 0 | 0 | 0 | 0 | 0 | 0 | 0 | 0 | 0 | 0 | 0 | 0 | 0
F10_Industrial_Stone, Clay, and Glass_New_Space Heating_Natural Gas_Gas Furnace Tube Inserts_A_Achievable Technical Potential | F10 | Industrial | Stone, Clay, and Glass | New | Space Heating | Natural Gas | Gas Furnace Tube Inserts | A | Purchases (Incremental) | Achievable Technical Potential | 0 | 0 | 0 | 0 | 0 | 0 | 0 | 0 | 0 | 0 | 0 | 0 | 0 | 0 | 0 | 0 | 0 | 0 | 0 | 0 | 0 | 0 | 0 | 0 | 0 | 0 | 0 | 0 | 0 | 0 | 0
F11_Industrial_Stone, Clay, and Glass_New_Space Heating_Natural Gas_Gas Furnace Tube Inserts_A_Achievable Technical Potential | F11 | Industrial | Stone, Clay, and Glass | New | Space Heating | Natural Gas | Gas Furnace Tube Inserts | A | Purchases (Cumulative) | Achievable Technical Potential | 0 | 0 | 0 | 0 | 0 | 0 | 0 | 0 | 0 | 0 | 0 | 0 | 0 | 0 | 0 | 0 | 0 | 0 | 0 | 0 | 0 | 0 | 0 | 0 | 0 | 0 | 0 | 0 | 0 | 0 | 0
F1_Industrial_Stone, Clay, and Glass_New_Space Heating_Natural Gas_Space Heating - Heat Recovery Ventilator_A_Achievable Technical Potential | F1 | Industrial | Stone, Clay, and Glass | New | Space Heating | Natural Gas | Space Heating - Heat Recovery Ventilator | A | Integrated Unit Energy Savings (kWh or therms) | Achievable Technical Potential | 0 | 0 | 0 | 0 | 0 | 0.012432 | 0.012222 | 0.012046 | 0.011892 | 0.01175 | 0.011621 | 0.011465 | 0.011295 | 0.011119 | 0.010942 | 0.010777 | 0.010625 | 0.010494 | 0.010333 | 0.010209 | 0.010116 | 0.010046 | 0.01001 | 0.009992 | 0.0099861 | 0.0099888 | 0.0099942 | 0.010002 | 0 | 0 | 0
F2_Industrial_Stone, Clay, and Glass_New_Space Heating_Natural Gas_Space Heating - Heat Recovery Ventilator_A_Achievable Technical Potential | F2 | Industrial | Stone, Clay, and Glass | New | Space Heating | Natural Gas | Space Heating - Heat Recovery Ventilator | A | Integrated Unit Summer Peak Savings (kW) | Achievable Technical Potential | 0 | 0 | 0 | 0 | 0 | 0 | 0 | 0 | 0 | 0 | 0 | 0 | 0 | 0 | 0 | 0 | 0 | 0 | 0 | 0 | 0 | 0 | 0 | 0 | 0 | 0 | 0 | 0 | 0 | 0 | 0
F3_Industrial_Stone, Clay, and Glass_New_Space Heating_Natural Gas_Space Heating - Heat Recovery Ventilator_A_Achievable Technical Potential | F3 | Industrial | Stone, Clay, and Glass | New | Space Heating | Natural Gas | Space Heating - Heat Recovery Ventilator | A | Integrated Unit Winter Peak Savings (kW) | Achievable Technical Potential | 0 | 0 | 0 | 0 | 0 | 0 | 0 | 0 | 0 | 0 | 0 | 0 | 0 | 0 | 0 | 0 | 0 | 0 | 0 | 0 | 0 | 0 | 0 | 0 | 0 | 0 | 0 | 0 | 0 | 0 | 0
F4_Industrial_Stone, Clay, and Glass_New_Space Heating_Natural Gas_Space Heating - Heat Recovery Ventilator_A_Achievable Technical Potential | F4 | Industrial | Stone, Clay, and Glass | New | Space Heating | Natural Gas | Space Heating - Heat Recovery Ventilator | A | Incremental Energy Savings (MWh or mTherms) | Achievable Technical Potential | 0 | 0 | 0 | 0 | 0 | 0.00011781 | 0.00013721 | 0.00015631 | 0.00017499 | 0.00019335 | 0.00021147 | 0.00022835 | 0.00024432 | 0.00025954 | 0.00027384 | 0.00028794 | 0.00030168 | 0.00031554 | 0.00032791 | 0.00034083 | 0.00035445 | 0.00036854 | 0.00038365 | 0.00039927 | 0.00041529 | 0.00018177 | 0.00019905 | 0.00021637 | 0 | 0 | 0
F5_Industrial_Stone, Clay, and Glass_New_Space Heating_Natural Gas_Space Heating - Heat Recovery Ventilator_A_Achievable Technical Potential | F5 | Industrial | Stone, Clay, and Glass | New | Space Heating | Natural Gas | Space Heating - Heat Recovery Ventilator | A | Incremental Summer Peak Savings (MW) | Achievable Technical Potential | 0 | 0 | 0 | 0 | 0 | 0 | 0 | 0 | 0 | 0 | 0 | 0 | 0 | 0 | 0 | 0 | 0 | 0 | 0 | 0 | 0 | 0 | 0 | 0 | 0 | 0 | 0 | 0 | 0 | 0 | 0
F6_Industrial_Stone, Clay, and Glass_New_Space Heating_Natural Gas_Space Heating - Heat Recovery Ventilator_A_Achievable Technical Potential | F6 | Industrial | Stone, Clay, and Glass | New | Space Heating | Natural Gas | Space Heating - Heat Recovery Ventilator | A | Incremental Winter Peak Savings (MW) | Achievable Technical Potential | 0 | 0 | 0 | 0 | 0 | 0 | 0 | 0 | 0 | 0 | 0 | 0 | 0 | 0 | 0 | 0 | 0 | 0 | 0 | 0 | 0 | 0 | 0 | 0 | 0 | 0 | 0 | 0 | 0 | 0 | 0
F7_Industrial_Stone, Clay, and Glass_New_Space Heating_Natural Gas_Space Heating - Heat Recovery Ventilator_A_Achievable Technical Potential | F7 | Industrial | Stone, Clay, and Glass | New | Space Heating | Natural Gas | Space Heating - Heat Recovery Ventilator | A | Cumulative Energy Savings (MWh or mTherms) | Achievable Technical Potential | 0 | 0 | 0 | 0 | 0 | 0.00011781 | 0.00025303 | 0.0004057 | 0.00057549 | 0.00076199 | 0.00096509 | 0.0011805 | 0.0014073 | 0.0016449 | 0.0018925 | 0.002152 | 0.0024234 | 0.0027091 | 0.0029954 | 0.0033002 | 0.0035288 | 0.0037601 | 0.0040005 | 0.0042453 | 0.0044938 | 0.004495 | 0.0044974 | 0.0045011 | 0 | 0 | 0
F8_Industrial_Stone, Clay, and Glass_New_Space Heating_Natural Gas_Space Heating - Heat Recovery Ventilator_A_Achievable Technical Potential | F8 | Industrial | Stone, Clay, and Glass | New | Space Heating | Natural Gas | Space Heating - Heat Recovery Ventilator | A | Cumulative Summer Peak Savings (MW) | Achievable Technical Potential | 0 | 0 | 0 | 0 | 0 | 0 | 0 | 0 | 0 | 0 | 0 | 0 | 0 | 0 | 0 | 0 | 0 | 0 | 0 | 0 | 0 | 0 | 0 | 0 | 0 | 0 | 0 | 0 | 0 | 0 | 0
F9_Industrial_Stone, Clay, and Glass_New_Space Heating_Natural Gas_Space Heating - Heat Recovery Ventilator_A_Achievable Technical Potential | F9 | Industrial | Stone, Clay, and Glass | New | Space Heating | Natural Gas | Space Heating - Heat Recovery Ventilator | A | Cumulative Winter Peak Savings (MW) | Achievable Technical Potential | 0 | 0 | 0 | 0 | 0 | 0 | 0 | 0 | 0 | 0 | 0 | 0 | 0 | 0 | 0 | 0 | 0 | 0 | 0 | 0 | 0 | 0 | 0 | 0 | 0 | 0 | 0 | 0 | 0 | 0 | 0
F10_Industrial_Stone, Clay, and Glass_New_Space Heating_Natural Gas_Space Heating - Heat Recovery Ventilator_A_Achievable Technical Potential | F10 | Industrial | Stone, Clay, and Glass | New | Space Heating | Natural Gas | Space Heating - Heat Recovery Ventilator | A | Purchases (Incremental) | Achievable Technical Potential | 0 | 0 | 0 | 0 | 0 | 9.4763 | 11.2269 | 12.9764 | 14.7157 | 16.4559 | 18.1975 | 19.917 | 21.6319 | 23.3432 | 25.0274 | 26.7179 | 28.3924 | 30.0671 | 31.7334 | 33.3848 | 35.0381 | 36.6846 | 38.3247 | 39.9589 | 41.5875 | 18.1975 | 19.917 | 21.6319 | 23.3432 | 25.0274 | 26.7179
F11_Industrial_Stone, Clay, and Glass_New_Space Heating_Natural Gas_Space Heating - Heat Recovery Ventilator_A_Achievable Technical Potential | F11 | Industrial | Stone, Clay, and Glass | New | Space Heating | Natural Gas | Space Heating - Heat Recovery Ventilator | A | Purchases (Cumulative) | Achievable Technical Potential | 0 | 0 | 0 | 0 | 0 | 9.4763 | 20.7032 | 33.6796 | 48.3953 | 64.8512 | 83.0487 | 102.9657 | 124.5976 | 147.9408 | 172.9681 | 199.6861 | 228.0785 | 258.1456 | 289.879 | 323.2637 | 348.8255 | 374.2833 | 399.6316 | 424.8748 | 450.0063 | 450.0063 | 450.0063 | 450.0063 | 450.0063 | 450.0063 | 450.0063
F1_Industrial_Stone, Clay, and Glass_New_Space Heating_Natural Gas_Thermostat - Programmable_A_Achievable Technical Potential | F1 | Industrial | Stone, Clay, and Glass | New | Space Heating | Natural Gas | Thermostat - Programmable | A | Integrated Unit Energy Savings (kWh or therms) | Achievable Technical Potential | 0 | 0 | 0 | 0 | 0 | 0.0061724 | 0.0060649 | 0.0059748 | 0.0058958 | 0.0058232 | 0.0057571 | 0.0056779 | 0.0055915 | 0.0055024 | 0.0054129 | 0.0053305 | 0.0052546 | 0.0051892 | 0.0051088 | 0.0050466 | 0.0050003 | 0.0049653 | 0.0049472 | 0.0049378 | 0.0049345 | 0.0049369 | 0.0049404 | 0.0049453 | 0 | 0 | 0
F2_Industrial_Stone, Clay, and Glass_New_Space Heating_Natural Gas_Thermostat - Programmable_A_Achievable Technical Potential | F2 | Industrial | Stone, Clay, and Glass | New | Space Heating | Natural Gas | Thermostat - Programmable | A | Integrated Unit Summer Peak Savings (kW) | Achievable Technical Potential | 0 | 0 | 0 | 0 | 0 | 0 | 0 | 0 | 0 | 0 | 0 | 0 | 0 | 0 | 0 | 0 | 0 | 0 | 0 | 0 | 0 | 0 | 0 | 0 | 0 | 0 | 0 | 0 | 0 | 0 | 0
F3_Industrial_Stone, Clay, and Glass_New_Space Heating_Natural Gas_Thermostat - Programmable_A_Achievable Technical Potential | F3 | Industrial | Stone, Clay, and Glass | New | Space Heating | Natural Gas | Thermostat - Programmable | A | Integrated Unit Winter Peak Savings (kW) | Achievable Technical Potential | 0 | 0 | 0 | 0 | 0 | 0 | 0 | 0 | 0 | 0 | 0 | 0 | 0 | 0 | 0 | 0 | 0 | 0 | 0 | 0 | 0 | 0 | 0 | 0 | 0 | 0 | 0 | 0 | 0 | 0 | 0
F4_Industrial_Stone, Clay, and Glass_New_Space Heating_Natural Gas_Thermostat - Programmable_A_Achievable Technical Potential | F4 | Industrial | Stone, Clay, and Glass | New | Space Heating | Natural Gas | Thermostat - Programmable | A | Incremental Energy Savings (MWh or mTherms) | Achievable Technical Potential | 0 | 0 | 0 | 0 | 0 | 0.00017547 | 0.00020427 | 0.0002326 | 0.00026028 | 0.00028748 | 0.00031429 | 0.00033926 | 0.00036286 | 0.00038533 | 0.00040641 | 0.00042726 | 0.00044757 | 0.00046807 | 0.00048636 | 0.00050544 | 0.00052561 | 0.00054645 | 0.0005688 | 0.00059192 | 0.00061564 | 0.00037067 | 0.000396 | 0.00042123 | 0 | 0 | 0
F5_Industrial_Stone, Clay, and Glass_New_Space Heating_Natural Gas_Thermostat - Programmable_A_Achievable Technical Potential | F5 | Industrial | Stone, Clay, and Glass | New | Space Heating | Natural Gas | Thermostat - Programmable | A | Incremental Summer Peak Savings (MW) | Achievable Technical Potential | 0 | 0 | 0 | 0 | 0 | 0 | 0 | 0 | 0 | 0 | 0 | 0 | 0 | 0 | 0 | 0 | 0 | 0 | 0 | 0 | 0 | 0 | 0 | 0 | 0 | 0 | 0 | 0 | 0 | 0 | 0
F6_Industrial_Stone, Clay, and Glass_New_Space Heating_Natural Gas_Thermostat - Programmable_A_Achievable Technical Potential | F6 | Industrial | Stone, Clay, and Glass | New | Space Heating | Natural Gas | Thermostat - Programmable | A | Incremental Winter Peak Savings (MW) | Achievable Technical Potential | 0 | 0 | 0 | 0 | 0 | 0 | 0 | 0 | 0 | 0 | 0 | 0 | 0 | 0 | 0 | 0 | 0 | 0 | 0 | 0 | 0 | 0 | 0 | 0 | 0 | 0 | 0 | 0 | 0 | 0 | 0
F7_Industrial_Stone, Clay, and Glass_New_Space Heating_Natural Gas_Thermostat - Programmable_A_Achievable Technical Potential | F7 | Industrial | Stone, Clay, and Glass | New | Space Heating | Natural Gas | Thermostat - Programmable | A | Cumulative Energy Savings (MWh or mTherms) | Achievable Technical Potential | 0 | 0 | 0 | 0 | 0 | 0.00017547 | 0.00037669 | 0.00060369 | 0.00085598 | 0.0011329 | 0.0014344 | 0.0017539 | 0.0020901 | 0.0024421 | 0.0028088 | 0.0031933 | 0.003446 | 0.0036964 | 0.0039266 | 0.0041615 | 0.004402 | 0.0046466 | 0.0049029 | 0.005165 | 0.0054317 | 0.0054343 | 0.0054382 | 0.0054435 | 0 | 0 | 0
F8_Industrial_Stone, Clay, and Glass_New_Space Heating_Natural Gas_Thermostat - Programmable_A_Achievable Technical Potential | F8 | Industrial | Stone, Clay, and Glass | New | Space Heating | Natural Gas | Thermostat - Programmable | A | Cumulative Summer Peak Savings (MW) | Achievable Technical Potential | 0 | 0 | 0 | 0 | 0 | 0 | 0 | 0 | 0 | 0 | 0 | 0 | 0 | 0 | 0 | 0 | 0 | 0 | 0 | 0 | 0 | 0 | 0 | 0 | 0 | 0 | 0 | 0 | 0 | 0 | 0
F9_Industrial_Stone, Clay, and Glass_New_Space Heating_Natural Gas_Thermostat - Programmable_A_Achievable Technical Potential | F9 | Industrial | Stone, Clay, and Glass | New | Space Heating | Natural Gas | Thermostat - Programmable | A | Cumulative Winter Peak Savings (MW) | Achievable Technical Potential | 0 | 0 | 0 | 0 | 0 | 0 | 0 | 0 | 0 | 0 | 0 | 0 | 0 | 0 | 0 | 0 | 0 | 0 | 0 | 0 | 0 | 0 | 0 | 0 | 0 | 0 | 0 | 0 | 0 | 0 | 0
F10_Industrial_Stone, Clay, and Glass_New_Space Heating_Natural Gas_Thermostat - Programmable_A_Achievable Technical Potential | F10 | Industrial | Stone, Clay, and Glass | New | Space Heating | Natural Gas | Thermostat - Programmable | A | Purchases (Incremental) | Achievable Technical Potential | 0 | 0 | 0 | 0 | 0 | 28.429 | 33.6806 | 38.9293 | 44.1471 | 49.3677 | 54.5926 | 59.7511 | 64.8956 | 70.0296 | 75.0821 | 80.1538 | 85.1773 | 90.2013 | 95.2001 | 100.1543 | 105.1143 | 110.0539 | 114.9742 | 119.8766 | 124.7624 | 75.0821 | 80.1538 | 85.1773 | 90.2013 | 95.2001 | 100.1543
F11_Industrial_Stone, Clay, and Glass_New_Space Heating_Natural Gas_Thermostat - Programmable_A_Achievable Technical Potential | F11 | Industrial | Stone, Clay, and Glass | New | Space Heating | Natural Gas | Thermostat - Programmable | A | Purchases (Cumulative) | Achievable Technical Potential | 0 | 0 | 0 | 0 | 0 | 28.429 | 62.1095 | 101.0388 | 145.1859 | 194.5536 | 249.1461 | 308.8972 | 373.7928 | 443.8224 | 518.9044 | 599.0583 | 655.8066 | 712.3273 | 768.5981 | 824.6053 | 880.352 | 935.8133 | 991.0364 | 1046.0174 | 1100.7502 | 1100.7502 | 1100.7502 | 1100.7502 | 1100.7502 | 1100.7502 | 1100.7502
F1_Industrial_Stone, Clay, and Glass_New_Space Heating_Natural Gas_ENERGY STAR Connected Thermostat_A_Achievable Technical Potential | F1 | Industrial | Stone, Clay, and Glass | New | Space Heating | Natural Gas | ENERGY STAR Connected Thermostat | A | Integrated Unit Energy Savings (kWh or therms) | Achievable Technical Potential | 0 | 0 | 0 | 0 | 0 | 0.014527 | 0.014272 | 0.014058 | 0.01387 | 0.013697 | 0.01354 | 0.013352 | 0.013147 | 0.012936 | 0.012724 | 0.012529 | 0.01235 | 0.012196 | 0.012007 | 0.01186 | 0.011751 | 0.011668 | 0.011626 | 0.011603 | 0.011595 | 0.011602 | 0.011611 | 0.011623 | 0 | 0 | 0
F2_Industrial_Stone, Clay, and Glass_New_Space Heating_Natural Gas_ENERGY STAR Connected Thermostat_A_Achievable Technical Potential | F2 | Industrial | Stone, Clay, and Glass | New | Space Heating | Natural Gas | ENERGY STAR Connected Thermostat | A | Integrated Unit Summer Peak Savings (kW) | Achievable Technical Potential | 0 | 0 | 0 | 0 | 0 | 0 | 0 | 0 | 0 | 0 | 0 | 0 | 0 | 0 | 0 | 0 | 0 | 0 | 0 | 0 | 0 | 0 | 0 | 0 | 0 | 0 | 0 | 0 | 0 | 0 | 0
F3_Industrial_Stone, Clay, and Glass_New_Space Heating_Natural Gas_ENERGY STAR Connected Thermostat_A_Achievable Technical Potential | F3 | Industrial | Stone, Clay, and Glass | New | Space Heating | Natural Gas | ENERGY STAR Connected Thermostat | A | Integrated Unit Winter Peak Savings (kW) | Achievable Technical Potential | 0 | 0 | 0 | 0 | 0 | 0 | 0 | 0 | 0 | 0 | 0 | 0 | 0 | 0 | 0 | 0 | 0 | 0 | 0 | 0 | 0 | 0 | 0 | 0 | 0 | 0 | 0 | 0 | 0 | 0 | 0
F4_Industrial_Stone, Clay, and Glass_New_Space Heating_Natural Gas_ENERGY STAR Connected Thermostat_A_Achievable Technical Potential | F4 | Industrial | Stone, Clay, and Glass | New | Space Heating | Natural Gas | ENERGY STAR Connected Thermostat | A | Incremental Energy Savings (MWh or mTherms) | Achievable Technical Potential | 0 | 0 | 0 | 0 | 0 | 0.00041299 | 0.00048067 | 0.00054725 | 0.0006123 | 0.0006762 | 0.00073918 | 0.0007978 | 0.0008532 | 0.00090592 | 0.00095537 | 0.0010043 | 0.001052 | 0.0011001 | 0.001143 | 0.0011879 | 0.0012352 | 0.0012842 | 0.0013367 | 0.001391 | 0.0014467 | 0.0012195 | 0.0012778 | 0.0013363 | 0 | 0 | 0
F5_Industrial_Stone, Clay, and Glass_New_Space Heating_Natural Gas_ENERGY STAR Connected Thermostat_A_Achievable Technical Potential | F5 | Industrial | Stone, Clay, and Glass | New | Space Heating | Natural Gas | ENERGY STAR Connected Thermostat | A | Incremental Summer Peak Savings (MW) | Achievable Technical Potential | 0 | 0 | 0 | 0 | 0 | 0 | 0 | 0 | 0 | 0 | 0 | 0 | 0 | 0 | 0 | 0 | 0 | 0 | 0 | 0 | 0 | 0 | 0 | 0 | 0 | 0 | 0 | 0 | 0 | 0 | 0
F6_Industrial_Stone, Clay, and Glass_New_Space Heating_Natural Gas_ENERGY STAR Connected Thermostat_A_Achievable Technical Potential | F6 | Industrial | Stone, Clay, and Glass | New | Space Heating | Natural Gas | ENERGY STAR Connected Thermostat | A | Incremental Winter Peak Savings (MW) | Achievable Technical Potential | 0 | 0 | 0 | 0 | 0 | 0 | 0 | 0 | 0 | 0 | 0 | 0 | 0 | 0 | 0 | 0 | 0 | 0 | 0 | 0 | 0 | 0 | 0 | 0 | 0 | 0 | 0 | 0 | 0 | 0 | 0
F7_Industrial_Stone, Clay, and Glass_New_Space Heating_Natural Gas_ENERGY STAR Connected Thermostat_A_Achievable Technical Potential | F7 | Industrial | Stone, Clay, and Glass | New | Space Heating | Natural Gas | ENERGY STAR Connected Thermostat | A | Cumulative Energy Savings (MWh or mTherms) | Achievable Technical Potential | 0 | 0 | 0 | 0 | 0 | 0.00041299 | 0.0008864 | 0.0014204 | 0.0020137 | 0.0026648 | 0.0029885 | 0.0032951 | 0.003586 | 0.0038633 | 0.0041272 | 0.0043842 | 0.0046356 | 0.0048863 | 0.0051126 | 0.0053476 | 0.0055917 | 0.0058426 | 0.0061093 | 0.0063838 | 0.0066649 | 0.0066685 | 0.0066737 | 0.0066806 | 0 | 0 | 0
F8_Industrial_Stone, Clay, and Glass_New_Space Heating_Natural Gas_ENERGY STAR Connected Thermostat_A_Achievable Technical Potential | F8 | Industrial | Stone, Clay, and Glass | New | Space Heating | Natural Gas | ENERGY STAR Connected Thermostat | A | Cumulative Summer Peak Savings (MW) | Achievable Technical Potential | 0 | 0 | 0 | 0 | 0 | 0 | 0 | 0 | 0 | 0 | 0 | 0 | 0 | 0 | 0 | 0 | 0 | 0 | 0 | 0 | 0 | 0 | 0 | 0 | 0 | 0 | 0 | 0 | 0 | 0 | 0
F9_Industrial_Stone, Clay, and Glass_New_Space Heating_Natural Gas_ENERGY STAR Connected Thermostat_A_Achievable Technical Potential | F9 | Industrial | Stone, Clay, and Glass | New | Space Heating | Natural Gas | ENERGY STAR Connected Thermostat | A | Cumulative Winter Peak Savings (MW) | Achievable Technical Potential | 0 | 0 | 0 | 0 | 0 | 0 | 0 | 0 | 0 | 0 | 0 | 0 | 0 | 0 | 0 | 0 | 0 | 0 | 0 | 0 | 0 | 0 | 0 | 0 | 0 | 0 | 0 | 0 | 0 | 0 | 0
F10_Industrial_Stone, Clay, and Glass_New_Space Heating_Natural Gas_ENERGY STAR Connected Thermostat_A_Achievable Technical Potential | F10 | Industrial | Stone, Clay, and Glass | New | Space Heating | Natural Gas | ENERGY STAR Connected Thermostat | A | Purchases (Incremental) | Achievable Technical Potential | 0 | 0 | 0 | 0 | 0 | 28.429 | 33.6806 | 38.9293 | 44.1471 | 49.3677 | 54.5926 | 59.7511 | 64.8956 | 70.0296 | 75.0821 | 80.1538 | 85.1773 | 90.2013 | 95.2001 | 100.1543 | 105.1143 | 110.0539 | 114.9742 | 119.8766 | 124.7624 | 105.1143 | 110.0539 | 114.9742 | 119.8766 | 124.7624 | 105.1143
F11_Industrial_Stone, Clay, and Glass_New_Space Heating_Natural Gas_ENERGY STAR Connected Thermostat_A_Achievable Technical Potential | F11 | Industrial | Stone, Clay, and Glass | New | Space Heating | Natural Gas | ENERGY STAR Connected Thermostat | A | Purchases (Cumulative) | Achievable Technical Potential | 0 | 0 | 0 | 0 | 0 | 28.429 | 62.1095 | 101.0388 | 145.1859 | 194.5536 | 220.7171 | 246.7877 | 272.7539 | 298.6365 | 324.3509 | 349.9122 | 375.3383 | 400.644 | 425.8146 | 450.8868 | 475.8473 | 500.7239 | 525.4968 | 550.1733 | 574.7814 | 574.7814 | 574.7814 | 574.7814 | 574.7814 | 574.7814 | 574.7814
F1_Industrial_Stone, Clay, and Glass_New_Space Heating_Natural Gas_Destratification Fans (HVLS)_A_Achievable Technical Potential | F1 | Industrial | Stone, Clay, and Glass | New | Space Heating | Natural Gas | Destratification Fans (HVLS) | A | Integrated Unit Energy Savings (kWh or therms) | Achievable Technical Potential | 0 | 0 | 0 | 0 | 0 | 0.014537 | 0.014289 | 0.014082 | 0.0139 | 0.013733 | 0.013581 | 0.013399 | 0.013198 | 0.012992 | 0.012784 | 0.01259 | 0.012412 | 0.012259 | 0.012069 | 0.011923 | 0.011815 | 0.011732 | 0.01169 | 0.011668 | 0.011661 | 0.011665 | 0.011672 | 0.011682 | 0 | 0 | 0
F2_Industrial_Stone, Clay, and Glass_New_Space Heating_Natural Gas_Destratification Fans (HVLS)_A_Achievable Technical Potential | F2 | Industrial | Stone, Clay, and Glass | New | Space Heating | Natural Gas | Destratification Fans (HVLS) | A | Integrated Unit Summer Peak Savings (kW) | Achievable Technical Potential | 0 | 0 | 0 | 0 | 0 | 0 | 0 | 0 | 0 | 0 | 0 | 0 | 0 | 0 | 0 | 0 | 0 | 0 | 0 | 0 | 0 | 0 | 0 | 0 | 0 | 0 | 0 | 0 | 0 | 0 | 0
F3_Industrial_Stone, Clay, and Glass_New_Space Heating_Natural Gas_Destratification Fans (HVLS)_A_Achievable Technical Potential | F3 | Industrial | Stone, Clay, and Glass | New | Space Heating | Natural Gas | Destratification Fans (HVLS) | A | Integrated Unit Winter Peak Savings (kW) | Achievable Technical Potential | 0 | 0 | 0 | 0 | 0 | 0 | 0 | 0 | 0 | 0 | 0 | 0 | 0 | 0 | 0 | 0 | 0 | 0 | 0 | 0 | 0 | 0 | 0 | 0 | 0 | 0 | 0 | 0 | 0 | 0 | 0
F4_Industrial_Stone, Clay, and Glass_New_Space Heating_Natural Gas_Destratification Fans (HVLS)_A_Achievable Technical Potential | F4 | Industrial | Stone, Clay, and Glass | New | Space Heating | Natural Gas | Destratification Fans (HVLS) | A | Incremental Energy Savings (MWh or mTherms) | Achievable Technical Potential | 0 | 0 | 0 | 0 | 0 | 0.00041327 | 0.00048127 | 0.0005482 | 0.00061366 | 0.00067799 | 0.00074145 | 0.00080058 | 0.00085651 | 0.00090979 | 0.00095982 | 0.0010092 | 0.0010572 | 0.0011057 | 0.001149 | 0.0011942 | 0.0012419 | 0.0012912 | 0.0013441 | 0.0013988 | 0.0014549 | 0.000935 | 0.00099418 | 0.0010537 | 0 | 0 | 0
F5_Industrial_Stone, Clay, and Glass_New_Space Heating_Natural Gas_Destratification Fans (HVLS)_A_Achievable Technical Potential | F5 | Industrial | Stone, Clay, and Glass | New | Space Heating | Natural Gas | Destratification Fans (HVLS) | A | Incremental Summer Peak Savings (MW) | Achievable Technical Potential | 0 | 0 | 0 | 0 | 0 | 0 | 0 | 0 | 0 | 0 | 0 | 0 | 0 | 0 | 0 | 0 | 0 | 0 | 0 | 0 | 0 | 0 | 0 | 0 | 0 | 0 | 0 | 0 | 0 | 0 | 0
F6_Industrial_Stone, Clay, and Glass_New_Space Heating_Natural Gas_Destratification Fans (HVLS)_A_Achievable Technical Potential | F6 | Industrial | Stone, Clay, and Glass | New | Space Heating | Natural Gas | Destratification Fans (HVLS) | A | Incremental Winter Peak Savings (MW) | Achievable Technical Potential | 0 | 0 | 0 | 0 | 0 | 0 | 0 | 0 | 0 | 0 | 0 | 0 | 0 | 0 | 0 | 0 | 0 | 0 | 0 | 0 | 0 | 0 | 0 | 0 | 0 | 0 | 0 | 0 | 0 | 0 | 0
F7_Industrial_Stone, Clay, and Glass_New_Space Heating_Natural Gas_Destratification Fans (HVLS)_A_Achievable Technical Potential | F7 | Industrial | Stone, Clay, and Glass | New | Space Heating | Natural Gas | Destratification Fans (HVLS) | A | Cumulative Energy Savings (MWh or mTherms) | Achievable Technical Potential | 0 | 0 | 0 | 0 | 0 | 0.00041327 | 0.0008875 | 0.0014228 | 0.0020181 | 0.0026719 | 0.0033838 | 0.0041388 | 0.0049334 | 0.0057659 | 0.0066335 | 0.0071845 | 0.0077219 | 0.0082549 | 0.0087437 | 0.0092434 | 0.009756 | 0.010278 | 0.010827 | 0.011388 | 0.01196 | 0.011964 | 0.011971 | 0.011982 | 0 | 0 | 0
F8_Industrial_Stone, Clay, and Glass_New_Space Heating_Natural Gas_Destratification Fans (HVLS)_A_Achievable Technical Potential | F8 | Industrial | Stone, Clay, and Glass | New | Space Heating | Natural Gas | Destratification Fans (HVLS) | A | Cumulative Summer Peak Savings (MW) | Achievable Technical Potential | 0 | 0 | 0 | 0 | 0 | 0 | 0 | 0 | 0 | 0 | 0 | 0 | 0 | 0 | 0 | 0 | 0 | 0 | 0 | 0 | 0 | 0 | 0 | 0 | 0 | 0 | 0 | 0 | 0 | 0 | 0
F9_Industrial_Stone, Clay, and Glass_New_Space Heating_Natural Gas_Destratification Fans (HVLS)_A_Achievable Technical Potential | F9 | Industrial | Stone, Clay, and Glass | New | Space Heating | Natural Gas | Destratification Fans (HVLS) | A | Cumulative Winter Peak Savings (MW) | Achievable Technical Potential | 0 | 0 | 0 | 0 | 0 | 0 | 0 | 0 | 0 | 0 | 0 | 0 | 0 | 0 | 0 | 0 | 0 | 0 | 0 | 0 | 0 | 0 | 0 | 0 | 0 | 0 | 0 | 0 | 0 | 0 | 0
F10_Industrial_Stone, Clay, and Glass_New_Space Heating_Natural Gas_Destratification Fans (HVLS)_A_Achievable Technical Potential | F10 | Industrial | Stone, Clay, and Glass | New | Space Heating | Natural Gas | Destratification Fans (HVLS) | A | Purchases (Incremental) | Achievable Technical Potential | 0 | 0 | 0 | 0 | 0 | 28.429 | 33.6806 | 38.9293 | 44.1471 | 49.3677 | 54.5926 | 59.7511 | 64.8956 | 70.0296 | 75.0821 | 80.1538 | 85.1773 | 90.2013 | 95.2001 | 100.1543 | 105.1143 | 110.0539 | 114.9742 | 119.8766 | 124.7624 | 80.1538 | 85.1773 | 90.2013 | 95.2001 | 100.1543 | 105.1143
F11_Industrial_Stone, Clay, and Glass_New_Space Heating_Natural Gas_Destratification Fans (HVLS)_A_Achievable Technical Potential | F11 | Industrial | Stone, Clay, and Glass | New | Space Heating | Natural Gas | Destratification Fans (HVLS) | A | Purchases (Cumulative) | Achievable Technical Potential | 0 | 0 | 0 | 0 | 0 | 28.429 | 62.1095 | 101.0388 | 145.1859 | 194.5536 | 249.1461 | 308.8972 | 373.7928 | 443.8224 | 518.9044 | 570.6293 | 622.126 | 673.398 | 724.451 | 775.2376 | 825.7594 | 876.0622 | 926.1408 | 975.9879 | 1025.6682 | 1025.6682 | 1025.6682 | 1025.6682 | 1025.6682 | 1025.6682 | 1025.6682
F1_Industrial_Stone, Clay, and Glass_New_Space Heating_Natural Gas_Gas Boiler - Insulate Steam Lines/Condensate Tank_A_Achievable Technical Potential | F1 | Industrial | Stone, Clay, and Glass | New | Space Heating | Natural Gas | Gas Boiler - Insulate Steam Lines/Condensate Tank | A | Integrated Unit Energy Savings (kWh or therms) | Achievable Technical Potential | 0 | 0 | 0 | 0 | 0 | 0 | 0 | 0 | 0 | 0 | 0 | 0 | 0 | 0 | 0 | 0 | 0 | 0 | 0 | 0 | 0 | 0 | 0 | 0 | 0 | 0 | 0 | 0 | 0 | 0 | 0
F2_Industrial_Stone, Clay, and Glass_New_Space Heating_Natural Gas_Gas Boiler - Insulate Steam Lines/Condensate Tank_A_Achievable Technical Potential | F2 | Industrial | Stone, Clay, and Glass | New | Space Heating | Natural Gas | Gas Boiler - Insulate Steam Lines/Condensate Tank | A | Integrated Unit Summer Peak Savings (kW) | Achievable Technical Potential | 0 | 0 | 0 | 0 | 0 | 0 | 0 | 0 | 0 | 0 | 0 | 0 | 0 | 0 | 0 | 0 | 0 | 0 | 0 | 0 | 0 | 0 | 0 | 0 | 0 | 0 | 0 | 0 | 0 | 0 | 0
F3_Industrial_Stone, Clay, and Glass_New_Space Heating_Natural Gas_Gas Boiler - Insulate Steam Lines/Condensate Tank_A_Achievable Technical Potential | F3 | Industrial | Stone, Clay, and Glass | New | Space Heating | Natural Gas | Gas Boiler - Insulate Steam Lines/Condensate Tank | A | Integrated Unit Winter Peak Savings (kW) | Achievable Technical Potential | 0 | 0 | 0 | 0 | 0 | 0 | 0 | 0 | 0 | 0 | 0 | 0 | 0 | 0 | 0 | 0 | 0 | 0 | 0 | 0 | 0 | 0 | 0 | 0 | 0 | 0 | 0 | 0 | 0 | 0 | 0
F4_Industrial_Stone, Clay, and Glass_New_Space Heating_Natural Gas_Gas Boiler - Insulate Steam Lines/Condensate Tank_A_Achievable Technical Potential | F4 | Industrial | Stone, Clay, and Glass | New | Space Heating | Natural Gas | Gas Boiler - Insulate Steam Lines/Condensate Tank | A | Incremental Energy Savings (MWh or mTherms) | Achievable Technical Potential | 0 | 0 | 0 | 0 | 0 | 0 | 0 | 0 | 0 | 0 | 0 | 0 | 0 | 0 | 0 | 0 | 0 | 0 | 0 | 0 | 0 | 0 | 0 | 0 | 0 | 0 | 0 | 0 | 0 | 0 | 0
F5_Industrial_Stone, Clay, and Glass_New_Space Heating_Natural Gas_Gas Boiler - Insulate Steam Lines/Condensate Tank_A_Achievable Technical Potential | F5 | Industrial | Stone, Clay, and Glass | New | Space Heating | Natural Gas | Gas Boiler - Insulate Steam Lines/Condensate Tank | A | Incremental Summer Peak Savings (MW) | Achievable Technical Potential | 0 | 0 | 0 | 0 | 0 | 0 | 0 | 0 | 0 | 0 | 0 | 0 | 0 | 0 | 0 | 0 | 0 | 0 | 0 | 0 | 0 | 0 | 0 | 0 | 0 | 0 | 0 | 0 | 0 | 0 | 0
F6_Industrial_Stone, Clay, and Glass_New_Space Heating_Natural Gas_Gas Boiler - Insulate Steam Lines/Condensate Tank_A_Achievable Technical Potential | F6 | Industrial | Stone, Clay, and Glass | New | Space Heating | Natural Gas | Gas Boiler - Insulate Steam Lines/Condensate Tank | A | Incremental Winter Peak Savings (MW) | Achievable Technical Potential | 0 | 0 | 0 | 0 | 0 | 0 | 0 | 0 | 0 | 0 | 0 | 0 | 0 | 0 | 0 | 0 | 0 | 0 | 0 | 0 | 0 | 0 | 0 | 0 | 0 | 0 | 0 | 0 | 0 | 0 | 0
F7_Industrial_Stone, Clay, and Glass_New_Space Heating_Natural Gas_Gas Boiler - Insulate Steam Lines/Condensate Tank_A_Achievable Technical Potential | F7 | Industrial | Stone, Clay, and Glass | New | Space Heating | Natural Gas | Gas Boiler - Insulate Steam Lines/Condensate Tank | A | Cumulative Energy Savings (MWh or mTherms) | Achievable Technical Potential | 0 | 0 | 0 | 0 | 0 | 0 | 0 | 0 | 0 | 0 | 0 | 0 | 0 | 0 | 0 | 0 | 0 | 0 | 0 | 0 | 0 | 0 | 0 | 0 | 0 | 0 | 0 | 0 | 0 | 0 | 0
F8_Industrial_Stone, Clay, and Glass_New_Space Heating_Natural Gas_Gas Boiler - Insulate Steam Lines/Condensate Tank_A_Achievable Technical Potential | F8 | Industrial | Stone, Clay, and Glass | New | Space Heating | Natural Gas | Gas Boiler - Insulate Steam Lines/Condensate Tank | A | Cumulative Summer Peak Savings (MW) | Achievable Technical Potential | 0 | 0 | 0 | 0 | 0 | 0 | 0 | 0 | 0 | 0 | 0 | 0 | 0 | 0 | 0 | 0 | 0 | 0 | 0 | 0 | 0 | 0 | 0 | 0 | 0 | 0 | 0 | 0 | 0 | 0 | 0
F9_Industrial_Stone, Clay, and Glass_New_Space Heating_Natural Gas_Gas Boiler - Insulate Steam Lines/Condensate Tank_A_Achievable Technical Potential | F9 | Industrial | Stone, Clay, and Glass | New | Space Heating | Natural Gas | Gas Boiler - Insulate Steam Lines/Condensate Tank | A | Cumulative Winter Peak Savings (MW) | Achievable Technical Potential | 0 | 0 | 0 | 0 | 0 | 0 | 0 | 0 | 0 | 0 | 0 | 0 | 0 | 0 | 0 | 0 | 0 | 0 | 0 | 0 | 0 | 0 | 0 | 0 | 0 | 0 | 0 | 0 | 0 | 0 | 0
F10_Industrial_Stone, Clay, and Glass_New_Space Heating_Natural Gas_Gas Boiler - Insulate Steam Lines/Condensate Tank_A_Achievable Technical Potential | F10 | Industrial | Stone, Clay, and Glass | New | Space Heating | Natural Gas | Gas Boiler - Insulate Steam Lines/Condensate Tank | A | Purchases (Incremental) | Achievable Technical Potential | 0 | 0 | 0 | 0 | 0 | 0 | 0 | 0 | 0 | 0 | 0 | 0 | 0 | 0 | 0 | 0 | 0 | 0 | 0 | 0 | 0 | 0 | 0 | 0 | 0 | 0 | 0 | 0 | 0 | 0 | 0
F11_Industrial_Stone, Clay, and Glass_New_Space Heating_Natural Gas_Gas Boiler - Insulate Steam Lines/Condensate Tank_A_Achievable Technical Potential | F11 | Industrial | Stone, Clay, and Glass | New | Space Heating | Natural Gas | Gas Boiler - Insulate Steam Lines/Condensate Tank | A | Purchases (Cumulative) | Achievable Technical Potential | 0 | 0 | 0 | 0 | 0 | 0 | 0 | 0 | 0 | 0 | 0 | 0 | 0 | 0 | 0 | 0 | 0 | 0 | 0 | 0 | 0 | 0 | 0 | 0 | 0 | 0 | 0 | 0 | 0 | 0 | 0
F1_Industrial_Stone, Clay, and Glass_New_Process_Natural Gas_Gas Boiler - Insulate Steam Lines/Condensate Tank_A_Achievable Technical Potential | F1 | Industrial | Stone, Clay, and Glass | New | Process | Natural Gas | Gas Boiler - Insulate Steam Lines/Condensate Tank | A | Integrated Unit Energy Savings (kWh or therms) | Achievable Technical Potential | 0 | 0 | 0 | 0 | 0 | 45.5003 | 45.4251 | 45.3582 | 45.2965 | 45.2384 | 45.2071 | 45.1857 | 45.1718 | 45.1634 | 45.1589 | 45.1577 | 45.1588 | 45.1616 | 45.1656 | 45.1703 | 45.1756 | 45.1848 | 45.1931 | 45.2007 | 45.2077 | 45.222 | 45.2352 | 45.2475 | 45.5894 | 45.5894 | 45.5894
F2_Industrial_Stone, Clay, and Glass_New_Process_Natural Gas_Gas Boiler - Insulate Steam Lines/Condensate Tank_A_Achievable Technical Potential | F2 | Industrial | Stone, Clay, and Glass | New | Process | Natural Gas | Gas Boiler - Insulate Steam Lines/Condensate Tank | A | Integrated Unit Summer Peak Savings (kW) | Achievable Technical Potential | 0 | 0 | 0 | 0 | 0 | 0 | 0 | 0 | 0 | 0 | 0 | 0 | 0 | 0 | 0 | 0 | 0 | 0 | 0 | 0 | 0 | 0 | 0 | 0 | 0 | 0 | 0 | 0 | 0 | 0 | 0
F3_Industrial_Stone, Clay, and Glass_New_Process_Natural Gas_Gas Boiler - Insulate Steam Lines/Condensate Tank_A_Achievable Technical Potential | F3 | Industrial | Stone, Clay, and Glass | New | Process | Natural Gas | Gas Boiler - Insulate Steam Lines/Condensate Tank | A | Integrated Unit Winter Peak Savings (kW) | Achievable Technical Potential | 0 | 0 | 0 | 0 | 0 | 0 | 0 | 0 | 0 | 0 | 0 | 0 | 0 | 0 | 0 | 0 | 0 | 0 | 0 | 0 | 0 | 0 | 0 | 0 | 0 | 0 | 0 | 0 | 0 | 0 | 0
F4_Industrial_Stone, Clay, and Glass_New_Process_Natural Gas_Gas Boiler - Insulate Steam Lines/Condensate Tank_A_Achievable Technical Potential | F4 | Industrial | Stone, Clay, and Glass | New | Process | Natural Gas | Gas Boiler - Insulate Steam Lines/Condensate Tank | A | Incremental Energy Savings (MWh or mTherms) | Achievable Technical Potential | 0 | 0 | 0 | 0 | 0 | 0.0029274 | 0.0034624 | 0.0039961 | 0.0045255 | 0.0050542 | 0.0055853 | 0.0061101 | 0.0066342 | 0.0071577 | 0.0076733 | 0.0081914 | 0.008705 | 0.009219 | 0.0097308 | 0.010238 | 0.010747 | 0.011254 | 0.011759 | 0.012263 | 0.012764 | 0.0029095 | 0.0034479 | 0.0039863 | 0.0045548 | 0.0050934 | 0.0056325
F5_Industrial_Stone, Clay, and Glass_New_Process_Natural Gas_Gas Boiler - Insulate Steam Lines/Condensate Tank_A_Achievable Technical Potential | F5 | Industrial | Stone, Clay, and Glass | New | Process | Natural Gas | Gas Boiler - Insulate Steam Lines/Condensate Tank | A | Incremental Summer Peak Savings (MW) | Achievable Technical Potential | 0 | 0 | 0 | 0 | 0 | 0 | 0 | 0 | 0 | 0 | 0 | 0 | 0 | 0 | 0 | 0 | 0 | 0 | 0 | 0 | 0 | 0 | 0 | 0 | 0 | 0 | 0 | 0 | 0 | 0 | 0
F6_Industrial_Stone, Clay, and Glass_New_Process_Natural Gas_Gas Boiler - Insulate Steam Lines/Condensate Tank_A_Achievable Technical Potential | F6 | Industrial | Stone, Clay, and Glass | New | Process | Natural Gas | Gas Boiler - Insulate Steam Lines/Condensate Tank | A | Incremental Winter Peak Savings (MW) | Achievable Technical Potential | 0 | 0 | 0 | 0 | 0 | 0 | 0 | 0 | 0 | 0 | 0 | 0 | 0 | 0 | 0 | 0 | 0 | 0 | 0 | 0 | 0 | 0 | 0 | 0 | 0 | 0 | 0 | 0 | 0 | 0 | 0
F7_Industrial_Stone, Clay, and Glass_New_Process_Natural Gas_Gas Boiler - Insulate Steam Lines/Condensate Tank_A_Achievable Technical Potential | F7 | Industrial | Stone, Clay, and Glass | New | Process | Natural Gas | Gas Boiler - Insulate Steam Lines/Condensate Tank | A | Cumulative Energy Savings (MWh or mTherms) | Achievable Technical Potential | 0 | 0 | 0 | 0 | 0 | 0.0029274 | 0.006385 | 0.010372 | 0.014883 | 0.019918 | 0.02549 | 0.031588 | 0.038212 | 0.045363 | 0.053031 | 0.061222 | 0.069928 | 0.079152 | 0.088889 | 0.099137 | 0.10989 | 0.12117 | 0.13295 | 0.14524 | 0.15802 | 0.15807 | 0.15812 | 0.15816 | 0 | 0 | 0
F8_Industrial_Stone, Clay, and Glass_New_Process_Natural Gas_Gas Boiler - Insulate Steam Lines/Condensate Tank_A_Achievable Technical Potential | F8 | Industrial | Stone, Clay, and Glass | New | Process | Natural Gas | Gas Boiler - Insulate Steam Lines/Condensate Tank | A | Cumulative Summer Peak Savings (MW) | Achievable Technical Potential | 0 | 0 | 0 | 0 | 0 | 0 | 0 | 0 | 0 | 0 | 0 | 0 | 0 | 0 | 0 | 0 | 0 | 0 | 0 | 0 | 0 | 0 | 0 | 0 | 0 | 0 | 0 | 0 | 0 | 0 | 0
F9_Industrial_Stone, Clay, and Glass_New_Process_Natural Gas_Gas Boiler - Insulate Steam Lines/Condensate Tank_A_Achievable Technical Potential | F9 | Industrial | Stone, Clay, and Glass | New | Process | Natural Gas | Gas Boiler - Insulate Steam Lines/Condensate Tank | A | Cumulative Winter Peak Savings (MW) | Achievable Technical Potential | 0 | 0 | 0 | 0 | 0 | 0 | 0 | 0 | 0 | 0 | 0 | 0 | 0 | 0 | 0 | 0 | 0 | 0 | 0 | 0 | 0 | 0 | 0 | 0 | 0 | 0 | 0 | 0 | 0 | 0 | 0
F10_Industrial_Stone, Clay, and Glass_New_Process_Natural Gas_Gas Boiler - Insulate Steam Lines/Condensate Tank_A_Achievable Technical Potential | F10 | Industrial | Stone, Clay, and Glass | New | Process | Natural Gas | Gas Boiler - Insulate Steam Lines/Condensate Tank | A | Purchases (Incremental) | Achievable Technical Potential | 0 | 0 | 0 | 0 | 0 | 0.064338 | 0.076222 | 0.088101 | 0.099909 | 0.11172 | 0.12355 | 0.13522 | 0.14687 | 0.15848 | 0.16992 | 0.1814 | 0.19276 | 0.20413 | 0.21545 | 0.22666 | 0.23788 | 0.24906 | 0.2602 | 0.27129 | 0.28235 | 0.064338 | 0.076222 | 0.088101 | 0.099909 | 0.11172 | 0.12355
F11_Industrial_Stone, Clay, and Glass_New_Process_Natural Gas_Gas Boiler - Insulate Steam Lines/Condensate Tank_A_Achievable Technical Potential | F11 | Industrial | Stone, Clay, and Glass | New | Process | Natural Gas | Gas Boiler - Insulate Steam Lines/Condensate Tank | A | Purchases (Cumulative) | Achievable Technical Potential | 0 | 0 | 0 | 0 | 0 | 0.064338 | 0.14056 | 0.22866 | 0.32857 | 0.44029 | 0.56384 | 0.69906 | 0.84593 | 1.0044 | 1.1743 | 1.3557 | 1.5485 | 1.7526 | 1.9681 | 2.1947 | 2.4326 | 2.6817 | 2.9419 | 3.2132 | 3.4955 | 3.4955 | 3.4955 | 3.4955 | 3.4955 | 3.4955 | 3.4955
F1_Industrial_Stone, Clay, and Glass_New_Space Heating_Natural Gas_Gas Boiler - Insulate Hot Water Lines_A_Achievable Technical Potential | F1 | Industrial | Stone, Clay, and Glass | New | Space Heating | Natural Gas | Gas Boiler - Insulate Hot Water Lines | A | Integrated Unit Energy Savings (kWh or therms) | Achievable Technical Potential | 0 | 0 | 0 | 0 | 0 | 0 | 0 | 0 | 0 | 0 | 0 | 0 | 0 | 0 | 0 | 0 | 0 | 0 | 0 | 0 | 0 | 0 | 0 | 0 | 0 | 0 | 0 | 0 | 0 | 0 | 0
F2_Industrial_Stone, Clay, and Glass_New_Space Heating_Natural Gas_Gas Boiler - Insulate Hot Water Lines_A_Achievable Technical Potential | F2 | Industrial | Stone, Clay, and Glass | New | Space Heating | Natural Gas | Gas Boiler - Insulate Hot Water Lines | A | Integrated Unit Summer Peak Savings (kW) | Achievable Technical Potential | 0 | 0 | 0 | 0 | 0 | 0 | 0 | 0 | 0 | 0 | 0 | 0 | 0 | 0 | 0 | 0 | 0 | 0 | 0 | 0 | 0 | 0 | 0 | 0 | 0 | 0 | 0 | 0 | 0 | 0 | 0
F3_Industrial_Stone, Clay, and Glass_New_Space Heating_Natural Gas_Gas Boiler - Insulate Hot Water Lines_A_Achievable Technical Potential | F3 | Industrial | Stone, Clay, and Glass | New | Space Heating | Natural Gas | Gas Boiler - Insulate Hot Water Lines | A | Integrated Unit Winter Peak Savings (kW) | Achievable Technical Potential | 0 | 0 | 0 | 0 | 0 | 0 | 0 | 0 | 0 | 0 | 0 | 0 | 0 | 0 | 0 | 0 | 0 | 0 | 0 | 0 | 0 | 0 | 0 | 0 | 0 | 0 | 0 | 0 | 0 | 0 | 0
F4_Industrial_Stone, Clay, and Glass_New_Space Heating_Natural Gas_Gas Boiler - Insulate Hot Water Lines_A_Achievable Technical Potential | F4 | Industrial | Stone, Clay, and Glass | New | Space Heating | Natural Gas | Gas Boiler - Insulate Hot Water Lines | A | Incremental Energy Savings (MWh or mTherms) | Achievable Technical Potential | 0 | 0 | 0 | 0 | 0 | 0 | 0 | 0 | 0 | 0 | 0 | 0 | 0 | 0 | 0 | 0 | 0 | 0 | 0 | 0 | 0 | 0 | 0 | 0 | 0 | 0 | 0 | 0 | 0 | 0 | 0
F5_Industrial_Stone, Clay, and Glass_New_Space Heating_Natural Gas_Gas Boiler - Insulate Hot Water Lines_A_Achievable Technical Potential | F5 | Industrial | Stone, Clay, and Glass | New | Space Heating | Natural Gas | Gas Boiler - Insulate Hot Water Lines | A | Incremental Summer Peak Savings (MW) | Achievable Technical Potential | 0 | 0 | 0 | 0 | 0 | 0 | 0 | 0 | 0 | 0 | 0 | 0 | 0 | 0 | 0 | 0 | 0 | 0 | 0 | 0 | 0 | 0 | 0 | 0 | 0 | 0 | 0 | 0 | 0 | 0 | 0
F6_Industrial_Stone, Clay, and Glass_New_Space Heating_Natural Gas_Gas Boiler - Insulate Hot Water Lines_A_Achievable Technical Potential | F6 | Industrial | Stone, Clay, and Glass | New | Space Heating | Natural Gas | Gas Boiler - Insulate Hot Water Lines | A | Incremental Winter Peak Savings (MW) | Achievable Technical Potential | 0 | 0 | 0 | 0 | 0 | 0 | 0 | 0 | 0 | 0 | 0 | 0 | 0 | 0 | 0 | 0 | 0 | 0 | 0 | 0 | 0 | 0 | 0 | 0 | 0 | 0 | 0 | 0 | 0 | 0 | 0
F7_Industrial_Stone, Clay, and Glass_New_Space Heating_Natural Gas_Gas Boiler - Insulate Hot Water Lines_A_Achievable Technical Potential | F7 | Industrial | Stone, Clay, and Glass | New | Space Heating | Natural Gas | Gas Boiler - Insulate Hot Water Lines | A | Cumulative Energy Savings (MWh or mTherms) | Achievable Technical Potential | 0 | 0 | 0 | 0 | 0 | 0 | 0 | 0 | 0 | 0 | 0 | 0 | 0 | 0 | 0 | 0 | 0 | 0 | 0 | 0 | 0 | 0 | 0 | 0 | 0 | 0 | 0 | 0 | 0 | 0 | 0
F8_Industrial_Stone, Clay, and Glass_New_Space Heating_Natural Gas_Gas Boiler - Insulate Hot Water Lines_A_Achievable Technical Potential | F8 | Industrial | Stone, Clay, and Glass | New | Space Heating | Natural Gas | Gas Boiler - Insulate Hot Water Lines | A | Cumulative Summer Peak Savings (MW) | Achievable Technical Potential | 0 | 0 | 0 | 0 | 0 | 0 | 0 | 0 | 0 | 0 | 0 | 0 | 0 | 0 | 0 | 0 | 0 | 0 | 0 | 0 | 0 | 0 | 0 | 0 | 0 | 0 | 0 | 0 | 0 | 0 | 0
F9_Industrial_Stone, Clay, and Glass_New_Space Heating_Natural Gas_Gas Boiler - Insulate Hot Water Lines_A_Achievable Technical Potential | F9 | Industrial | Stone, Clay, and Glass | New | Space Heating | Natural Gas | Gas Boiler - Insulate Hot Water Lines | A | Cumulative Winter Peak Savings (MW) | Achievable Technical Potential | 0 | 0 | 0 | 0 | 0 | 0 | 0 | 0 | 0 | 0 | 0 | 0 | 0 | 0 | 0 | 0 | 0 | 0 | 0 | 0 | 0 | 0 | 0 | 0 | 0 | 0 | 0 | 0 | 0 | 0 | 0
F10_Industrial_Stone, Clay, and Glass_New_Space Heating_Natural Gas_Gas Boiler - Insulate Hot Water Lines_A_Achievable Technical Potential | F10 | Industrial | Stone, Clay, and Glass | New | Space Heating | Natural Gas | Gas Boiler - Insulate Hot Water Lines | A | Purchases (Incremental) | Achievable Technical Potential | 0 | 0 | 0 | 0 | 0 | 0 | 0 | 0 | 0 | 0 | 0 | 0 | 0 | 0 | 0 | 0 | 0 | 0 | 0 | 0 | 0 | 0 | 0 | 0 | 0 | 0 | 0 | 0 | 0 | 0 | 0
F11_Industrial_Stone, Clay, and Glass_New_Space Heating_Natural Gas_Gas Boiler - Insulate Hot Water Lines_A_Achievable Technical Potential | F11 | Industrial | Stone, Clay, and Glass | New | Space Heating | Natural Gas | Gas Boiler - Insulate Hot Water Lines | A | Purchases (Cumulative) | Achievable Technical Potential | 0 | 0 | 0 | 0 | 0 | 0 | 0 | 0 | 0 | 0 | 0 | 0 | 0 | 0 | 0 | 0 | 0 | 0 | 0 | 0 | 0 | 0 | 0 | 0 | 0 | 0 | 0 | 0 | 0 | 0 | 0
F1_Industrial_Stone, Clay, and Glass_New_Process_Natural Gas_Gas Boiler - Insulate Hot Water Lines_A_Achievable Technical Potential | F1 | Industrial | Stone, Clay, and Glass | New | Process | Natural Gas | Gas Boiler - Insulate Hot Water Lines | A | Integrated Unit Energy Savings (kWh or therms) | Achievable Technical Potential | 0 | 0 | 0 | 0 | 0 | 51.4306 | 51.3465 | 51.2716 | 51.2026 | 51.1375 | 51.1028 | 51.0792 | 51.064 | 51.0551 | 51.0506 | 51.0498 | 51.0516 | 51.0554 | 51.0605 | 51.0662 | 51.0728 | 51.0837 | 51.0937 | 51.1028 | 51.1112 | 51.1269 | 51.1415 | 51.1549 | 51.5303 | 51.5303 | 51.5303
F2_Industrial_Stone, Clay, and Glass_New_Process_Natural Gas_Gas Boiler - Insulate Hot Water Lines_A_Achievable Technical Potential | F2 | Industrial | Stone, Clay, and Glass | New | Process | Natural Gas | Gas Boiler - Insulate Hot Water Lines | A | Integrated Unit Summer Peak Savings (kW) | Achievable Technical Potential | 0 | 0 | 0 | 0 | 0 | 0 | 0 | 0 | 0 | 0 | 0 | 0 | 0 | 0 | 0 | 0 | 0 | 0 | 0 | 0 | 0 | 0 | 0 | 0 | 0 | 0 | 0 | 0 | 0 | 0 | 0
F3_Industrial_Stone, Clay, and Glass_New_Process_Natural Gas_Gas Boiler - Insulate Hot Water Lines_A_Achievable Technical Potential | F3 | Industrial | Stone, Clay, and Glass | New | Process | Natural Gas | Gas Boiler - Insulate Hot Water Lines | A | Integrated Unit Winter Peak Savings (kW) | Achievable Technical Potential | 0 | 0 | 0 | 0 | 0 | 0 | 0 | 0 | 0 | 0 | 0 | 0 | 0 | 0 | 0 | 0 | 0 | 0 | 0 | 0 | 0 | 0 | 0 | 0 | 0 | 0 | 0 | 0 | 0 | 0 | 0
F4_Industrial_Stone, Clay, and Glass_New_Process_Natural Gas_Gas Boiler - Insulate Hot Water Lines_A_Achievable Technical Potential | F4 | Industrial | Stone, Clay, and Glass | New | Process | Natural Gas | Gas Boiler - Insulate Hot Water Lines | A | Incremental Energy Savings (MWh or mTherms) | Achievable Technical Potential | 0 | 0 | 0 | 0 | 0 | 0.0033089 | 0.0039138 | 0.0045171 | 0.0051156 | 0.0057133 | 0.0063137 | 0.0069071 | 0.0074995 | 0.0080914 | 0.0086744 | 0.0092602 | 0.0098409 | 0.010422 | 0.011001 | 0.011575 | 0.012149 | 0.012723 | 0.013294 | 0.013864 | 0.014431 | 0.0032894 | 0.0038981 | 0.0045068 | 0.0051484 | 0.0057572 | 0.0063665
F5_Industrial_Stone, Clay, and Glass_New_Process_Natural Gas_Gas Boiler - Insulate Hot Water Lines_A_Achievable Technical Potential | F5 | Industrial | Stone, Clay, and Glass | New | Process | Natural Gas | Gas Boiler - Insulate Hot Water Lines | A | Incremental Summer Peak Savings (MW) | Achievable Technical Potential | 0 | 0 | 0 | 0 | 0 | 0 | 0 | 0 | 0 | 0 | 0 | 0 | 0 | 0 | 0 | 0 | 0 | 0 | 0 | 0 | 0 | 0 | 0 | 0 | 0 | 0 | 0 | 0 | 0 | 0 | 0
F6_Industrial_Stone, Clay, and Glass_New_Process_Natural Gas_Gas Boiler - Insulate Hot Water Lines_A_Achievable Technical Potential | F6 | Industrial | Stone, Clay, and Glass | New | Process | Natural Gas | Gas Boiler - Insulate Hot Water Lines | A | Incremental Winter Peak Savings (MW) | Achievable Technical Potential | 0 | 0 | 0 | 0 | 0 | 0 | 0 | 0 | 0 | 0 | 0 | 0 | 0 | 0 | 0 | 0 | 0 | 0 | 0 | 0 | 0 | 0 | 0 | 0 | 0 | 0 | 0 | 0 | 0 | 0 | 0
F7_Industrial_Stone, Clay, and Glass_New_Process_Natural Gas_Gas Boiler - Insulate Hot Water Lines_A_Achievable Technical Potential | F7 | Industrial | Stone, Clay, and Glass | New | Process | Natural Gas | Gas Boiler - Insulate Hot Water Lines | A | Cumulative Energy Savings (MWh or mTherms) | Achievable Technical Potential | 0 | 0 | 0 | 0 | 0 | 0.0033089 | 0.0072173 | 0.011724 | 0.016824 | 0.022516 | 0.028814 | 0.035708 | 0.043197 | 0.05128 | 0.05995 | 0.06921 | 0.079053 | 0.089481 | 0.10049 | 0.11208 | 0.12424 | 0.13699 | 0.15031 | 0.1642 | 0.17866 | 0.17872 | 0.17877 | 0.17881 | 0 | 0 | 0
F8_Industrial_Stone, Clay, and Glass_New_Process_Natural Gas_Gas Boiler - Insulate Hot Water Lines_A_Achievable Technical Potential | F8 | Industrial | Stone, Clay, and Glass | New | Process | Natural Gas | Gas Boiler - Insulate Hot Water Lines | A | Cumulative Summer Peak Savings (MW) | Achievable Technical Potential | 0 | 0 | 0 | 0 | 0 | 0 | 0 | 0 | 0 | 0 | 0 | 0 | 0 | 0 | 0 | 0 | 0 | 0 | 0 | 0 | 0 | 0 | 0 | 0 | 0 | 0 | 0 | 0 | 0 | 0 | 0
F9_Industrial_Stone, Clay, and Glass_New_Process_Natural Gas_Gas Boiler - Insulate Hot Water Lines_A_Achievable Technical Potential | F9 | Industrial | Stone, Clay, and Glass | New | Process | Natural Gas | Gas Boiler - Insulate Hot Water Lines | A | Cumulative Winter Peak Savings (MW) | Achievable Technical Potential | 0 | 0 | 0 | 0 | 0 | 0 | 0 | 0 | 0 | 0 | 0 | 0 | 0 | 0 | 0 | 0 | 0 | 0 | 0 | 0 | 0 | 0 | 0 | 0 | 0 | 0 | 0 | 0 | 0 | 0 | 0
F10_Industrial_Stone, Clay, and Glass_New_Process_Natural Gas_Gas Boiler - Insulate Hot Water Lines_A_Achievable Technical Potential | F10 | Industrial | Stone, Clay, and Glass | New | Process | Natural Gas | Gas Boiler - Insulate Hot Water Lines | A | Purchases (Incremental) | Achievable Technical Potential | 0 | 0 | 0 | 0 | 0 | 0.064338 | 0.076222 | 0.088101 | 0.099909 | 0.11172 | 0.12355 | 0.13522 | 0.14687 | 0.15848 | 0.16992 | 0.1814 | 0.19276 | 0.20413 | 0.21545 | 0.22666 | 0.23788 | 0.24906 | 0.2602 | 0.27129 | 0.28235 | 0.064338 | 0.076222 | 0.088101 | 0.099909 | 0.11172 | 0.12355
F11_Industrial_Stone, Clay, and Glass_New_Process_Natural Gas_Gas Boiler - Insulate Hot Water Lines_A_Achievable Technical Potential | F11 | Industrial | Stone, Clay, and Glass | New | Process | Natural Gas | Gas Boiler - Insulate Hot Water Lines | A | Purchases (Cumulative) | Achievable Technical Potential | 0 | 0 | 0 | 0 | 0 | 0.064338 | 0.14056 | 0.22866 | 0.32857 | 0.44029 | 0.56384 | 0.69906 | 0.84593 | 1.0044 | 1.1743 | 1.3557 | 1.5485 | 1.7526 | 1.9681 | 2.1947 | 2.4326 | 2.6817 | 2.9419 | 3.2132 | 3.4955 | 3.4955 | 3.4955 | 3.4955 | 3.4955 | 3.4955 | 3.4955
F1_Industrial_Stone, Clay, and Glass_New_Process_Natural Gas_Process - Insulate Heated Process Fluids_A_Achievable Technical Potential | F1 | Industrial | Stone, Clay, and Glass | New | Process | Natural Gas | Process - Insulate Heated Process Fluids | A | Integrated Unit Energy Savings (kWh or therms) | Achievable Technical Potential | 0 | 0 | 0 | 0 | 0 | 1280.8574 | 1280.8131 | 1280.7756 | 1280.7452 | 1280.7163 | 1280.6932 | 1280.6786 | 1280.6703 | 1280.6666 | 1280.666 | 1280.6679 | 1280.6714 | 1280.676 | 1280.6814 | 1280.6873 | 1280.6979 | 1280.7076 | 1280.7163 | 1280.7244 | 1280.7318 | 1280.7386 | 1280.7449 | 1280.7507 | 1280.913 | 1280.913 | 1280.913
F2_Industrial_Stone, Clay, and Glass_New_Process_Natural Gas_Process - Insulate Heated Process Fluids_A_Achievable Technical Potential | F2 | Industrial | Stone, Clay, and Glass | New | Process | Natural Gas | Process - Insulate Heated Process Fluids | A | Integrated Unit Summer Peak Savings (kW) | Achievable Technical Potential | 0 | 0 | 0 | 0 | 0 | 0 | 0 | 0 | 0 | 0 | 0 | 0 | 0 | 0 | 0 | 0 | 0 | 0 | 0 | 0 | 0 | 0 | 0 | 0 | 0 | 0 | 0 | 0 | 0 | 0 | 0
F3_Industrial_Stone, Clay, and Glass_New_Process_Natural Gas_Process - Insulate Heated Process Fluids_A_Achievable Technical Potential | F3 | Industrial | Stone, Clay, and Glass | New | Process | Natural Gas | Process - Insulate Heated Process Fluids | A | Integrated Unit Winter Peak Savings (kW) | Achievable Technical Potential | 0 | 0 | 0 | 0 | 0 | 0 | 0 | 0 | 0 | 0 | 0 | 0 | 0 | 0 | 0 | 0 | 0 | 0 | 0 | 0 | 0 | 0 | 0 | 0 | 0 | 0 | 0 | 0 | 0 | 0 | 0
F4_Industrial_Stone, Clay, and Glass_New_Process_Natural Gas_Process - Insulate Heated Process Fluids_A_Achievable Technical Potential | F4 | Industrial | Stone, Clay, and Glass | New | Process | Natural Gas | Process - Insulate Heated Process Fluids | A | Incremental Energy Savings (MWh or mTherms) | Achievable Technical Potential | 0 | 0 | 0 | 0 | 0 | 0.18027 | 0.21356 | 0.24683 | 0.27991 | 0.313 | 0.31151 | 0.27275 | 0.23699 | 0.20459 | 0.17548 | 0.14987 | 0.12741 | 0.10794 | 0.091136 | 0.076703 | 0.064402 | 0.00045992 | 0.0001716 | 6.0995e-05 | 2.0701e-05 | 0.18025 | 0.21355 | 0.24683 | 0.27994 | 0.31305 | 0.31156
F5_Industrial_Stone, Clay, and Glass_New_Process_Natural Gas_Process - Insulate Heated Process Fluids_A_Achievable Technical Potential | F5 | Industrial | Stone, Clay, and Glass | New | Process | Natural Gas | Process - Insulate Heated Process Fluids | A | Incremental Summer Peak Savings (MW) | Achievable Technical Potential | 0 | 0 | 0 | 0 | 0 | 0 | 0 | 0 | 0 | 0 | 0 | 0 | 0 | 0 | 0 | 0 | 0 | 0 | 0 | 0 | 0 | 0 | 0 | 0 | 0 | 0 | 0 | 0 | 0 | 0 | 0
F6_Industrial_Stone, Clay, and Glass_New_Process_Natural Gas_Process - Insulate Heated Process Fluids_A_Achievable Technical Potential | F6 | Industrial | Stone, Clay, and Glass | New | Process | Natural Gas | Process - Insulate Heated Process Fluids | A | Incremental Winter Peak Savings (MW) | Achievable Technical Potential | 0 | 0 | 0 | 0 | 0 | 0 | 0 | 0 | 0 | 0 | 0 | 0 | 0 | 0 | 0 | 0 | 0 | 0 | 0 | 0 | 0 | 0 | 0 | 0 | 0 | 0 | 0 | 0 | 0 | 0 | 0
F7_Industrial_Stone, Clay, and Glass_New_Process_Natural Gas_Process - Insulate Heated Process Fluids_A_Achievable Technical Potential | F7 | Industrial | Stone, Clay, and Glass | New | Process | Natural Gas | Process - Insulate Heated Process Fluids | A | Cumulative Energy Savings (MWh or mTherms) | Achievable Technical Potential | 0 | 0 | 0 | 0 | 0 | 0.18027 | 0.39382 | 0.64064 | 0.92053 | 1.2335 | 1.545 | 1.8177 | 2.0547 | 2.2593 | 2.4348 | 2.5846 | 2.712 | 2.82 | 2.9111 | 2.9879 | 3.0523 | 3.0528 | 3.053 | 3.053 | 3.0531 | 3.0531 | 3.0531 | 3.0531 | 0 | 0 | 0
F8_Industrial_Stone, Clay, and Glass_New_Process_Natural Gas_Process - Insulate Heated Process Fluids_A_Achievable Technical Potential | F8 | Industrial | Stone, Clay, and Glass | New | Process | Natural Gas | Process - Insulate Heated Process Fluids | A | Cumulative Summer Peak Savings (MW) | Achievable Technical Potential | 0 | 0 | 0 | 0 | 0 | 0 | 0 | 0 | 0 | 0 | 0 | 0 | 0 | 0 | 0 | 0 | 0 | 0 | 0 | 0 | 0 | 0 | 0 | 0 | 0 | 0 | 0 | 0 | 0 | 0 | 0
F9_Industrial_Stone, Clay, and Glass_New_Process_Natural Gas_Process - Insulate Heated Process Fluids_A_Achievable Technical Potential | F9 | Industrial | Stone, Clay, and Glass | New | Process | Natural Gas | Process - Insulate Heated Process Fluids | A | Cumulative Winter Peak Savings (MW) | Achievable Technical Potential | 0 | 0 | 0 | 0 | 0 | 0 | 0 | 0 | 0 | 0 | 0 | 0 | 0 | 0 | 0 | 0 | 0 | 0 | 0 | 0 | 0 | 0 | 0 | 0 | 0 | 0 | 0 | 0 | 0 | 0 | 0
F10_Industrial_Stone, Clay, and Glass_New_Process_Natural Gas_Process - Insulate Heated Process Fluids_A_Achievable Technical Potential | F10 | Industrial | Stone, Clay, and Glass | New | Process | Natural Gas | Process - Insulate Heated Process Fluids | A | Purchases (Incremental) | Achievable Technical Potential | 0 | 0 | 0 | 0 | 0 | 0.14074 | 0.16674 | 0.19272 | 0.21855 | 0.2444 | 0.24323 | 0.21297 | 0.18505 | 0.15975 | 0.13702 | 0.11702 | 0.099485 | 0.084282 | 0.071162 | 0.059892 | 0.050287 | 0.00035911 | 0.00013399 | 4.7626e-05 | 1.6163e-05 | 0.14074 | 0.16674 | 0.19272 | 0.21855 | 0.2444 | 0.24323
F11_Industrial_Stone, Clay, and Glass_New_Process_Natural Gas_Process - Insulate Heated Process Fluids_A_Achievable Technical Potential | F11 | Industrial | Stone, Clay, and Glass | New | Process | Natural Gas | Process - Insulate Heated Process Fluids | A | Purchases (Cumulative) | Achievable Technical Potential | 0 | 0 | 0 | 0 | 0 | 0.14074 | 0.30747 | 0.50019 | 0.71874 | 0.96314 | 1.2064 | 1.4193 | 1.6044 | 1.7641 | 1.9012 | 2.0182 | 2.1177 | 2.202 | 2.2731 | 2.333 | 2.3833 | 2.3837 | 2.3838 | 2.3838 | 2.3839 | 2.3839 | 2.3839 | 2.3839 | 2.3839 | 2.3839 | 2.3839
F1_Industrial_Stone, Clay, and Glass_New_Process_Natural Gas_Process Heat Recovery_A_Achievable Technical Potential | F1 | Industrial | Stone, Clay, and Glass | New | Process | Natural Gas | Process Heat Recovery | A | Integrated Unit Energy Savings (kWh or therms) | Achievable Technical Potential | 0 | 0 | 0 | 0 | 0 | 73.2453 | 73.1233 | 73.0146 | 72.9144 | 72.8201 | 72.769 | 72.7337 | 72.7105 | 72.6963 | 72.6883 | 72.6857 | 72.6868 | 72.6907 | 72.6964 | 72.7032 | 72.7111 | 72.7252 | 72.738 | 72.7495 | 72.76 | 72.7836 | 72.8055 | 72.8258 | 0 | 0 | 0
F2_Industrial_Stone, Clay, and Glass_New_Process_Natural Gas_Process Heat Recovery_A_Achievable Technical Potential | F2 | Industrial | Stone, Clay, and Glass | New | Process | Natural Gas | Process Heat Recovery | A | Integrated Unit Summer Peak Savings (kW) | Achievable Technical Potential | 0 | 0 | 0 | 0 | 0 | 0 | 0 | 0 | 0 | 0 | 0 | 0 | 0 | 0 | 0 | 0 | 0 | 0 | 0 | 0 | 0 | 0 | 0 | 0 | 0 | 0 | 0 | 0 | 0 | 0 | 0
F3_Industrial_Stone, Clay, and Glass_New_Process_Natural Gas_Process Heat Recovery_A_Achievable Technical Potential | F3 | Industrial | Stone, Clay, and Glass | New | Process | Natural Gas | Process Heat Recovery | A | Integrated Unit Winter Peak Savings (kW) | Achievable Technical Potential | 0 | 0 | 0 | 0 | 0 | 0 | 0 | 0 | 0 | 0 | 0 | 0 | 0 | 0 | 0 | 0 | 0 | 0 | 0 | 0 | 0 | 0 | 0 | 0 | 0 | 0 | 0 | 0 | 0 | 0 | 0
F4_Industrial_Stone, Clay, and Glass_New_Process_Natural Gas_Process Heat Recovery_A_Achievable Technical Potential | F4 | Industrial | Stone, Clay, and Glass | New | Process | Natural Gas | Process Heat Recovery | A | Incremental Energy Savings (MWh or mTherms) | Achievable Technical Potential | 0 | 0 | 0 | 0 | 0 | 0.3711 | 0.43892 | 0.50657 | 0.57368 | 0.64069 | 0.6372 | 0.55766 | 0.48438 | 0.41808 | 0.35855 | 0.30621 | 0.26032 | 0.22055 | 0.18624 | 0.15676 | 0.3684 | 0.43653 | 0.50465 | 0.57238 | 0.64016 | 0.63733 | 0.55821 | 0.48515 | 0 | 0 | 0
F5_Industrial_Stone, Clay, and Glass_New_Process_Natural Gas_Process Heat Recovery_A_Achievable Technical Potential | F5 | Industrial | Stone, Clay, and Glass | New | Process | Natural Gas | Process Heat Recovery | A | Incremental Summer Peak Savings (MW) | Achievable Technical Potential | 0 | 0 | 0 | 0 | 0 | 0 | 0 | 0 | 0 | 0 | 0 | 0 | 0 | 0 | 0 | 0 | 0 | 0 | 0 | 0 | 0 | 0 | 0 | 0 | 0 | 0 | 0 | 0 | 0 | 0 | 0
F6_Industrial_Stone, Clay, and Glass_New_Process_Natural Gas_Process Heat Recovery_A_Achievable Technical Potential | F6 | Industrial | Stone, Clay, and Glass | New | Process | Natural Gas | Process Heat Recovery | A | Incremental Winter Peak Savings (MW) | Achievable Technical Potential | 0 | 0 | 0 | 0 | 0 | 0 | 0 | 0 | 0 | 0 | 0 | 0 | 0 | 0 | 0 | 0 | 0 | 0 | 0 | 0 | 0 | 0 | 0 | 0 | 0 | 0 | 0 | 0 | 0 | 0 | 0
F7_Industrial_Stone, Clay, and Glass_New_Process_Natural Gas_Process Heat Recovery_A_Achievable Technical Potential | F7 | Industrial | Stone, Clay, and Glass | New | Process | Natural Gas | Process Heat Recovery | A | Cumulative Energy Savings (MWh or mTherms) | Achievable Technical Potential | 0 | 0 | 0 | 0 | 0 | 0.3711 | 0.80941 | 1.3148 | 1.8866 | 2.5249 | 3.1603 | 3.7164 | 4.1996 | 4.6169 | 4.9749 | 5.281 | 5.5414 | 5.7622 | 5.9489 | 6.1062 | 6.1069 | 6.1081 | 6.1092 | 6.1101 | 6.111 | 6.113 | 6.1148 | 6.1165 | 0 | 0 | 0
F8_Industrial_Stone, Clay, and Glass_New_Process_Natural Gas_Process Heat Recovery_A_Achievable Technical Potential | F8 | Industrial | Stone, Clay, and Glass | New | Process | Natural Gas | Process Heat Recovery | A | Cumulative Summer Peak Savings (MW) | Achievable Technical Potential | 0 | 0 | 0 | 0 | 0 | 0 | 0 | 0 | 0 | 0 | 0 | 0 | 0 | 0 | 0 | 0 | 0 | 0 | 0 | 0 | 0 | 0 | 0 | 0 | 0 | 0 | 0 | 0 | 0 | 0 | 0
F9_Industrial_Stone, Clay, and Glass_New_Process_Natural Gas_Process Heat Recovery_A_Achievable Technical Potential | F9 | Industrial | Stone, Clay, and Glass | New | Process | Natural Gas | Process Heat Recovery | A | Cumulative Winter Peak Savings (MW) | Achievable Technical Potential | 0 | 0 | 0 | 0 | 0 | 0 | 0 | 0 | 0 | 0 | 0 | 0 | 0 | 0 | 0 | 0 | 0 | 0 | 0 | 0 | 0 | 0 | 0 | 0 | 0 | 0 | 0 | 0 | 0 | 0 | 0
F10_Industrial_Stone, Clay, and Glass_New_Process_Natural Gas_Process Heat Recovery_A_Achievable Technical Potential | F10 | Industrial | Stone, Clay, and Glass | New | Process | Natural Gas | Process Heat Recovery | A | Purchases (Incremental) | Achievable Technical Potential | 0 | 0 | 0 | 0 | 0 | 5.0666 | 6.0025 | 6.9379 | 7.8678 | 8.7982 | 8.7565 | 7.6671 | 6.6618 | 5.751 | 4.9328 | 4.2128 | 3.5814 | 3.0342 | 2.5618 | 2.1561 | 5.0666 | 6.0025 | 6.9379 | 7.8678 | 8.7982 | 8.7565 | 7.6671 | 6.6618 | 5.751 | 4.9328 | 4.2128
F11_Industrial_Stone, Clay, and Glass_New_Process_Natural Gas_Process Heat Recovery_A_Achievable Technical Potential | F11 | Industrial | Stone, Clay, and Glass | New | Process | Natural Gas | Process Heat Recovery | A | Purchases (Cumulative) | Achievable Technical Potential | 0 | 0 | 0 | 0 | 0 | 5.0666 | 11.0691 | 18.007 | 25.8748 | 34.673 | 43.4295 | 51.0966 | 57.7583 | 63.5094 | 68.4421 | 72.6549 | 76.2364 | 79.2705 | 81.8324 | 83.9885 | 83.9885 | 83.9885 | 83.9885 | 83.9885 | 83.9885 | 83.9885 | 83.9885 | 83.9885 | 83.9885 | 83.9885 | 83.9885
F1_Industrial_Stone, Clay, and Glass_New_Space Heating_Natural Gas_Building Automation System_A_Achievable Technical Potential | F1 | Industrial | Stone, Clay, and Glass | New | Space Heating | Natural Gas | Building Automation System | A | Integrated Unit Energy Savings (kWh or therms) | Achievable Technical Potential | 0 | 0 | 0 | 0 | 0 | 0.01454 | 0.014297 | 0.014095 | 0.013921 | 0.013766 | 0.013629 | 0.013465 | 0.013289 | 0.013111 | 0.012935 | 0.012777 | 0.012635 | 0.012515 | 0.012355 | 0.012231 | 0.012138 | 0.012063 | 0.012022 | 0.011994 | 0.011978 | 0.011969 | 0.011965 | 0.011965 | 0 | 0 | 0
F2_Industrial_Stone, Clay, and Glass_New_Space Heating_Natural Gas_Building Automation System_A_Achievable Technical Potential | F2 | Industrial | Stone, Clay, and Glass | New | Space Heating | Natural Gas | Building Automation System | A | Integrated Unit Summer Peak Savings (kW) | Achievable Technical Potential | 0 | 0 | 0 | 0 | 0 | 0 | 0 | 0 | 0 | 0 | 0 | 0 | 0 | 0 | 0 | 0 | 0 | 0 | 0 | 0 | 0 | 0 | 0 | 0 | 0 | 0 | 0 | 0 | 0 | 0 | 0
F3_Industrial_Stone, Clay, and Glass_New_Space Heating_Natural Gas_Building Automation System_A_Achievable Technical Potential | F3 | Industrial | Stone, Clay, and Glass | New | Space Heating | Natural Gas | Building Automation System | A | Integrated Unit Winter Peak Savings (kW) | Achievable Technical Potential | 0 | 0 | 0 | 0 | 0 | 0 | 0 | 0 | 0 | 0 | 0 | 0 | 0 | 0 | 0 | 0 | 0 | 0 | 0 | 0 | 0 | 0 | 0 | 0 | 0 | 0 | 0 | 0 | 0 | 0 | 0
F4_Industrial_Stone, Clay, and Glass_New_Space Heating_Natural Gas_Building Automation System_A_Achievable Technical Potential | F4 | Industrial | Stone, Clay, and Glass | New | Space Heating | Natural Gas | Building Automation System | A | Incremental Energy Savings (MWh or mTherms) | Achievable Technical Potential | 0 | 0 | 0 | 0 | 0 | 8.4802e-05 | 0.00019746 | 0.00039953 | 0.00072791 | 0.0012217 | 0.0019157 | 0.0028178 | 0.0039156 | 0.005156 | 0.0064316 | 0.007609 | 0.0085059 | 0.0089596 | 0.0087997 | 0.0080582 | 0.0069405 | 0.0055227 | 0.0039807 | 0.0026456 | 0.0017932 | 0.0016825 | 0.002504 | 0.0035255 | 0 | 0 | 0
F5_Industrial_Stone, Clay, and Glass_New_Space Heating_Natural Gas_Building Automation System_A_Achievable Technical Potential | F5 | Industrial | Stone, Clay, and Glass | New | Space Heating | Natural Gas | Building Automation System | A | Incremental Summer Peak Savings (MW) | Achievable Technical Potential | 0 | 0 | 0 | 0 | 0 | 0 | 0 | 0 | 0 | 0 | 0 | 0 | 0 | 0 | 0 | 0 | 0 | 0 | 0 | 0 | 0 | 0 | 0 | 0 | 0 | 0 | 0 | 0 | 0 | 0 | 0
F6_Industrial_Stone, Clay, and Glass_New_Space Heating_Natural Gas_Building Automation System_A_Achievable Technical Potential | F6 | Industrial | Stone, Clay, and Glass | New | Space Heating | Natural Gas | Building Automation System | A | Incremental Winter Peak Savings (MW) | Achievable Technical Potential | 0 | 0 | 0 | 0 | 0 | 0 | 0 | 0 | 0 | 0 | 0 | 0 | 0 | 0 | 0 | 0 | 0 | 0 | 0 | 0 | 0 | 0 | 0 | 0 | 0 | 0 | 0 | 0 | 0 | 0 | 0
F7_Industrial_Stone, Clay, and Glass_New_Space Heating_Natural Gas_Building Automation System_A_Achievable Technical Potential | F7 | Industrial | Stone, Clay, and Glass | New | Space Heating | Natural Gas | Building Automation System | A | Cumulative Energy Savings (MWh or mTherms) | Achievable Technical Potential | 0 | 0 | 0 | 0 | 0 | 8.4802e-05 | 0.00028085 | 0.00067642 | 0.001396 | 0.0026021 | 0.0044918 | 0.0072558 | 0.011076 | 0.016084 | 0.0223 | 0.029637 | 0.037812 | 0.046414 | 0.054618 | 0.062131 | 0.068525 | 0.073459 | 0.076848 | 0.078692 | 0.079313 | 0.079258 | 0.07923 | 0.079229 | 0 | 0 | 0
F8_Industrial_Stone, Clay, and Glass_New_Space Heating_Natural Gas_Building Automation System_A_Achievable Technical Potential | F8 | Industrial | Stone, Clay, and Glass | New | Space Heating | Natural Gas | Building Automation System | A | Cumulative Summer Peak Savings (MW) | Achievable Technical Potential | 0 | 0 | 0 | 0 | 0 | 0 | 0 | 0 | 0 | 0 | 0 | 0 | 0 | 0 | 0 | 0 | 0 | 0 | 0 | 0 | 0 | 0 | 0 | 0 | 0 | 0 | 0 | 0 | 0 | 0 | 0
F9_Industrial_Stone, Clay, and Glass_New_Space Heating_Natural Gas_Building Automation System_A_Achievable Technical Potential | F9 | Industrial | Stone, Clay, and Glass | New | Space Heating | Natural Gas | Building Automation System | A | Cumulative Winter Peak Savings (MW) | Achievable Technical Potential | 0 | 0 | 0 | 0 | 0 | 0 | 0 | 0 | 0 | 0 | 0 | 0 | 0 | 0 | 0 | 0 | 0 | 0 | 0 | 0 | 0 | 0 | 0 | 0 | 0 | 0 | 0 | 0 | 0 | 0 | 0
F10_Industrial_Stone, Clay, and Glass_New_Space Heating_Natural Gas_Building Automation System_A_Achievable Technical Potential | F10 | Industrial | Stone, Clay, and Glass | New | Space Heating | Natural Gas | Building Automation System | A | Purchases (Incremental) | Achievable Technical Potential | 0 | 0 | 0 | 0 | 0 | 5.8323 | 13.8119 | 28.3454 | 52.2875 | 88.7504 | 140.5624 | 209.2707 | 294.648 | 393.2594 | 497.2046 | 595.5126 | 673.2169 | 715.9021 | 712.2577 | 658.8229 | 571.822 | 457.8241 | 331.1257 | 220.573 | 149.7148 | 140.5624 | 209.2707 | 294.648 | 393.2594 | 497.2046 | 595.5126
F11_Industrial_Stone, Clay, and Glass_New_Space Heating_Natural Gas_Building Automation System_A_Achievable Technical Potential | F11 | Industrial | Stone, Clay, and Glass | New | Space Heating | Natural Gas | Building Automation System | A | Purchases (Cumulative) | Achievable Technical Potential | 0 | 0 | 0 | 0 | 0 | 5.8323 | 19.6442 | 47.9895 | 100.277 | 189.0275 | 329.5899 | 538.8606 | 833.5086 | 1226.768 | 1723.9727 | 2319.4853 | 2992.7022 | 3708.6043 | 4420.8621 | 5079.685 | 5645.6747 | 6089.6869 | 6392.4673 | 6560.7527 | 6621.7171 | 6621.7171 | 6621.7171 | 6621.7171 | 6621.7171 | 6621.7171 | 6621.7171
F1_Industrial_Stone, Clay, and Glass_New_Space Heating_Natural Gas_Steam System Efficiency Improvements_A_Achievable Technical Potential | F1 | Industrial | Stone, Clay, and Glass | New | Space Heating | Natural Gas | Steam System Efficiency Improvements | A | Integrated Unit Energy Savings (kWh or therms) | Achievable Technical Potential | 0 | 0 | 0 | 0 | 0 | 0 | 0 | 0 | 0 | 0 | 0 | 0 | 0 | 0 | 0 | 0 | 0 | 0 | 0 | 0 | 0 | 0 | 0 | 0 | 0 | 0 | 0 | 0 | 0 | 0 | 0
F2_Industrial_Stone, Clay, and Glass_New_Space Heating_Natural Gas_Steam System Efficiency Improvements_A_Achievable Technical Potential | F2 | Industrial | Stone, Clay, and Glass | New | Space Heating | Natural Gas | Steam System Efficiency Improvements | A | Integrated Unit Summer Peak Savings (kW) | Achievable Technical Potential | 0 | 0 | 0 | 0 | 0 | 0 | 0 | 0 | 0 | 0 | 0 | 0 | 0 | 0 | 0 | 0 | 0 | 0 | 0 | 0 | 0 | 0 | 0 | 0 | 0 | 0 | 0 | 0 | 0 | 0 | 0
F3_Industrial_Stone, Clay, and Glass_New_Space Heating_Natural Gas_Steam System Efficiency Improvements_A_Achievable Technical Potential | F3 | Industrial | Stone, Clay, and Glass | New | Space Heating | Natural Gas | Steam System Efficiency Improvements | A | Integrated Unit Winter Peak Savings (kW) | Achievable Technical Potential | 0 | 0 | 0 | 0 | 0 | 0 | 0 | 0 | 0 | 0 | 0 | 0 | 0 | 0 | 0 | 0 | 0 | 0 | 0 | 0 | 0 | 0 | 0 | 0 | 0 | 0 | 0 | 0 | 0 | 0 | 0
F4_Industrial_Stone, Clay, and Glass_New_Space Heating_Natural Gas_Steam System Efficiency Improvements_A_Achievable Technical Potential | F4 | Industrial | Stone, Clay, and Glass | New | Space Heating | Natural Gas | Steam System Efficiency Improvements | A | Incremental Energy Savings (MWh or mTherms) | Achievable Technical Potential | 0 | 0 | 0 | 0 | 0 | 0 | 0 | 0 | 0 | 0 | 0 | 0 | 0 | 0 | 0 | 0 | 0 | 0 | 0 | 0 | 0 | 0 | 0 | 0 | 0 | 0 | 0 | 0 | 0 | 0 | 0
F5_Industrial_Stone, Clay, and Glass_New_Space Heating_Natural Gas_Steam System Efficiency Improvements_A_Achievable Technical Potential | F5 | Industrial | Stone, Clay, and Glass | New | Space Heating | Natural Gas | Steam System Efficiency Improvements | A | Incremental Summer Peak Savings (MW) | Achievable Technical Potential | 0 | 0 | 0 | 0 | 0 | 0 | 0 | 0 | 0 | 0 | 0 | 0 | 0 | 0 | 0 | 0 | 0 | 0 | 0 | 0 | 0 | 0 | 0 | 0 | 0 | 0 | 0 | 0 | 0 | 0 | 0
F6_Industrial_Stone, Clay, and Glass_New_Space Heating_Natural Gas_Steam System Efficiency Improvements_A_Achievable Technical Potential | F6 | Industrial | Stone, Clay, and Glass | New | Space Heating | Natural Gas | Steam System Efficiency Improvements | A | Incremental Winter Peak Savings (MW) | Achievable Technical Potential | 0 | 0 | 0 | 0 | 0 | 0 | 0 | 0 | 0 | 0 | 0 | 0 | 0 | 0 | 0 | 0 | 0 | 0 | 0 | 0 | 0 | 0 | 0 | 0 | 0 | 0 | 0 | 0 | 0 | 0 | 0
F7_Industrial_Stone, Clay, and Glass_New_Space Heating_Natural Gas_Steam System Efficiency Improvements_A_Achievable Technical Potential | F7 | Industrial | Stone, Clay, and Glass | New | Space Heating | Natural Gas | Steam System Efficiency Improvements | A | Cumulative Energy Savings (MWh or mTherms) | Achievable Technical Potential | 0 | 0 | 0 | 0 | 0 | 0 | 0 | 0 | 0 | 0 | 0 | 0 | 0 | 0 | 0 | 0 | 0 | 0 | 0 | 0 | 0 | 0 | 0 | 0 | 0 | 0 | 0 | 0 | 0 | 0 | 0
F8_Industrial_Stone, Clay, and Glass_New_Space Heating_Natural Gas_Steam System Efficiency Improvements_A_Achievable Technical Potential | F8 | Industrial | Stone, Clay, and Glass | New | Space Heating | Natural Gas | Steam System Efficiency Improvements | A | Cumulative Summer Peak Savings (MW) | Achievable Technical Potential | 0 | 0 | 0 | 0 | 0 | 0 | 0 | 0 | 0 | 0 | 0 | 0 | 0 | 0 | 0 | 0 | 0 | 0 | 0 | 0 | 0 | 0 | 0 | 0 | 0 | 0 | 0 | 0 | 0 | 0 | 0
F9_Industrial_Stone, Clay, and Glass_New_Space Heating_Natural Gas_Steam System Efficiency Improvements_A_Achievable Technical Potential | F9 | Industrial | Stone, Clay, and Glass | New | Space Heating | Natural Gas | Steam System Efficiency Improvements | A | Cumulative Winter Peak Savings (MW) | Achievable Technical Potential | 0 | 0 | 0 | 0 | 0 | 0 | 0 | 0 | 0 | 0 | 0 | 0 | 0 | 0 | 0 | 0 | 0 | 0 | 0 | 0 | 0 | 0 | 0 | 0 | 0 | 0 | 0 | 0 | 0 | 0 | 0
F10_Industrial_Stone, Clay, and Glass_New_Space Heating_Natural Gas_Steam System Efficiency Improvements_A_Achievable Technical Potential | F10 | Industrial | Stone, Clay, and Glass | New | Space Heating | Natural Gas | Steam System Efficiency Improvements | A | Purchases (Incremental) | Achievable Technical Potential | 0 | 0 | 0 | 0 | 0 | 0 | 0 | 0 | 0 | 0 | 0 | 0 | 0 | 0 | 0 | 0 | 0 | 0 | 0 | 0 | 0 | 0 | 0 | 0 | 0 | 0 | 0 | 0 | 0 | 0 | 0
F11_Industrial_Stone, Clay, and Glass_New_Space Heating_Natural Gas_Steam System Efficiency Improvements_A_Achievable Technical Potential | F11 | Industrial | Stone, Clay, and Glass | New | Space Heating | Natural Gas | Steam System Efficiency Improvements | A | Purchases (Cumulative) | Achievable Technical Potential | 0 | 0 | 0 | 0 | 0 | 0 | 0 | 0 | 0 | 0 | 0 | 0 | 0 | 0 | 0 | 0 | 0 | 0 | 0 | 0 | 0 | 0 | 0 | 0 | 0 | 0 | 0 | 0 | 0 | 0 | 0
F1_Industrial_Stone, Clay, and Glass_New_Process_Natural Gas_Steam System Efficiency Improvements_A_Achievable Technical Potential | F1 | Industrial | Stone, Clay, and Glass | New | Process | Natural Gas | Steam System Efficiency Improvements | A | Integrated Unit Energy Savings (kWh or therms) | Achievable Technical Potential | 0 | 0 | 0 | 0 | 0 | 0.082334 | 0.082044 | 0.081787 | 0.081549 | 0.081325 | 0.081173 | 0.081072 | 0.08101 | 0.080976 | 0.080961 | 0.080962 | 0.080974 | 0.080994 | 0.081019 | 0.081048 | 0.081097 | 0.081149 | 0.081196 | 0.08124 | 0.08128 | 0.081332 | 0.08138 | 0.081425 | 0.082679 | 0.082679 | 0.082679
F2_Industrial_Stone, Clay, and Glass_New_Process_Natural Gas_Steam System Efficiency Improvements_A_Achievable Technical Potential | F2 | Industrial | Stone, Clay, and Glass | New | Process | Natural Gas | Steam System Efficiency Improvements | A | Integrated Unit Summer Peak Savings (kW) | Achievable Technical Potential | 0 | 0 | 0 | 0 | 0 | 0 | 0 | 0 | 0 | 0 | 0 | 0 | 0 | 0 | 0 | 0 | 0 | 0 | 0 | 0 | 0 | 0 | 0 | 0 | 0 | 0 | 0 | 0 | 0 | 0 | 0
F3_Industrial_Stone, Clay, and Glass_New_Process_Natural Gas_Steam System Efficiency Improvements_A_Achievable Technical Potential | F3 | Industrial | Stone, Clay, and Glass | New | Process | Natural Gas | Steam System Efficiency Improvements | A | Integrated Unit Winter Peak Savings (kW) | Achievable Technical Potential | 0 | 0 | 0 | 0 | 0 | 0 | 0 | 0 | 0 | 0 | 0 | 0 | 0 | 0 | 0 | 0 | 0 | 0 | 0 | 0 | 0 | 0 | 0 | 0 | 0 | 0 | 0 | 0 | 0 | 0 | 0
F4_Industrial_Stone, Clay, and Glass_New_Process_Natural Gas_Steam System Efficiency Improvements_A_Achievable Technical Potential | F4 | Industrial | Stone, Clay, and Glass | New | Process | Natural Gas | Steam System Efficiency Improvements | A | Incremental Energy Savings (MWh or mTherms) | Achievable Technical Potential | 0 | 0 | 0 | 0 | 0 | 1.6301e-06 | 3.8468e-06 | 7.8697e-06 | 1.4475e-05 | 2.4501e-05 | 3.8733e-05 | 5.7594e-05 | 8.1028e-05 | 0.0001081 | 0.00013665 | 0.00016367 | 0.00018505 | 0.00019683 | 0.00019589 | 0.00018126 | 0.00016394 | 0.00018545 | 0.00019733 | 0.00019643 | 0.00018178 | 0.00016442 | 0.00018598 | 0.00019788 | 0.00019991 | 0.00018491 | 0.00016714
F5_Industrial_Stone, Clay, and Glass_New_Process_Natural Gas_Steam System Efficiency Improvements_A_Achievable Technical Potential | F5 | Industrial | Stone, Clay, and Glass | New | Process | Natural Gas | Steam System Efficiency Improvements | A | Incremental Summer Peak Savings (MW) | Achievable Technical Potential | 0 | 0 | 0 | 0 | 0 | 0 | 0 | 0 | 0 | 0 | 0 | 0 | 0 | 0 | 0 | 0 | 0 | 0 | 0 | 0 | 0 | 0 | 0 | 0 | 0 | 0 | 0 | 0 | 0 | 0 | 0
F6_Industrial_Stone, Clay, and Glass_New_Process_Natural Gas_Steam System Efficiency Improvements_A_Achievable Technical Potential | F6 | Industrial | Stone, Clay, and Glass | New | Process | Natural Gas | Steam System Efficiency Improvements | A | Incremental Winter Peak Savings (MW) | Achievable Technical Potential | 0 | 0 | 0 | 0 | 0 | 0 | 0 | 0 | 0 | 0 | 0 | 0 | 0 | 0 | 0 | 0 | 0 | 0 | 0 | 0 | 0 | 0 | 0 | 0 | 0 | 0 | 0 | 0 | 0 | 0 | 0
F7_Industrial_Stone, Clay, and Glass_New_Process_Natural Gas_Steam System Efficiency Improvements_A_Achievable Technical Potential | F7 | Industrial | Stone, Clay, and Glass | New | Process | Natural Gas | Steam System Efficiency Improvements | A | Cumulative Energy Savings (MWh or mTherms) | Achievable Technical Potential | 0 | 0 | 0 | 0 | 0 | 1.6301e-06 | 5.4711e-06 | 1.3324e-05 | 2.776e-05 | 5.2185e-05 | 8.9213e-05 | 0.00014289 | 0.00021602 | 0.00030966 | 0.00042186 | 0.0005469 | 0.00067451 | 0.0007905 | 0.00087848 | 0.00092326 | 0.00092381 | 0.0009244 | 0.00092495 | 0.00092544 | 0.00092589 | 0.00092649 | 0.00092704 | 0.00092755 | 0 | 0 | 0
F8_Industrial_Stone, Clay, and Glass_New_Process_Natural Gas_Steam System Efficiency Improvements_A_Achievable Technical Potential | F8 | Industrial | Stone, Clay, and Glass | New | Process | Natural Gas | Steam System Efficiency Improvements | A | Cumulative Summer Peak Savings (MW) | Achievable Technical Potential | 0 | 0 | 0 | 0 | 0 | 0 | 0 | 0 | 0 | 0 | 0 | 0 | 0 | 0 | 0 | 0 | 0 | 0 | 0 | 0 | 0 | 0 | 0 | 0 | 0 | 0 | 0 | 0 | 0 | 0 | 0
F9_Industrial_Stone, Clay, and Glass_New_Process_Natural Gas_Steam System Efficiency Improvements_A_Achievable Technical Potential | F9 | Industrial | Stone, Clay, and Glass | New | Process | Natural Gas | Steam System Efficiency Improvements | A | Cumulative Winter Peak Savings (MW) | Achievable Technical Potential | 0 | 0 | 0 | 0 | 0 | 0 | 0 | 0 | 0 | 0 | 0 | 0 | 0 | 0 | 0 | 0 | 0 | 0 | 0 | 0 | 0 | 0 | 0 | 0 | 0 | 0 | 0 | 0 | 0 | 0 | 0
F10_Industrial_Stone, Clay, and Glass_New_Process_Natural Gas_Steam System Efficiency Improvements_A_Achievable Technical Potential | F10 | Industrial | Stone, Clay, and Glass | New | Process | Natural Gas | Steam System Efficiency Improvements | A | Purchases (Incremental) | Achievable Technical Potential | 0 | 0 | 0 | 0 | 0 | 0.019798 | 0.046887 | 0.096223 | 0.1775 | 0.30128 | 0.47716 | 0.7104 | 1.0002 | 1.335 | 1.6878 | 2.0216 | 2.2853 | 2.4302 | 2.4179 | 2.2365 | 2.0216 | 2.2853 | 2.4302 | 2.4179 | 2.2365 | 2.0216 | 2.2853 | 2.4302 | 2.4179 | 2.2365 | 2.0216
F11_Industrial_Stone, Clay, and Glass_New_Process_Natural Gas_Steam System Efficiency Improvements_A_Achievable Technical Potential | F11 | Industrial | Stone, Clay, and Glass | New | Process | Natural Gas | Steam System Efficiency Improvements | A | Purchases (Cumulative) | Achievable Technical Potential | 0 | 0 | 0 | 0 | 0 | 0.019798 | 0.066685 | 0.16291 | 0.34041 | 0.64168 | 1.099 | 1.7626 | 2.6666 | 3.824 | 5.2106 | 6.755 | 8.3299 | 9.7599 | 10.8428 | 11.3915 | 11.3915 | 11.3915 | 11.3915 | 11.3915 | 11.3915 | 11.3915 | 11.3915 | 11.3915 | 11.3915 | 11.3915 | 11.3915
F1_Industrial_Stone, Clay, and Glass_New_Space Heating_Natural Gas_Strategic Energy Management_A_Achievable Technical Potential | F1 | Industrial | Stone, Clay, and Glass | New | Space Heating | Natural Gas | Strategic Energy Management | A | Integrated Unit Energy Savings (kWh or therms) | Achievable Technical Potential | 0 | 0 | 0 | 0 | 0 | 18.2796 | 17.9827 | 17.7373 | 17.5261 | 17.3369 | 17.1654 | 16.9603 | 16.7392 | 16.5155 | 16.2951 | 16.0963 | 15.9172 | 15.7668 | 15.5649 | 15.4096 | 15.2919 | 15.1981 | 15.1462 | 15.1121 | 15.0912 | 15.0793 | 15.0724 | 15.0708 | 0 | 0 | 0
F2_Industrial_Stone, Clay, and Glass_New_Space Heating_Natural Gas_Strategic Energy Management_A_Achievable Technical Potential | F2 | Industrial | Stone, Clay, and Glass | New | Space Heating | Natural Gas | Strategic Energy Management | A | Integrated Unit Summer Peak Savings (kW) | Achievable Technical Potential | 0 | 0 | 0 | 0 | 0 | 0 | 0 | 0 | 0 | 0 | 0 | 0 | 0 | 0 | 0 | 0 | 0 | 0 | 0 | 0 | 0 | 0 | 0 | 0 | 0 | 0 | 0 | 0 | 0 | 0 | 0
F3_Industrial_Stone, Clay, and Glass_New_Space Heating_Natural Gas_Strategic Energy Management_A_Achievable Technical Potential | F3 | Industrial | Stone, Clay, and Glass | New | Space Heating | Natural Gas | Strategic Energy Management | A | Integrated Unit Winter Peak Savings (kW) | Achievable Technical Potential | 0 | 0 | 0 | 0 | 0 | 0 | 0 | 0 | 0 | 0 | 0 | 0 | 0 | 0 | 0 | 0 | 0 | 0 | 0 | 0 | 0 | 0 | 0 | 0 | 0 | 0 | 0 | 0 | 0 | 0 | 0
F4_Industrial_Stone, Clay, and Glass_New_Space Heating_Natural Gas_Strategic Energy Management_A_Achievable Technical Potential | F4 | Industrial | Stone, Clay, and Glass | New | Space Heating | Natural Gas | Strategic Energy Management | A | Incremental Energy Savings (MWh or mTherms) | Achievable Technical Potential | 0 | 0 | 0 | 0 | 0 | 0.00053356 | 0.00062186 | 0.00070896 | 0.00079441 | 0.00087876 | 0.00096215 | 0.0010405 | 0.0011153 | 0.0011875 | 0.0012562 | 0.0013247 | 0.001392 | 0.0014602 | 0.0015214 | 0.0015846 | 0.0016504 | 0.0017173 | 0.001788 | 0.00186 | 0.0019331 | 0.0016274 | 0.0017031 | 0.0017791 | 0 | 0 | 0
F5_Industrial_Stone, Clay, and Glass_New_Space Heating_Natural Gas_Strategic Energy Management_A_Achievable Technical Potential | F5 | Industrial | Stone, Clay, and Glass | New | Space Heating | Natural Gas | Strategic Energy Management | A | Incremental Summer Peak Savings (MW) | Achievable Technical Potential | 0 | 0 | 0 | 0 | 0 | 0 | 0 | 0 | 0 | 0 | 0 | 0 | 0 | 0 | 0 | 0 | 0 | 0 | 0 | 0 | 0 | 0 | 0 | 0 | 0 | 0 | 0 | 0 | 0 | 0 | 0
F6_Industrial_Stone, Clay, and Glass_New_Space Heating_Natural Gas_Strategic Energy Management_A_Achievable Technical Potential | F6 | Industrial | Stone, Clay, and Glass | New | Space Heating | Natural Gas | Strategic Energy Management | A | Incremental Winter Peak Savings (MW) | Achievable Technical Potential | 0 | 0 | 0 | 0 | 0 | 0 | 0 | 0 | 0 | 0 | 0 | 0 | 0 | 0 | 0 | 0 | 0 | 0 | 0 | 0 | 0 | 0 | 0 | 0 | 0 | 0 | 0 | 0 | 0 | 0 | 0
F7_Industrial_Stone, Clay, and Glass_New_Space Heating_Natural Gas_Strategic Energy Management_A_Achievable Technical Potential | F7 | Industrial | Stone, Clay, and Glass | New | Space Heating | Natural Gas | Strategic Energy Management | A | Cumulative Energy Savings (MWh or mTherms) | Achievable Technical Potential | 0 | 0 | 0 | 0 | 0 | 0.00053356 | 0.0011468 | 0.0018401 | 0.0026126 | 0.0034631 | 0.00389 | 0.0042975 | 0.0046877 | 0.005064 | 0.0054266 | 0.0057829 | 0.006134 | 0.0064857 | 0.0068049 | 0.0071337 | 0.0074711 | 0.0078135 | 0.008172 | 0.0085365 | 0.008906 | 0.008899 | 0.0088949 | 0.0088939 | 0 | 0 | 0
F8_Industrial_Stone, Clay, and Glass_New_Space Heating_Natural Gas_Strategic Energy Management_A_Achievable Technical Potential | F8 | Industrial | Stone, Clay, and Glass | New | Space Heating | Natural Gas | Strategic Energy Management | A | Cumulative Summer Peak Savings (MW) | Achievable Technical Potential | 0 | 0 | 0 | 0 | 0 | 0 | 0 | 0 | 0 | 0 | 0 | 0 | 0 | 0 | 0 | 0 | 0 | 0 | 0 | 0 | 0 | 0 | 0 | 0 | 0 | 0 | 0 | 0 | 0 | 0 | 0
F9_Industrial_Stone, Clay, and Glass_New_Space Heating_Natural Gas_Strategic Energy Management_A_Achievable Technical Potential | F9 | Industrial | Stone, Clay, and Glass | New | Space Heating | Natural Gas | Strategic Energy Management | A | Cumulative Winter Peak Savings (MW) | Achievable Technical Potential | 0 | 0 | 0 | 0 | 0 | 0 | 0 | 0 | 0 | 0 | 0 | 0 | 0 | 0 | 0 | 0 | 0 | 0 | 0 | 0 | 0 | 0 | 0 | 0 | 0 | 0 | 0 | 0 | 0 | 0 | 0
F10_Industrial_Stone, Clay, and Glass_New_Space Heating_Natural Gas_Strategic Energy Management_A_Achievable Technical Potential | F10 | Industrial | Stone, Clay, and Glass | New | Space Heating | Natural Gas | Strategic Energy Management | A | Purchases (Incremental) | Achievable Technical Potential | 0 | 0 | 0 | 0 | 0 | 0.029189 | 0.034581 | 0.03997 | 0.045327 | 0.050687 | 0.056052 | 0.061348 | 0.06663 | 0.071901 | 0.077089 | 0.082296 | 0.087454 | 0.092612 | 0.097745 | 0.10283 | 0.10792 | 0.113 | 0.11805 | 0.12308 | 0.1281 | 0.10792 | 0.113 | 0.11805 | 0.12308 | 0.1281 | 0.10792
F11_Industrial_Stone, Clay, and Glass_New_Space Heating_Natural Gas_Strategic Energy Management_A_Achievable Technical Potential | F11 | Industrial | Stone, Clay, and Glass | New | Space Heating | Natural Gas | Strategic Energy Management | A | Purchases (Cumulative) | Achievable Technical Potential | 0 | 0 | 0 | 0 | 0 | 0.029189 | 0.06377 | 0.10374 | 0.14907 | 0.19975 | 0.22662 | 0.25338 | 0.28004 | 0.30662 | 0.33302 | 0.35927 | 0.38537 | 0.41135 | 0.4372 | 0.46294 | 0.48857 | 0.51411 | 0.53954 | 0.56488 | 0.59015 | 0.59015 | 0.59015 | 0.59015 | 0.59015 | 0.59015 | 0.59015
F1_Industrial_Stone, Clay, and Glass_New_Process_Natural Gas_Strategic Energy Management_A_Achievable Technical Potential | F1 | Industrial | Stone, Clay, and Glass | New | Process | Natural Gas | Strategic Energy Management | A | Integrated Unit Energy Savings (kWh or therms) | Achievable Technical Potential | 0 | 0 | 0 | 0 | 0 | 60.4675 | 60.4114 | 60.3616 | 60.3158 | 60.2727 | 60.2381 | 60.216 | 60.2031 | 60.1969 | 60.1952 | 60.1971 | 60.2014 | 60.2074 | 60.2146 | 60.2224 | 60.2309 | 60.2445 | 60.2569 | 60.2682 | 60.2786 | 60.2882 | 60.2971 | 60.3053 | 0 | 0 | 0
F2_Industrial_Stone, Clay, and Glass_New_Process_Natural Gas_Strategic Energy Management_A_Achievable Technical Potential | F2 | Industrial | Stone, Clay, and Glass | New | Process | Natural Gas | Strategic Energy Management | A | Integrated Unit Summer Peak Savings (kW) | Achievable Technical Potential | 0 | 0 | 0 | 0 | 0 | 0 | 0 | 0 | 0 | 0 | 0 | 0 | 0 | 0 | 0 | 0 | 0 | 0 | 0 | 0 | 0 | 0 | 0 | 0 | 0 | 0 | 0 | 0 | 0 | 0 | 0
F3_Industrial_Stone, Clay, and Glass_New_Process_Natural Gas_Strategic Energy Management_A_Achievable Technical Potential | F3 | Industrial | Stone, Clay, and Glass | New | Process | Natural Gas | Strategic Energy Management | A | Integrated Unit Winter Peak Savings (kW) | Achievable Technical Potential | 0 | 0 | 0 | 0 | 0 | 0 | 0 | 0 | 0 | 0 | 0 | 0 | 0 | 0 | 0 | 0 | 0 | 0 | 0 | 0 | 0 | 0 | 0 | 0 | 0 | 0 | 0 | 0 | 0 | 0 | 0
F4_Industrial_Stone, Clay, and Glass_New_Process_Natural Gas_Strategic Energy Management_A_Achievable Technical Potential | F4 | Industrial | Stone, Clay, and Glass | New | Process | Natural Gas | Strategic Energy Management | A | Incremental Energy Savings (MWh or mTherms) | Achievable Technical Potential | 0 | 0 | 0 | 0 | 0 | 0.14005 | 0.16577 | 0.19144 | 0.21694 | 0.24242 | 0.26792 | 0.29313 | 0.3183 | 0.34345 | 0.36822 | 0.3931 | 0.41777 | 0.44245 | 0.46703 | 0.4914 | 0.51581 | 0.54017 | 0.56443 | 0.58861 | 0.61271 | 0.5163 | 0.54064 | 0.56489 | 0 | 0 | 0
F5_Industrial_Stone, Clay, and Glass_New_Process_Natural Gas_Strategic Energy Management_A_Achievable Technical Potential | F5 | Industrial | Stone, Clay, and Glass | New | Process | Natural Gas | Strategic Energy Management | A | Incremental Summer Peak Savings (MW) | Achievable Technical Potential | 0 | 0 | 0 | 0 | 0 | 0 | 0 | 0 | 0 | 0 | 0 | 0 | 0 | 0 | 0 | 0 | 0 | 0 | 0 | 0 | 0 | 0 | 0 | 0 | 0 | 0 | 0 | 0 | 0 | 0 | 0
F6_Industrial_Stone, Clay, and Glass_New_Process_Natural Gas_Strategic Energy Management_A_Achievable Technical Potential | F6 | Industrial | Stone, Clay, and Glass | New | Process | Natural Gas | Strategic Energy Management | A | Incremental Winter Peak Savings (MW) | Achievable Technical Potential | 0 | 0 | 0 | 0 | 0 | 0 | 0 | 0 | 0 | 0 | 0 | 0 | 0 | 0 | 0 | 0 | 0 | 0 | 0 | 0 | 0 | 0 | 0 | 0 | 0 | 0 | 0 | 0 | 0 | 0 | 0
F7_Industrial_Stone, Clay, and Glass_New_Process_Natural Gas_Strategic Energy Management_A_Achievable Technical Potential | F7 | Industrial | Stone, Clay, and Glass | New | Process | Natural Gas | Strategic Energy Management | A | Cumulative Energy Savings (MWh or mTherms) | Achievable Technical Potential | 0 | 0 | 0 | 0 | 0 | 0.14005 | 0.30569 | 0.49688 | 0.71345 | 0.95536 | 1.0832 | 1.2107 | 1.3378 | 1.4646 | 1.5907 | 1.7161 | 1.8409 | 1.9652 | 2.089 | 2.2122 | 2.335 | 2.4577 | 2.5798 | 2.7014 | 2.8227 | 2.8232 | 2.8236 | 2.824 | 0 | 0 | 0
F8_Industrial_Stone, Clay, and Glass_New_Process_Natural Gas_Strategic Energy Management_A_Achievable Technical Potential | F8 | Industrial | Stone, Clay, and Glass | New | Process | Natural Gas | Strategic Energy Management | A | Cumulative Summer Peak Savings (MW) | Achievable Technical Potential | 0 | 0 | 0 | 0 | 0 | 0 | 0 | 0 | 0 | 0 | 0 | 0 | 0 | 0 | 0 | 0 | 0 | 0 | 0 | 0 | 0 | 0 | 0 | 0 | 0 | 0 | 0 | 0 | 0 | 0 | 0
F9_Industrial_Stone, Clay, and Glass_New_Process_Natural Gas_Strategic Energy Management_A_Achievable Technical Potential | F9 | Industrial | Stone, Clay, and Glass | New | Process | Natural Gas | Strategic Energy Management | A | Cumulative Winter Peak Savings (MW) | Achievable Technical Potential | 0 | 0 | 0 | 0 | 0 | 0 | 0 | 0 | 0 | 0 | 0 | 0 | 0 | 0 | 0 | 0 | 0 | 0 | 0 | 0 | 0 | 0 | 0 | 0 | 0 | 0 | 0 | 0 | 0 | 0 | 0
F10_Industrial_Stone, Clay, and Glass_New_Process_Natural Gas_Strategic Energy Management_A_Achievable Technical Potential | F10 | Industrial | Stone, Clay, and Glass | New | Process | Natural Gas | Strategic Energy Management | A | Purchases (Incremental) | Achievable Technical Potential | 0 | 0 | 0 | 0 | 0 | 2.3162 | 2.744 | 3.1716 | 3.5967 | 4.0221 | 4.4477 | 4.868 | 5.2871 | 5.7054 | 6.1171 | 6.5303 | 6.9395 | 7.3488 | 7.7561 | 8.1597 | 8.5638 | 8.9663 | 9.3671 | 9.7665 | 10.1646 | 8.5638 | 8.9663 | 9.3671 | 9.7665 | 10.1646 | 8.5638
F11_Industrial_Stone, Clay, and Glass_New_Process_Natural Gas_Strategic Energy Management_A_Achievable Technical Potential | F11 | Industrial | Stone, Clay, and Glass | New | Process | Natural Gas | Strategic Energy Management | A | Purchases (Cumulative) | Achievable Technical Potential | 0 | 0 | 0 | 0 | 0 | 2.3162 | 5.0602 | 8.2318 | 11.8285 | 15.8506 | 17.9822 | 20.1062 | 22.2217 | 24.3304 | 26.4254 | 28.5079 | 30.5794 | 32.6411 | 34.6918 | 36.7344 | 38.768 | 40.7947 | 42.813 | 44.8235 | 46.8283 | 46.8283 | 46.8283 | 46.8283 | 46.8283 | 46.8283 | 46.8283
F1_Industrial_Stone, Clay, and Glass_New_Miscellaneous_Natural Gas_Strategic Energy Management_A_Achievable Technical Potential | F1 | Industrial | Stone, Clay, and Glass | New | Miscellaneous | Natural Gas | Strategic Energy Management | A | Integrated Unit Energy Savings (kWh or therms) | Achievable Technical Potential | 0 | 0 | 0 | 0 | 0 | 16.2609 | 16.2609 | 16.2609 | 16.2609 | 16.2609 | 16.2609 | 16.2609 | 16.2609 | 16.2609 | 16.2609 | 16.2609 | 16.2609 | 16.2609 | 16.2609 | 16.2609 | 16.2609 | 16.2609 | 16.2609 | 16.2609 | 16.2609 | 16.2609 | 16.2609 | 16.2609 | 0 | 0 | 0
F2_Industrial_Stone, Clay, and Glass_New_Miscellaneous_Natural Gas_Strategic Energy Management_A_Achievable Technical Potential | F2 | Industrial | Stone, Clay, and Glass | New | Miscellaneous | Natural Gas | Strategic Energy Management | A | Integrated Unit Summer Peak Savings (kW) | Achievable Technical Potential | 0 | 0 | 0 | 0 | 0 | 0 | 0 | 0 | 0 | 0 | 0 | 0 | 0 | 0 | 0 | 0 | 0 | 0 | 0 | 0 | 0 | 0 | 0 | 0 | 0 | 0 | 0 | 0 | 0 | 0 | 0
F3_Industrial_Stone, Clay, and Glass_New_Miscellaneous_Natural Gas_Strategic Energy Management_A_Achievable Technical Potential | F3 | Industrial | Stone, Clay, and Glass | New | Miscellaneous | Natural Gas | Strategic Energy Management | A | Integrated Unit Winter Peak Savings (kW) | Achievable Technical Potential | 0 | 0 | 0 | 0 | 0 | 0 | 0 | 0 | 0 | 0 | 0 | 0 | 0 | 0 | 0 | 0 | 0 | 0 | 0 | 0 | 0 | 0 | 0 | 0 | 0 | 0 | 0 | 0 | 0 | 0 | 0
F4_Industrial_Stone, Clay, and Glass_New_Miscellaneous_Natural Gas_Strategic Energy Management_A_Achievable Technical Potential | F4 | Industrial | Stone, Clay, and Glass | New | Miscellaneous | Natural Gas | Strategic Energy Management | A | Incremental Energy Savings (MWh or mTherms) | Achievable Technical Potential | 0 | 0 | 0 | 0 | 0 | 0.0094157 | 0.011155 | 0.012893 | 0.014622 | 0.016351 | 0.018081 | 0.01979 | 0.021493 | 0.023194 | 0.024867 | 0.026547 | 0.028211 | 0.029875 | 0.03153 | 0.033171 | 0.034814 | 0.03645 | 0.038079 | 0.039703 | 0.041321 | 0.034814 | 0.03645 | 0.038079 | 0 | 0 | 0
F5_Industrial_Stone, Clay, and Glass_New_Miscellaneous_Natural Gas_Strategic Energy Management_A_Achievable Technical Potential | F5 | Industrial | Stone, Clay, and Glass | New | Miscellaneous | Natural Gas | Strategic Energy Management | A | Incremental Summer Peak Savings (MW) | Achievable Technical Potential | 0 | 0 | 0 | 0 | 0 | 0 | 0 | 0 | 0 | 0 | 0 | 0 | 0 | 0 | 0 | 0 | 0 | 0 | 0 | 0 | 0 | 0 | 0 | 0 | 0 | 0 | 0 | 0 | 0 | 0 | 0
F6_Industrial_Stone, Clay, and Glass_New_Miscellaneous_Natural Gas_Strategic Energy Management_A_Achievable Technical Potential | F6 | Industrial | Stone, Clay, and Glass | New | Miscellaneous | Natural Gas | Strategic Energy Management | A | Incremental Winter Peak Savings (MW) | Achievable Technical Potential | 0 | 0 | 0 | 0 | 0 | 0 | 0 | 0 | 0 | 0 | 0 | 0 | 0 | 0 | 0 | 0 | 0 | 0 | 0 | 0 | 0 | 0 | 0 | 0 | 0 | 0 | 0 | 0 | 0 | 0 | 0
F7_Industrial_Stone, Clay, and Glass_New_Miscellaneous_Natural Gas_Strategic Energy Management_A_Achievable Technical Potential | F7 | Industrial | Stone, Clay, and Glass | New | Miscellaneous | Natural Gas | Strategic Energy Management | A | Cumulative Energy Savings (MWh or mTherms) | Achievable Technical Potential | 0 | 0 | 0 | 0 | 0 | 0.0094157 | 0.020571 | 0.033464 | 0.048086 | 0.064436 | 0.073102 | 0.081736 | 0.090336 | 0.098908 | 0.10743 | 0.11589 | 0.12431 | 0.13269 | 0.14103 | 0.14933 | 0.1576 | 0.16584 | 0.17404 | 0.18222 | 0.19037 | 0.19037 | 0.19037 | 0.19037 | 0 | 0 | 0
F8_Industrial_Stone, Clay, and Glass_New_Miscellaneous_Natural Gas_Strategic Energy Management_A_Achievable Technical Potential | F8 | Industrial | Stone, Clay, and Glass | New | Miscellaneous | Natural Gas | Strategic Energy Management | A | Cumulative Summer Peak Savings (MW) | Achievable Technical Potential | 0 | 0 | 0 | 0 | 0 | 0 | 0 | 0 | 0 | 0 | 0 | 0 | 0 | 0 | 0 | 0 | 0 | 0 | 0 | 0 | 0 | 0 | 0 | 0 | 0 | 0 | 0 | 0 | 0 | 0 | 0
F9_Industrial_Stone, Clay, and Glass_New_Miscellaneous_Natural Gas_Strategic Energy Management_A_Achievable Technical Potential | F9 | Industrial | Stone, Clay, and Glass | New | Miscellaneous | Natural Gas | Strategic Energy Management | A | Cumulative Winter Peak Savings (MW) | Achievable Technical Potential | 0 | 0 | 0 | 0 | 0 | 0 | 0 | 0 | 0 | 0 | 0 | 0 | 0 | 0 | 0 | 0 | 0 | 0 | 0 | 0 | 0 | 0 | 0 | 0 | 0 | 0 | 0 | 0 | 0 | 0 | 0
F10_Industrial_Stone, Clay, and Glass_New_Miscellaneous_Natural Gas_Strategic Energy Management_A_Achievable Technical Potential | F10 | Industrial | Stone, Clay, and Glass | New | Miscellaneous | Natural Gas | Strategic Energy Management | A | Purchases (Incremental) | Achievable Technical Potential | 0 | 0 | 0 | 0 | 0 | 0.57904 | 0.686 | 0.79291 | 0.89918 | 1.0055 | 1.1119 | 1.217 | 1.3218 | 1.4264 | 1.5293 | 1.6326 | 1.7349 | 1.8372 | 1.939 | 2.0399 | 2.141 | 2.2416 | 2.3418 | 2.4416 | 2.5411 | 2.141 | 2.2416 | 2.3418 | 2.4416 | 2.5411 | 2.141
F11_Industrial_Stone, Clay, and Glass_New_Miscellaneous_Natural Gas_Strategic Energy Management_A_Achievable Technical Potential | F11 | Industrial | Stone, Clay, and Glass | New | Miscellaneous | Natural Gas | Strategic Energy Management | A | Purchases (Cumulative) | Achievable Technical Potential | 0 | 0 | 0 | 0 | 0 | 0.57904 | 1.265 | 2.0579 | 2.9571 | 3.9626 | 4.4955 | 5.0265 | 5.5554 | 6.0826 | 6.6063 | 7.127 | 7.6448 | 8.1603 | 8.6729 | 9.1836 | 9.692 | 10.1987 | 10.7033 | 11.2059 | 11.7071 | 11.7071 | 11.7071 | 11.7071 | 11.7071 | 11.7071 | 11.7071
F1_Industrial_Stone, Clay, and Glass_New_Space Heating_Natural Gas_Commissioning_A_Achievable Technical Potential | F1 | Industrial | Stone, Clay, and Glass | New | Space Heating | Natural Gas | Commissioning | A | Integrated Unit Energy Savings (kWh or therms) | Achievable Technical Potential | 0 | 0 | 0 | 0 | 0 | 16.0695 | 15.8086 | 15.5928 | 15.4071 | 15.2408 | 15.09 | 14.9097 | 14.7154 | 14.5187 | 14.325 | 14.1502 | 13.9927 | 13.8606 | 13.683 | 13.5466 | 13.4431 | 13.3606 | 13.315 | 13.285 | 13.2666 | 13.2562 | 13.2501 | 13.2487 | 0 | 0 | 0
F2_Industrial_Stone, Clay, and Glass_New_Space Heating_Natural Gas_Commissioning_A_Achievable Technical Potential | F2 | Industrial | Stone, Clay, and Glass | New | Space Heating | Natural Gas | Commissioning | A | Integrated Unit Summer Peak Savings (kW) | Achievable Technical Potential | 0 | 0 | 0 | 0 | 0 | 0 | 0 | 0 | 0 | 0 | 0 | 0 | 0 | 0 | 0 | 0 | 0 | 0 | 0 | 0 | 0 | 0 | 0 | 0 | 0 | 0 | 0 | 0 | 0 | 0 | 0
F3_Industrial_Stone, Clay, and Glass_New_Space Heating_Natural Gas_Commissioning_A_Achievable Technical Potential | F3 | Industrial | Stone, Clay, and Glass | New | Space Heating | Natural Gas | Commissioning | A | Integrated Unit Winter Peak Savings (kW) | Achievable Technical Potential | 0 | 0 | 0 | 0 | 0 | 0 | 0 | 0 | 0 | 0 | 0 | 0 | 0 | 0 | 0 | 0 | 0 | 0 | 0 | 0 | 0 | 0 | 0 | 0 | 0 | 0 | 0 | 0 | 0 | 0 | 0
F4_Industrial_Stone, Clay, and Glass_New_Space Heating_Natural Gas_Commissioning_A_Achievable Technical Potential | F4 | Industrial | Stone, Clay, and Glass | New | Space Heating | Natural Gas | Commissioning | A | Incremental Energy Savings (MWh or mTherms) | Achievable Technical Potential | 0 | 0 | 0 | 0 | 0 | 0 | 0 | 0 | 0 | 0 | 0 | 0 | 0 | 0 | 0 | 0 | 0 | 0 | 0 | 0 | 0 | 0 | 0 | 0 | 0 | 0 | 0 | 0 | 0 | 0 | 0
F5_Industrial_Stone, Clay, and Glass_New_Space Heating_Natural Gas_Commissioning_A_Achievable Technical Potential | F5 | Industrial | Stone, Clay, and Glass | New | Space Heating | Natural Gas | Commissioning | A | Incremental Summer Peak Savings (MW) | Achievable Technical Potential | 0 | 0 | 0 | 0 | 0 | 0 | 0 | 0 | 0 | 0 | 0 | 0 | 0 | 0 | 0 | 0 | 0 | 0 | 0 | 0 | 0 | 0 | 0 | 0 | 0 | 0 | 0 | 0 | 0 | 0 | 0
F6_Industrial_Stone, Clay, and Glass_New_Space Heating_Natural Gas_Commissioning_A_Achievable Technical Potential | F6 | Industrial | Stone, Clay, and Glass | New | Space Heating | Natural Gas | Commissioning | A | Incremental Winter Peak Savings (MW) | Achievable Technical Potential | 0 | 0 | 0 | 0 | 0 | 0 | 0 | 0 | 0 | 0 | 0 | 0 | 0 | 0 | 0 | 0 | 0 | 0 | 0 | 0 | 0 | 0 | 0 | 0 | 0 | 0 | 0 | 0 | 0 | 0 | 0
F7_Industrial_Stone, Clay, and Glass_New_Space Heating_Natural Gas_Commissioning_A_Achievable Technical Potential | F7 | Industrial | Stone, Clay, and Glass | New | Space Heating | Natural Gas | Commissioning | A | Cumulative Energy Savings (MWh or mTherms) | Achievable Technical Potential | 0 | 0 | 0 | 0 | 0 | 0 | 0 | 0 | 0 | 0 | 0 | 0 | 0 | 0 | 0 | 0 | 0 | 0 | 0 | 0 | 0 | 0 | 0 | 0 | 0 | 0 | 0 | 0 | 0 | 0 | 0
F8_Industrial_Stone, Clay, and Glass_New_Space Heating_Natural Gas_Commissioning_A_Achievable Technical Potential | F8 | Industrial | Stone, Clay, and Glass | New | Space Heating | Natural Gas | Commissioning | A | Cumulative Summer Peak Savings (MW) | Achievable Technical Potential | 0 | 0 | 0 | 0 | 0 | 0 | 0 | 0 | 0 | 0 | 0 | 0 | 0 | 0 | 0 | 0 | 0 | 0 | 0 | 0 | 0 | 0 | 0 | 0 | 0 | 0 | 0 | 0 | 0 | 0 | 0
F9_Industrial_Stone, Clay, and Glass_New_Space Heating_Natural Gas_Commissioning_A_Achievable Technical Potential | F9 | Industrial | Stone, Clay, and Glass | New | Space Heating | Natural Gas | Commissioning | A | Cumulative Winter Peak Savings (MW) | Achievable Technical Potential | 0 | 0 | 0 | 0 | 0 | 0 | 0 | 0 | 0 | 0 | 0 | 0 | 0 | 0 | 0 | 0 | 0 | 0 | 0 | 0 | 0 | 0 | 0 | 0 | 0 | 0 | 0 | 0 | 0 | 0 | 0
F10_Industrial_Stone, Clay, and Glass_New_Space Heating_Natural Gas_Commissioning_A_Achievable Technical Potential | F10 | Industrial | Stone, Clay, and Glass | New | Space Heating | Natural Gas | Commissioning | A | Purchases (Incremental) | Achievable Technical Potential | 0 | 0 | 0 | 0 | 0 | 0 | 0 | 0 | 0 | 0 | 0 | 0 | 0 | 0 | 0 | 0 | 0 | 0 | 0 | 0 | 0 | 0 | 0 | 0 | 0 | 0 | 0 | 0 | 0 | 0 | 0
F11_Industrial_Stone, Clay, and Glass_New_Space Heating_Natural Gas_Commissioning_A_Achievable Technical Potential | F11 | Industrial | Stone, Clay, and Glass | New | Space Heating | Natural Gas | Commissioning | A | Purchases (Cumulative) | Achievable Technical Potential | 0 | 0 | 0 | 0 | 0 | 0 | 0 | 0 | 0 | 0 | 0 | 0 | 0 | 0 | 0 | 0 | 0 | 0 | 0 | 0 | 0 | 0 | 0 | 0 | 0 | 0 | 0 | 0 | 0 | 0 | 0
F1_Industrial_Stone, Clay, and Glass_New_Process_Natural Gas_Commissioning_A_Achievable Technical Potential | F1 | Industrial | Stone, Clay, and Glass | New | Process | Natural Gas | Commissioning | A | Integrated Unit Energy Savings (kWh or therms) | Achievable Technical Potential | 0 | 0 | 0 | 0 | 0 | 337.8652 | 337.8652 | 337.8652 | 337.8652 | 337.8652 | 337.8652 | 337.8652 | 337.8652 | 337.8652 | 337.8652 | 337.8652 | 337.8652 | 337.8652 | 337.8652 | 337.8652 | 337.8652 | 337.8652 | 337.8652 | 337.8652 | 337.8652 | 337.8652 | 337.8652 | 337.8652 | 0 | 0 | 0
F2_Industrial_Stone, Clay, and Glass_New_Process_Natural Gas_Commissioning_A_Achievable Technical Potential | F2 | Industrial | Stone, Clay, and Glass | New | Process | Natural Gas | Commissioning | A | Integrated Unit Summer Peak Savings (kW) | Achievable Technical Potential | 0 | 0 | 0 | 0 | 0 | 0 | 0 | 0 | 0 | 0 | 0 | 0 | 0 | 0 | 0 | 0 | 0 | 0 | 0 | 0 | 0 | 0 | 0 | 0 | 0 | 0 | 0 | 0 | 0 | 0 | 0
F3_Industrial_Stone, Clay, and Glass_New_Process_Natural Gas_Commissioning_A_Achievable Technical Potential | F3 | Industrial | Stone, Clay, and Glass | New | Process | Natural Gas | Commissioning | A | Integrated Unit Winter Peak Savings (kW) | Achievable Technical Potential | 0 | 0 | 0 | 0 | 0 | 0 | 0 | 0 | 0 | 0 | 0 | 0 | 0 | 0 | 0 | 0 | 0 | 0 | 0 | 0 | 0 | 0 | 0 | 0 | 0 | 0 | 0 | 0 | 0 | 0 | 0
F4_Industrial_Stone, Clay, and Glass_New_Process_Natural Gas_Commissioning_A_Achievable Technical Potential | F4 | Industrial | Stone, Clay, and Glass | New | Process | Natural Gas | Commissioning | A | Incremental Energy Savings (MWh or mTherms) | Achievable Technical Potential | 0 | 0 | 0 | 0 | 0 | 0 | 0 | 0 | 0 | 0 | 0 | 0 | 0 | 0 | 0 | 0 | 0 | 0 | 0 | 0 | 0 | 0 | 0 | 0 | 0 | 0 | 0 | 0 | 0 | 0 | 0
F5_Industrial_Stone, Clay, and Glass_New_Process_Natural Gas_Commissioning_A_Achievable Technical Potential | F5 | Industrial | Stone, Clay, and Glass | New | Process | Natural Gas | Commissioning | A | Incremental Summer Peak Savings (MW) | Achievable Technical Potential | 0 | 0 | 0 | 0 | 0 | 0 | 0 | 0 | 0 | 0 | 0 | 0 | 0 | 0 | 0 | 0 | 0 | 0 | 0 | 0 | 0 | 0 | 0 | 0 | 0 | 0 | 0 | 0 | 0 | 0 | 0
F6_Industrial_Stone, Clay, and Glass_New_Process_Natural Gas_Commissioning_A_Achievable Technical Potential | F6 | Industrial | Stone, Clay, and Glass | New | Process | Natural Gas | Commissioning | A | Incremental Winter Peak Savings (MW) | Achievable Technical Potential | 0 | 0 | 0 | 0 | 0 | 0 | 0 | 0 | 0 | 0 | 0 | 0 | 0 | 0 | 0 | 0 | 0 | 0 | 0 | 0 | 0 | 0 | 0 | 0 | 0 | 0 | 0 | 0 | 0 | 0 | 0
F7_Industrial_Stone, Clay, and Glass_New_Process_Natural Gas_Commissioning_A_Achievable Technical Potential | F7 | Industrial | Stone, Clay, and Glass | New | Process | Natural Gas | Commissioning | A | Cumulative Energy Savings (MWh or mTherms) | Achievable Technical Potential | 0 | 0 | 0 | 0 | 0 | 0 | 0 | 0 | 0 | 0 | 0 | 0 | 0 | 0 | 0 | 0 | 0 | 0 | 0 | 0 | 0 | 0 | 0 | 0 | 0 | 0 | 0 | 0 | 0 | 0 | 0
F8_Industrial_Stone, Clay, and Glass_New_Process_Natural Gas_Commissioning_A_Achievable Technical Potential | F8 | Industrial | Stone, Clay, and Glass | New | Process | Natural Gas | Commissioning | A | Cumulative Summer Peak Savings (MW) | Achievable Technical Potential | 0 | 0 | 0 | 0 | 0 | 0 | 0 | 0 | 0 | 0 | 0 | 0 | 0 | 0 | 0 | 0 | 0 | 0 | 0 | 0 | 0 | 0 | 0 | 0 | 0 | 0 | 0 | 0 | 0 | 0 | 0
F9_Industrial_Stone, Clay, and Glass_New_Process_Natural Gas_Commissioning_A_Achievable Technical Potential | F9 | Industrial | Stone, Clay, and Glass | New | Process | Natural Gas | Commissioning | A | Cumulative Winter Peak Savings (MW) | Achievable Technical Potential | 0 | 0 | 0 | 0 | 0 | 0 | 0 | 0 | 0 | 0 | 0 | 0 | 0 | 0 | 0 | 0 | 0 | 0 | 0 | 0 | 0 | 0 | 0 | 0 | 0 | 0 | 0 | 0 | 0 | 0 | 0
F10_Industrial_Stone, Clay, and Glass_New_Process_Natural Gas_Commissioning_A_Achievable Technical Potential | F10 | Industrial | Stone, Clay, and Glass | New | Process | Natural Gas | Commissioning | A | Purchases (Incremental) | Achievable Technical Potential | 0 | 0 | 0 | 0 | 0 | 0 | 0 | 0 | 0 | 0 | 0 | 0 | 0 | 0 | 0 | 0 | 0 | 0 | 0 | 0 | 0 | 0 | 0 | 0 | 0 | 0 | 0 | 0 | 0 | 0 | 0
F11_Industrial_Stone, Clay, and Glass_New_Process_Natural Gas_Commissioning_A_Achievable Technical Potential | F11 | Industrial | Stone, Clay, and Glass | New | Process | Natural Gas | Commissioning | A | Purchases (Cumulative) | Achievable Technical Potential | 0 | 0 | 0 | 0 | 0 | 0 | 0 | 0 | 0 | 0 | 0 | 0 | 0 | 0 | 0 | 0 | 0 | 0 | 0 | 0 | 0 | 0 | 0 | 0 | 0 | 0 | 0 | 0 | 0 | 0 | 0
F1_Industrial_Stone, Clay, and Glass_New_Space Heating_Natural Gas_Retrocommissioning_A_Achievable Technical Potential | F1 | Industrial | Stone, Clay, and Glass | New | Space Heating | Natural Gas | Retrocommissioning | A | Integrated Unit Energy Savings (kWh or therms) | Achievable Technical Potential | 0 | 0 | 0 | 0 | 0 | 0 | 0 | 0 | 0 | 0 | 0 | 0 | 0 | 0 | 0 | 0 | 0 | 0 | 0 | 0 | 0 | 0 | 0 | 0 | 0 | 0 | 0 | 0 | 0 | 0 | 0
F2_Industrial_Stone, Clay, and Glass_New_Space Heating_Natural Gas_Retrocommissioning_A_Achievable Technical Potential | F2 | Industrial | Stone, Clay, and Glass | New | Space Heating | Natural Gas | Retrocommissioning | A | Integrated Unit Summer Peak Savings (kW) | Achievable Technical Potential | 0 | 0 | 0 | 0 | 0 | 0 | 0 | 0 | 0 | 0 | 0 | 0 | 0 | 0 | 0 | 0 | 0 | 0 | 0 | 0 | 0 | 0 | 0 | 0 | 0 | 0 | 0 | 0 | 0 | 0 | 0
F3_Industrial_Stone, Clay, and Glass_New_Space Heating_Natural Gas_Retrocommissioning_A_Achievable Technical Potential | F3 | Industrial | Stone, Clay, and Glass | New | Space Heating | Natural Gas | Retrocommissioning | A | Integrated Unit Winter Peak Savings (kW) | Achievable Technical Potential | 0 | 0 | 0 | 0 | 0 | 0 | 0 | 0 | 0 | 0 | 0 | 0 | 0 | 0 | 0 | 0 | 0 | 0 | 0 | 0 | 0 | 0 | 0 | 0 | 0 | 0 | 0 | 0 | 0 | 0 | 0
F4_Industrial_Stone, Clay, and Glass_New_Space Heating_Natural Gas_Retrocommissioning_A_Achievable Technical Potential | F4 | Industrial | Stone, Clay, and Glass | New | Space Heating | Natural Gas | Retrocommissioning | A | Incremental Energy Savings (MWh or mTherms) | Achievable Technical Potential | 0 | 0 | 0 | 0 | 0 | 0 | 0 | 0 | 0 | 0 | 0 | 0 | 0 | 0 | 0 | 0 | 0 | 0 | 0 | 0 | 0 | 0 | 0 | 0 | 0 | 0 | 0 | 0 | 0 | 0 | 0
F5_Industrial_Stone, Clay, and Glass_New_Space Heating_Natural Gas_Retrocommissioning_A_Achievable Technical Potential | F5 | Industrial | Stone, Clay, and Glass | New | Space Heating | Natural Gas | Retrocommissioning | A | Incremental Summer Peak Savings (MW) | Achievable Technical Potential | 0 | 0 | 0 | 0 | 0 | 0 | 0 | 0 | 0 | 0 | 0 | 0 | 0 | 0 | 0 | 0 | 0 | 0 | 0 | 0 | 0 | 0 | 0 | 0 | 0 | 0 | 0 | 0 | 0 | 0 | 0
F6_Industrial_Stone, Clay, and Glass_New_Space Heating_Natural Gas_Retrocommissioning_A_Achievable Technical Potential | F6 | Industrial | Stone, Clay, and Glass | New | Space Heating | Natural Gas | Retrocommissioning | A | Incremental Winter Peak Savings (MW) | Achievable Technical Potential | 0 | 0 | 0 | 0 | 0 | 0 | 0 | 0 | 0 | 0 | 0 | 0 | 0 | 0 | 0 | 0 | 0 | 0 | 0 | 0 | 0 | 0 | 0 | 0 | 0 | 0 | 0 | 0 | 0 | 0 | 0
F7_Industrial_Stone, Clay, and Glass_New_Space Heating_Natural Gas_Retrocommissioning_A_Achievable Technical Potential | F7 | Industrial | Stone, Clay, and Glass | New | Space Heating | Natural Gas | Retrocommissioning | A | Cumulative Energy Savings (MWh or mTherms) | Achievable Technical Potential | 0 | 0 | 0 | 0 | 0 | 0 | 0 | 0 | 0 | 0 | 0 | 0 | 0 | 0 | 0 | 0 | 0 | 0 | 0 | 0 | 0 | 0 | 0 | 0 | 0 | 0 | 0 | 0 | 0 | 0 | 0
F8_Industrial_Stone, Clay, and Glass_New_Space Heating_Natural Gas_Retrocommissioning_A_Achievable Technical Potential | F8 | Industrial | Stone, Clay, and Glass | New | Space Heating | Natural Gas | Retrocommissioning | A | Cumulative Summer Peak Savings (MW) | Achievable Technical Potential | 0 | 0 | 0 | 0 | 0 | 0 | 0 | 0 | 0 | 0 | 0 | 0 | 0 | 0 | 0 | 0 | 0 | 0 | 0 | 0 | 0 | 0 | 0 | 0 | 0 | 0 | 0 | 0 | 0 | 0 | 0
F9_Industrial_Stone, Clay, and Glass_New_Space Heating_Natural Gas_Retrocommissioning_A_Achievable Technical Potential | F9 | Industrial | Stone, Clay, and Glass | New | Space Heating | Natural Gas | Retrocommissioning | A | Cumulative Winter Peak Savings (MW) | Achievable Technical Potential | 0 | 0 | 0 | 0 | 0 | 0 | 0 | 0 | 0 | 0 | 0 | 0 | 0 | 0 | 0 | 0 | 0 | 0 | 0 | 0 | 0 | 0 | 0 | 0 | 0 | 0 | 0 | 0 | 0 | 0 | 0
F10_Industrial_Stone, Clay, and Glass_New_Space Heating_Natural Gas_Retrocommissioning_A_Achievable Technical Potential | F10 | Industrial | Stone, Clay, and Glass | New | Space Heating | Natural Gas | Retrocommissioning | A | Purchases (Incremental) | Achievable Technical Potential | 0 | 0 | 0 | 0 | 0 | 0 | 0 | 0 | 0 | 0 | 0 | 0 | 0 | 0 | 0 | 0 | 0 | 0 | 0 | 0 | 0 | 0 | 0 | 0 | 0 | 0 | 0 | 0 | 0 | 0 | 0
F11_Industrial_Stone, Clay, and Glass_New_Space Heating_Natural Gas_Retrocommissioning_A_Achievable Technical Potential | F11 | Industrial | Stone, Clay, and Glass | New | Space Heating | Natural Gas | Retrocommissioning | A | Purchases (Cumulative) | Achievable Technical Potential | 0 | 0 | 0 | 0 | 0 | 0 | 0 | 0 | 0 | 0 | 0 | 0 | 0 | 0 | 0 | 0 | 0 | 0 | 0 | 0 | 0 | 0 | 0 | 0 | 0 | 0 | 0 | 0 | 0 | 0 | 0
F1_Industrial_Stone, Clay, and Glass_New_Process_Natural Gas_Retrocommissioning_A_Achievable Technical Potential | F1 | Industrial | Stone, Clay, and Glass | New | Process | Natural Gas | Retrocommissioning | A | Integrated Unit Energy Savings (kWh or therms) | Achievable Technical Potential | 0 | 0 | 0 | 0 | 0 | 0 | 0 | 0 | 0 | 0 | 0 | 0 | 0 | 0 | 0 | 0 | 0 | 0 | 0 | 0 | 0 | 0 | 0 | 0 | 0 | 0 | 0 | 0 | 0 | 0 | 0
F2_Industrial_Stone, Clay, and Glass_New_Process_Natural Gas_Retrocommissioning_A_Achievable Technical Potential | F2 | Industrial | Stone, Clay, and Glass | New | Process | Natural Gas | Retrocommissioning | A | Integrated Unit Summer Peak Savings (kW) | Achievable Technical Potential | 0 | 0 | 0 | 0 | 0 | 0 | 0 | 0 | 0 | 0 | 0 | 0 | 0 | 0 | 0 | 0 | 0 | 0 | 0 | 0 | 0 | 0 | 0 | 0 | 0 | 0 | 0 | 0 | 0 | 0 | 0
F3_Industrial_Stone, Clay, and Glass_New_Process_Natural Gas_Retrocommissioning_A_Achievable Technical Potential | F3 | Industrial | Stone, Clay, and Glass | New | Process | Natural Gas | Retrocommissioning | A | Integrated Unit Winter Peak Savings (kW) | Achievable Technical Potential | 0 | 0 | 0 | 0 | 0 | 0 | 0 | 0 | 0 | 0 | 0 | 0 | 0 | 0 | 0 | 0 | 0 | 0 | 0 | 0 | 0 | 0 | 0 | 0 | 0 | 0 | 0 | 0 | 0 | 0 | 0
F4_Industrial_Stone, Clay, and Glass_New_Process_Natural Gas_Retrocommissioning_A_Achievable Technical Potential | F4 | Industrial | Stone, Clay, and Glass | New | Process | Natural Gas | Retrocommissioning | A | Incremental Energy Savings (MWh or mTherms) | Achievable Technical Potential | 0 | 0 | 0 | 0 | 0 | 0 | 0 | 0 | 0 | 0 | 0 | 0 | 0 | 0 | 0 | 0 | 0 | 0 | 0 | 0 | 0 | 0 | 0 | 0 | 0 | 0 | 0 | 0 | 0 | 0 | 0
F5_Industrial_Stone, Clay, and Glass_New_Process_Natural Gas_Retrocommissioning_A_Achievable Technical Potential | F5 | Industrial | Stone, Clay, and Glass | New | Process | Natural Gas | Retrocommissioning | A | Incremental Summer Peak Savings (MW) | Achievable Technical Potential | 0 | 0 | 0 | 0 | 0 | 0 | 0 | 0 | 0 | 0 | 0 | 0 | 0 | 0 | 0 | 0 | 0 | 0 | 0 | 0 | 0 | 0 | 0 | 0 | 0 | 0 | 0 | 0 | 0 | 0 | 0
F6_Industrial_Stone, Clay, and Glass_New_Process_Natural Gas_Retrocommissioning_A_Achievable Technical Potential | F6 | Industrial | Stone, Clay, and Glass | New | Process | Natural Gas | Retrocommissioning | A | Incremental Winter Peak Savings (MW) | Achievable Technical Potential | 0 | 0 | 0 | 0 | 0 | 0 | 0 | 0 | 0 | 0 | 0 | 0 | 0 | 0 | 0 | 0 | 0 | 0 | 0 | 0 | 0 | 0 | 0 | 0 | 0 | 0 | 0 | 0 | 0 | 0 | 0
F7_Industrial_Stone, Clay, and Glass_New_Process_Natural Gas_Retrocommissioning_A_Achievable Technical Potential | F7 | Industrial | Stone, Clay, and Glass | New | Process | Natural Gas | Retrocommissioning | A | Cumulative Energy Savings (MWh or mTherms) | Achievable Technical Potential | 0 | 0 | 0 | 0 | 0 | 0 | 0 | 0 | 0 | 0 | 0 | 0 | 0 | 0 | 0 | 0 | 0 | 0 | 0 | 0 | 0 | 0 | 0 | 0 | 0 | 0 | 0 | 0 | 0 | 0 | 0
F8_Industrial_Stone, Clay, and Glass_New_Process_Natural Gas_Retrocommissioning_A_Achievable Technical Potential | F8 | Industrial | Stone, Clay, and Glass | New | Process | Natural Gas | Retrocommissioning | A | Cumulative Summer Peak Savings (MW) | Achievable Technical Potential | 0 | 0 | 0 | 0 | 0 | 0 | 0 | 0 | 0 | 0 | 0 | 0 | 0 | 0 | 0 | 0 | 0 | 0 | 0 | 0 | 0 | 0 | 0 | 0 | 0 | 0 | 0 | 0 | 0 | 0 | 0
F9_Industrial_Stone, Clay, and Glass_New_Process_Natural Gas_Retrocommissioning_A_Achievable Technical Potential | F9 | Industrial | Stone, Clay, and Glass | New | Process | Natural Gas | Retrocommissioning | A | Cumulative Winter Peak Savings (MW) | Achievable Technical Potential | 0 | 0 | 0 | 0 | 0 | 0 | 0 | 0 | 0 | 0 | 0 | 0 | 0 | 0 | 0 | 0 | 0 | 0 | 0 | 0 | 0 | 0 | 0 | 0 | 0 | 0 | 0 | 0 | 0 | 0 | 0
F10_Industrial_Stone, Clay, and Glass_New_Process_Natural Gas_Retrocommissioning_A_Achievable Technical Potential | F10 | Industrial | Stone, Clay, and Glass | New | Process | Natural Gas | Retrocommissioning | A | Purchases (Incremental) | Achievable Technical Potential | 0 | 0 | 0 | 0 | 0 | 0 | 0 | 0 | 0 | 0 | 0 | 0 | 0 | 0 | 0 | 0 | 0 | 0 | 0 | 0 | 0 | 0 | 0 | 0 | 0 | 0 | 0 | 0 | 0 | 0 | 0
F11_Industrial_Stone, Clay, and Glass_New_Process_Natural Gas_Retrocommissioning_A_Achievable Technical Potential | F11 | Industrial | Stone, Clay, and Glass | New | Process | Natural Gas | Retrocommissioning | A | Purchases (Cumulative) | Achievable Technical Potential | 0 | 0 | 0 | 0 | 0 | 0 | 0 | 0 | 0 | 0 | 0 | 0 | 0 | 0 | 0 | 0 | 0 | 0 | 0 | 0 | 0 | 0 | 0 | 0 | 0 | 0 | 0 | 0 | 0 | 0 | 0
F1_Industrial_Petroleum_Existing_Space Heating_Natural Gas_Insulation - Roof/Ceiling_A_Achievable Technical Potential | F1 | Industrial | Petroleum | Existing | Space Heating | Natural Gas | Insulation - Roof/Ceiling | A | Integrated Unit Energy Savings (kWh or therms) | Achievable Technical Potential | 0 | 0 | 0 | 0 | 0 | 0.097847 | 0.09668 | 0.095287 | 0.093846 | 0.092361 | 0.090833 | 0.089286 | 0.087743 | 0.086158 | 0.084578 | 0.083038 | 0.081578 | 0.080147 | 0.078764 | 0.077501 | 0.076292 | 0.075149 | 0.07407 | 0.073178 | 0.072341 | 0.071743 | 0.071185 | 0.070663 | 0 | 0 | 0
F2_Industrial_Petroleum_Existing_Space Heating_Natural Gas_Insulation - Roof/Ceiling_A_Achievable Technical Potential | F2 | Industrial | Petroleum | Existing | Space Heating | Natural Gas | Insulation - Roof/Ceiling | A | Integrated Unit Summer Peak Savings (kW) | Achievable Technical Potential | 0 | 0 | 0 | 0 | 0 | 0 | 0 | 0 | 0 | 0 | 0 | 0 | 0 | 0 | 0 | 0 | 0 | 0 | 0 | 0 | 0 | 0 | 0 | 0 | 0 | 0 | 0 | 0 | 0 | 0 | 0
F3_Industrial_Petroleum_Existing_Space Heating_Natural Gas_Insulation - Roof/Ceiling_A_Achievable Technical Potential | F3 | Industrial | Petroleum | Existing | Space Heating | Natural Gas | Insulation - Roof/Ceiling | A | Integrated Unit Winter Peak Savings (kW) | Achievable Technical Potential | 0 | 0 | 0 | 0 | 0 | 0 | 0 | 0 | 0 | 0 | 0 | 0 | 0 | 0 | 0 | 0 | 0 | 0 | 0 | 0 | 0 | 0 | 0 | 0 | 0 | 0 | 0 | 0 | 0 | 0 | 0
F4_Industrial_Petroleum_Existing_Space Heating_Natural Gas_Insulation - Roof/Ceiling_A_Achievable Technical Potential | F4 | Industrial | Petroleum | Existing | Space Heating | Natural Gas | Insulation - Roof/Ceiling | A | Incremental Energy Savings (MWh or mTherms) | Achievable Technical Potential | 0 | 0 | 0 | 0 | 0 | 0.016578 | 0.028649 | 0.043664 | 0.060238 | 0.075515 | 0.085544 | 0.090307 | 0.088567 | 0.07988 | 0.068875 | 0.055157 | 0.042151 | 0.03036 | 0.020699 | 0.013594 | 0.0084807 | 0.0050651 | 0.0033679 | 0 | 0 | 0 | 0 | 0 | 0 | 0 | 0
F5_Industrial_Petroleum_Existing_Space Heating_Natural Gas_Insulation - Roof/Ceiling_A_Achievable Technical Potential | F5 | Industrial | Petroleum | Existing | Space Heating | Natural Gas | Insulation - Roof/Ceiling | A | Incremental Summer Peak Savings (MW) | Achievable Technical Potential | 0 | 0 | 0 | 0 | 0 | 0 | 0 | 0 | 0 | 0 | 0 | 0 | 0 | 0 | 0 | 0 | 0 | 0 | 0 | 0 | 0 | 0 | 0 | 0 | 0 | 0 | 0 | 0 | 0 | 0 | 0
F6_Industrial_Petroleum_Existing_Space Heating_Natural Gas_Insulation - Roof/Ceiling_A_Achievable Technical Potential | F6 | Industrial | Petroleum | Existing | Space Heating | Natural Gas | Insulation - Roof/Ceiling | A | Incremental Winter Peak Savings (MW) | Achievable Technical Potential | 0 | 0 | 0 | 0 | 0 | 0 | 0 | 0 | 0 | 0 | 0 | 0 | 0 | 0 | 0 | 0 | 0 | 0 | 0 | 0 | 0 | 0 | 0 | 0 | 0 | 0 | 0 | 0 | 0 | 0 | 0
F7_Industrial_Petroleum_Existing_Space Heating_Natural Gas_Insulation - Roof/Ceiling_A_Achievable Technical Potential | F7 | Industrial | Petroleum | Existing | Space Heating | Natural Gas | Insulation - Roof/Ceiling | A | Cumulative Energy Savings (MWh or mTherms) | Achievable Technical Potential | 0 | 0 | 0 | 0 | 0 | 0.016578 | 0.045029 | 0.088044 | 0.14695 | 0.22014 | 0.30204 | 0.3872 | 0.46908 | 0.54049 | 0.59945 | 0.64369 | 0.67453 | 0.69305 | 0.7018 | 0.70414 | 0.70163 | 0.69619 | 0.68956 | 0.68125 | 0.67346 | 0.66789 | 0.6627 | 0.65784 | 0 | 0 | 0
F8_Industrial_Petroleum_Existing_Space Heating_Natural Gas_Insulation - Roof/Ceiling_A_Achievable Technical Potential | F8 | Industrial | Petroleum | Existing | Space Heating | Natural Gas | Insulation - Roof/Ceiling | A | Cumulative Summer Peak Savings (MW) | Achievable Technical Potential | 0 | 0 | 0 | 0 | 0 | 0 | 0 | 0 | 0 | 0 | 0 | 0 | 0 | 0 | 0 | 0 | 0 | 0 | 0 | 0 | 0 | 0 | 0 | 0 | 0 | 0 | 0 | 0 | 0 | 0 | 0
F9_Industrial_Petroleum_Existing_Space Heating_Natural Gas_Insulation - Roof/Ceiling_A_Achievable Technical Potential | F9 | Industrial | Petroleum | Existing | Space Heating | Natural Gas | Insulation - Roof/Ceiling | A | Cumulative Winter Peak Savings (MW) | Achievable Technical Potential | 0 | 0 | 0 | 0 | 0 | 0 | 0 | 0 | 0 | 0 | 0 | 0 | 0 | 0 | 0 | 0 | 0 | 0 | 0 | 0 | 0 | 0 | 0 | 0 | 0 | 0 | 0 | 0 | 0 | 0 | 0
F10_Industrial_Petroleum_Existing_Space Heating_Natural Gas_Insulation - Roof/Ceiling_A_Achievable Technical Potential | F10 | Industrial | Petroleum | Existing | Space Heating | Natural Gas | Insulation - Roof/Ceiling | A | Purchases (Incremental) | Achievable Technical Potential | 0 | 0 | 0 | 0 | 0 | 169.4236 | 296.3286 | 458.2372 | 641.879 | 817.6124 | 941.7678 | 1011.44 | 1009.3863 | 927.1338 | 814.3394 | 664.2371 | 516.6959 | 378.8071 | 262.7997 | 175.4073 | 111.1613 | 67.4002 | 45.4693 | 0 | 0 | 0 | 0 | 0 | 0 | 0 | 0
F11_Industrial_Petroleum_Existing_Space Heating_Natural Gas_Insulation - Roof/Ceiling_A_Achievable Technical Potential | F11 | Industrial | Petroleum | Existing | Space Heating | Natural Gas | Insulation - Roof/Ceiling | A | Purchases (Cumulative) | Achievable Technical Potential | 0 | 0 | 0 | 0 | 0 | 169.4236 | 465.7523 | 923.9895 | 1565.8685 | 2383.4809 | 3325.2488 | 4336.6888 | 5346.0751 | 6273.2089 | 7087.5483 | 7751.7854 | 8268.4813 | 8647.2884 | 8910.0881 | 9085.4955 | 9196.6567 | 9264.057 | 9309.5263 | 9309.5263 | 9309.5263 | 9309.5263 | 9309.5263 | 9309.5263 | 9309.5263 | 9309.5263 | 9309.5263
F1_Industrial_Petroleum_Existing_Space Heating_Natural Gas_Insulation - Wall Cavity_A_Achievable Technical Potential | F1 | Industrial | Petroleum | Existing | Space Heating | Natural Gas | Insulation - Wall Cavity | A | Integrated Unit Energy Savings (kWh or therms) | Achievable Technical Potential | 0 | 0 | 0 | 0 | 0 | 0.017551 | 0.017223 | 0.016793 | 0.01629 | 0.015722 | 0.015095 | 0.014458 | 0.013835 | 0.013216 | 0.01269 | 0.0122 | 0.011805 | 0.011453 | 0.011139 | 0.010904 | 0.010684 | 0.010489 | 0.010312 | 0.010176 | 0.01005 | 0.0099582 | 0.0098728 | 0.0097934 | 0 | 0 | 0
F2_Industrial_Petroleum_Existing_Space Heating_Natural Gas_Insulation - Wall Cavity_A_Achievable Technical Potential | F2 | Industrial | Petroleum | Existing | Space Heating | Natural Gas | Insulation - Wall Cavity | A | Integrated Unit Summer Peak Savings (kW) | Achievable Technical Potential | 0 | 0 | 0 | 0 | 0 | 0 | 0 | 0 | 0 | 0 | 0 | 0 | 0 | 0 | 0 | 0 | 0 | 0 | 0 | 0 | 0 | 0 | 0 | 0 | 0 | 0 | 0 | 0 | 0 | 0 | 0
F3_Industrial_Petroleum_Existing_Space Heating_Natural Gas_Insulation - Wall Cavity_A_Achievable Technical Potential | F3 | Industrial | Petroleum | Existing | Space Heating | Natural Gas | Insulation - Wall Cavity | A | Integrated Unit Winter Peak Savings (kW) | Achievable Technical Potential | 0 | 0 | 0 | 0 | 0 | 0 | 0 | 0 | 0 | 0 | 0 | 0 | 0 | 0 | 0 | 0 | 0 | 0 | 0 | 0 | 0 | 0 | 0 | 0 | 0 | 0 | 0 | 0 | 0 | 0 | 0
F4_Industrial_Petroleum_Existing_Space Heating_Natural Gas_Insulation - Wall Cavity_A_Achievable Technical Potential | F4 | Industrial | Petroleum | Existing | Space Heating | Natural Gas | Insulation - Wall Cavity | A | Incremental Energy Savings (MWh or mTherms) | Achievable Technical Potential | 0 | 0 | 0 | 0 | 0 | 0.0029736 | 0.0051036 | 0.007695 | 0.010456 | 0.012855 | 0.014216 | 0.014624 | 0.013965 | 0.012253 | 0.010334 | 0.0081035 | 0.0060997 | 0.0043384 | 0.0029272 | 0.0019126 | 0.0011876 | 0.00070695 | 0.00046887 | 0 | 0 | 0 | 0 | 0 | 0 | 0 | 0
F5_Industrial_Petroleum_Existing_Space Heating_Natural Gas_Insulation - Wall Cavity_A_Achievable Technical Potential | F5 | Industrial | Petroleum | Existing | Space Heating | Natural Gas | Insulation - Wall Cavity | A | Incremental Summer Peak Savings (MW) | Achievable Technical Potential | 0 | 0 | 0 | 0 | 0 | 0 | 0 | 0 | 0 | 0 | 0 | 0 | 0 | 0 | 0 | 0 | 0 | 0 | 0 | 0 | 0 | 0 | 0 | 0 | 0 | 0 | 0 | 0 | 0 | 0 | 0
F6_Industrial_Petroleum_Existing_Space Heating_Natural Gas_Insulation - Wall Cavity_A_Achievable Technical Potential | F6 | Industrial | Petroleum | Existing | Space Heating | Natural Gas | Insulation - Wall Cavity | A | Incremental Winter Peak Savings (MW) | Achievable Technical Potential | 0 | 0 | 0 | 0 | 0 | 0 | 0 | 0 | 0 | 0 | 0 | 0 | 0 | 0 | 0 | 0 | 0 | 0 | 0 | 0 | 0 | 0 | 0 | 0 | 0 | 0 | 0 | 0 | 0 | 0 | 0
F7_Industrial_Petroleum_Existing_Space Heating_Natural Gas_Insulation - Wall Cavity_A_Achievable Technical Potential | F7 | Industrial | Petroleum | Existing | Space Heating | Natural Gas | Insulation - Wall Cavity | A | Cumulative Energy Savings (MWh or mTherms) | Achievable Technical Potential | 0 | 0 | 0 | 0 | 0 | 0.0029736 | 0.0080216 | 0.015516 | 0.025508 | 0.037474 | 0.050195 | 0.0627 | 0.073965 | 0.082904 | 0.089944 | 0.094569 | 0.097611 | 0.099036 | 0.099246 | 0.099067 | 0.098253 | 0.09717 | 0.095998 | 0.094738 | 0.093559 | 0.092706 | 0.091911 | 0.091172 | 0 | 0 | 0
F8_Industrial_Petroleum_Existing_Space Heating_Natural Gas_Insulation - Wall Cavity_A_Achievable Technical Potential | F8 | Industrial | Petroleum | Existing | Space Heating | Natural Gas | Insulation - Wall Cavity | A | Cumulative Summer Peak Savings (MW) | Achievable Technical Potential | 0 | 0 | 0 | 0 | 0 | 0 | 0 | 0 | 0 | 0 | 0 | 0 | 0 | 0 | 0 | 0 | 0 | 0 | 0 | 0 | 0 | 0 | 0 | 0 | 0 | 0 | 0 | 0 | 0 | 0 | 0
F9_Industrial_Petroleum_Existing_Space Heating_Natural Gas_Insulation - Wall Cavity_A_Achievable Technical Potential | F9 | Industrial | Petroleum | Existing | Space Heating | Natural Gas | Insulation - Wall Cavity | A | Cumulative Winter Peak Savings (MW) | Achievable Technical Potential | 0 | 0 | 0 | 0 | 0 | 0 | 0 | 0 | 0 | 0 | 0 | 0 | 0 | 0 | 0 | 0 | 0 | 0 | 0 | 0 | 0 | 0 | 0 | 0 | 0 | 0 | 0 | 0 | 0 | 0 | 0
F10_Industrial_Petroleum_Existing_Space Heating_Natural Gas_Insulation - Wall Cavity_A_Achievable Technical Potential | F10 | Industrial | Petroleum | Existing | Space Heating | Natural Gas | Insulation - Wall Cavity | A | Purchases (Incremental) | Achievable Technical Potential | 0 | 0 | 0 | 0 | 0 | 169.4236 | 296.3286 | 458.2372 | 641.879 | 817.6124 | 941.7678 | 1011.44 | 1009.3863 | 927.1338 | 814.3394 | 664.2371 | 516.6959 | 378.8071 | 262.7997 | 175.4073 | 111.1613 | 67.4002 | 45.4693 | 0 | 0 | 0 | 0 | 0 | 0 | 0 | 0
F11_Industrial_Petroleum_Existing_Space Heating_Natural Gas_Insulation - Wall Cavity_A_Achievable Technical Potential | F11 | Industrial | Petroleum | Existing | Space Heating | Natural Gas | Insulation - Wall Cavity | A | Purchases (Cumulative) | Achievable Technical Potential | 0 | 0 | 0 | 0 | 0 | 169.4236 | 465.7523 | 923.9895 | 1565.8685 | 2383.4809 | 3325.2488 | 4336.6888 | 5346.0751 | 6273.2089 | 7087.5483 | 7751.7854 | 8268.4813 | 8647.2884 | 8910.0881 | 9085.4955 | 9196.6567 | 9264.057 | 9309.5263 | 9309.5263 | 9309.5263 | 9309.5263 | 9309.5263 | 9309.5263 | 9309.5263 | 9309.5263 | 9309.5263
F1_Industrial_Petroleum_Existing_Space Heating_Natural Gas_Insulation - Ducting_A_Achievable Technical Potential | F1 | Industrial | Petroleum | Existing | Space Heating | Natural Gas | Insulation - Ducting | A | Integrated Unit Energy Savings (kWh or therms) | Achievable Technical Potential | 0 | 0 | 0 | 0 | 0 | 0.0016182 | 0.0015849 | 0.0015406 | 0.0014887 | 0.0014302 | 0.0013657 | 0.0013008 | 0.0012379 | 0.001176 | 0.0011242 | 0.0010763 | 0.0010383 | 0.0010047 | 0.00097505 | 0.00095317 | 0.00093268 | 0.00091471 | 0.00089829 | 0.00088577 | 0.00087408 | 0.00086561 | 0.0008577 | 0.00085032 | 0.00131 | 0.0013019 | 0.0012943
F2_Industrial_Petroleum_Existing_Space Heating_Natural Gas_Insulation - Ducting_A_Achievable Technical Potential | F2 | Industrial | Petroleum | Existing | Space Heating | Natural Gas | Insulation - Ducting | A | Integrated Unit Summer Peak Savings (kW) | Achievable Technical Potential | 0 | 0 | 0 | 0 | 0 | 0 | 0 | 0 | 0 | 0 | 0 | 0 | 0 | 0 | 0 | 0 | 0 | 0 | 0 | 0 | 0 | 0 | 0 | 0 | 0 | 0 | 0 | 0 | 0 | 0 | 0
F3_Industrial_Petroleum_Existing_Space Heating_Natural Gas_Insulation - Ducting_A_Achievable Technical Potential | F3 | Industrial | Petroleum | Existing | Space Heating | Natural Gas | Insulation - Ducting | A | Integrated Unit Winter Peak Savings (kW) | Achievable Technical Potential | 0 | 0 | 0 | 0 | 0 | 0 | 0 | 0 | 0 | 0 | 0 | 0 | 0 | 0 | 0 | 0 | 0 | 0 | 0 | 0 | 0 | 0 | 0 | 0 | 0 | 0 | 0 | 0 | 0 | 0 | 0
F4_Industrial_Petroleum_Existing_Space Heating_Natural Gas_Insulation - Ducting_A_Achievable Technical Potential | F4 | Industrial | Petroleum | Existing | Space Heating | Natural Gas | Insulation - Ducting | A | Incremental Energy Savings (MWh or mTherms) | Achievable Technical Potential | 0 | 0 | 0 | 0 | 0 | 7.0989e-05 | 8.5327e-05 | 0.00010089 | 0.00011324 | 0.00012419 | 0.00013689 | 0.00014264 | 0.00013839 | 0.00012192 | 0.00010057 | 7.3799e-05 | 4.7124e-05 | 2.6344e-05 | 1.22e-05 | 5.0516e-06 | 1.79e-06 | 5.4621e-07 | 1.1649e-07 | 1.8816e-08 | 2.2218e-09 | 0 | 0 | 0 | 0 | 0 | 0
F5_Industrial_Petroleum_Existing_Space Heating_Natural Gas_Insulation - Ducting_A_Achievable Technical Potential | F5 | Industrial | Petroleum | Existing | Space Heating | Natural Gas | Insulation - Ducting | A | Incremental Summer Peak Savings (MW) | Achievable Technical Potential | 0 | 0 | 0 | 0 | 0 | 0 | 0 | 0 | 0 | 0 | 0 | 0 | 0 | 0 | 0 | 0 | 0 | 0 | 0 | 0 | 0 | 0 | 0 | 0 | 0 | 0 | 0 | 0 | 0 | 0 | 0
F6_Industrial_Petroleum_Existing_Space Heating_Natural Gas_Insulation - Ducting_A_Achievable Technical Potential | F6 | Industrial | Petroleum | Existing | Space Heating | Natural Gas | Insulation - Ducting | A | Incremental Winter Peak Savings (MW) | Achievable Technical Potential | 0 | 0 | 0 | 0 | 0 | 0 | 0 | 0 | 0 | 0 | 0 | 0 | 0 | 0 | 0 | 0 | 0 | 0 | 0 | 0 | 0 | 0 | 0 | 0 | 0 | 0 | 0 | 0 | 0 | 0 | 0
F7_Industrial_Petroleum_Existing_Space Heating_Natural Gas_Insulation - Ducting_A_Achievable Technical Potential | F7 | Industrial | Petroleum | Existing | Space Heating | Natural Gas | Insulation - Ducting | A | Cumulative Energy Savings (MWh or mTherms) | Achievable Technical Potential | 0 | 0 | 0 | 0 | 0 | 7.0989e-05 | 0.00015486 | 0.00025142 | 0.00035619 | 0.00046637 | 0.00058225 | 0.00069719 | 0.00080188 | 0.00088367 | 0.00094536 | 0.00097886 | 0.00099144 | 0.00098571 | 0.0009688 | 0.00095212 | 0.00093343 | 0.000916 | 0.00089967 | 0.00088714 | 0.00087545 | 0.00086696 | 0.00085904 | 0.00085165 | 0 | 0 | 0
F8_Industrial_Petroleum_Existing_Space Heating_Natural Gas_Insulation - Ducting_A_Achievable Technical Potential | F8 | Industrial | Petroleum | Existing | Space Heating | Natural Gas | Insulation - Ducting | A | Cumulative Summer Peak Savings (MW) | Achievable Technical Potential | 0 | 0 | 0 | 0 | 0 | 0 | 0 | 0 | 0 | 0 | 0 | 0 | 0 | 0 | 0 | 0 | 0 | 0 | 0 | 0 | 0 | 0 | 0 | 0 | 0 | 0 | 0 | 0 | 0 | 0 | 0
F9_Industrial_Petroleum_Existing_Space Heating_Natural Gas_Insulation - Ducting_A_Achievable Technical Potential | F9 | Industrial | Petroleum | Existing | Space Heating | Natural Gas | Insulation - Ducting | A | Cumulative Winter Peak Savings (MW) | Achievable Technical Potential | 0 | 0 | 0 | 0 | 0 | 0 | 0 | 0 | 0 | 0 | 0 | 0 | 0 | 0 | 0 | 0 | 0 | 0 | 0 | 0 | 0 | 0 | 0 | 0 | 0 | 0 | 0 | 0 | 0 | 0 | 0
F10_Industrial_Petroleum_Existing_Space Heating_Natural Gas_Insulation - Ducting_A_Achievable Technical Potential | F10 | Industrial | Petroleum | Existing | Space Heating | Natural Gas | Insulation - Ducting | A | Purchases (Incremental) | Achievable Technical Potential | 0 | 0 | 0 | 0 | 0 | 43.8698 | 53.8356 | 65.4905 | 76.0653 | 86.8338 | 100.23 | 109.6534 | 111.7912 | 103.6769 | 89.4593 | 68.5672 | 45.3851 | 26.22 | 12.5118 | 5.2997 | 1.9192 | 0.59714 | 0.12968 | 0.021243 | 0.0025418 | 0 | 0 | 0 | 0 | 0 | 0
F11_Industrial_Petroleum_Existing_Space Heating_Natural Gas_Insulation - Ducting_A_Achievable Technical Potential | F11 | Industrial | Petroleum | Existing | Space Heating | Natural Gas | Insulation - Ducting | A | Purchases (Cumulative) | Achievable Technical Potential | 0 | 0 | 0 | 0 | 0 | 43.8698 | 97.7055 | 163.196 | 239.2613 | 326.0951 | 426.3251 | 535.9785 | 647.7697 | 751.4466 | 840.9059 | 909.4732 | 954.8583 | 981.0783 | 993.5902 | 998.8899 | 1000.8091 | 1001.4063 | 1001.536 | 1001.5572 | 1001.5597 | 1001.5597 | 1001.5597 | 1001.5597 | 1001.5597 | 1001.5597 | 1001.5597
F1_Industrial_Petroleum_Existing_Space Heating_Natural Gas_HVAC - Duct Repair and Sealing_A_Achievable Technical Potential | F1 | Industrial | Petroleum | Existing | Space Heating | Natural Gas | HVAC - Duct Repair and Sealing | A | Integrated Unit Energy Savings (kWh or therms) | Achievable Technical Potential | 0 | 0 | 0 | 0 | 0 | 0.0038131 | 0.0037403 | 0.0036434 | 0.0035309 | 0.0034043 | 0.003265 | 0.0031239 | 0.0029865 | 0.0028503 | 0.0027349 | 0.0026274 | 0.0025411 | 0.0024641 | 0.0023957 | 0.0023443 | 0.002296 | 0.0022534 | 0.0022144 | 0.0021844 | 0.0021565 | 0.0021359 | 0.0021167 | 0.0020987 | 0.0030839 | 0.0030649 | 0.0030471
F2_Industrial_Petroleum_Existing_Space Heating_Natural Gas_HVAC - Duct Repair and Sealing_A_Achievable Technical Potential | F2 | Industrial | Petroleum | Existing | Space Heating | Natural Gas | HVAC - Duct Repair and Sealing | A | Integrated Unit Summer Peak Savings (kW) | Achievable Technical Potential | 0 | 0 | 0 | 0 | 0 | 0 | 0 | 0 | 0 | 0 | 0 | 0 | 0 | 0 | 0 | 0 | 0 | 0 | 0 | 0 | 0 | 0 | 0 | 0 | 0 | 0 | 0 | 0 | 0 | 0 | 0
F3_Industrial_Petroleum_Existing_Space Heating_Natural Gas_HVAC - Duct Repair and Sealing_A_Achievable Technical Potential | F3 | Industrial | Petroleum | Existing | Space Heating | Natural Gas | HVAC - Duct Repair and Sealing | A | Integrated Unit Winter Peak Savings (kW) | Achievable Technical Potential | 0 | 0 | 0 | 0 | 0 | 0 | 0 | 0 | 0 | 0 | 0 | 0 | 0 | 0 | 0 | 0 | 0 | 0 | 0 | 0 | 0 | 0 | 0 | 0 | 0 | 0 | 0 | 0 | 0 | 0 | 0
F4_Industrial_Petroleum_Existing_Space Heating_Natural Gas_HVAC - Duct Repair and Sealing_A_Achievable Technical Potential | F4 | Industrial | Petroleum | Existing | Space Heating | Natural Gas | HVAC - Duct Repair and Sealing | A | Incremental Energy Savings (MWh or mTherms) | Achievable Technical Potential | 0 | 0 | 0 | 0 | 0 | 0.0003404 | 0.00033371 | 0.00032315 | 0.00031334 | 0.00030235 | 0.0002863 | 0.00027318 | 0.00026064 | 0.0002448 | 0.00023578 | 0.00022436 | 0.00021701 | 0.00020938 | 0.00020175 | 0.00019765 | 0.00019279 | 0.00018848 | 0.00018454 | 0.00018142 | 0.00017854 | 0 | 0 | 0 | 0 | 0 | 0
F5_Industrial_Petroleum_Existing_Space Heating_Natural Gas_HVAC - Duct Repair and Sealing_A_Achievable Technical Potential | F5 | Industrial | Petroleum | Existing | Space Heating | Natural Gas | HVAC - Duct Repair and Sealing | A | Incremental Summer Peak Savings (MW) | Achievable Technical Potential | 0 | 0 | 0 | 0 | 0 | 0 | 0 | 0 | 0 | 0 | 0 | 0 | 0 | 0 | 0 | 0 | 0 | 0 | 0 | 0 | 0 | 0 | 0 | 0 | 0 | 0 | 0 | 0 | 0 | 0 | 0
F6_Industrial_Petroleum_Existing_Space Heating_Natural Gas_HVAC - Duct Repair and Sealing_A_Achievable Technical Potential | F6 | Industrial | Petroleum | Existing | Space Heating | Natural Gas | HVAC - Duct Repair and Sealing | A | Incremental Winter Peak Savings (MW) | Achievable Technical Potential | 0 | 0 | 0 | 0 | 0 | 0 | 0 | 0 | 0 | 0 | 0 | 0 | 0 | 0 | 0 | 0 | 0 | 0 | 0 | 0 | 0 | 0 | 0 | 0 | 0 | 0 | 0 | 0 | 0 | 0 | 0
F7_Industrial_Petroleum_Existing_Space Heating_Natural Gas_HVAC - Duct Repair and Sealing_A_Achievable Technical Potential | F7 | Industrial | Petroleum | Existing | Space Heating | Natural Gas | HVAC - Duct Repair and Sealing | A | Cumulative Energy Savings (MWh or mTherms) | Achievable Technical Potential | 0 | 0 | 0 | 0 | 0 | 0.0003404 | 0.00066761 | 0.00097346 | 0.0012567 | 0.001514 | 0.0017384 | 0.0019365 | 0.0021119 | 0.0022604 | 0.0024046 | 0.0025345 | 0.0026683 | 0.0027968 | 0.0029209 | 0.0030558 | 0.0031857 | 0.0033152 | 0.0034423 | 0.0035771 | 0.0037099 | 0.0036745 | 0.0036413 | 0.0036104 | 0 | 0 | 0
F8_Industrial_Petroleum_Existing_Space Heating_Natural Gas_HVAC - Duct Repair and Sealing_A_Achievable Technical Potential | F8 | Industrial | Petroleum | Existing | Space Heating | Natural Gas | HVAC - Duct Repair and Sealing | A | Cumulative Summer Peak Savings (MW) | Achievable Technical Potential | 0 | 0 | 0 | 0 | 0 | 0 | 0 | 0 | 0 | 0 | 0 | 0 | 0 | 0 | 0 | 0 | 0 | 0 | 0 | 0 | 0 | 0 | 0 | 0 | 0 | 0 | 0 | 0 | 0 | 0 | 0
F9_Industrial_Petroleum_Existing_Space Heating_Natural Gas_HVAC - Duct Repair and Sealing_A_Achievable Technical Potential | F9 | Industrial | Petroleum | Existing | Space Heating | Natural Gas | HVAC - Duct Repair and Sealing | A | Cumulative Winter Peak Savings (MW) | Achievable Technical Potential | 0 | 0 | 0 | 0 | 0 | 0 | 0 | 0 | 0 | 0 | 0 | 0 | 0 | 0 | 0 | 0 | 0 | 0 | 0 | 0 | 0 | 0 | 0 | 0 | 0 | 0 | 0 | 0 | 0 | 0 | 0
F10_Industrial_Petroleum_Existing_Space Heating_Natural Gas_HVAC - Duct Repair and Sealing_A_Achievable Technical Potential | F10 | Industrial | Petroleum | Existing | Space Heating | Natural Gas | HVAC - Duct Repair and Sealing | A | Purchases (Incremental) | Achievable Technical Potential | 0 | 0 | 0 | 0 | 0 | 89.27 | 89.221 | 88.6949 | 88.7428 | 88.8162 | 87.6883 | 87.4487 | 87.2711 | 85.8853 | 86.2132 | 85.3911 | 85.4022 | 84.9723 | 84.2144 | 84.3141 | 83.9655 | 83.6389 | 83.3341 | 83.051 | 82.7891 | 0 | 0 | 0 | 0 | 0 | 0
F11_Industrial_Petroleum_Existing_Space Heating_Natural Gas_HVAC - Duct Repair and Sealing_A_Achievable Technical Potential | F11 | Industrial | Petroleum | Existing | Space Heating | Natural Gas | HVAC - Duct Repair and Sealing | A | Purchases (Cumulative) | Achievable Technical Potential | 0 | 0 | 0 | 0 | 0 | 89.27 | 178.4911 | 267.1859 | 355.9288 | 444.745 | 532.4333 | 619.882 | 707.1532 | 793.0385 | 879.2517 | 964.6428 | 1050.0449 | 1135.0172 | 1219.2316 | 1303.5457 | 1387.5112 | 1471.1501 | 1554.4842 | 1637.5352 | 1720.3242 | 1720.3242 | 1720.3242 | 1720.3242 | 1720.3242 | 1720.3242 | 1720.3242
F1_Industrial_Petroleum_Existing_Space Heating_Natural Gas_Windows - High Efficiency_A_Achievable Technical Potential | F1 | Industrial | Petroleum | Existing | Space Heating | Natural Gas | Windows - High Efficiency | A | Integrated Unit Energy Savings (kWh or therms) | Achievable Technical Potential | 0 | 0 | 0 | 0 | 0 | 0.0055652 | 0.0054534 | 0.0053061 | 0.0051328 | 0.0049363 | 0.004719 | 0.0044996 | 0.0042863 | 0.0040754 | 0.0038994 | 0.0037357 | 0.0036061 | 0.0034912 | 0.0033896 | 0.0033151 | 0.0032453 | 0.0031841 | 0.0031286 | 0.0030865 | 0.0030471 | 0.0030189 | 0.0029927 | 0.0029683 | 0 | 0 | 0
F2_Industrial_Petroleum_Existing_Space Heating_Natural Gas_Windows - High Efficiency_A_Achievable Technical Potential | F2 | Industrial | Petroleum | Existing | Space Heating | Natural Gas | Windows - High Efficiency | A | Integrated Unit Summer Peak Savings (kW) | Achievable Technical Potential | 0 | 0 | 0 | 0 | 0 | 0 | 0 | 0 | 0 | 0 | 0 | 0 | 0 | 0 | 0 | 0 | 0 | 0 | 0 | 0 | 0 | 0 | 0 | 0 | 0 | 0 | 0 | 0 | 0 | 0 | 0
F3_Industrial_Petroleum_Existing_Space Heating_Natural Gas_Windows - High Efficiency_A_Achievable Technical Potential | F3 | Industrial | Petroleum | Existing | Space Heating | Natural Gas | Windows - High Efficiency | A | Integrated Unit Winter Peak Savings (kW) | Achievable Technical Potential | 0 | 0 | 0 | 0 | 0 | 0 | 0 | 0 | 0 | 0 | 0 | 0 | 0 | 0 | 0 | 0 | 0 | 0 | 0 | 0 | 0 | 0 | 0 | 0 | 0 | 0 | 0 | 0 | 0 | 0 | 0
F4_Industrial_Petroleum_Existing_Space Heating_Natural Gas_Windows - High Efficiency_A_Achievable Technical Potential | F4 | Industrial | Petroleum | Existing | Space Heating | Natural Gas | Windows - High Efficiency | A | Incremental Energy Savings (MWh or mTherms) | Achievable Technical Potential | 0 | 0 | 0 | 0 | 0 | 0.00019116 | 0.00037424 | 0.00064271 | 0.0010119 | 0.0014783 | 0.0019983 | 0.0025848 | 0.0031855 | 0.0036866 | 0.0041755 | 0.0044452 | 0.0045653 | 0.0044161 | 0.0040056 | 0.0034485 | 0.0027803 | 0.0020779 | 0.0014083 | 0.00088464 | 0.00056778 | 0 | 0 | 0 | 0 | 0 | 0
F5_Industrial_Petroleum_Existing_Space Heating_Natural Gas_Windows - High Efficiency_A_Achievable Technical Potential | F5 | Industrial | Petroleum | Existing | Space Heating | Natural Gas | Windows - High Efficiency | A | Incremental Summer Peak Savings (MW) | Achievable Technical Potential | 0 | 0 | 0 | 0 | 0 | 0 | 0 | 0 | 0 | 0 | 0 | 0 | 0 | 0 | 0 | 0 | 0 | 0 | 0 | 0 | 0 | 0 | 0 | 0 | 0 | 0 | 0 | 0 | 0 | 0 | 0
F6_Industrial_Petroleum_Existing_Space Heating_Natural Gas_Windows - High Efficiency_A_Achievable Technical Potential | F6 | Industrial | Petroleum | Existing | Space Heating | Natural Gas | Windows - High Efficiency | A | Incremental Winter Peak Savings (MW) | Achievable Technical Potential | 0 | 0 | 0 | 0 | 0 | 0 | 0 | 0 | 0 | 0 | 0 | 0 | 0 | 0 | 0 | 0 | 0 | 0 | 0 | 0 | 0 | 0 | 0 | 0 | 0 | 0 | 0 | 0 | 0 | 0 | 0
F7_Industrial_Petroleum_Existing_Space Heating_Natural Gas_Windows - High Efficiency_A_Achievable Technical Potential | F7 | Industrial | Petroleum | Existing | Space Heating | Natural Gas | Windows - High Efficiency | A | Cumulative Energy Savings (MWh or mTherms) | Achievable Technical Potential | 0 | 0 | 0 | 0 | 0 | 0.00019116 | 0.00056156 | 0.0011891 | 0.0021621 | 0.0035576 | 0.0053994 | 0.0077331 | 0.010552 | 0.01372 | 0.017302 | 0.021021 | 0.024857 | 0.028482 | 0.031658 | 0.034411 | 0.036467 | 0.037857 | 0.038605 | 0.038971 | 0.039041 | 0.03868 | 0.038343 | 0.038031 | 0 | 0 | 0
F8_Industrial_Petroleum_Existing_Space Heating_Natural Gas_Windows - High Efficiency_A_Achievable Technical Potential | F8 | Industrial | Petroleum | Existing | Space Heating | Natural Gas | Windows - High Efficiency | A | Cumulative Summer Peak Savings (MW) | Achievable Technical Potential | 0 | 0 | 0 | 0 | 0 | 0 | 0 | 0 | 0 | 0 | 0 | 0 | 0 | 0 | 0 | 0 | 0 | 0 | 0 | 0 | 0 | 0 | 0 | 0 | 0 | 0 | 0 | 0 | 0 | 0 | 0
F9_Industrial_Petroleum_Existing_Space Heating_Natural Gas_Windows - High Efficiency_A_Achievable Technical Potential | F9 | Industrial | Petroleum | Existing | Space Heating | Natural Gas | Windows - High Efficiency | A | Cumulative Winter Peak Savings (MW) | Achievable Technical Potential | 0 | 0 | 0 | 0 | 0 | 0 | 0 | 0 | 0 | 0 | 0 | 0 | 0 | 0 | 0 | 0 | 0 | 0 | 0 | 0 | 0 | 0 | 0 | 0 | 0 | 0 | 0 | 0 | 0 | 0 | 0
F10_Industrial_Petroleum_Existing_Space Heating_Natural Gas_Windows - High Efficiency_A_Achievable Technical Potential | F10 | Industrial | Petroleum | Existing | Space Heating | Natural Gas | Windows - High Efficiency | A | Purchases (Incremental) | Achievable Technical Potential | 0 | 0 | 0 | 0 | 0 | 34.3494 | 68.6245 | 121.1273 | 197.1367 | 299.4734 | 423.4632 | 574.4522 | 743.1854 | 904.5958 | 1070.8062 | 1189.9183 | 1266.0133 | 1264.9003 | 1181.7458 | 1040.2497 | 856.7175 | 652.5889 | 450.1461 | 286.616 | 186.334 | 0 | 0 | 0 | 0 | 0 | 0
F11_Industrial_Petroleum_Existing_Space Heating_Natural Gas_Windows - High Efficiency_A_Achievable Technical Potential | F11 | Industrial | Petroleum | Existing | Space Heating | Natural Gas | Windows - High Efficiency | A | Purchases (Cumulative) | Achievable Technical Potential | 0 | 0 | 0 | 0 | 0 | 34.3494 | 102.9739 | 224.1012 | 421.2379 | 720.7113 | 1144.1746 | 1718.6267 | 2461.8122 | 3366.408 | 4437.2142 | 5627.1325 | 6893.1458 | 8158.0461 | 9339.7919 | 10380.0416 | 11236.7591 | 11889.348 | 12339.4942 | 12626.1102 | 12812.4443 | 12812.4443 | 12812.4443 | 12812.4443 | 12812.4443 | 12812.4443 | 12812.4443
F1_Industrial_Petroleum_Existing_Space Heating_Natural Gas_Gas Boiler - Maintenance_A_Achievable Technical Potential | F1 | Industrial | Petroleum | Existing | Space Heating | Natural Gas | Gas Boiler - Maintenance | A | Integrated Unit Energy Savings (kWh or therms) | Achievable Technical Potential | 0 | 0 | 0 | 0 | 0 | 105.1971 | 104.3942 | 103.5748 | 102.7362 | 101.8881 | 101.0497 | 100.219 | 99.3936 | 98.5606 | 97.6905 | 96.8788 | 96.0862 | 95.2963 | 94.5079 | 93.7299 | 92.967 | 92.1689 | 91.3941 | 90.7672 | 90.137 | 89.5589 | 89.0284 | 88.5415 | 90.9187 | 90.5453 | 90.2044
F2_Industrial_Petroleum_Existing_Space Heating_Natural Gas_Gas Boiler - Maintenance_A_Achievable Technical Potential | F2 | Industrial | Petroleum | Existing | Space Heating | Natural Gas | Gas Boiler - Maintenance | A | Integrated Unit Summer Peak Savings (kW) | Achievable Technical Potential | 0 | 0 | 0 | 0 | 0 | 0 | 0 | 0 | 0 | 0 | 0 | 0 | 0 | 0 | 0 | 0 | 0 | 0 | 0 | 0 | 0 | 0 | 0 | 0 | 0 | 0 | 0 | 0 | 0 | 0 | 0
F3_Industrial_Petroleum_Existing_Space Heating_Natural Gas_Gas Boiler - Maintenance_A_Achievable Technical Potential | F3 | Industrial | Petroleum | Existing | Space Heating | Natural Gas | Gas Boiler - Maintenance | A | Integrated Unit Winter Peak Savings (kW) | Achievable Technical Potential | 0 | 0 | 0 | 0 | 0 | 0 | 0 | 0 | 0 | 0 | 0 | 0 | 0 | 0 | 0 | 0 | 0 | 0 | 0 | 0 | 0 | 0 | 0 | 0 | 0 | 0 | 0 | 0 | 0 | 0 | 0
F4_Industrial_Petroleum_Existing_Space Heating_Natural Gas_Gas Boiler - Maintenance_A_Achievable Technical Potential | F4 | Industrial | Petroleum | Existing | Space Heating | Natural Gas | Gas Boiler - Maintenance | A | Incremental Energy Savings (MWh or mTherms) | Achievable Technical Potential | 0 | 0 | 0 | 0 | 0 | 0.00037955 | 0.00026386 | 0.00018016 | 0.00013925 | 0.00012109 | 0.00010261 | 8.6939e-05 | 7.3107e-05 | 6.0192e-05 | 5.0229e-05 | 4.1168e-05 | 3.1803e-05 | 2.4441e-05 | 1.8709e-05 | 1.4468e-05 | 1.3122e-05 | 1.0142e-05 | 8.628e-06 | 7.1623e-06 | 5.7267e-06 | 0 | 0 | 0 | 0 | 0 | 0
F5_Industrial_Petroleum_Existing_Space Heating_Natural Gas_Gas Boiler - Maintenance_A_Achievable Technical Potential | F5 | Industrial | Petroleum | Existing | Space Heating | Natural Gas | Gas Boiler - Maintenance | A | Incremental Summer Peak Savings (MW) | Achievable Technical Potential | 0 | 0 | 0 | 0 | 0 | 0 | 0 | 0 | 0 | 0 | 0 | 0 | 0 | 0 | 0 | 0 | 0 | 0 | 0 | 0 | 0 | 0 | 0 | 0 | 0 | 0 | 0 | 0 | 0 | 0 | 0
F6_Industrial_Petroleum_Existing_Space Heating_Natural Gas_Gas Boiler - Maintenance_A_Achievable Technical Potential | F6 | Industrial | Petroleum | Existing | Space Heating | Natural Gas | Gas Boiler - Maintenance | A | Incremental Winter Peak Savings (MW) | Achievable Technical Potential | 0 | 0 | 0 | 0 | 0 | 0 | 0 | 0 | 0 | 0 | 0 | 0 | 0 | 0 | 0 | 0 | 0 | 0 | 0 | 0 | 0 | 0 | 0 | 0 | 0 | 0 | 0 | 0 | 0 | 0 | 0
F7_Industrial_Petroleum_Existing_Space Heating_Natural Gas_Gas Boiler - Maintenance_A_Achievable Technical Potential | F7 | Industrial | Petroleum | Existing | Space Heating | Natural Gas | Gas Boiler - Maintenance | A | Cumulative Energy Savings (MWh or mTherms) | Achievable Technical Potential | 0 | 0 | 0 | 0 | 0 | 0.00037955 | 0.00064052 | 0.00081565 | 0.00094829 | 0.0010616 | 0.0011554 | 0.0012329 | 0.0012958 | 0.0013452 | 0.0013835 | 0.0014132 | 0.0014334 | 0.0014461 | 0.0014528 | 0.0014553 | 0.0014566 | 0.0014542 | 0.0014507 | 0.0014479 | 0.0014435 | 0.0014343 | 0.0014258 | 0.001418 | 0 | 0 | 0
F8_Industrial_Petroleum_Existing_Space Heating_Natural Gas_Gas Boiler - Maintenance_A_Achievable Technical Potential | F8 | Industrial | Petroleum | Existing | Space Heating | Natural Gas | Gas Boiler - Maintenance | A | Cumulative Summer Peak Savings (MW) | Achievable Technical Potential | 0 | 0 | 0 | 0 | 0 | 0 | 0 | 0 | 0 | 0 | 0 | 0 | 0 | 0 | 0 | 0 | 0 | 0 | 0 | 0 | 0 | 0 | 0 | 0 | 0 | 0 | 0 | 0 | 0 | 0 | 0
F9_Industrial_Petroleum_Existing_Space Heating_Natural Gas_Gas Boiler - Maintenance_A_Achievable Technical Potential | F9 | Industrial | Petroleum | Existing | Space Heating | Natural Gas | Gas Boiler - Maintenance | A | Cumulative Winter Peak Savings (MW) | Achievable Technical Potential | 0 | 0 | 0 | 0 | 0 | 0 | 0 | 0 | 0 | 0 | 0 | 0 | 0 | 0 | 0 | 0 | 0 | 0 | 0 | 0 | 0 | 0 | 0 | 0 | 0 | 0 | 0 | 0 | 0 | 0 | 0
F10_Industrial_Petroleum_Existing_Space Heating_Natural Gas_Gas Boiler - Maintenance_A_Achievable Technical Potential | F10 | Industrial | Petroleum | Existing | Space Heating | Natural Gas | Gas Boiler - Maintenance | A | Purchases (Incremental) | Achievable Technical Potential | 0 | 0 | 0 | 0 | 0 | 0.003608 | 0.0025275 | 0.0017394 | 0.0013554 | 0.0011885 | 0.0010154 | 0.00086749 | 0.00073553 | 0.00061071 | 0.00051416 | 0.00042494 | 0.00033099 | 0.00025648 | 0.00019796 | 0.00015436 | 0.00014115 | 0.00011003 | 9.4405e-05 | 7.8909e-05 | 6.3533e-05 | 0 | 0 | 0 | 0 | 0 | 0
F11_Industrial_Petroleum_Existing_Space Heating_Natural Gas_Gas Boiler - Maintenance_A_Achievable Technical Potential | F11 | Industrial | Petroleum | Existing | Space Heating | Natural Gas | Gas Boiler - Maintenance | A | Purchases (Cumulative) | Achievable Technical Potential | 0 | 0 | 0 | 0 | 0 | 0.003608 | 0.0061356 | 0.007875 | 0.0092304 | 0.010419 | 0.011434 | 0.012302 | 0.013037 | 0.013648 | 0.014162 | 0.014587 | 0.014918 | 0.015175 | 0.015373 | 0.015527 | 0.015668 | 0.015778 | 0.015872 | 0.015951 | 0.016015 | 0.016015 | 0.016015 | 0.016015 | 0.016015 | 0.016015 | 0.016015
F1_Industrial_Petroleum_Existing_Process_Natural Gas_Gas Boiler - Maintenance_A_Achievable Technical Potential | F1 | Industrial | Petroleum | Existing | Process | Natural Gas | Gas Boiler - Maintenance | A | Integrated Unit Energy Savings (kWh or therms) | Achievable Technical Potential | 0 | 0 | 0 | 0 | 0 | 536.7637 | 536.7637 | 536.7637 | 536.7637 | 536.7637 | 536.7637 | 536.7637 | 536.7637 | 536.7637 | 536.7637 | 536.7637 | 536.7637 | 536.7637 | 536.7637 | 536.7637 | 536.7637 | 536.7637 | 536.7637 | 536.7637 | 536.7637 | 536.7637 | 536.7637 | 536.7637 | 536.7637 | 536.7637 | 536.7637
F2_Industrial_Petroleum_Existing_Process_Natural Gas_Gas Boiler - Maintenance_A_Achievable Technical Potential | F2 | Industrial | Petroleum | Existing | Process | Natural Gas | Gas Boiler - Maintenance | A | Integrated Unit Summer Peak Savings (kW) | Achievable Technical Potential | 0 | 0 | 0 | 0 | 0 | 0 | 0 | 0 | 0 | 0 | 0 | 0 | 0 | 0 | 0 | 0 | 0 | 0 | 0 | 0 | 0 | 0 | 0 | 0 | 0 | 0 | 0 | 0 | 0 | 0 | 0
F3_Industrial_Petroleum_Existing_Process_Natural Gas_Gas Boiler - Maintenance_A_Achievable Technical Potential | F3 | Industrial | Petroleum | Existing | Process | Natural Gas | Gas Boiler - Maintenance | A | Integrated Unit Winter Peak Savings (kW) | Achievable Technical Potential | 0 | 0 | 0 | 0 | 0 | 0 | 0 | 0 | 0 | 0 | 0 | 0 | 0 | 0 | 0 | 0 | 0 | 0 | 0 | 0 | 0 | 0 | 0 | 0 | 0 | 0 | 0 | 0 | 0 | 0 | 0
F4_Industrial_Petroleum_Existing_Process_Natural Gas_Gas Boiler - Maintenance_A_Achievable Technical Potential | F4 | Industrial | Petroleum | Existing | Process | Natural Gas | Gas Boiler - Maintenance | A | Incremental Energy Savings (MWh or mTherms) | Achievable Technical Potential | 0 | 0 | 0 | 0 | 0 | 0.1538 | 0.10774 | 0.074144 | 0.057775 | 0.050661 | 0.043282 | 0.036978 | 0.031353 | 0.026032 | 0.021917 | 0.018114 | 0.014109 | 0.010933 | 0.0084383 | 0.0065796 | 0.0060165 | 0.0046902 | 0.0040241 | 0.0033636 | 0.0027082 | 0 | 0 | 0 | 0 | 0 | 0
F5_Industrial_Petroleum_Existing_Process_Natural Gas_Gas Boiler - Maintenance_A_Achievable Technical Potential | F5 | Industrial | Petroleum | Existing | Process | Natural Gas | Gas Boiler - Maintenance | A | Incremental Summer Peak Savings (MW) | Achievable Technical Potential | 0 | 0 | 0 | 0 | 0 | 0 | 0 | 0 | 0 | 0 | 0 | 0 | 0 | 0 | 0 | 0 | 0 | 0 | 0 | 0 | 0 | 0 | 0 | 0 | 0 | 0 | 0 | 0 | 0 | 0 | 0
F6_Industrial_Petroleum_Existing_Process_Natural Gas_Gas Boiler - Maintenance_A_Achievable Technical Potential | F6 | Industrial | Petroleum | Existing | Process | Natural Gas | Gas Boiler - Maintenance | A | Incremental Winter Peak Savings (MW) | Achievable Technical Potential | 0 | 0 | 0 | 0 | 0 | 0 | 0 | 0 | 0 | 0 | 0 | 0 | 0 | 0 | 0 | 0 | 0 | 0 | 0 | 0 | 0 | 0 | 0 | 0 | 0 | 0 | 0 | 0 | 0 | 0 | 0
F7_Industrial_Petroleum_Existing_Process_Natural Gas_Gas Boiler - Maintenance_A_Achievable Technical Potential | F7 | Industrial | Petroleum | Existing | Process | Natural Gas | Gas Boiler - Maintenance | A | Cumulative Energy Savings (MWh or mTherms) | Achievable Technical Potential | 0 | 0 | 0 | 0 | 0 | 0.1538 | 0.26153 | 0.33568 | 0.39345 | 0.44411 | 0.4874 | 0.52437 | 0.55573 | 0.58176 | 0.60368 | 0.62179 | 0.6359 | 0.64683 | 0.65527 | 0.66185 | 0.66787 | 0.67256 | 0.67658 | 0.67994 | 0.68265 | 0.68265 | 0.68265 | 0.68265 | 0 | 0 | 0
F8_Industrial_Petroleum_Existing_Process_Natural Gas_Gas Boiler - Maintenance_A_Achievable Technical Potential | F8 | Industrial | Petroleum | Existing | Process | Natural Gas | Gas Boiler - Maintenance | A | Cumulative Summer Peak Savings (MW) | Achievable Technical Potential | 0 | 0 | 0 | 0 | 0 | 0 | 0 | 0 | 0 | 0 | 0 | 0 | 0 | 0 | 0 | 0 | 0 | 0 | 0 | 0 | 0 | 0 | 0 | 0 | 0 | 0 | 0 | 0 | 0 | 0 | 0
F9_Industrial_Petroleum_Existing_Process_Natural Gas_Gas Boiler - Maintenance_A_Achievable Technical Potential | F9 | Industrial | Petroleum | Existing | Process | Natural Gas | Gas Boiler - Maintenance | A | Cumulative Winter Peak Savings (MW) | Achievable Technical Potential | 0 | 0 | 0 | 0 | 0 | 0 | 0 | 0 | 0 | 0 | 0 | 0 | 0 | 0 | 0 | 0 | 0 | 0 | 0 | 0 | 0 | 0 | 0 | 0 | 0 | 0 | 0 | 0 | 0 | 0 | 0
F10_Industrial_Petroleum_Existing_Process_Natural Gas_Gas Boiler - Maintenance_A_Achievable Technical Potential | F10 | Industrial | Petroleum | Existing | Process | Natural Gas | Gas Boiler - Maintenance | A | Purchases (Incremental) | Achievable Technical Potential | 0 | 0 | 0 | 0 | 0 | 0.28652 | 0.20072 | 0.13813 | 0.10764 | 0.094383 | 0.080636 | 0.06889 | 0.05841 | 0.048498 | 0.040831 | 0.033746 | 0.026285 | 0.020368 | 0.015721 | 0.012258 | 0.011209 | 0.008738 | 0.0074969 | 0.0062664 | 0.0050454 | 0 | 0 | 0 | 0 | 0 | 0
F11_Industrial_Petroleum_Existing_Process_Natural Gas_Gas Boiler - Maintenance_A_Achievable Technical Potential | F11 | Industrial | Petroleum | Existing | Process | Natural Gas | Gas Boiler - Maintenance | A | Purchases (Cumulative) | Achievable Technical Potential | 0 | 0 | 0 | 0 | 0 | 0.28652 | 0.48724 | 0.62537 | 0.73301 | 0.82739 | 0.90803 | 0.97692 | 1.0353 | 1.0838 | 1.1247 | 1.1584 | 1.1847 | 1.2051 | 1.2208 | 1.233 | 1.2442 | 1.253 | 1.2605 | 1.2667 | 1.2718 | 1.2718 | 1.2718 | 1.2718 | 1.2718 | 1.2718 | 1.2718
F1_Industrial_Petroleum_Existing_Space Heating_Natural Gas_Gas Furnace - Maintenance_A_Achievable Technical Potential | F1 | Industrial | Petroleum | Existing | Space Heating | Natural Gas | Gas Furnace - Maintenance | A | Integrated Unit Energy Savings (kWh or therms) | Achievable Technical Potential | 0 | 0 | 0 | 0 | 0 | 0.00911 | 0.0089106 | 0.0086484 | 0.0083442 | 0.0080025 | 0.007627 | 0.007249 | 0.0068826 | 0.0065201 | 0.0062165 | 0.0059331 | 0.0057064 | 0.0055045 | 0.005325 | 0.0051916 | 0.0050667 | 0.0049574 | 0.0048584 | 0.0047818 | 0.0047108 | 0.0046645 | 0.0046213 | 0.0045811 | 0.0073847 | 0.0073392 | 0.0072965
F2_Industrial_Petroleum_Existing_Space Heating_Natural Gas_Gas Furnace - Maintenance_A_Achievable Technical Potential | F2 | Industrial | Petroleum | Existing | Space Heating | Natural Gas | Gas Furnace - Maintenance | A | Integrated Unit Summer Peak Savings (kW) | Achievable Technical Potential | 0 | 0 | 0 | 0 | 0 | 0 | 0 | 0 | 0 | 0 | 0 | 0 | 0 | 0 | 0 | 0 | 0 | 0 | 0 | 0 | 0 | 0 | 0 | 0 | 0 | 0 | 0 | 0 | 0 | 0 | 0
F3_Industrial_Petroleum_Existing_Space Heating_Natural Gas_Gas Furnace - Maintenance_A_Achievable Technical Potential | F3 | Industrial | Petroleum | Existing | Space Heating | Natural Gas | Gas Furnace - Maintenance | A | Integrated Unit Winter Peak Savings (kW) | Achievable Technical Potential | 0 | 0 | 0 | 0 | 0 | 0 | 0 | 0 | 0 | 0 | 0 | 0 | 0 | 0 | 0 | 0 | 0 | 0 | 0 | 0 | 0 | 0 | 0 | 0 | 0 | 0 | 0 | 0 | 0 | 0 | 0
F4_Industrial_Petroleum_Existing_Space Heating_Natural Gas_Gas Furnace - Maintenance_A_Achievable Technical Potential | F4 | Industrial | Petroleum | Existing | Space Heating | Natural Gas | Gas Furnace - Maintenance | A | Incremental Energy Savings (MWh or mTherms) | Achievable Technical Potential | 0 | 0 | 0 | 0 | 0 | 7.4487e-09 | 5.1039e-09 | 3.4091e-09 | 2.563e-09 | 2.1554e-09 | 1.755e-09 | 1.4251e-09 | 1.1472e-09 | 9.0237e-10 | 7.2434e-10 | 5.7135e-10 | 4.2803e-10 | 3.1993e-10 | 2.3889e-10 | 1.816e-10 | 1.6206e-10 | 1.2361e-10 | 1.0394e-10 | 8.551e-11 | 6.7825e-11 | 0 | 0 | 0 | 0 | 0 | 0
F5_Industrial_Petroleum_Existing_Space Heating_Natural Gas_Gas Furnace - Maintenance_A_Achievable Technical Potential | F5 | Industrial | Petroleum | Existing | Space Heating | Natural Gas | Gas Furnace - Maintenance | A | Incremental Summer Peak Savings (MW) | Achievable Technical Potential | 0 | 0 | 0 | 0 | 0 | 0 | 0 | 0 | 0 | 0 | 0 | 0 | 0 | 0 | 0 | 0 | 0 | 0 | 0 | 0 | 0 | 0 | 0 | 0 | 0 | 0 | 0 | 0 | 0 | 0 | 0
F6_Industrial_Petroleum_Existing_Space Heating_Natural Gas_Gas Furnace - Maintenance_A_Achievable Technical Potential | F6 | Industrial | Petroleum | Existing | Space Heating | Natural Gas | Gas Furnace - Maintenance | A | Incremental Winter Peak Savings (MW) | Achievable Technical Potential | 0 | 0 | 0 | 0 | 0 | 0 | 0 | 0 | 0 | 0 | 0 | 0 | 0 | 0 | 0 | 0 | 0 | 0 | 0 | 0 | 0 | 0 | 0 | 0 | 0 | 0 | 0 | 0 | 0 | 0 | 0
F7_Industrial_Petroleum_Existing_Space Heating_Natural Gas_Gas Furnace - Maintenance_A_Achievable Technical Potential | F7 | Industrial | Petroleum | Existing | Space Heating | Natural Gas | Gas Furnace - Maintenance | A | Cumulative Energy Savings (MWh or mTherms) | Achievable Technical Potential | 0 | 0 | 0 | 0 | 0 | 7.4487e-09 | 1.239e-08 | 1.5434e-08 | 1.7454e-08 | 1.8895e-08 | 1.9763e-08 | 2.0209e-08 | 2.0334e-08 | 2.0166e-08 | 1.9951e-08 | 1.9613e-08 | 1.9292e-08 | 1.8929e-08 | 1.8551e-08 | 1.8267e-08 | 1.799e-08 | 1.7726e-08 | 1.7476e-08 | 1.7286e-08 | 1.7097e-08 | 1.6929e-08 | 1.6772e-08 | 1.6626e-08 | 0 | 0 | 0
F8_Industrial_Petroleum_Existing_Space Heating_Natural Gas_Gas Furnace - Maintenance_A_Achievable Technical Potential | F8 | Industrial | Petroleum | Existing | Space Heating | Natural Gas | Gas Furnace - Maintenance | A | Cumulative Summer Peak Savings (MW) | Achievable Technical Potential | 0 | 0 | 0 | 0 | 0 | 0 | 0 | 0 | 0 | 0 | 0 | 0 | 0 | 0 | 0 | 0 | 0 | 0 | 0 | 0 | 0 | 0 | 0 | 0 | 0 | 0 | 0 | 0 | 0 | 0 | 0
F9_Industrial_Petroleum_Existing_Space Heating_Natural Gas_Gas Furnace - Maintenance_A_Achievable Technical Potential | F9 | Industrial | Petroleum | Existing | Space Heating | Natural Gas | Gas Furnace - Maintenance | A | Cumulative Winter Peak Savings (MW) | Achievable Technical Potential | 0 | 0 | 0 | 0 | 0 | 0 | 0 | 0 | 0 | 0 | 0 | 0 | 0 | 0 | 0 | 0 | 0 | 0 | 0 | 0 | 0 | 0 | 0 | 0 | 0 | 0 | 0 | 0 | 0 | 0 | 0
F10_Industrial_Petroleum_Existing_Space Heating_Natural Gas_Gas Furnace - Maintenance_A_Achievable Technical Potential | F10 | Industrial | Petroleum | Existing | Space Heating | Natural Gas | Gas Furnace - Maintenance | A | Purchases (Incremental) | Achievable Technical Potential | 0 | 0 | 0 | 0 | 0 | 0.00081764 | 0.00057279 | 0.00039418 | 0.00030716 | 0.00026934 | 0.00023011 | 0.00019659 | 0.00016668 | 0.0001384 | 0.00011652 | 9.6299e-05 | 7.5008e-05 | 5.8122e-05 | 4.4862e-05 | 3.498e-05 | 3.1986e-05 | 2.4935e-05 | 2.1394e-05 | 1.7882e-05 | 1.4398e-05 | 0 | 0 | 0 | 0 | 0 | 0
F11_Industrial_Petroleum_Existing_Space Heating_Natural Gas_Gas Furnace - Maintenance_A_Achievable Technical Potential | F11 | Industrial | Petroleum | Existing | Space Heating | Natural Gas | Gas Furnace - Maintenance | A | Purchases (Cumulative) | Achievable Technical Potential | 0 | 0 | 0 | 0 | 0 | 0.00081764 | 0.0013904 | 0.0017846 | 0.0020918 | 0.0023611 | 0.0025912 | 0.0027878 | 0.0029545 | 0.0030929 | 0.0032094 | 0.0033057 | 0.0033807 | 0.0034388 | 0.0034837 | 0.0035187 | 0.0035507 | 0.0035756 | 0.003597 | 0.0036149 | 0.0036293 | 0.0036293 | 0.0036293 | 0.0036293 | 0.0036293 | 0.0036293 | 0.0036293
F1_Industrial_Petroleum_Existing_Space Heating_Natural Gas_Gas Boiler - Hot Water Reset_A_Achievable Technical Potential | F1 | Industrial | Petroleum | Existing | Space Heating | Natural Gas | Gas Boiler - Hot Water Reset | A | Integrated Unit Energy Savings (kWh or therms) | Achievable Technical Potential | 0 | 0 | 0 | 0 | 0 | 382.3771 | 379.3118 | 376.1929 | 373.0115 | 369.7986 | 366.6213 | 363.4923 | 360.3953 | 357.2659 | 354.031 | 350.9992 | 348.0542 | 345.1168 | 342.1832 | 339.3051 | 336.476 | 333.5271 | 330.6635 | 328.336 | 325.9979 | 323.9007 | 321.9761 | 320.2092 | 330.6135 | 329.2555 | 328.016
F2_Industrial_Petroleum_Existing_Space Heating_Natural Gas_Gas Boiler - Hot Water Reset_A_Achievable Technical Potential | F2 | Industrial | Petroleum | Existing | Space Heating | Natural Gas | Gas Boiler - Hot Water Reset | A | Integrated Unit Summer Peak Savings (kW) | Achievable Technical Potential | 0 | 0 | 0 | 0 | 0 | 0 | 0 | 0 | 0 | 0 | 0 | 0 | 0 | 0 | 0 | 0 | 0 | 0 | 0 | 0 | 0 | 0 | 0 | 0 | 0 | 0 | 0 | 0 | 0 | 0 | 0
F3_Industrial_Petroleum_Existing_Space Heating_Natural Gas_Gas Boiler - Hot Water Reset_A_Achievable Technical Potential | F3 | Industrial | Petroleum | Existing | Space Heating | Natural Gas | Gas Boiler - Hot Water Reset | A | Integrated Unit Winter Peak Savings (kW) | Achievable Technical Potential | 0 | 0 | 0 | 0 | 0 | 0 | 0 | 0 | 0 | 0 | 0 | 0 | 0 | 0 | 0 | 0 | 0 | 0 | 0 | 0 | 0 | 0 | 0 | 0 | 0 | 0 | 0 | 0 | 0 | 0 | 0
F4_Industrial_Petroleum_Existing_Space Heating_Natural Gas_Gas Boiler - Hot Water Reset_A_Achievable Technical Potential | F4 | Industrial | Petroleum | Existing | Space Heating | Natural Gas | Gas Boiler - Hot Water Reset | A | Incremental Energy Savings (MWh or mTherms) | Achievable Technical Potential | 0 | 0 | 0 | 0 | 0 | 0.00067048 | 0.00081619 | 0.00098473 | 0.0011341 | 0.0012835 | 0.0014687 | 0.0015931 | 0.0016103 | 0.0014805 | 0.0012659 | 0.00096194 | 0.00063137 | 0.00036168 | 0.00017112 | 7.1874e-05 | 2.5811e-05 | 7.9604e-06 | 1.7138e-06 | 2.7878e-07 | 3.3119e-08 | 0 | 0 | 0 | 0 | 0 | 0
F5_Industrial_Petroleum_Existing_Space Heating_Natural Gas_Gas Boiler - Hot Water Reset_A_Achievable Technical Potential | F5 | Industrial | Petroleum | Existing | Space Heating | Natural Gas | Gas Boiler - Hot Water Reset | A | Incremental Summer Peak Savings (MW) | Achievable Technical Potential | 0 | 0 | 0 | 0 | 0 | 0 | 0 | 0 | 0 | 0 | 0 | 0 | 0 | 0 | 0 | 0 | 0 | 0 | 0 | 0 | 0 | 0 | 0 | 0 | 0 | 0 | 0 | 0 | 0 | 0 | 0
F6_Industrial_Petroleum_Existing_Space Heating_Natural Gas_Gas Boiler - Hot Water Reset_A_Achievable Technical Potential | F6 | Industrial | Petroleum | Existing | Space Heating | Natural Gas | Gas Boiler - Hot Water Reset | A | Incremental Winter Peak Savings (MW) | Achievable Technical Potential | 0 | 0 | 0 | 0 | 0 | 0 | 0 | 0 | 0 | 0 | 0 | 0 | 0 | 0 | 0 | 0 | 0 | 0 | 0 | 0 | 0 | 0 | 0 | 0 | 0 | 0 | 0 | 0 | 0 | 0 | 0
F7_Industrial_Petroleum_Existing_Space Heating_Natural Gas_Gas Boiler - Hot Water Reset_A_Achievable Technical Potential | F7 | Industrial | Petroleum | Existing | Space Heating | Natural Gas | Gas Boiler - Hot Water Reset | A | Cumulative Energy Savings (MWh or mTherms) | Achievable Technical Potential | 0 | 0 | 0 | 0 | 0 | 0.00067048 | 0.0014813 | 0.0024538 | 0.0035671 | 0.0048199 | 0.0062472 | 0.007787 | 0.009331 | 0.01073 | 0.011899 | 0.012759 | 0.013283 | 0.013533 | 0.013589 | 0.013547 | 0.01346 | 0.01335 | 0.013237 | 0.013144 | 0.01305 | 0.012966 | 0.012889 | 0.012819 | 0 | 0 | 0
F8_Industrial_Petroleum_Existing_Space Heating_Natural Gas_Gas Boiler - Hot Water Reset_A_Achievable Technical Potential | F8 | Industrial | Petroleum | Existing | Space Heating | Natural Gas | Gas Boiler - Hot Water Reset | A | Cumulative Summer Peak Savings (MW) | Achievable Technical Potential | 0 | 0 | 0 | 0 | 0 | 0 | 0 | 0 | 0 | 0 | 0 | 0 | 0 | 0 | 0 | 0 | 0 | 0 | 0 | 0 | 0 | 0 | 0 | 0 | 0 | 0 | 0 | 0 | 0 | 0 | 0
F9_Industrial_Petroleum_Existing_Space Heating_Natural Gas_Gas Boiler - Hot Water Reset_A_Achievable Technical Potential | F9 | Industrial | Petroleum | Existing | Space Heating | Natural Gas | Gas Boiler - Hot Water Reset | A | Cumulative Winter Peak Savings (MW) | Achievable Technical Potential | 0 | 0 | 0 | 0 | 0 | 0 | 0 | 0 | 0 | 0 | 0 | 0 | 0 | 0 | 0 | 0 | 0 | 0 | 0 | 0 | 0 | 0 | 0 | 0 | 0 | 0 | 0 | 0 | 0 | 0 | 0
F10_Industrial_Petroleum_Existing_Space Heating_Natural Gas_Gas Boiler - Hot Water Reset_A_Achievable Technical Potential | F10 | Industrial | Petroleum | Existing | Space Heating | Natural Gas | Gas Boiler - Hot Water Reset | A | Purchases (Incremental) | Achievable Technical Potential | 0 | 0 | 0 | 0 | 0 | 0.0017534 | 0.0021518 | 0.0026176 | 0.0030403 | 0.0034707 | 0.0040061 | 0.0043828 | 0.0044682 | 0.0041439 | 0.0035756 | 0.0027406 | 0.001814 | 0.001048 | 0.00050009 | 0.00021183 | 7.671e-05 | 2.3867e-05 | 5.1831e-06 | 8.4905e-07 | 1.0159e-07 | 0 | 0 | 0 | 0 | 0 | 0
F11_Industrial_Petroleum_Existing_Space Heating_Natural Gas_Gas Boiler - Hot Water Reset_A_Achievable Technical Potential | F11 | Industrial | Petroleum | Existing | Space Heating | Natural Gas | Gas Boiler - Hot Water Reset | A | Purchases (Cumulative) | Achievable Technical Potential | 0 | 0 | 0 | 0 | 0 | 0.0017534 | 0.0039052 | 0.0065228 | 0.0095631 | 0.013034 | 0.01704 | 0.021423 | 0.025891 | 0.030035 | 0.03361 | 0.036351 | 0.038165 | 0.039213 | 0.039713 | 0.039925 | 0.040002 | 0.040026 | 0.040031 | 0.040032 | 0.040032 | 0.040032 | 0.040032 | 0.040032 | 0.040032 | 0.040032 | 0.040032
F1_Industrial_Petroleum_Existing_Process_Natural Gas_Gas Boiler - Hot Water Reset_A_Achievable Technical Potential | F1 | Industrial | Petroleum | Existing | Process | Natural Gas | Gas Boiler - Hot Water Reset | A | Integrated Unit Energy Savings (kWh or therms) | Achievable Technical Potential | 0 | 0 | 0 | 0 | 0 | 974.691 | 973.4893 | 972.3042 | 971.1511 | 970.0071 | 968.8954 | 968.0363 | 967.3375 | 966.6424 | 966.2219 | 965.754 | 965.4466 | 965.1375 | 964.8264 | 964.6589 | 964.4575 | 964.3603 | 964.2666 | 964.1762 | 964.0891 | 964.0546 | 964.023 | 963.9941 | 975.934 | 975.934 | 975.934
F2_Industrial_Petroleum_Existing_Process_Natural Gas_Gas Boiler - Hot Water Reset_A_Achievable Technical Potential | F2 | Industrial | Petroleum | Existing | Process | Natural Gas | Gas Boiler - Hot Water Reset | A | Integrated Unit Summer Peak Savings (kW) | Achievable Technical Potential | 0 | 0 | 0 | 0 | 0 | 0 | 0 | 0 | 0 | 0 | 0 | 0 | 0 | 0 | 0 | 0 | 0 | 0 | 0 | 0 | 0 | 0 | 0 | 0 | 0 | 0 | 0 | 0 | 0 | 0 | 0
F3_Industrial_Petroleum_Existing_Process_Natural Gas_Gas Boiler - Hot Water Reset_A_Achievable Technical Potential | F3 | Industrial | Petroleum | Existing | Process | Natural Gas | Gas Boiler - Hot Water Reset | A | Integrated Unit Winter Peak Savings (kW) | Achievable Technical Potential | 0 | 0 | 0 | 0 | 0 | 0 | 0 | 0 | 0 | 0 | 0 | 0 | 0 | 0 | 0 | 0 | 0 | 0 | 0 | 0 | 0 | 0 | 0 | 0 | 0 | 0 | 0 | 0 | 0 | 0 | 0
F4_Industrial_Petroleum_Existing_Process_Natural Gas_Gas Boiler - Hot Water Reset_A_Achievable Technical Potential | F4 | Industrial | Petroleum | Existing | Process | Natural Gas | Gas Boiler - Hot Water Reset | A | Incremental Energy Savings (MWh or mTherms) | Achievable Technical Potential | 0 | 0 | 0 | 0 | 0 | 0.13572 | 0.16635 | 0.20212 | 0.23447 | 0.26735 | 0.30824 | 0.33692 | 0.34324 | 0.3181 | 0.27436 | 0.21018 | 0.13908 | 0.080323 | 0.038317 | 0.016227 | 0.0058752 | 0.0018278 | 0.00039689 | 6.501e-05 | 7.7782e-06 | 0 | 0 | 0 | 0 | 0 | 0
F5_Industrial_Petroleum_Existing_Process_Natural Gas_Gas Boiler - Hot Water Reset_A_Achievable Technical Potential | F5 | Industrial | Petroleum | Existing | Process | Natural Gas | Gas Boiler - Hot Water Reset | A | Incremental Summer Peak Savings (MW) | Achievable Technical Potential | 0 | 0 | 0 | 0 | 0 | 0 | 0 | 0 | 0 | 0 | 0 | 0 | 0 | 0 | 0 | 0 | 0 | 0 | 0 | 0 | 0 | 0 | 0 | 0 | 0 | 0 | 0 | 0 | 0 | 0 | 0
F6_Industrial_Petroleum_Existing_Process_Natural Gas_Gas Boiler - Hot Water Reset_A_Achievable Technical Potential | F6 | Industrial | Petroleum | Existing | Process | Natural Gas | Gas Boiler - Hot Water Reset | A | Incremental Winter Peak Savings (MW) | Achievable Technical Potential | 0 | 0 | 0 | 0 | 0 | 0 | 0 | 0 | 0 | 0 | 0 | 0 | 0 | 0 | 0 | 0 | 0 | 0 | 0 | 0 | 0 | 0 | 0 | 0 | 0 | 0 | 0 | 0 | 0 | 0 | 0
F7_Industrial_Petroleum_Existing_Process_Natural Gas_Gas Boiler - Hot Water Reset_A_Achievable Technical Potential | F7 | Industrial | Petroleum | Existing | Process | Natural Gas | Gas Boiler - Hot Water Reset | A | Cumulative Energy Savings (MWh or mTherms) | Achievable Technical Potential | 0 | 0 | 0 | 0 | 0 | 0.13572 | 0.3019 | 0.50365 | 0.73753 | 1.004 | 1.3111 | 1.6469 | 1.9889 | 2.3056 | 2.5789 | 2.7879 | 2.9261 | 3.0055 | 3.0428 | 3.0585 | 3.0637 | 3.0653 | 3.0654 | 3.0651 | 3.0649 | 3.0648 | 3.0647 | 3.0646 | 0 | 0 | 0
F8_Industrial_Petroleum_Existing_Process_Natural Gas_Gas Boiler - Hot Water Reset_A_Achievable Technical Potential | F8 | Industrial | Petroleum | Existing | Process | Natural Gas | Gas Boiler - Hot Water Reset | A | Cumulative Summer Peak Savings (MW) | Achievable Technical Potential | 0 | 0 | 0 | 0 | 0 | 0 | 0 | 0 | 0 | 0 | 0 | 0 | 0 | 0 | 0 | 0 | 0 | 0 | 0 | 0 | 0 | 0 | 0 | 0 | 0 | 0 | 0 | 0 | 0 | 0 | 0
F9_Industrial_Petroleum_Existing_Process_Natural Gas_Gas Boiler - Hot Water Reset_A_Achievable Technical Potential | F9 | Industrial | Petroleum | Existing | Process | Natural Gas | Gas Boiler - Hot Water Reset | A | Cumulative Winter Peak Savings (MW) | Achievable Technical Potential | 0 | 0 | 0 | 0 | 0 | 0 | 0 | 0 | 0 | 0 | 0 | 0 | 0 | 0 | 0 | 0 | 0 | 0 | 0 | 0 | 0 | 0 | 0 | 0 | 0 | 0 | 0 | 0 | 0 | 0 | 0
F10_Industrial_Petroleum_Existing_Process_Natural Gas_Gas Boiler - Hot Water Reset_A_Achievable Technical Potential | F10 | Industrial | Petroleum | Existing | Process | Natural Gas | Gas Boiler - Hot Water Reset | A | Purchases (Incremental) | Achievable Technical Potential | 0 | 0 | 0 | 0 | 0 | 0.13925 | 0.17088 | 0.20787 | 0.24144 | 0.27562 | 0.31814 | 0.34805 | 0.35483 | 0.32908 | 0.28395 | 0.21764 | 0.14406 | 0.083224 | 0.039714 | 0.016822 | 0.0060917 | 0.0018954 | 0.0004116 | 6.7426e-05 | 8.0679e-06 | 0 | 0 | 0 | 0 | 0 | 0
F11_Industrial_Petroleum_Existing_Process_Natural Gas_Gas Boiler - Hot Water Reset_A_Achievable Technical Potential | F11 | Industrial | Petroleum | Existing | Process | Natural Gas | Gas Boiler - Hot Water Reset | A | Purchases (Cumulative) | Achievable Technical Potential | 0 | 0 | 0 | 0 | 0 | 0.13925 | 0.31013 | 0.518 | 0.75943 | 1.0351 | 1.3532 | 1.7012 | 2.0561 | 2.3852 | 2.6691 | 2.8867 | 3.0308 | 3.114 | 3.1537 | 3.1706 | 3.1766 | 3.1785 | 3.179 | 3.179 | 3.179 | 3.179 | 3.179 | 3.179 | 3.179 | 3.179 | 3.179
F1_Industrial_Petroleum_Existing_Space Heating_Natural Gas_Steam Trap Maintenance_A_Achievable Technical Potential | F1 | Industrial | Petroleum | Existing | Space Heating | Natural Gas | Steam Trap Maintenance | A | Integrated Unit Energy Savings (kWh or therms) | Achievable Technical Potential | 0 | 0 | 0 | 0 | 0 | 135.0899 | 134.011 | 132.9133 | 131.7933 | 130.6622 | 129.5439 | 128.4424 | 127.3522 | 126.2509 | 125.1117 | 124.0446 | 123.0078 | 121.9739 | 120.9414 | 119.928 | 118.9322 | 117.8939 | 116.8858 | 116.0671 | 115.2446 | 114.5035 | 113.8235 | 113.1991 | 116.7988 | 116.319 | 115.8812
F2_Industrial_Petroleum_Existing_Space Heating_Natural Gas_Steam Trap Maintenance_A_Achievable Technical Potential | F2 | Industrial | Petroleum | Existing | Space Heating | Natural Gas | Steam Trap Maintenance | A | Integrated Unit Summer Peak Savings (kW) | Achievable Technical Potential | 0 | 0 | 0 | 0 | 0 | 0 | 0 | 0 | 0 | 0 | 0 | 0 | 0 | 0 | 0 | 0 | 0 | 0 | 0 | 0 | 0 | 0 | 0 | 0 | 0 | 0 | 0 | 0 | 0 | 0 | 0
F3_Industrial_Petroleum_Existing_Space Heating_Natural Gas_Steam Trap Maintenance_A_Achievable Technical Potential | F3 | Industrial | Petroleum | Existing | Space Heating | Natural Gas | Steam Trap Maintenance | A | Integrated Unit Winter Peak Savings (kW) | Achievable Technical Potential | 0 | 0 | 0 | 0 | 0 | 0 | 0 | 0 | 0 | 0 | 0 | 0 | 0 | 0 | 0 | 0 | 0 | 0 | 0 | 0 | 0 | 0 | 0 | 0 | 0 | 0 | 0 | 0 | 0 | 0 | 0
F4_Industrial_Petroleum_Existing_Space Heating_Natural Gas_Steam Trap Maintenance_A_Achievable Technical Potential | F4 | Industrial | Petroleum | Existing | Space Heating | Natural Gas | Steam Trap Maintenance | A | Incremental Energy Savings (MWh or mTherms) | Achievable Technical Potential | 0 | 0 | 0 | 0 | 0 | 0.00013221 | 0.00013108 | 0.00012924 | 0.00012822 | 0.00012722 | 0.00012453 | 0.00012314 | 0.00012184 | 0.00011887 | 0.00011825 | 0.00011612 | 0.00011517 | 0.00011363 | 0.00011166 | 0.00011085 | 0.00010948 | 0.0001081 | 0.00010679 | 0.00010568 | 0.0001046 | 0 | 0 | 0 | 0 | 0 | 0
F5_Industrial_Petroleum_Existing_Space Heating_Natural Gas_Steam Trap Maintenance_A_Achievable Technical Potential | F5 | Industrial | Petroleum | Existing | Space Heating | Natural Gas | Steam Trap Maintenance | A | Incremental Summer Peak Savings (MW) | Achievable Technical Potential | 0 | 0 | 0 | 0 | 0 | 0 | 0 | 0 | 0 | 0 | 0 | 0 | 0 | 0 | 0 | 0 | 0 | 0 | 0 | 0 | 0 | 0 | 0 | 0 | 0 | 0 | 0 | 0 | 0 | 0 | 0
F6_Industrial_Petroleum_Existing_Space Heating_Natural Gas_Steam Trap Maintenance_A_Achievable Technical Potential | F6 | Industrial | Petroleum | Existing | Space Heating | Natural Gas | Steam Trap Maintenance | A | Incremental Winter Peak Savings (MW) | Achievable Technical Potential | 0 | 0 | 0 | 0 | 0 | 0 | 0 | 0 | 0 | 0 | 0 | 0 | 0 | 0 | 0 | 0 | 0 | 0 | 0 | 0 | 0 | 0 | 0 | 0 | 0 | 0 | 0 | 0 | 0 | 0 | 0
F7_Industrial_Petroleum_Existing_Space Heating_Natural Gas_Steam Trap Maintenance_A_Achievable Technical Potential | F7 | Industrial | Petroleum | Existing | Space Heating | Natural Gas | Steam Trap Maintenance | A | Cumulative Energy Savings (MWh or mTherms) | Achievable Technical Potential | 0 | 0 | 0 | 0 | 0 | 0.00013221 | 0.00026223 | 0.00038932 | 0.00051426 | 0.00063708 | 0.00075616 | 0.00087287 | 0.0009873 | 0.0010976 | 0.001206 | 0.0013118 | 0.001416 | 0.0015177 | 0.0016166 | 0.0017139 | 0.0018091 | 0.0019014 | 0.0019919 | 0.0020837 | 0.0021735 | 0.0021595 | 0.0021467 | 0.0021349 | 0 | 0 | 0
F8_Industrial_Petroleum_Existing_Space Heating_Natural Gas_Steam Trap Maintenance_A_Achievable Technical Potential | F8 | Industrial | Petroleum | Existing | Space Heating | Natural Gas | Steam Trap Maintenance | A | Cumulative Summer Peak Savings (MW) | Achievable Technical Potential | 0 | 0 | 0 | 0 | 0 | 0 | 0 | 0 | 0 | 0 | 0 | 0 | 0 | 0 | 0 | 0 | 0 | 0 | 0 | 0 | 0 | 0 | 0 | 0 | 0 | 0 | 0 | 0 | 0 | 0 | 0
F9_Industrial_Petroleum_Existing_Space Heating_Natural Gas_Steam Trap Maintenance_A_Achievable Technical Potential | F9 | Industrial | Petroleum | Existing | Space Heating | Natural Gas | Steam Trap Maintenance | A | Cumulative Winter Peak Savings (MW) | Achievable Technical Potential | 0 | 0 | 0 | 0 | 0 | 0 | 0 | 0 | 0 | 0 | 0 | 0 | 0 | 0 | 0 | 0 | 0 | 0 | 0 | 0 | 0 | 0 | 0 | 0 | 0 | 0 | 0 | 0 | 0 | 0 | 0
F10_Industrial_Petroleum_Existing_Space Heating_Natural Gas_Steam Trap Maintenance_A_Achievable Technical Potential | F10 | Industrial | Petroleum | Existing | Space Heating | Natural Gas | Steam Trap Maintenance | A | Purchases (Incremental) | Achievable Technical Potential | 0 | 0 | 0 | 0 | 0 | 0.00097867 | 0.00097813 | 0.00097236 | 0.00097289 | 0.00097369 | 0.00096133 | 0.0009587 | 0.00095675 | 0.00094156 | 0.00094516 | 0.00093614 | 0.00093626 | 0.00093155 | 0.00092324 | 0.00092434 | 0.00092051 | 0.00091693 | 0.00091359 | 0.00091049 | 0.00090762 | 0 | 0 | 0 | 0 | 0 | 0
F11_Industrial_Petroleum_Existing_Space Heating_Natural Gas_Steam Trap Maintenance_A_Achievable Technical Potential | F11 | Industrial | Petroleum | Existing | Space Heating | Natural Gas | Steam Trap Maintenance | A | Purchases (Cumulative) | Achievable Technical Potential | 0 | 0 | 0 | 0 | 0 | 0.00097867 | 0.0019568 | 0.0029292 | 0.0039021 | 0.0048757 | 0.0058371 | 0.0067958 | 0.0077525 | 0.0086941 | 0.0096392 | 0.010575 | 0.011512 | 0.012443 | 0.013366 | 0.014291 | 0.015211 | 0.016128 | 0.017042 | 0.017952 | 0.01886 | 0.01886 | 0.01886 | 0.01886 | 0.01886 | 0.01886 | 0.01886
F1_Industrial_Petroleum_Existing_Process_Natural Gas_Steam Trap Maintenance_A_Achievable Technical Potential | F1 | Industrial | Petroleum | Existing | Process | Natural Gas | Steam Trap Maintenance | A | Integrated Unit Energy Savings (kWh or therms) | Achievable Technical Potential | 0 | 0 | 0 | 0 | 0 | 689.2048 | 688.8847 | 688.5818 | 688.2938 | 688.0109 | 687.7367 | 687.5266 | 687.3572 | 687.1888 | 687.0906 | 686.9808 | 686.9124 | 686.8443 | 686.7763 | 686.7448 | 686.7048 | 686.6903 | 686.6771 | 686.665 | 686.654 | 686.6455 | 686.6377 | 686.6307 | 689.554 | 689.554 | 689.554
F2_Industrial_Petroleum_Existing_Process_Natural Gas_Steam Trap Maintenance_A_Achievable Technical Potential | F2 | Industrial | Petroleum | Existing | Process | Natural Gas | Steam Trap Maintenance | A | Integrated Unit Summer Peak Savings (kW) | Achievable Technical Potential | 0 | 0 | 0 | 0 | 0 | 0 | 0 | 0 | 0 | 0 | 0 | 0 | 0 | 0 | 0 | 0 | 0 | 0 | 0 | 0 | 0 | 0 | 0 | 0 | 0 | 0 | 0 | 0 | 0 | 0 | 0
F3_Industrial_Petroleum_Existing_Process_Natural Gas_Steam Trap Maintenance_A_Achievable Technical Potential | F3 | Industrial | Petroleum | Existing | Process | Natural Gas | Steam Trap Maintenance | A | Integrated Unit Winter Peak Savings (kW) | Achievable Technical Potential | 0 | 0 | 0 | 0 | 0 | 0 | 0 | 0 | 0 | 0 | 0 | 0 | 0 | 0 | 0 | 0 | 0 | 0 | 0 | 0 | 0 | 0 | 0 | 0 | 0 | 0 | 0 | 0 | 0 | 0 | 0
F4_Industrial_Petroleum_Existing_Process_Natural Gas_Steam Trap Maintenance_A_Achievable Technical Potential | F4 | Industrial | Petroleum | Existing | Process | Natural Gas | Steam Trap Maintenance | A | Incremental Energy Savings (MWh or mTherms) | Achievable Technical Potential | 0 | 0 | 0 | 0 | 0 | 0.053564 | 0.05351 | 0.053171 | 0.053178 | 0.0532 | 0.052503 | 0.052344 | 0.052225 | 0.051383 | 0.051571 | 0.051071 | 0.051073 | 0.050811 | 0.050353 | 0.05041 | 0.050199 | 0.050002 | 0.049819 | 0.049649 | 0.049492 | 0 | 0 | 0 | 0 | 0 | 0
F5_Industrial_Petroleum_Existing_Process_Natural Gas_Steam Trap Maintenance_A_Achievable Technical Potential | F5 | Industrial | Petroleum | Existing | Process | Natural Gas | Steam Trap Maintenance | A | Incremental Summer Peak Savings (MW) | Achievable Technical Potential | 0 | 0 | 0 | 0 | 0 | 0 | 0 | 0 | 0 | 0 | 0 | 0 | 0 | 0 | 0 | 0 | 0 | 0 | 0 | 0 | 0 | 0 | 0 | 0 | 0 | 0 | 0 | 0 | 0 | 0 | 0
F6_Industrial_Petroleum_Existing_Process_Natural Gas_Steam Trap Maintenance_A_Achievable Technical Potential | F6 | Industrial | Petroleum | Existing | Process | Natural Gas | Steam Trap Maintenance | A | Incremental Winter Peak Savings (MW) | Achievable Technical Potential | 0 | 0 | 0 | 0 | 0 | 0 | 0 | 0 | 0 | 0 | 0 | 0 | 0 | 0 | 0 | 0 | 0 | 0 | 0 | 0 | 0 | 0 | 0 | 0 | 0 | 0 | 0 | 0 | 0 | 0 | 0
F7_Industrial_Petroleum_Existing_Process_Natural Gas_Steam Trap Maintenance_A_Achievable Technical Potential | F7 | Industrial | Petroleum | Existing | Process | Natural Gas | Steam Trap Maintenance | A | Cumulative Energy Savings (MWh or mTherms) | Achievable Technical Potential | 0 | 0 | 0 | 0 | 0 | 0.053564 | 0.10705 | 0.16017 | 0.21328 | 0.2664 | 0.31879 | 0.37104 | 0.42317 | 0.47445 | 0.52595 | 0.57694 | 0.62796 | 0.67871 | 0.72899 | 0.77937 | 0.82952 | 0.87951 | 0.92931 | 0.97894 | 1.0284 | 1.0284 | 1.0284 | 1.0284 | 0 | 0 | 0
F8_Industrial_Petroleum_Existing_Process_Natural Gas_Steam Trap Maintenance_A_Achievable Technical Potential | F8 | Industrial | Petroleum | Existing | Process | Natural Gas | Steam Trap Maintenance | A | Cumulative Summer Peak Savings (MW) | Achievable Technical Potential | 0 | 0 | 0 | 0 | 0 | 0 | 0 | 0 | 0 | 0 | 0 | 0 | 0 | 0 | 0 | 0 | 0 | 0 | 0 | 0 | 0 | 0 | 0 | 0 | 0 | 0 | 0 | 0 | 0 | 0 | 0
F9_Industrial_Petroleum_Existing_Process_Natural Gas_Steam Trap Maintenance_A_Achievable Technical Potential | F9 | Industrial | Petroleum | Existing | Process | Natural Gas | Steam Trap Maintenance | A | Cumulative Winter Peak Savings (MW) | Achievable Technical Potential | 0 | 0 | 0 | 0 | 0 | 0 | 0 | 0 | 0 | 0 | 0 | 0 | 0 | 0 | 0 | 0 | 0 | 0 | 0 | 0 | 0 | 0 | 0 | 0 | 0 | 0 | 0 | 0 | 0 | 0 | 0
F10_Industrial_Petroleum_Existing_Process_Natural Gas_Steam Trap Maintenance_A_Achievable Technical Potential | F10 | Industrial | Petroleum | Existing | Process | Natural Gas | Steam Trap Maintenance | A | Purchases (Incremental) | Achievable Technical Potential | 0 | 0 | 0 | 0 | 0 | 0.077719 | 0.077676 | 0.077218 | 0.07726 | 0.077324 | 0.076342 | 0.076133 | 0.075979 | 0.074772 | 0.075058 | 0.074342 | 0.074352 | 0.073977 | 0.073317 | 0.073404 | 0.073101 | 0.072816 | 0.072551 | 0.072305 | 0.072077 | 0 | 0 | 0 | 0 | 0 | 0
F11_Industrial_Petroleum_Existing_Process_Natural Gas_Steam Trap Maintenance_A_Achievable Technical Potential | F11 | Industrial | Petroleum | Existing | Process | Natural Gas | Steam Trap Maintenance | A | Purchases (Cumulative) | Achievable Technical Potential | 0 | 0 | 0 | 0 | 0 | 0.077719 | 0.1554 | 0.23261 | 0.30987 | 0.3872 | 0.46354 | 0.53967 | 0.61565 | 0.69042 | 0.76548 | 0.83982 | 0.91417 | 0.98815 | 1.0615 | 1.1349 | 1.208 | 1.2808 | 1.3533 | 1.4256 | 1.4977 | 1.4977 | 1.4977 | 1.4977 | 1.4977 | 1.4977 | 1.4977
F1_Industrial_Petroleum_Existing_Space Heating_Natural Gas_Gas Boiler - High Turndown_A_Achievable Technical Potential | F1 | Industrial | Petroleum | Existing | Space Heating | Natural Gas | Gas Boiler - High Turndown | A | Integrated Unit Energy Savings (kWh or therms) | Achievable Technical Potential | 0 | 0 | 0 | 0 | 0 | 142.5616 | 140.1698 | 137.2182 | 133.6764 | 129.5801 | 124.9594 | 120.2209 | 115.5073 | 110.7334 | 106.6983 | 102.863 | 99.7809 | 97.007 | 94.5135 | 92.6897 | 90.9814 | 89.464 | 88.126 | 87.1325 | 86.1868 | 85.5345 | 84.9369 | 84.3897 | 123.9801 | 123.4708 | 123.006
F2_Industrial_Petroleum_Existing_Space Heating_Natural Gas_Gas Boiler - High Turndown_A_Achievable Technical Potential | F2 | Industrial | Petroleum | Existing | Space Heating | Natural Gas | Gas Boiler - High Turndown | A | Integrated Unit Summer Peak Savings (kW) | Achievable Technical Potential | 0 | 0 | 0 | 0 | 0 | 0 | 0 | 0 | 0 | 0 | 0 | 0 | 0 | 0 | 0 | 0 | 0 | 0 | 0 | 0 | 0 | 0 | 0 | 0 | 0 | 0 | 0 | 0 | 0 | 0 | 0
F3_Industrial_Petroleum_Existing_Space Heating_Natural Gas_Gas Boiler - High Turndown_A_Achievable Technical Potential | F3 | Industrial | Petroleum | Existing | Space Heating | Natural Gas | Gas Boiler - High Turndown | A | Integrated Unit Winter Peak Savings (kW) | Achievable Technical Potential | 0 | 0 | 0 | 0 | 0 | 0 | 0 | 0 | 0 | 0 | 0 | 0 | 0 | 0 | 0 | 0 | 0 | 0 | 0 | 0 | 0 | 0 | 0 | 0 | 0 | 0 | 0 | 0 | 0 | 0 | 0
F4_Industrial_Petroleum_Existing_Space Heating_Natural Gas_Gas Boiler - High Turndown_A_Achievable Technical Potential | F4 | Industrial | Petroleum | Existing | Space Heating | Natural Gas | Gas Boiler - High Turndown | A | Incremental Energy Savings (MWh or mTherms) | Achievable Technical Potential | 0 | 0 | 0 | 0 | 0 | 0.0003815 | 0.00037489 | 0.00036484 | 0.00035561 | 0.000345 | 0.00029562 | 0.00022691 | 0.00017406 | 0.00013137 | 0.00010165 | 7.7652e-05 | 6.0268e-05 | 4.6638e-05 | 3.6027e-05 | 2.8299e-05 | 2.213e-05 | 1.4785e-07 | 5.1824e-08 | 1.7409e-08 | 5.5974e-09 | 4.7081e-09 | 4.6627e-09 | 4.6215e-09 | 6.7748e-09 | 6.7338e-09 | 6.6971e-09
F5_Industrial_Petroleum_Existing_Space Heating_Natural Gas_Gas Boiler - High Turndown_A_Achievable Technical Potential | F5 | Industrial | Petroleum | Existing | Space Heating | Natural Gas | Gas Boiler - High Turndown | A | Incremental Summer Peak Savings (MW) | Achievable Technical Potential | 0 | 0 | 0 | 0 | 0 | 0 | 0 | 0 | 0 | 0 | 0 | 0 | 0 | 0 | 0 | 0 | 0 | 0 | 0 | 0 | 0 | 0 | 0 | 0 | 0 | 0 | 0 | 0 | 0 | 0 | 0
F6_Industrial_Petroleum_Existing_Space Heating_Natural Gas_Gas Boiler - High Turndown_A_Achievable Technical Potential | F6 | Industrial | Petroleum | Existing | Space Heating | Natural Gas | Gas Boiler - High Turndown | A | Incremental Winter Peak Savings (MW) | Achievable Technical Potential | 0 | 0 | 0 | 0 | 0 | 0 | 0 | 0 | 0 | 0 | 0 | 0 | 0 | 0 | 0 | 0 | 0 | 0 | 0 | 0 | 0 | 0 | 0 | 0 | 0 | 0 | 0 | 0 | 0 | 0 | 0
F7_Industrial_Petroleum_Existing_Space Heating_Natural Gas_Gas Boiler - High Turndown_A_Achievable Technical Potential | F7 | Industrial | Petroleum | Existing | Space Heating | Natural Gas | Gas Boiler - High Turndown | A | Cumulative Energy Savings (MWh or mTherms) | Achievable Technical Potential | 0 | 0 | 0 | 0 | 0 | 0.0003815 | 0.00074999 | 0.001099 | 0.0014263 | 0.0017276 | 0.0019616 | 0.0021141 | 0.0022053 | 0.0022455 | 0.0022653 | 0.0022616 | 0.0022541 | 0.002238 | 0.0022165 | 0.0022021 | 0.0021836 | 0.0021473 | 0.0021153 | 0.0020914 | 0.0020688 | 0.0020531 | 0.0020388 | 0.0020256 | 0 | 0 | 0
F8_Industrial_Petroleum_Existing_Space Heating_Natural Gas_Gas Boiler - High Turndown_A_Achievable Technical Potential | F8 | Industrial | Petroleum | Existing | Space Heating | Natural Gas | Gas Boiler - High Turndown | A | Cumulative Summer Peak Savings (MW) | Achievable Technical Potential | 0 | 0 | 0 | 0 | 0 | 0 | 0 | 0 | 0 | 0 | 0 | 0 | 0 | 0 | 0 | 0 | 0 | 0 | 0 | 0 | 0 | 0 | 0 | 0 | 0 | 0 | 0 | 0 | 0 | 0 | 0
F9_Industrial_Petroleum_Existing_Space Heating_Natural Gas_Gas Boiler - High Turndown_A_Achievable Technical Potential | F9 | Industrial | Petroleum | Existing | Space Heating | Natural Gas | Gas Boiler - High Turndown | A | Cumulative Winter Peak Savings (MW) | Achievable Technical Potential | 0 | 0 | 0 | 0 | 0 | 0 | 0 | 0 | 0 | 0 | 0 | 0 | 0 | 0 | 0 | 0 | 0 | 0 | 0 | 0 | 0 | 0 | 0 | 0 | 0 | 0 | 0 | 0 | 0 | 0 | 0
F10_Industrial_Petroleum_Existing_Space Heating_Natural Gas_Gas Boiler - High Turndown_A_Achievable Technical Potential | F10 | Industrial | Petroleum | Existing | Space Heating | Natural Gas | Gas Boiler - High Turndown | A | Purchases (Incremental) | Achievable Technical Potential | 0 | 0 | 0 | 0 | 0 | 0.002676 | 0.0026746 | 0.0026588 | 0.0026602 | 0.0026624 | 0.0023658 | 0.0018874 | 0.0015069 | 0.0011864 | 0.00095271 | 0.0007549 | 0.000604 | 0.00048077 | 0.00038118 | 0.00030531 | 0.00024324 | 1.6526e-06 | 5.8807e-07 | 1.998e-07 | 6.4945e-08 | 5.5043e-08 | 5.4896e-08 | 5.4763e-08 | 5.4644e-08 | 5.4538e-08 | 5.4445e-08
F11_Industrial_Petroleum_Existing_Space Heating_Natural Gas_Gas Boiler - High Turndown_A_Achievable Technical Potential | F11 | Industrial | Petroleum | Existing | Space Heating | Natural Gas | Gas Boiler - High Turndown | A | Purchases (Cumulative) | Achievable Technical Potential | 0 | 0 | 0 | 0 | 0 | 0.002676 | 0.0053506 | 0.0080094 | 0.01067 | 0.013332 | 0.015698 | 0.017585 | 0.019092 | 0.020279 | 0.021231 | 0.021986 | 0.02259 | 0.023071 | 0.023452 | 0.023757 | 0.024001 | 0.024002 | 0.024003 | 0.024003 | 0.024003 | 0.024003 | 0.024003 | 0.024003 | 0.024003 | 0.024003 | 0.024003
F1_Industrial_Petroleum_Existing_Process_Natural Gas_Gas Boiler - High Turndown_A_Achievable Technical Potential | F1 | Industrial | Petroleum | Existing | Process | Natural Gas | Gas Boiler - High Turndown | A | Integrated Unit Energy Savings (kWh or therms) | Achievable Technical Potential | 0 | 0 | 0 | 0 | 0 | 729.9149 | 727.8927 | 725.8494 | 723.827 | 721.7952 | 719.6844 | 717.799 | 716.0333 | 714.1519 | 712.6999 | 711.1023 | 709.7902 | 708.4454 | 707.0639 | 705.9613 | 704.7508 | 703.6205 | 702.4956 | 701.3757 | 700.2609 | 700.17 | 700.0865 | 700.0105 | 731.9505 | 731.9505 | 731.9505
F2_Industrial_Petroleum_Existing_Process_Natural Gas_Gas Boiler - High Turndown_A_Achievable Technical Potential | F2 | Industrial | Petroleum | Existing | Process | Natural Gas | Gas Boiler - High Turndown | A | Integrated Unit Summer Peak Savings (kW) | Achievable Technical Potential | 0 | 0 | 0 | 0 | 0 | 0 | 0 | 0 | 0 | 0 | 0 | 0 | 0 | 0 | 0 | 0 | 0 | 0 | 0 | 0 | 0 | 0 | 0 | 0 | 0 | 0 | 0 | 0 | 0 | 0 | 0
F3_Industrial_Petroleum_Existing_Process_Natural Gas_Gas Boiler - High Turndown_A_Achievable Technical Potential | F3 | Industrial | Petroleum | Existing | Process | Natural Gas | Gas Boiler - High Turndown | A | Integrated Unit Winter Peak Savings (kW) | Achievable Technical Potential | 0 | 0 | 0 | 0 | 0 | 0 | 0 | 0 | 0 | 0 | 0 | 0 | 0 | 0 | 0 | 0 | 0 | 0 | 0 | 0 | 0 | 0 | 0 | 0 | 0 | 0 | 0 | 0 | 0 | 0 | 0
F4_Industrial_Petroleum_Existing_Process_Natural Gas_Gas Boiler - High Turndown_A_Achievable Technical Potential | F4 | Industrial | Petroleum | Existing | Process | Natural Gas | Gas Boiler - High Turndown | A | Incremental Energy Savings (MWh or mTherms) | Achievable Technical Potential | 0 | 0 | 0 | 0 | 0 | 0.15512 | 0.1546 | 0.15326 | 0.15291 | 0.15261 | 0.13521 | 0.10759 | 0.085685 | 0.067282 | 0.053921 | 0.04263 | 0.034045 | 0.027048 | 0.021404 | 0.017116 | 0.013613 | 9.2342e-05 | 3.2807e-05 | 1.1128e-05 | 3.6116e-06 | 3.0605e-06 | 3.052e-06 | 3.0443e-06 | 3.1762e-06 | 3.1701e-06 | 3.1647e-06
F5_Industrial_Petroleum_Existing_Process_Natural Gas_Gas Boiler - High Turndown_A_Achievable Technical Potential | F5 | Industrial | Petroleum | Existing | Process | Natural Gas | Gas Boiler - High Turndown | A | Incremental Summer Peak Savings (MW) | Achievable Technical Potential | 0 | 0 | 0 | 0 | 0 | 0 | 0 | 0 | 0 | 0 | 0 | 0 | 0 | 0 | 0 | 0 | 0 | 0 | 0 | 0 | 0 | 0 | 0 | 0 | 0 | 0 | 0 | 0 | 0 | 0 | 0
F6_Industrial_Petroleum_Existing_Process_Natural Gas_Gas Boiler - High Turndown_A_Achievable Technical Potential | F6 | Industrial | Petroleum | Existing | Process | Natural Gas | Gas Boiler - High Turndown | A | Incremental Winter Peak Savings (MW) | Achievable Technical Potential | 0 | 0 | 0 | 0 | 0 | 0 | 0 | 0 | 0 | 0 | 0 | 0 | 0 | 0 | 0 | 0 | 0 | 0 | 0 | 0 | 0 | 0 | 0 | 0 | 0 | 0 | 0 | 0 | 0 | 0 | 0
F7_Industrial_Petroleum_Existing_Process_Natural Gas_Gas Boiler - High Turndown_A_Achievable Technical Potential | F7 | Industrial | Petroleum | Existing | Process | Natural Gas | Gas Boiler - High Turndown | A | Cumulative Energy Savings (MWh or mTherms) | Achievable Technical Potential | 0 | 0 | 0 | 0 | 0 | 0.15512 | 0.30929 | 0.46168 | 0.6133 | 0.76419 | 0.89717 | 1.0024 | 1.0856 | 1.1501 | 1.2016 | 1.2416 | 1.2733 | 1.298 | 1.3168 | 1.3319 | 1.3432 | 1.3412 | 1.3391 | 1.3369 | 1.3348 | 1.3346 | 1.3345 | 1.3343 | 0 | 0 | 0
F8_Industrial_Petroleum_Existing_Process_Natural Gas_Gas Boiler - High Turndown_A_Achievable Technical Potential | F8 | Industrial | Petroleum | Existing | Process | Natural Gas | Gas Boiler - High Turndown | A | Cumulative Summer Peak Savings (MW) | Achievable Technical Potential | 0 | 0 | 0 | 0 | 0 | 0 | 0 | 0 | 0 | 0 | 0 | 0 | 0 | 0 | 0 | 0 | 0 | 0 | 0 | 0 | 0 | 0 | 0 | 0 | 0 | 0 | 0 | 0 | 0 | 0 | 0
F9_Industrial_Petroleum_Existing_Process_Natural Gas_Gas Boiler - High Turndown_A_Achievable Technical Potential | F9 | Industrial | Petroleum | Existing | Process | Natural Gas | Gas Boiler - High Turndown | A | Cumulative Winter Peak Savings (MW) | Achievable Technical Potential | 0 | 0 | 0 | 0 | 0 | 0 | 0 | 0 | 0 | 0 | 0 | 0 | 0 | 0 | 0 | 0 | 0 | 0 | 0 | 0 | 0 | 0 | 0 | 0 | 0 | 0 | 0 | 0 | 0 | 0 | 0
F10_Industrial_Petroleum_Existing_Process_Natural Gas_Gas Boiler - High Turndown_A_Achievable Technical Potential | F10 | Industrial | Petroleum | Existing | Process | Natural Gas | Gas Boiler - High Turndown | A | Purchases (Incremental) | Achievable Technical Potential | 0 | 0 | 0 | 0 | 0 | 0.21251 | 0.2124 | 0.21114 | 0.21126 | 0.21143 | 0.18787 | 0.14989 | 0.11967 | 0.094213 | 0.075658 | 0.059949 | 0.047965 | 0.038179 | 0.030271 | 0.024245 | 0.019316 | 0.00013124 | 4.67e-05 | 1.5866e-05 | 5.1575e-06 | 4.3711e-06 | 4.3595e-06 | 4.3489e-06 | 4.3394e-06 | 4.331e-06 | 4.3236e-06
F11_Industrial_Petroleum_Existing_Process_Natural Gas_Gas Boiler - High Turndown_A_Achievable Technical Potential | F11 | Industrial | Petroleum | Existing | Process | Natural Gas | Gas Boiler - High Turndown | A | Purchases (Cumulative) | Achievable Technical Potential | 0 | 0 | 0 | 0 | 0 | 0.21251 | 0.42491 | 0.63605 | 0.84731 | 1.0587 | 1.2466 | 1.3965 | 1.5162 | 1.6104 | 1.686 | 1.746 | 1.7939 | 1.8321 | 1.8624 | 1.8866 | 1.906 | 1.9061 | 1.9061 | 1.9062 | 1.9062 | 1.9062 | 1.9062 | 1.9062 | 1.9062 | 1.9062 | 1.9062
F1_Industrial_Petroleum_Existing_Space Heating_Natural Gas_Gas Boiler - Burner Control Optimization_A_Achievable Technical Potential | F1 | Industrial | Petroleum | Existing | Space Heating | Natural Gas | Gas Boiler - Burner Control Optimization | A | Integrated Unit Energy Savings (kWh or therms) | Achievable Technical Potential | 0 | 0 | 0 | 0 | 0 | 41.3392 | 40.6421 | 39.7827 | 38.7523 | 37.5615 | 36.2188 | 34.843 | 33.475 | 32.0898 | 30.9194 | 29.8069 | 28.9132 | 28.1087 | 27.3856 | 26.8568 | 26.3615 | 25.9217 | 25.5339 | 25.2459 | 24.9718 | 24.7827 | 24.6095 | 24.4508 | 35.9542 | 35.8065 | 35.6717
F2_Industrial_Petroleum_Existing_Space Heating_Natural Gas_Gas Boiler - Burner Control Optimization_A_Achievable Technical Potential | F2 | Industrial | Petroleum | Existing | Space Heating | Natural Gas | Gas Boiler - Burner Control Optimization | A | Integrated Unit Summer Peak Savings (kW) | Achievable Technical Potential | 0 | 0 | 0 | 0 | 0 | 0 | 0 | 0 | 0 | 0 | 0 | 0 | 0 | 0 | 0 | 0 | 0 | 0 | 0 | 0 | 0 | 0 | 0 | 0 | 0 | 0 | 0 | 0 | 0 | 0 | 0
F3_Industrial_Petroleum_Existing_Space Heating_Natural Gas_Gas Boiler - Burner Control Optimization_A_Achievable Technical Potential | F3 | Industrial | Petroleum | Existing | Space Heating | Natural Gas | Gas Boiler - Burner Control Optimization | A | Integrated Unit Winter Peak Savings (kW) | Achievable Technical Potential | 0 | 0 | 0 | 0 | 0 | 0 | 0 | 0 | 0 | 0 | 0 | 0 | 0 | 0 | 0 | 0 | 0 | 0 | 0 | 0 | 0 | 0 | 0 | 0 | 0 | 0 | 0 | 0 | 0 | 0 | 0
F4_Industrial_Petroleum_Existing_Space Heating_Natural Gas_Gas Boiler - Burner Control Optimization_A_Achievable Technical Potential | F4 | Industrial | Petroleum | Existing | Space Heating | Natural Gas | Gas Boiler - Burner Control Optimization | A | Incremental Energy Savings (MWh or mTherms) | Achievable Technical Potential | 0 | 0 | 0 | 0 | 0 | 2.9842e-05 | 4.6092e-05 | 8.9702e-05 | 0.000153 | 0.00023087 | 0.00030771 | 0.00037572 | 0.00042028 | 0.00042699 | 0.00041299 | 0.00036804 | 0.00031242 | 0.00024887 | 0.0001869 | 0.00013522 | 9.2524e-05 | 6.0417e-05 | 3.7734e-05 | 2.2632e-05 | 1.511e-05 | 0 | 0 | 0 | 0 | 0 | 0
F5_Industrial_Petroleum_Existing_Space Heating_Natural Gas_Gas Boiler - Burner Control Optimization_A_Achievable Technical Potential | F5 | Industrial | Petroleum | Existing | Space Heating | Natural Gas | Gas Boiler - Burner Control Optimization | A | Incremental Summer Peak Savings (MW) | Achievable Technical Potential | 0 | 0 | 0 | 0 | 0 | 0 | 0 | 0 | 0 | 0 | 0 | 0 | 0 | 0 | 0 | 0 | 0 | 0 | 0 | 0 | 0 | 0 | 0 | 0 | 0 | 0 | 0 | 0 | 0 | 0 | 0
F6_Industrial_Petroleum_Existing_Space Heating_Natural Gas_Gas Boiler - Burner Control Optimization_A_Achievable Technical Potential | F6 | Industrial | Petroleum | Existing | Space Heating | Natural Gas | Gas Boiler - Burner Control Optimization | A | Incremental Winter Peak Savings (MW) | Achievable Technical Potential | 0 | 0 | 0 | 0 | 0 | 0 | 0 | 0 | 0 | 0 | 0 | 0 | 0 | 0 | 0 | 0 | 0 | 0 | 0 | 0 | 0 | 0 | 0 | 0 | 0 | 0 | 0 | 0 | 0 | 0 | 0
F7_Industrial_Petroleum_Existing_Space Heating_Natural Gas_Gas Boiler - Burner Control Optimization_A_Achievable Technical Potential | F7 | Industrial | Petroleum | Existing | Space Heating | Natural Gas | Gas Boiler - Burner Control Optimization | A | Cumulative Energy Savings (MWh or mTherms) | Achievable Technical Potential | 0 | 0 | 0 | 0 | 0 | 2.9842e-05 | 7.543e-05 | 0.00016354 | 0.0003123 | 0.00053357 | 0.00082221 | 0.0011667 | 0.0015412 | 0.0019044 | 0.0022479 | 0.0025351 | 0.0027715 | 0.0029432 | 0.0030544 | 0.0031307 | 0.0031655 | 0.0031731 | 0.0031633 | 0.0031503 | 0.0031312 | 0.0031075 | 0.0030858 | 0.0030659 | 0 | 0 | 0
F8_Industrial_Petroleum_Existing_Space Heating_Natural Gas_Gas Boiler - Burner Control Optimization_A_Achievable Technical Potential | F8 | Industrial | Petroleum | Existing | Space Heating | Natural Gas | Gas Boiler - Burner Control Optimization | A | Cumulative Summer Peak Savings (MW) | Achievable Technical Potential | 0 | 0 | 0 | 0 | 0 | 0 | 0 | 0 | 0 | 0 | 0 | 0 | 0 | 0 | 0 | 0 | 0 | 0 | 0 | 0 | 0 | 0 | 0 | 0 | 0 | 0 | 0 | 0 | 0 | 0 | 0
F9_Industrial_Petroleum_Existing_Space Heating_Natural Gas_Gas Boiler - Burner Control Optimization_A_Achievable Technical Potential | F9 | Industrial | Petroleum | Existing | Space Heating | Natural Gas | Gas Boiler - Burner Control Optimization | A | Cumulative Winter Peak Savings (MW) | Achievable Technical Potential | 0 | 0 | 0 | 0 | 0 | 0 | 0 | 0 | 0 | 0 | 0 | 0 | 0 | 0 | 0 | 0 | 0 | 0 | 0 | 0 | 0 | 0 | 0 | 0 | 0 | 0 | 0 | 0 | 0 | 0 | 0
F10_Industrial_Petroleum_Existing_Space Heating_Natural Gas_Gas Boiler - Burner Control Optimization_A_Achievable Technical Potential | F10 | Industrial | Petroleum | Existing | Space Heating | Natural Gas | Gas Boiler - Burner Control Optimization | A | Purchases (Incremental) | Achievable Technical Potential | 0 | 0 | 0 | 0 | 0 | 0.00072187 | 0.0011341 | 0.0022548 | 0.0039481 | 0.0061465 | 0.0084958 | 0.010783 | 0.012555 | 0.013306 | 0.013357 | 0.012348 | 0.010805 | 0.0088538 | 0.0068249 | 0.0050348 | 0.0035098 | 0.0023308 | 0.0014778 | 0.00089648 | 0.00060508 | 0 | 0 | 0 | 0 | 0 | 0
F11_Industrial_Petroleum_Existing_Space Heating_Natural Gas_Gas Boiler - Burner Control Optimization_A_Achievable Technical Potential | F11 | Industrial | Petroleum | Existing | Space Heating | Natural Gas | Gas Boiler - Burner Control Optimization | A | Purchases (Cumulative) | Achievable Technical Potential | 0 | 0 | 0 | 0 | 0 | 0.00072187 | 0.001856 | 0.0041108 | 0.0080588 | 0.014205 | 0.022701 | 0.033484 | 0.046039 | 0.059345 | 0.072702 | 0.08505 | 0.095855 | 0.10471 | 0.11153 | 0.11657 | 0.12008 | 0.12241 | 0.12389 | 0.12478 | 0.12539 | 0.12539 | 0.12539 | 0.12539 | 0.12539 | 0.12539 | 0.12539
F1_Industrial_Petroleum_Existing_Process_Natural Gas_Gas Boiler - Burner Control Optimization_A_Achievable Technical Potential | F1 | Industrial | Petroleum | Existing | Process | Natural Gas | Gas Boiler - Burner Control Optimization | A | Integrated Unit Energy Savings (kWh or therms) | Achievable Technical Potential | 0 | 0 | 0 | 0 | 0 | 211.6451 | 211.0286 | 210.4059 | 209.7897 | 209.1711 | 208.5306 | 207.9625 | 207.4335 | 206.8713 | 206.4407 | 205.9669 | 205.58 | 205.1837 | 204.7767 | 204.4542 | 204.0997 | 203.7712 | 203.4444 | 203.1191 | 202.7954 | 202.7683 | 202.7434 | 202.7206 | 212.2656 | 212.2656 | 212.2656
F2_Industrial_Petroleum_Existing_Process_Natural Gas_Gas Boiler - Burner Control Optimization_A_Achievable Technical Potential | F2 | Industrial | Petroleum | Existing | Process | Natural Gas | Gas Boiler - Burner Control Optimization | A | Integrated Unit Summer Peak Savings (kW) | Achievable Technical Potential | 0 | 0 | 0 | 0 | 0 | 0 | 0 | 0 | 0 | 0 | 0 | 0 | 0 | 0 | 0 | 0 | 0 | 0 | 0 | 0 | 0 | 0 | 0 | 0 | 0 | 0 | 0 | 0 | 0 | 0 | 0
F3_Industrial_Petroleum_Existing_Process_Natural Gas_Gas Boiler - Burner Control Optimization_A_Achievable Technical Potential | F3 | Industrial | Petroleum | Existing | Process | Natural Gas | Gas Boiler - Burner Control Optimization | A | Integrated Unit Winter Peak Savings (kW) | Achievable Technical Potential | 0 | 0 | 0 | 0 | 0 | 0 | 0 | 0 | 0 | 0 | 0 | 0 | 0 | 0 | 0 | 0 | 0 | 0 | 0 | 0 | 0 | 0 | 0 | 0 | 0 | 0 | 0 | 0 | 0 | 0 | 0
F4_Industrial_Petroleum_Existing_Process_Natural Gas_Gas Boiler - Burner Control Optimization_A_Achievable Technical Potential | F4 | Industrial | Petroleum | Existing | Process | Natural Gas | Gas Boiler - Burner Control Optimization | A | Incremental Energy Savings (MWh or mTherms) | Achievable Technical Potential | 0 | 0 | 0 | 0 | 0 | 0.012133 | 0.019006 | 0.037676 | 0.065775 | 0.1021 | 0.14069 | 0.17809 | 0.20682 | 0.2186 | 0.21897 | 0.20196 | 0.17641 | 0.14427 | 0.11099 | 0.081747 | 0.056887 | 0.037717 | 0.023876 | 0.01446 | 0.0097445 | 0 | 0 | 0 | 0 | 0 | 0
F5_Industrial_Petroleum_Existing_Process_Natural Gas_Gas Boiler - Burner Control Optimization_A_Achievable Technical Potential | F5 | Industrial | Petroleum | Existing | Process | Natural Gas | Gas Boiler - Burner Control Optimization | A | Incremental Summer Peak Savings (MW) | Achievable Technical Potential | 0 | 0 | 0 | 0 | 0 | 0 | 0 | 0 | 0 | 0 | 0 | 0 | 0 | 0 | 0 | 0 | 0 | 0 | 0 | 0 | 0 | 0 | 0 | 0 | 0 | 0 | 0 | 0 | 0 | 0 | 0
F6_Industrial_Petroleum_Existing_Process_Natural Gas_Gas Boiler - Burner Control Optimization_A_Achievable Technical Potential | F6 | Industrial | Petroleum | Existing | Process | Natural Gas | Gas Boiler - Burner Control Optimization | A | Incremental Winter Peak Savings (MW) | Achievable Technical Potential | 0 | 0 | 0 | 0 | 0 | 0 | 0 | 0 | 0 | 0 | 0 | 0 | 0 | 0 | 0 | 0 | 0 | 0 | 0 | 0 | 0 | 0 | 0 | 0 | 0 | 0 | 0 | 0 | 0 | 0 | 0
F7_Industrial_Petroleum_Existing_Process_Natural Gas_Gas Boiler - Burner Control Optimization_A_Achievable Technical Potential | F7 | Industrial | Petroleum | Existing | Process | Natural Gas | Gas Boiler - Burner Control Optimization | A | Cumulative Energy Savings (MWh or mTherms) | Achievable Technical Potential | 0 | 0 | 0 | 0 | 0 | 0.012133 | 0.031103 | 0.068687 | 0.13426 | 0.23596 | 0.37593 | 0.55299 | 0.7584 | 0.97494 | 1.1919 | 1.3911 | 1.5649 | 1.7062 | 1.8138 | 1.8926 | 1.9463 | 1.9808 | 2.0015 | 2.0128 | 2.0193 | 2.0191 | 2.0188 | 2.0186 | 0 | 0 | 0
F8_Industrial_Petroleum_Existing_Process_Natural Gas_Gas Boiler - Burner Control Optimization_A_Achievable Technical Potential | F8 | Industrial | Petroleum | Existing | Process | Natural Gas | Gas Boiler - Burner Control Optimization | A | Cumulative Summer Peak Savings (MW) | Achievable Technical Potential | 0 | 0 | 0 | 0 | 0 | 0 | 0 | 0 | 0 | 0 | 0 | 0 | 0 | 0 | 0 | 0 | 0 | 0 | 0 | 0 | 0 | 0 | 0 | 0 | 0 | 0 | 0 | 0 | 0 | 0 | 0
F9_Industrial_Petroleum_Existing_Process_Natural Gas_Gas Boiler - Burner Control Optimization_A_Achievable Technical Potential | F9 | Industrial | Petroleum | Existing | Process | Natural Gas | Gas Boiler - Burner Control Optimization | A | Cumulative Winter Peak Savings (MW) | Achievable Technical Potential | 0 | 0 | 0 | 0 | 0 | 0 | 0 | 0 | 0 | 0 | 0 | 0 | 0 | 0 | 0 | 0 | 0 | 0 | 0 | 0 | 0 | 0 | 0 | 0 | 0 | 0 | 0 | 0 | 0 | 0 | 0
F10_Industrial_Petroleum_Existing_Process_Natural Gas_Gas Boiler - Burner Control Optimization_A_Achievable Technical Potential | F10 | Industrial | Petroleum | Existing | Process | Natural Gas | Gas Boiler - Burner Control Optimization | A | Purchases (Incremental) | Achievable Technical Potential | 0 | 0 | 0 | 0 | 0 | 0.057326 | 0.090062 | 0.17906 | 0.31353 | 0.48811 | 0.67468 | 0.85633 | 0.99703 | 1.0567 | 1.0607 | 0.98055 | 0.85809 | 0.70311 | 0.54198 | 0.39983 | 0.27872 | 0.18509 | 0.11736 | 0.071192 | 0.048051 | 0 | 0 | 0 | 0 | 0 | 0
F11_Industrial_Petroleum_Existing_Process_Natural Gas_Gas Boiler - Burner Control Optimization_A_Achievable Technical Potential | F11 | Industrial | Petroleum | Existing | Process | Natural Gas | Gas Boiler - Burner Control Optimization | A | Purchases (Cumulative) | Achievable Technical Potential | 0 | 0 | 0 | 0 | 0 | 0.057326 | 0.14739 | 0.32645 | 0.63998 | 1.1281 | 1.8028 | 2.6591 | 3.6561 | 4.7128 | 5.7735 | 6.7541 | 7.6122 | 8.3153 | 8.8572 | 9.2571 | 9.5358 | 9.7209 | 9.8382 | 9.9094 | 9.9575 | 9.9575 | 9.9575 | 9.9575 | 9.9575 | 9.9575 | 9.9575
F1_Industrial_Petroleum_Existing_Space Heating_Natural Gas_HVAC - Demand Controlled Ventilation_A_Achievable Technical Potential | F1 | Industrial | Petroleum | Existing | Space Heating | Natural Gas | HVAC - Demand Controlled Ventilation | A | Integrated Unit Energy Savings (kWh or therms) | Achievable Technical Potential | 0 | 0 | 0 | 0 | 0 | 0.045608 | 0.045071 | 0.044405 | 0.043714 | 0.043002 | 0.042272 | 0.041531 | 0.040798 | 0.040053 | 0.039308 | 0.038592 | 0.037914 | 0.037255 | 0.036622 | 0.036041 | 0.035486 | 0.034964 | 0.034467 | 0.034058 | 0.033678 | 0.033386 | 0.033112 | 0.032856 | 0.036718 | 0.036492 | 0.03628
F2_Industrial_Petroleum_Existing_Space Heating_Natural Gas_HVAC - Demand Controlled Ventilation_A_Achievable Technical Potential | F2 | Industrial | Petroleum | Existing | Space Heating | Natural Gas | HVAC - Demand Controlled Ventilation | A | Integrated Unit Summer Peak Savings (kW) | Achievable Technical Potential | 0 | 0 | 0 | 0 | 0 | 0 | 0 | 0 | 0 | 0 | 0 | 0 | 0 | 0 | 0 | 0 | 0 | 0 | 0 | 0 | 0 | 0 | 0 | 0 | 0 | 0 | 0 | 0 | 0 | 0 | 0
F3_Industrial_Petroleum_Existing_Space Heating_Natural Gas_HVAC - Demand Controlled Ventilation_A_Achievable Technical Potential | F3 | Industrial | Petroleum | Existing | Space Heating | Natural Gas | HVAC - Demand Controlled Ventilation | A | Integrated Unit Winter Peak Savings (kW) | Achievable Technical Potential | 0 | 0 | 0 | 0 | 0 | 0 | 0 | 0 | 0 | 0 | 0 | 0 | 0 | 0 | 0 | 0 | 0 | 0 | 0 | 0 | 0 | 0 | 0 | 0 | 0 | 0 | 0 | 0 | 0 | 0 | 0
F4_Industrial_Petroleum_Existing_Space Heating_Natural Gas_HVAC - Demand Controlled Ventilation_A_Achievable Technical Potential | F4 | Industrial | Petroleum | Existing | Space Heating | Natural Gas | HVAC - Demand Controlled Ventilation | A | Incremental Energy Savings (MWh or mTherms) | Achievable Technical Potential | 0 | 0 | 0 | 0 | 0 | 0.0023265 | 0.0022979 | 0.0022506 | 0.0022168 | 0.0021824 | 0.0021182 | 0.0020753 | 0.0020346 | 0.0019657 | 0.0019365 | 0.0018831 | 0.0018503 | 0.0018089 | 0.0017624 | 0.0017364 | 0.0017026 | 0.0016711 | 0.0016413 | 0.0016163 | 0.0015932 | 0 | 0 | 0 | 0 | 0 | 0
F5_Industrial_Petroleum_Existing_Space Heating_Natural Gas_HVAC - Demand Controlled Ventilation_A_Achievable Technical Potential | F5 | Industrial | Petroleum | Existing | Space Heating | Natural Gas | HVAC - Demand Controlled Ventilation | A | Incremental Summer Peak Savings (MW) | Achievable Technical Potential | 0 | 0 | 0 | 0 | 0 | 0 | 0 | 0 | 0 | 0 | 0 | 0 | 0 | 0 | 0 | 0 | 0 | 0 | 0 | 0 | 0 | 0 | 0 | 0 | 0 | 0 | 0 | 0 | 0 | 0 | 0
F6_Industrial_Petroleum_Existing_Space Heating_Natural Gas_HVAC - Demand Controlled Ventilation_A_Achievable Technical Potential | F6 | Industrial | Petroleum | Existing | Space Heating | Natural Gas | HVAC - Demand Controlled Ventilation | A | Incremental Winter Peak Savings (MW) | Achievable Technical Potential | 0 | 0 | 0 | 0 | 0 | 0 | 0 | 0 | 0 | 0 | 0 | 0 | 0 | 0 | 0 | 0 | 0 | 0 | 0 | 0 | 0 | 0 | 0 | 0 | 0 | 0 | 0 | 0 | 0 | 0 | 0
F7_Industrial_Petroleum_Existing_Space Heating_Natural Gas_HVAC - Demand Controlled Ventilation_A_Achievable Technical Potential | F7 | Industrial | Petroleum | Existing | Space Heating | Natural Gas | HVAC - Demand Controlled Ventilation | A | Cumulative Energy Savings (MWh or mTherms) | Achievable Technical Potential | 0 | 0 | 0 | 0 | 0 | 0.0023265 | 0.004597 | 0.0067796 | 0.008891 | 0.010929 | 0.012861 | 0.014711 | 0.016486 | 0.018151 | 0.01975 | 0.021273 | 0.02275 | 0.024163 | 0.025515 | 0.026846 | 0.028136 | 0.029393 | 0.030617 | 0.03187 | 0.033106 | 0.03282 | 0.032551 | 0.032299 | 0 | 0 | 0
F8_Industrial_Petroleum_Existing_Space Heating_Natural Gas_HVAC - Demand Controlled Ventilation_A_Achievable Technical Potential | F8 | Industrial | Petroleum | Existing | Space Heating | Natural Gas | HVAC - Demand Controlled Ventilation | A | Cumulative Summer Peak Savings (MW) | Achievable Technical Potential | 0 | 0 | 0 | 0 | 0 | 0 | 0 | 0 | 0 | 0 | 0 | 0 | 0 | 0 | 0 | 0 | 0 | 0 | 0 | 0 | 0 | 0 | 0 | 0 | 0 | 0 | 0 | 0 | 0 | 0 | 0
F9_Industrial_Petroleum_Existing_Space Heating_Natural Gas_HVAC - Demand Controlled Ventilation_A_Achievable Technical Potential | F9 | Industrial | Petroleum | Existing | Space Heating | Natural Gas | HVAC - Demand Controlled Ventilation | A | Cumulative Winter Peak Savings (MW) | Achievable Technical Potential | 0 | 0 | 0 | 0 | 0 | 0 | 0 | 0 | 0 | 0 | 0 | 0 | 0 | 0 | 0 | 0 | 0 | 0 | 0 | 0 | 0 | 0 | 0 | 0 | 0 | 0 | 0 | 0 | 0 | 0 | 0
F10_Industrial_Petroleum_Existing_Space Heating_Natural Gas_HVAC - Demand Controlled Ventilation_A_Achievable Technical Potential | F10 | Industrial | Petroleum | Existing | Space Heating | Natural Gas | HVAC - Demand Controlled Ventilation | A | Purchases (Incremental) | Achievable Technical Potential | 0 | 0 | 0 | 0 | 0 | 51.0114 | 50.9835 | 50.6828 | 50.7102 | 50.7521 | 50.1076 | 49.9707 | 49.8692 | 49.0773 | 49.2647 | 48.7949 | 48.8012 | 48.5556 | 48.1225 | 48.1795 | 47.9803 | 47.7937 | 47.6195 | 47.4577 | 47.308 | 0 | 0 | 0 | 0 | 0 | 0
F11_Industrial_Petroleum_Existing_Space Heating_Natural Gas_HVAC - Demand Controlled Ventilation_A_Achievable Technical Potential | F11 | Industrial | Petroleum | Existing | Space Heating | Natural Gas | HVAC - Demand Controlled Ventilation | A | Purchases (Cumulative) | Achievable Technical Potential | 0 | 0 | 0 | 0 | 0 | 51.0114 | 101.9949 | 152.6777 | 203.3879 | 254.14 | 304.2476 | 354.2183 | 404.0875 | 453.1648 | 502.4295 | 551.2244 | 600.0257 | 648.5813 | 696.7038 | 744.8833 | 792.8635 | 840.6572 | 888.2767 | 935.7344 | 983.0424 | 983.0424 | 983.0424 | 983.0424 | 983.0424 | 983.0424 | 983.0424
F1_Industrial_Petroleum_Existing_Space Heating_Natural Gas_Gas Boiler - Stack Economizer_A_Achievable Technical Potential | F1 | Industrial | Petroleum | Existing | Space Heating | Natural Gas | Gas Boiler - Stack Economizer | A | Integrated Unit Energy Savings (kWh or therms) | Achievable Technical Potential | 0 | 0 | 0 | 0 | 0 | 104.7098 | 103.9043 | 103.0842 | 102.2461 | 101.399 | 100.5617 | 99.7325 | 98.9091 | 98.078 | 97.2109 | 96.4017 | 95.6121 | 94.8252 | 94.0398 | 93.2653 | 92.5055 | 91.711 | 90.9396 | 90.3154 | 89.688 | 89.1126 | 88.5846 | 88.0999 | 90.5054 | 90.1337 | 89.7944
F2_Industrial_Petroleum_Existing_Space Heating_Natural Gas_Gas Boiler - Stack Economizer_A_Achievable Technical Potential | F2 | Industrial | Petroleum | Existing | Space Heating | Natural Gas | Gas Boiler - Stack Economizer | A | Integrated Unit Summer Peak Savings (kW) | Achievable Technical Potential | 0 | 0 | 0 | 0 | 0 | 0 | 0 | 0 | 0 | 0 | 0 | 0 | 0 | 0 | 0 | 0 | 0 | 0 | 0 | 0 | 0 | 0 | 0 | 0 | 0 | 0 | 0 | 0 | 0 | 0 | 0
F3_Industrial_Petroleum_Existing_Space Heating_Natural Gas_Gas Boiler - Stack Economizer_A_Achievable Technical Potential | F3 | Industrial | Petroleum | Existing | Space Heating | Natural Gas | Gas Boiler - Stack Economizer | A | Integrated Unit Winter Peak Savings (kW) | Achievable Technical Potential | 0 | 0 | 0 | 0 | 0 | 0 | 0 | 0 | 0 | 0 | 0 | 0 | 0 | 0 | 0 | 0 | 0 | 0 | 0 | 0 | 0 | 0 | 0 | 0 | 0 | 0 | 0 | 0 | 0 | 0 | 0
F4_Industrial_Petroleum_Existing_Space Heating_Natural Gas_Gas Boiler - Stack Economizer_A_Achievable Technical Potential | F4 | Industrial | Petroleum | Existing | Space Heating | Natural Gas | Gas Boiler - Stack Economizer | A | Incremental Energy Savings (MWh or mTherms) | Achievable Technical Potential | 0 | 0 | 0 | 0 | 0 | 0.00074722 | 0.00074106 | 0.00073088 | 0.00072533 | 0.00071991 | 0.00063441 | 0.00050197 | 0.00039745 | 0.00031028 | 0.00024697 | 0.00019406 | 0.000154 | 0.00012157 | 9.5591e-05 | 7.5932e-05 | 6.0002e-05 | 4.0417e-07 | 1.4261e-07 | 4.8119e-08 | 1.5533e-08 | 1.308e-08 | 1.2968e-08 | 1.2866e-08 | 1.3188e-08 | 1.3109e-08 | 1.3037e-08
F5_Industrial_Petroleum_Existing_Space Heating_Natural Gas_Gas Boiler - Stack Economizer_A_Achievable Technical Potential | F5 | Industrial | Petroleum | Existing | Space Heating | Natural Gas | Gas Boiler - Stack Economizer | A | Incremental Summer Peak Savings (MW) | Achievable Technical Potential | 0 | 0 | 0 | 0 | 0 | 0 | 0 | 0 | 0 | 0 | 0 | 0 | 0 | 0 | 0 | 0 | 0 | 0 | 0 | 0 | 0 | 0 | 0 | 0 | 0 | 0 | 0 | 0 | 0 | 0 | 0
F6_Industrial_Petroleum_Existing_Space Heating_Natural Gas_Gas Boiler - Stack Economizer_A_Achievable Technical Potential | F6 | Industrial | Petroleum | Existing | Space Heating | Natural Gas | Gas Boiler - Stack Economizer | A | Incremental Winter Peak Savings (MW) | Achievable Technical Potential | 0 | 0 | 0 | 0 | 0 | 0 | 0 | 0 | 0 | 0 | 0 | 0 | 0 | 0 | 0 | 0 | 0 | 0 | 0 | 0 | 0 | 0 | 0 | 0 | 0 | 0 | 0 | 0 | 0 | 0 | 0
F7_Industrial_Petroleum_Existing_Space Heating_Natural Gas_Gas Boiler - Stack Economizer_A_Achievable Technical Potential | F7 | Industrial | Petroleum | Existing | Space Heating | Natural Gas | Gas Boiler - Stack Economizer | A | Cumulative Energy Savings (MWh or mTherms) | Achievable Technical Potential | 0 | 0 | 0 | 0 | 0 | 0.00074722 | 0.0014825 | 0.0022017 | 0.0029091 | 0.003605 | 0.0042096 | 0.0046769 | 0.0050357 | 0.0053037 | 0.0055037 | 0.005652 | 0.0057597 | 0.0058339 | 0.0058811 | 0.0059086 | 0.0059205 | 0.0058701 | 0.0058208 | 0.0057809 | 0.0057408 | 0.005704 | 0.0056702 | 0.0056392 | 0 | 0 | 0
F8_Industrial_Petroleum_Existing_Space Heating_Natural Gas_Gas Boiler - Stack Economizer_A_Achievable Technical Potential | F8 | Industrial | Petroleum | Existing | Space Heating | Natural Gas | Gas Boiler - Stack Economizer | A | Cumulative Summer Peak Savings (MW) | Achievable Technical Potential | 0 | 0 | 0 | 0 | 0 | 0 | 0 | 0 | 0 | 0 | 0 | 0 | 0 | 0 | 0 | 0 | 0 | 0 | 0 | 0 | 0 | 0 | 0 | 0 | 0 | 0 | 0 | 0 | 0 | 0 | 0
F9_Industrial_Petroleum_Existing_Space Heating_Natural Gas_Gas Boiler - Stack Economizer_A_Achievable Technical Potential | F9 | Industrial | Petroleum | Existing | Space Heating | Natural Gas | Gas Boiler - Stack Economizer | A | Cumulative Winter Peak Savings (MW) | Achievable Technical Potential | 0 | 0 | 0 | 0 | 0 | 0 | 0 | 0 | 0 | 0 | 0 | 0 | 0 | 0 | 0 | 0 | 0 | 0 | 0 | 0 | 0 | 0 | 0 | 0 | 0 | 0 | 0 | 0 | 0 | 0 | 0
F10_Industrial_Petroleum_Existing_Space Heating_Natural Gas_Gas Boiler - Stack Economizer_A_Achievable Technical Potential | F10 | Industrial | Petroleum | Existing | Space Heating | Natural Gas | Gas Boiler - Stack Economizer | A | Purchases (Incremental) | Achievable Technical Potential | 0 | 0 | 0 | 0 | 0 | 0.0071361 | 0.0071322 | 0.0070901 | 0.007094 | 0.0070998 | 0.0063087 | 0.0050332 | 0.0040184 | 0.0031636 | 0.0025406 | 0.0020131 | 0.0016107 | 0.001282 | 0.0010165 | 0.00081416 | 0.00064863 | 4.407e-06 | 1.5682e-06 | 5.3279e-07 | 1.7319e-07 | 1.4678e-07 | 1.4639e-07 | 1.4604e-07 | 1.4572e-07 | 1.4543e-07 | 1.4519e-07
F11_Industrial_Petroleum_Existing_Space Heating_Natural Gas_Gas Boiler - Stack Economizer_A_Achievable Technical Potential | F11 | Industrial | Petroleum | Existing | Space Heating | Natural Gas | Gas Boiler - Stack Economizer | A | Purchases (Cumulative) | Achievable Technical Potential | 0 | 0 | 0 | 0 | 0 | 0.0071361 | 0.014268 | 0.021358 | 0.028452 | 0.035552 | 0.041861 | 0.046894 | 0.050912 | 0.054076 | 0.056617 | 0.05863 | 0.06024 | 0.061522 | 0.062539 | 0.063353 | 0.064002 | 0.064006 | 0.064008 | 0.064008 | 0.064008 | 0.064008 | 0.064009 | 0.064009 | 0.064009 | 0.064009 | 0.064009
F1_Industrial_Petroleum_Existing_Process_Natural Gas_Gas Boiler - Stack Economizer_A_Achievable Technical Potential | F1 | Industrial | Petroleum | Existing | Process | Natural Gas | Gas Boiler - Stack Economizer | A | Integrated Unit Energy Savings (kWh or therms) | Achievable Technical Potential | 0 | 0 | 0 | 0 | 0 | 702.5733 | 702.5038 | 702.4547 | 702.4173 | 702.3847 | 702.3526 | 702.3274 | 702.3061 | 702.2827 | 702.2696 | 702.2535 | 702.244 | 702.2345 | 702.2247 | 702.2208 | 702.2148 | 702.2098 | 702.2053 | 702.2014 | 702.198 | 702.1966 | 702.1953 | 702.1942 | 702.6725 | 702.6725 | 702.6725
F2_Industrial_Petroleum_Existing_Process_Natural Gas_Gas Boiler - Stack Economizer_A_Achievable Technical Potential | F2 | Industrial | Petroleum | Existing | Process | Natural Gas | Gas Boiler - Stack Economizer | A | Integrated Unit Summer Peak Savings (kW) | Achievable Technical Potential | 0 | 0 | 0 | 0 | 0 | 0 | 0 | 0 | 0 | 0 | 0 | 0 | 0 | 0 | 0 | 0 | 0 | 0 | 0 | 0 | 0 | 0 | 0 | 0 | 0 | 0 | 0 | 0 | 0 | 0 | 0
F3_Industrial_Petroleum_Existing_Process_Natural Gas_Gas Boiler - Stack Economizer_A_Achievable Technical Potential | F3 | Industrial | Petroleum | Existing | Process | Natural Gas | Gas Boiler - Stack Economizer | A | Integrated Unit Winter Peak Savings (kW) | Achievable Technical Potential | 0 | 0 | 0 | 0 | 0 | 0 | 0 | 0 | 0 | 0 | 0 | 0 | 0 | 0 | 0 | 0 | 0 | 0 | 0 | 0 | 0 | 0 | 0 | 0 | 0 | 0 | 0 | 0 | 0 | 0 | 0
F4_Industrial_Petroleum_Existing_Process_Natural Gas_Gas Boiler - Stack Economizer_A_Achievable Technical Potential | F4 | Industrial | Petroleum | Existing | Process | Natural Gas | Gas Boiler - Stack Economizer | A | Incremental Energy Savings (MWh or mTherms) | Achievable Technical Potential | 0 | 0 | 0 | 0 | 0 | 0.39815 | 0.39789 | 0.39552 | 0.39571 | 0.39602 | 0.35187 | 0.28072 | 0.22411 | 0.17644 | 0.14169 | 0.11227 | 0.089823 | 0.071495 | 0.056685 | 0.045402 | 0.036171 | 0.00024575 | 8.7448e-05 | 2.971e-05 | 9.6576e-06 | 8.185e-06 | 8.1632e-06 | 8.1434e-06 | 8.1312e-06 | 8.1154e-06 | 8.1016e-06
F5_Industrial_Petroleum_Existing_Process_Natural Gas_Gas Boiler - Stack Economizer_A_Achievable Technical Potential | F5 | Industrial | Petroleum | Existing | Process | Natural Gas | Gas Boiler - Stack Economizer | A | Incremental Summer Peak Savings (MW) | Achievable Technical Potential | 0 | 0 | 0 | 0 | 0 | 0 | 0 | 0 | 0 | 0 | 0 | 0 | 0 | 0 | 0 | 0 | 0 | 0 | 0 | 0 | 0 | 0 | 0 | 0 | 0 | 0 | 0 | 0 | 0 | 0 | 0
F6_Industrial_Petroleum_Existing_Process_Natural Gas_Gas Boiler - Stack Economizer_A_Achievable Technical Potential | F6 | Industrial | Petroleum | Existing | Process | Natural Gas | Gas Boiler - Stack Economizer | A | Incremental Winter Peak Savings (MW) | Achievable Technical Potential | 0 | 0 | 0 | 0 | 0 | 0 | 0 | 0 | 0 | 0 | 0 | 0 | 0 | 0 | 0 | 0 | 0 | 0 | 0 | 0 | 0 | 0 | 0 | 0 | 0 | 0 | 0 | 0 | 0 | 0 | 0
F7_Industrial_Petroleum_Existing_Process_Natural Gas_Gas Boiler - Stack Economizer_A_Achievable Technical Potential | F7 | Industrial | Petroleum | Existing | Process | Natural Gas | Gas Boiler - Stack Economizer | A | Cumulative Energy Savings (MWh or mTherms) | Achievable Technical Potential | 0 | 0 | 0 | 0 | 0 | 0.39815 | 0.796 | 1.1915 | 1.5871 | 1.983 | 2.3348 | 2.6155 | 2.8395 | 3.0158 | 3.1575 | 3.2697 | 3.3594 | 3.4309 | 3.4875 | 3.5329 | 3.569 | 3.5693 | 3.5693 | 3.5693 | 3.5693 | 3.5693 | 3.5693 | 3.5693 | 0 | 0 | 0
F8_Industrial_Petroleum_Existing_Process_Natural Gas_Gas Boiler - Stack Economizer_A_Achievable Technical Potential | F8 | Industrial | Petroleum | Existing | Process | Natural Gas | Gas Boiler - Stack Economizer | A | Cumulative Summer Peak Savings (MW) | Achievable Technical Potential | 0 | 0 | 0 | 0 | 0 | 0 | 0 | 0 | 0 | 0 | 0 | 0 | 0 | 0 | 0 | 0 | 0 | 0 | 0 | 0 | 0 | 0 | 0 | 0 | 0 | 0 | 0 | 0 | 0 | 0 | 0
F9_Industrial_Petroleum_Existing_Process_Natural Gas_Gas Boiler - Stack Economizer_A_Achievable Technical Potential | F9 | Industrial | Petroleum | Existing | Process | Natural Gas | Gas Boiler - Stack Economizer | A | Cumulative Winter Peak Savings (MW) | Achievable Technical Potential | 0 | 0 | 0 | 0 | 0 | 0 | 0 | 0 | 0 | 0 | 0 | 0 | 0 | 0 | 0 | 0 | 0 | 0 | 0 | 0 | 0 | 0 | 0 | 0 | 0 | 0 | 0 | 0 | 0 | 0 | 0
F10_Industrial_Petroleum_Existing_Process_Natural Gas_Gas Boiler - Stack Economizer_A_Achievable Technical Potential | F10 | Industrial | Petroleum | Existing | Process | Natural Gas | Gas Boiler - Stack Economizer | A | Purchases (Incremental) | Achievable Technical Potential | 0 | 0 | 0 | 0 | 0 | 0.5667 | 0.56639 | 0.56305 | 0.56335 | 0.56382 | 0.50099 | 0.3997 | 0.31911 | 0.25123 | 0.20175 | 0.15986 | 0.12791 | 0.10181 | 0.080723 | 0.064655 | 0.05151 | 0.00034997 | 0.00012453 | 4.231e-05 | 1.3753e-05 | 1.1656e-05 | 1.1625e-05 | 1.1597e-05 | 1.1572e-05 | 1.1549e-05 | 1.153e-05
F11_Industrial_Petroleum_Existing_Process_Natural Gas_Gas Boiler - Stack Economizer_A_Achievable Technical Potential | F11 | Industrial | Petroleum | Existing | Process | Natural Gas | Gas Boiler - Stack Economizer | A | Purchases (Cumulative) | Achievable Technical Potential | 0 | 0 | 0 | 0 | 0 | 0.5667 | 1.1331 | 1.6961 | 2.2595 | 2.8233 | 3.3243 | 3.724 | 4.0431 | 4.2943 | 4.4961 | 4.656 | 4.7839 | 4.8857 | 4.9664 | 5.0311 | 5.0826 | 5.0829 | 5.083 | 5.0831 | 5.0831 | 5.0831 | 5.0831 | 5.0831 | 5.0831 | 5.0831 | 5.0832
F1_Industrial_Petroleum_Existing_Space Heating_Natural Gas_Gas Furnace Tube Inserts_A_Achievable Technical Potential | F1 | Industrial | Petroleum | Existing | Space Heating | Natural Gas | Gas Furnace Tube Inserts | A | Integrated Unit Energy Savings (kWh or therms) | Achievable Technical Potential | 0 | 0 | 0 | 0 | 0 | 0.086121 | 0.085251 | 0.084154 | 0.083032 | 0.081898 | 0.080781 | 0.079677 | 0.078633 | 0.077631 | 0.076628 | 0.075735 | 0.074897 | 0.074097 | 0.073331 | 0.072569 | 0.071823 | 0.071073 | 0.070307 | 0.069665 | 0.069047 | 0.068467 | 0.067923 | 0.067412 | 0.069231 | 0.068805 | 0.068405
F2_Industrial_Petroleum_Existing_Space Heating_Natural Gas_Gas Furnace Tube Inserts_A_Achievable Technical Potential | F2 | Industrial | Petroleum | Existing | Space Heating | Natural Gas | Gas Furnace Tube Inserts | A | Integrated Unit Summer Peak Savings (kW) | Achievable Technical Potential | 0 | 0 | 0 | 0 | 0 | 0 | 0 | 0 | 0 | 0 | 0 | 0 | 0 | 0 | 0 | 0 | 0 | 0 | 0 | 0 | 0 | 0 | 0 | 0 | 0 | 0 | 0 | 0 | 0 | 0 | 0
F3_Industrial_Petroleum_Existing_Space Heating_Natural Gas_Gas Furnace Tube Inserts_A_Achievable Technical Potential | F3 | Industrial | Petroleum | Existing | Space Heating | Natural Gas | Gas Furnace Tube Inserts | A | Integrated Unit Winter Peak Savings (kW) | Achievable Technical Potential | 0 | 0 | 0 | 0 | 0 | 0 | 0 | 0 | 0 | 0 | 0 | 0 | 0 | 0 | 0 | 0 | 0 | 0 | 0 | 0 | 0 | 0 | 0 | 0 | 0 | 0 | 0 | 0 | 0 | 0 | 0
F4_Industrial_Petroleum_Existing_Space Heating_Natural Gas_Gas Furnace Tube Inserts_A_Achievable Technical Potential | F4 | Industrial | Petroleum | Existing | Space Heating | Natural Gas | Gas Furnace Tube Inserts | A | Incremental Energy Savings (MWh or mTherms) | Achievable Technical Potential | 0 | 0 | 0 | 0 | 0 | 0 | 0 | 0 | 0 | 0 | 0 | 0 | 0 | 0 | 0 | 0 | 0 | 0 | 0 | 0 | 0 | 0 | 0 | 0 | 0 | 0 | 0 | 0 | 0 | 0 | 0
F5_Industrial_Petroleum_Existing_Space Heating_Natural Gas_Gas Furnace Tube Inserts_A_Achievable Technical Potential | F5 | Industrial | Petroleum | Existing | Space Heating | Natural Gas | Gas Furnace Tube Inserts | A | Incremental Summer Peak Savings (MW) | Achievable Technical Potential | 0 | 0 | 0 | 0 | 0 | 0 | 0 | 0 | 0 | 0 | 0 | 0 | 0 | 0 | 0 | 0 | 0 | 0 | 0 | 0 | 0 | 0 | 0 | 0 | 0 | 0 | 0 | 0 | 0 | 0 | 0
F6_Industrial_Petroleum_Existing_Space Heating_Natural Gas_Gas Furnace Tube Inserts_A_Achievable Technical Potential | F6 | Industrial | Petroleum | Existing | Space Heating | Natural Gas | Gas Furnace Tube Inserts | A | Incremental Winter Peak Savings (MW) | Achievable Technical Potential | 0 | 0 | 0 | 0 | 0 | 0 | 0 | 0 | 0 | 0 | 0 | 0 | 0 | 0 | 0 | 0 | 0 | 0 | 0 | 0 | 0 | 0 | 0 | 0 | 0 | 0 | 0 | 0 | 0 | 0 | 0
F7_Industrial_Petroleum_Existing_Space Heating_Natural Gas_Gas Furnace Tube Inserts_A_Achievable Technical Potential | F7 | Industrial | Petroleum | Existing | Space Heating | Natural Gas | Gas Furnace Tube Inserts | A | Cumulative Energy Savings (MWh or mTherms) | Achievable Technical Potential | 0 | 0 | 0 | 0 | 0 | 0 | 0 | 0 | 0 | 0 | 0 | 0 | 0 | 0 | 0 | 0 | 0 | 0 | 0 | 0 | 0 | 0 | 0 | 0 | 0 | 0 | 0 | 0 | 0 | 0 | 0
F8_Industrial_Petroleum_Existing_Space Heating_Natural Gas_Gas Furnace Tube Inserts_A_Achievable Technical Potential | F8 | Industrial | Petroleum | Existing | Space Heating | Natural Gas | Gas Furnace Tube Inserts | A | Cumulative Summer Peak Savings (MW) | Achievable Technical Potential | 0 | 0 | 0 | 0 | 0 | 0 | 0 | 0 | 0 | 0 | 0 | 0 | 0 | 0 | 0 | 0 | 0 | 0 | 0 | 0 | 0 | 0 | 0 | 0 | 0 | 0 | 0 | 0 | 0 | 0 | 0
F9_Industrial_Petroleum_Existing_Space Heating_Natural Gas_Gas Furnace Tube Inserts_A_Achievable Technical Potential | F9 | Industrial | Petroleum | Existing | Space Heating | Natural Gas | Gas Furnace Tube Inserts | A | Cumulative Winter Peak Savings (MW) | Achievable Technical Potential | 0 | 0 | 0 | 0 | 0 | 0 | 0 | 0 | 0 | 0 | 0 | 0 | 0 | 0 | 0 | 0 | 0 | 0 | 0 | 0 | 0 | 0 | 0 | 0 | 0 | 0 | 0 | 0 | 0 | 0 | 0
F10_Industrial_Petroleum_Existing_Space Heating_Natural Gas_Gas Furnace Tube Inserts_A_Achievable Technical Potential | F10 | Industrial | Petroleum | Existing | Space Heating | Natural Gas | Gas Furnace Tube Inserts | A | Purchases (Incremental) | Achievable Technical Potential | 0 | 0 | 0 | 0 | 0 | 0 | 0 | 0 | 0 | 0 | 0 | 0 | 0 | 0 | 0 | 0 | 0 | 0 | 0 | 0 | 0 | 0 | 0 | 0 | 0 | 0 | 0 | 0 | 0 | 0 | 0
F11_Industrial_Petroleum_Existing_Space Heating_Natural Gas_Gas Furnace Tube Inserts_A_Achievable Technical Potential | F11 | Industrial | Petroleum | Existing | Space Heating | Natural Gas | Gas Furnace Tube Inserts | A | Purchases (Cumulative) | Achievable Technical Potential | 0 | 0 | 0 | 0 | 0 | 0 | 0 | 0 | 0 | 0 | 0 | 0 | 0 | 0 | 0 | 0 | 0 | 0 | 0 | 0 | 0 | 0 | 0 | 0 | 0 | 0 | 0 | 0 | 0 | 0 | 0
F1_Industrial_Petroleum_Existing_Space Heating_Natural Gas_Space Heating - Heat Recovery Ventilator_A_Achievable Technical Potential | F1 | Industrial | Petroleum | Existing | Space Heating | Natural Gas | Space Heating - Heat Recovery Ventilator | A | Integrated Unit Energy Savings (kWh or therms) | Achievable Technical Potential | 0 | 0 | 0 | 0 | 0 | 0.012933 | 0.012676 | 0.012336 | 0.011935 | 0.011481 | 0.010978 | 0.01047 | 0.009976 | 0.0094875 | 0.0090795 | 0.0087005 | 0.0084002 | 0.0081344 | 0.0078992 | 0.007727 | 0.0075659 | 0.0074246 | 0.0072966 | 0.0071998 | 0.0071093 | 0.0070436 | 0.0069824 | 0.0069256 | 0 | 0 | 0
F2_Industrial_Petroleum_Existing_Space Heating_Natural Gas_Space Heating - Heat Recovery Ventilator_A_Achievable Technical Potential | F2 | Industrial | Petroleum | Existing | Space Heating | Natural Gas | Space Heating - Heat Recovery Ventilator | A | Integrated Unit Summer Peak Savings (kW) | Achievable Technical Potential | 0 | 0 | 0 | 0 | 0 | 0 | 0 | 0 | 0 | 0 | 0 | 0 | 0 | 0 | 0 | 0 | 0 | 0 | 0 | 0 | 0 | 0 | 0 | 0 | 0 | 0 | 0 | 0 | 0 | 0 | 0
F3_Industrial_Petroleum_Existing_Space Heating_Natural Gas_Space Heating - Heat Recovery Ventilator_A_Achievable Technical Potential | F3 | Industrial | Petroleum | Existing | Space Heating | Natural Gas | Space Heating - Heat Recovery Ventilator | A | Integrated Unit Winter Peak Savings (kW) | Achievable Technical Potential | 0 | 0 | 0 | 0 | 0 | 0 | 0 | 0 | 0 | 0 | 0 | 0 | 0 | 0 | 0 | 0 | 0 | 0 | 0 | 0 | 0 | 0 | 0 | 0 | 0 | 0 | 0 | 0 | 0 | 0 | 0
F4_Industrial_Petroleum_Existing_Space Heating_Natural Gas_Space Heating - Heat Recovery Ventilator_A_Achievable Technical Potential | F4 | Industrial | Petroleum | Existing | Space Heating | Natural Gas | Space Heating - Heat Recovery Ventilator | A | Incremental Energy Savings (MWh or mTherms) | Achievable Technical Potential | 0 | 0 | 0 | 0 | 0 | 0.00078741 | 0.00077133 | 0.00074621 | 0.00072239 | 0.00069545 | 0.00065656 | 0.00062445 | 0.00059379 | 0.00055574 | 0.00053388 | 0.00050671 | 0.00048929 | 0.00047142 | 0.00045371 | 0.00044434 | 0.00043328 | 0.00042353 | 0.00041471 | 0.00040782 | 0.00040143 | 0 | 0 | 0 | 0 | 0 | 0
F5_Industrial_Petroleum_Existing_Space Heating_Natural Gas_Space Heating - Heat Recovery Ventilator_A_Achievable Technical Potential | F5 | Industrial | Petroleum | Existing | Space Heating | Natural Gas | Space Heating - Heat Recovery Ventilator | A | Incremental Summer Peak Savings (MW) | Achievable Technical Potential | 0 | 0 | 0 | 0 | 0 | 0 | 0 | 0 | 0 | 0 | 0 | 0 | 0 | 0 | 0 | 0 | 0 | 0 | 0 | 0 | 0 | 0 | 0 | 0 | 0 | 0 | 0 | 0 | 0 | 0 | 0
F6_Industrial_Petroleum_Existing_Space Heating_Natural Gas_Space Heating - Heat Recovery Ventilator_A_Achievable Technical Potential | F6 | Industrial | Petroleum | Existing | Space Heating | Natural Gas | Space Heating - Heat Recovery Ventilator | A | Incremental Winter Peak Savings (MW) | Achievable Technical Potential | 0 | 0 | 0 | 0 | 0 | 0 | 0 | 0 | 0 | 0 | 0 | 0 | 0 | 0 | 0 | 0 | 0 | 0 | 0 | 0 | 0 | 0 | 0 | 0 | 0 | 0 | 0 | 0 | 0 | 0 | 0
F7_Industrial_Petroleum_Existing_Space Heating_Natural Gas_Space Heating - Heat Recovery Ventilator_A_Achievable Technical Potential | F7 | Industrial | Petroleum | Existing | Space Heating | Natural Gas | Space Heating - Heat Recovery Ventilator | A | Cumulative Energy Savings (MWh or mTherms) | Achievable Technical Potential | 0 | 0 | 0 | 0 | 0 | 0.00078741 | 0.0015431 | 0.0022479 | 0.0028974 | 0.0034825 | 0.0039865 | 0.0044265 | 0.0048114 | 0.0051316 | 0.0054448 | 0.0057242 | 0.0060159 | 0.006297 | 0.0065686 | 0.0068698 | 0.0071598 | 0.0074497 | 0.0077359 | 0.0080412 | 0.0083415 | 0.0082644 | 0.0081926 | 0.0081259 | 0 | 0 | 0
F8_Industrial_Petroleum_Existing_Space Heating_Natural Gas_Space Heating - Heat Recovery Ventilator_A_Achievable Technical Potential | F8 | Industrial | Petroleum | Existing | Space Heating | Natural Gas | Space Heating - Heat Recovery Ventilator | A | Cumulative Summer Peak Savings (MW) | Achievable Technical Potential | 0 | 0 | 0 | 0 | 0 | 0 | 0 | 0 | 0 | 0 | 0 | 0 | 0 | 0 | 0 | 0 | 0 | 0 | 0 | 0 | 0 | 0 | 0 | 0 | 0 | 0 | 0 | 0 | 0 | 0 | 0
F9_Industrial_Petroleum_Existing_Space Heating_Natural Gas_Space Heating - Heat Recovery Ventilator_A_Achievable Technical Potential | F9 | Industrial | Petroleum | Existing | Space Heating | Natural Gas | Space Heating - Heat Recovery Ventilator | A | Cumulative Winter Peak Savings (MW) | Achievable Technical Potential | 0 | 0 | 0 | 0 | 0 | 0 | 0 | 0 | 0 | 0 | 0 | 0 | 0 | 0 | 0 | 0 | 0 | 0 | 0 | 0 | 0 | 0 | 0 | 0 | 0 | 0 | 0 | 0 | 0 | 0 | 0
F10_Industrial_Petroleum_Existing_Space Heating_Natural Gas_Space Heating - Heat Recovery Ventilator_A_Achievable Technical Potential | F10 | Industrial | Petroleum | Existing | Space Heating | Natural Gas | Space Heating - Heat Recovery Ventilator | A | Purchases (Incremental) | Achievable Technical Potential | 0 | 0 | 0 | 0 | 0 | 60.8851 | 60.8517 | 60.4928 | 60.5255 | 60.5756 | 59.8063 | 59.6429 | 59.5218 | 58.5766 | 58.8003 | 58.2395 | 58.2471 | 57.9539 | 57.437 | 57.505 | 57.2672 | 57.0445 | 56.8366 | 56.6435 | 56.4649 | 0 | 0 | 0 | 0 | 0 | 0
F11_Industrial_Petroleum_Existing_Space Heating_Natural Gas_Space Heating - Heat Recovery Ventilator_A_Achievable Technical Potential | F11 | Industrial | Petroleum | Existing | Space Heating | Natural Gas | Space Heating - Heat Recovery Ventilator | A | Purchases (Cumulative) | Achievable Technical Potential | 0 | 0 | 0 | 0 | 0 | 60.8851 | 121.7368 | 182.2296 | 242.7551 | 303.3307 | 363.1371 | 422.78 | 482.3018 | 540.8784 | 599.6786 | 657.9181 | 716.1652 | 774.1191 | 831.5561 | 889.0611 | 946.3283 | 1003.3728 | 1060.2095 | 1116.853 | 1173.3178 | 1173.3178 | 1173.3178 | 1173.3178 | 1173.3178 | 1173.3178 | 1173.3178
F1_Industrial_Petroleum_Existing_Space Heating_Natural Gas_Thermostat - Programmable_A_Achievable Technical Potential | F1 | Industrial | Petroleum | Existing | Space Heating | Natural Gas | Thermostat - Programmable | A | Integrated Unit Energy Savings (kWh or therms) | Achievable Technical Potential | 0 | 0 | 0 | 0 | 0 | 0.0064151 | 0.0062776 | 0.0060992 | 0.005891 | 0.005656 | 0.0053967 | 0.0051351 | 0.0048806 | 0.0046279 | 0.0044162 | 0.0042179 | 0.0040593 | 0.0039178 | 0.0037917 | 0.0036984 | 0.0036111 | 0.0035347 | 0.0034659 | 0.003413 | 0.0033637 | 0.0033322 | 0.0033028 | 0.0032755 | 0 | 0 | 0
F2_Industrial_Petroleum_Existing_Space Heating_Natural Gas_Thermostat - Programmable_A_Achievable Technical Potential | F2 | Industrial | Petroleum | Existing | Space Heating | Natural Gas | Thermostat - Programmable | A | Integrated Unit Summer Peak Savings (kW) | Achievable Technical Potential | 0 | 0 | 0 | 0 | 0 | 0 | 0 | 0 | 0 | 0 | 0 | 0 | 0 | 0 | 0 | 0 | 0 | 0 | 0 | 0 | 0 | 0 | 0 | 0 | 0 | 0 | 0 | 0 | 0 | 0 | 0
F3_Industrial_Petroleum_Existing_Space Heating_Natural Gas_Thermostat - Programmable_A_Achievable Technical Potential | F3 | Industrial | Petroleum | Existing | Space Heating | Natural Gas | Thermostat - Programmable | A | Integrated Unit Winter Peak Savings (kW) | Achievable Technical Potential | 0 | 0 | 0 | 0 | 0 | 0 | 0 | 0 | 0 | 0 | 0 | 0 | 0 | 0 | 0 | 0 | 0 | 0 | 0 | 0 | 0 | 0 | 0 | 0 | 0 | 0 | 0 | 0 | 0 | 0 | 0
F4_Industrial_Petroleum_Existing_Space Heating_Natural Gas_Thermostat - Programmable_A_Achievable Technical Potential | F4 | Industrial | Petroleum | Existing | Space Heating | Natural Gas | Thermostat - Programmable | A | Incremental Energy Savings (MWh or mTherms) | Achievable Technical Potential | 0 | 0 | 0 | 0 | 0 | 0.0011717 | 0.001146 | 0.0011069 | 0.0010697 | 0.0010278 | 0.00096827 | 0.00091882 | 0.00087151 | 0.00081325 | 0.00077903 | 0.00073695 | 0.00070933 | 0.00068115 | 0.00065334 | 0.00063803 | 0.00062039 | 0.0006049 | 0.00059097 | 0.00057997 | 0.0005698 | 0 | 0 | 0 | 0 | 0 | 0
F5_Industrial_Petroleum_Existing_Space Heating_Natural Gas_Thermostat - Programmable_A_Achievable Technical Potential | F5 | Industrial | Petroleum | Existing | Space Heating | Natural Gas | Thermostat - Programmable | A | Incremental Summer Peak Savings (MW) | Achievable Technical Potential | 0 | 0 | 0 | 0 | 0 | 0 | 0 | 0 | 0 | 0 | 0 | 0 | 0 | 0 | 0 | 0 | 0 | 0 | 0 | 0 | 0 | 0 | 0 | 0 | 0 | 0 | 0 | 0 | 0 | 0 | 0
F6_Industrial_Petroleum_Existing_Space Heating_Natural Gas_Thermostat - Programmable_A_Achievable Technical Potential | F6 | Industrial | Petroleum | Existing | Space Heating | Natural Gas | Thermostat - Programmable | A | Incremental Winter Peak Savings (MW) | Achievable Technical Potential | 0 | 0 | 0 | 0 | 0 | 0 | 0 | 0 | 0 | 0 | 0 | 0 | 0 | 0 | 0 | 0 | 0 | 0 | 0 | 0 | 0 | 0 | 0 | 0 | 0 | 0 | 0 | 0 | 0 | 0 | 0
F7_Industrial_Petroleum_Existing_Space Heating_Natural Gas_Thermostat - Programmable_A_Achievable Technical Potential | F7 | Industrial | Petroleum | Existing | Space Heating | Natural Gas | Thermostat - Programmable | A | Cumulative Energy Savings (MWh or mTherms) | Achievable Technical Potential | 0 | 0 | 0 | 0 | 0 | 0.0011717 | 0.0022927 | 0.0033343 | 0.0042902 | 0.0051469 | 0.0058792 | 0.0065131 | 0.0070618 | 0.0075093 | 0.007945 | 0.0083251 | 0.0087214 | 0.0090984 | 0.0094589 | 0.0098643 | 0.010252 | 0.01064 | 0.011024 | 0.011435 | 0.01184 | 0.011729 | 0.011626 | 0.01153 | 0 | 0 | 0
F8_Industrial_Petroleum_Existing_Space Heating_Natural Gas_Thermostat - Programmable_A_Achievable Technical Potential | F8 | Industrial | Petroleum | Existing | Space Heating | Natural Gas | Thermostat - Programmable | A | Cumulative Summer Peak Savings (MW) | Achievable Technical Potential | 0 | 0 | 0 | 0 | 0 | 0 | 0 | 0 | 0 | 0 | 0 | 0 | 0 | 0 | 0 | 0 | 0 | 0 | 0 | 0 | 0 | 0 | 0 | 0 | 0 | 0 | 0 | 0 | 0 | 0 | 0
F9_Industrial_Petroleum_Existing_Space Heating_Natural Gas_Thermostat - Programmable_A_Achievable Technical Potential | F9 | Industrial | Petroleum | Existing | Space Heating | Natural Gas | Thermostat - Programmable | A | Cumulative Winter Peak Savings (MW) | Achievable Technical Potential | 0 | 0 | 0 | 0 | 0 | 0 | 0 | 0 | 0 | 0 | 0 | 0 | 0 | 0 | 0 | 0 | 0 | 0 | 0 | 0 | 0 | 0 | 0 | 0 | 0 | 0 | 0 | 0 | 0 | 0 | 0
F10_Industrial_Petroleum_Existing_Space Heating_Natural Gas_Thermostat - Programmable_A_Achievable Technical Potential | F10 | Industrial | Petroleum | Existing | Space Heating | Natural Gas | Thermostat - Programmable | A | Purchases (Incremental) | Achievable Technical Potential | 0 | 0 | 0 | 0 | 0 | 182.6553 | 182.5551 | 181.4785 | 181.5766 | 181.7267 | 179.419 | 178.9287 | 178.5654 | 175.7298 | 176.4008 | 174.7186 | 174.7412 | 173.8618 | 172.3109 | 172.515 | 171.8016 | 171.1335 | 170.5099 | 169.9305 | 169.3946 | 0 | 0 | 0 | 0 | 0 | 0
F11_Industrial_Petroleum_Existing_Space Heating_Natural Gas_Thermostat - Programmable_A_Achievable Technical Potential | F11 | Industrial | Petroleum | Existing | Space Heating | Natural Gas | Thermostat - Programmable | A | Purchases (Cumulative) | Achievable Technical Potential | 0 | 0 | 0 | 0 | 0 | 182.6553 | 365.2104 | 546.6889 | 728.2654 | 909.9922 | 1089.4112 | 1268.3399 | 1446.9053 | 1622.6351 | 1799.0359 | 1973.7544 | 2148.4957 | 2322.3574 | 2494.6684 | 2667.1834 | 2838.985 | 3010.1185 | 3180.6284 | 3350.5589 | 3519.9534 | 3519.9534 | 3519.9534 | 3519.9534 | 3519.9534 | 3519.9534 | 3519.9534
F1_Industrial_Petroleum_Existing_Space Heating_Natural Gas_ENERGY STAR Connected Thermostat_A_Achievable Technical Potential | F1 | Industrial | Petroleum | Existing | Space Heating | Natural Gas | ENERGY STAR Connected Thermostat | A | Integrated Unit Energy Savings (kWh or therms) | Achievable Technical Potential | 0 | 0 | 0 | 0 | 0 | 0.01512 | 0.014815 | 0.014413 | 0.013939 | 0.0134 | 0.012803 | 0.012198 | 0.011609 | 0.011023 | 0.010532 | 0.010074 | 0.0097073 | 0.0093816 | 0.0090927 | 0.0088803 | 0.0086826 | 0.0085105 | 0.0083563 | 0.0082401 | 0.0081323 | 0.0080566 | 0.0079862 | 0.0079207 | 0 | 0 | 0
F2_Industrial_Petroleum_Existing_Space Heating_Natural Gas_ENERGY STAR Connected Thermostat_A_Achievable Technical Potential | F2 | Industrial | Petroleum | Existing | Space Heating | Natural Gas | ENERGY STAR Connected Thermostat | A | Integrated Unit Summer Peak Savings (kW) | Achievable Technical Potential | 0 | 0 | 0 | 0 | 0 | 0 | 0 | 0 | 0 | 0 | 0 | 0 | 0 | 0 | 0 | 0 | 0 | 0 | 0 | 0 | 0 | 0 | 0 | 0 | 0 | 0 | 0 | 0 | 0 | 0 | 0
F3_Industrial_Petroleum_Existing_Space Heating_Natural Gas_ENERGY STAR Connected Thermostat_A_Achievable Technical Potential | F3 | Industrial | Petroleum | Existing | Space Heating | Natural Gas | ENERGY STAR Connected Thermostat | A | Integrated Unit Winter Peak Savings (kW) | Achievable Technical Potential | 0 | 0 | 0 | 0 | 0 | 0 | 0 | 0 | 0 | 0 | 0 | 0 | 0 | 0 | 0 | 0 | 0 | 0 | 0 | 0 | 0 | 0 | 0 | 0 | 0 | 0 | 0 | 0 | 0 | 0 | 0
F4_Industrial_Petroleum_Existing_Space Heating_Natural Gas_ENERGY STAR Connected Thermostat_A_Achievable Technical Potential | F4 | Industrial | Petroleum | Existing | Space Heating | Natural Gas | ENERGY STAR Connected Thermostat | A | Incremental Energy Savings (MWh or mTherms) | Achievable Technical Potential | 0 | 0 | 0 | 0 | 0 | 0.0027618 | 0.0027046 | 0.0026156 | 0.0025309 | 0.0024351 | 0.0022971 | 0.0021826 | 0.0020729 | 0.0019372 | 0.0018579 | 0.00176 | 0.0016963 | 0.0016311 | 0.0015668 | 0.001532 | 0.0014917 | 0.0014564 | 0.0014248 | 0.0014002 | 0.0013776 | 0 | 0 | 0 | 0 | 0 | 0
F5_Industrial_Petroleum_Existing_Space Heating_Natural Gas_ENERGY STAR Connected Thermostat_A_Achievable Technical Potential | F5 | Industrial | Petroleum | Existing | Space Heating | Natural Gas | ENERGY STAR Connected Thermostat | A | Incremental Summer Peak Savings (MW) | Achievable Technical Potential | 0 | 0 | 0 | 0 | 0 | 0 | 0 | 0 | 0 | 0 | 0 | 0 | 0 | 0 | 0 | 0 | 0 | 0 | 0 | 0 | 0 | 0 | 0 | 0 | 0 | 0 | 0 | 0 | 0 | 0 | 0
F6_Industrial_Petroleum_Existing_Space Heating_Natural Gas_ENERGY STAR Connected Thermostat_A_Achievable Technical Potential | F6 | Industrial | Petroleum | Existing | Space Heating | Natural Gas | ENERGY STAR Connected Thermostat | A | Incremental Winter Peak Savings (MW) | Achievable Technical Potential | 0 | 0 | 0 | 0 | 0 | 0 | 0 | 0 | 0 | 0 | 0 | 0 | 0 | 0 | 0 | 0 | 0 | 0 | 0 | 0 | 0 | 0 | 0 | 0 | 0 | 0 | 0 | 0 | 0 | 0 | 0
F7_Industrial_Petroleum_Existing_Space Heating_Natural Gas_ENERGY STAR Connected Thermostat_A_Achievable Technical Potential | F7 | Industrial | Petroleum | Existing | Space Heating | Natural Gas | ENERGY STAR Connected Thermostat | A | Cumulative Energy Savings (MWh or mTherms) | Achievable Technical Potential | 0 | 0 | 0 | 0 | 0 | 0.0027618 | 0.0054107 | 0.0078793 | 0.010151 | 0.012194 | 0.013948 | 0.015471 | 0.016797 | 0.017887 | 0.018948 | 0.019883 | 0.020856 | 0.021787 | 0.022683 | 0.023685 | 0.02465 | 0.025618 | 0.026578 | 0.027609 | 0.028625 | 0.028359 | 0.028111 | 0.027881 | 0 | 0 | 0
F8_Industrial_Petroleum_Existing_Space Heating_Natural Gas_ENERGY STAR Connected Thermostat_A_Achievable Technical Potential | F8 | Industrial | Petroleum | Existing | Space Heating | Natural Gas | ENERGY STAR Connected Thermostat | A | Cumulative Summer Peak Savings (MW) | Achievable Technical Potential | 0 | 0 | 0 | 0 | 0 | 0 | 0 | 0 | 0 | 0 | 0 | 0 | 0 | 0 | 0 | 0 | 0 | 0 | 0 | 0 | 0 | 0 | 0 | 0 | 0 | 0 | 0 | 0 | 0 | 0 | 0
F9_Industrial_Petroleum_Existing_Space Heating_Natural Gas_ENERGY STAR Connected Thermostat_A_Achievable Technical Potential | F9 | Industrial | Petroleum | Existing | Space Heating | Natural Gas | ENERGY STAR Connected Thermostat | A | Cumulative Winter Peak Savings (MW) | Achievable Technical Potential | 0 | 0 | 0 | 0 | 0 | 0 | 0 | 0 | 0 | 0 | 0 | 0 | 0 | 0 | 0 | 0 | 0 | 0 | 0 | 0 | 0 | 0 | 0 | 0 | 0 | 0 | 0 | 0 | 0 | 0 | 0
F10_Industrial_Petroleum_Existing_Space Heating_Natural Gas_ENERGY STAR Connected Thermostat_A_Achievable Technical Potential | F10 | Industrial | Petroleum | Existing | Space Heating | Natural Gas | ENERGY STAR Connected Thermostat | A | Purchases (Incremental) | Achievable Technical Potential | 0 | 0 | 0 | 0 | 0 | 182.6553 | 182.5551 | 181.4785 | 181.5766 | 181.7267 | 179.419 | 178.9287 | 178.5654 | 175.7298 | 176.4008 | 174.7186 | 174.7412 | 173.8618 | 172.3109 | 172.515 | 171.8016 | 171.1335 | 170.5099 | 169.9305 | 169.3946 | 0 | 0 | 0 | 0 | 0 | 0
F11_Industrial_Petroleum_Existing_Space Heating_Natural Gas_ENERGY STAR Connected Thermostat_A_Achievable Technical Potential | F11 | Industrial | Petroleum | Existing | Space Heating | Natural Gas | ENERGY STAR Connected Thermostat | A | Purchases (Cumulative) | Achievable Technical Potential | 0 | 0 | 0 | 0 | 0 | 182.6553 | 365.2104 | 546.6889 | 728.2654 | 909.9922 | 1089.4112 | 1268.3399 | 1446.9053 | 1622.6351 | 1799.0359 | 1973.7544 | 2148.4957 | 2322.3574 | 2494.6684 | 2667.1834 | 2838.985 | 3010.1185 | 3180.6284 | 3350.5589 | 3519.9534 | 3519.9534 | 3519.9534 | 3519.9534 | 3519.9534 | 3519.9534 | 3519.9534
F1_Industrial_Petroleum_Existing_Space Heating_Natural Gas_Destratification Fans (HVLS)_A_Achievable Technical Potential | F1 | Industrial | Petroleum | Existing | Space Heating | Natural Gas | Destratification Fans (HVLS) | A | Integrated Unit Energy Savings (kWh or therms) | Achievable Technical Potential | 0 | 0 | 0 | 0 | 0 | 0.015111 | 0.014797 | 0.014385 | 0.013903 | 0.013357 | 0.012753 | 0.012143 | 0.011549 | 0.010959 | 0.010464 | 0.010001 | 0.0096312 | 0.0093017 | 0.0090088 | 0.0087927 | 0.0085911 | 0.0084151 | 0.008257 | 0.0081365 | 0.0080246 | 0.0079496 | 0.0078798 | 0.007815 | 0 | 0 | 0
F2_Industrial_Petroleum_Existing_Space Heating_Natural Gas_Destratification Fans (HVLS)_A_Achievable Technical Potential | F2 | Industrial | Petroleum | Existing | Space Heating | Natural Gas | Destratification Fans (HVLS) | A | Integrated Unit Summer Peak Savings (kW) | Achievable Technical Potential | 0 | 0 | 0 | 0 | 0 | 0 | 0 | 0 | 0 | 0 | 0 | 0 | 0 | 0 | 0 | 0 | 0 | 0 | 0 | 0 | 0 | 0 | 0 | 0 | 0 | 0 | 0 | 0 | 0 | 0 | 0
F3_Industrial_Petroleum_Existing_Space Heating_Natural Gas_Destratification Fans (HVLS)_A_Achievable Technical Potential | F3 | Industrial | Petroleum | Existing | Space Heating | Natural Gas | Destratification Fans (HVLS) | A | Integrated Unit Winter Peak Savings (kW) | Achievable Technical Potential | 0 | 0 | 0 | 0 | 0 | 0 | 0 | 0 | 0 | 0 | 0 | 0 | 0 | 0 | 0 | 0 | 0 | 0 | 0 | 0 | 0 | 0 | 0 | 0 | 0 | 0 | 0 | 0 | 0 | 0 | 0
F4_Industrial_Petroleum_Existing_Space Heating_Natural Gas_Destratification Fans (HVLS)_A_Achievable Technical Potential | F4 | Industrial | Petroleum | Existing | Space Heating | Natural Gas | Destratification Fans (HVLS) | A | Incremental Energy Savings (MWh or mTherms) | Achievable Technical Potential | 0 | 0 | 0 | 0 | 0 | 0.0027601 | 0.0027012 | 0.0026106 | 0.0025245 | 0.0024273 | 0.0022882 | 0.0021727 | 0.0020622 | 0.0019257 | 0.0018458 | 0.0017474 | 0.001683 | 0.0016172 | 0.0015523 | 0.0015169 | 0.001476 | 0.0014401 | 0.0014079 | 0.0013826 | 0.0013593 | 0 | 0 | 0 | 0 | 0 | 0
F5_Industrial_Petroleum_Existing_Space Heating_Natural Gas_Destratification Fans (HVLS)_A_Achievable Technical Potential | F5 | Industrial | Petroleum | Existing | Space Heating | Natural Gas | Destratification Fans (HVLS) | A | Incremental Summer Peak Savings (MW) | Achievable Technical Potential | 0 | 0 | 0 | 0 | 0 | 0 | 0 | 0 | 0 | 0 | 0 | 0 | 0 | 0 | 0 | 0 | 0 | 0 | 0 | 0 | 0 | 0 | 0 | 0 | 0 | 0 | 0 | 0 | 0 | 0 | 0
F6_Industrial_Petroleum_Existing_Space Heating_Natural Gas_Destratification Fans (HVLS)_A_Achievable Technical Potential | F6 | Industrial | Petroleum | Existing | Space Heating | Natural Gas | Destratification Fans (HVLS) | A | Incremental Winter Peak Savings (MW) | Achievable Technical Potential | 0 | 0 | 0 | 0 | 0 | 0 | 0 | 0 | 0 | 0 | 0 | 0 | 0 | 0 | 0 | 0 | 0 | 0 | 0 | 0 | 0 | 0 | 0 | 0 | 0 | 0 | 0 | 0 | 0 | 0 | 0
F7_Industrial_Petroleum_Existing_Space Heating_Natural Gas_Destratification Fans (HVLS)_A_Achievable Technical Potential | F7 | Industrial | Petroleum | Existing | Space Heating | Natural Gas | Destratification Fans (HVLS) | A | Cumulative Energy Savings (MWh or mTherms) | Achievable Technical Potential | 0 | 0 | 0 | 0 | 0 | 0.0027601 | 0.0054038 | 0.0078642 | 0.010125 | 0.012155 | 0.013894 | 0.015401 | 0.01671 | 0.017782 | 0.018825 | 0.01974 | 0.020693 | 0.021602 | 0.022474 | 0.023452 | 0.02439 | 0.02533 | 0.026262 | 0.027262 | 0.028246 | 0.027982 | 0.027737 | 0.027508 | 0 | 0 | 0
F8_Industrial_Petroleum_Existing_Space Heating_Natural Gas_Destratification Fans (HVLS)_A_Achievable Technical Potential | F8 | Industrial | Petroleum | Existing | Space Heating | Natural Gas | Destratification Fans (HVLS) | A | Cumulative Summer Peak Savings (MW) | Achievable Technical Potential | 0 | 0 | 0 | 0 | 0 | 0 | 0 | 0 | 0 | 0 | 0 | 0 | 0 | 0 | 0 | 0 | 0 | 0 | 0 | 0 | 0 | 0 | 0 | 0 | 0 | 0 | 0 | 0 | 0 | 0 | 0
F9_Industrial_Petroleum_Existing_Space Heating_Natural Gas_Destratification Fans (HVLS)_A_Achievable Technical Potential | F9 | Industrial | Petroleum | Existing | Space Heating | Natural Gas | Destratification Fans (HVLS) | A | Cumulative Winter Peak Savings (MW) | Achievable Technical Potential | 0 | 0 | 0 | 0 | 0 | 0 | 0 | 0 | 0 | 0 | 0 | 0 | 0 | 0 | 0 | 0 | 0 | 0 | 0 | 0 | 0 | 0 | 0 | 0 | 0 | 0 | 0 | 0 | 0 | 0 | 0
F10_Industrial_Petroleum_Existing_Space Heating_Natural Gas_Destratification Fans (HVLS)_A_Achievable Technical Potential | F10 | Industrial | Petroleum | Existing | Space Heating | Natural Gas | Destratification Fans (HVLS) | A | Purchases (Incremental) | Achievable Technical Potential | 0 | 0 | 0 | 0 | 0 | 182.6553 | 182.5551 | 181.4785 | 181.5766 | 181.7267 | 179.419 | 178.9287 | 178.5654 | 175.7298 | 176.4008 | 174.7186 | 174.7412 | 173.8618 | 172.3109 | 172.515 | 171.8016 | 171.1335 | 170.5099 | 169.9305 | 169.3946 | 0 | 0 | 0 | 0 | 0 | 0
F11_Industrial_Petroleum_Existing_Space Heating_Natural Gas_Destratification Fans (HVLS)_A_Achievable Technical Potential | F11 | Industrial | Petroleum | Existing | Space Heating | Natural Gas | Destratification Fans (HVLS) | A | Purchases (Cumulative) | Achievable Technical Potential | 0 | 0 | 0 | 0 | 0 | 182.6553 | 365.2104 | 546.6889 | 728.2654 | 909.9922 | 1089.4112 | 1268.3399 | 1446.9053 | 1622.6351 | 1799.0359 | 1973.7544 | 2148.4957 | 2322.3574 | 2494.6684 | 2667.1834 | 2838.985 | 3010.1185 | 3180.6284 | 3350.5589 | 3519.9534 | 3519.9534 | 3519.9534 | 3519.9534 | 3519.9534 | 3519.9534 | 3519.9534
F1_Industrial_Petroleum_Existing_Space Heating_Natural Gas_Gas Boiler - Insulate Steam Lines/Condensate Tank_A_Achievable Technical Potential | F1 | Industrial | Petroleum | Existing | Space Heating | Natural Gas | Gas Boiler - Insulate Steam Lines/Condensate Tank | A | Integrated Unit Energy Savings (kWh or therms) | Achievable Technical Potential | 0 | 0 | 0 | 0 | 0 | 1136.6583 | 1125.2361 | 1113.3952 | 1101.0813 | 1088.2622 | 1074.8442 | 1061.0929 | 1046.8169 | 1031.4821 | 1015.8984 | 1000.0962 | 984.8287 | 969.5092 | 954.4213 | 940.7935 | 927.774 | 915.3139 | 903.9525 | 894.7525 | 885.9629 | 880.0154 | 874.5592 | 869.5532 | 984.6366 | 980.5921 | 976.9006
F2_Industrial_Petroleum_Existing_Space Heating_Natural Gas_Gas Boiler - Insulate Steam Lines/Condensate Tank_A_Achievable Technical Potential | F2 | Industrial | Petroleum | Existing | Space Heating | Natural Gas | Gas Boiler - Insulate Steam Lines/Condensate Tank | A | Integrated Unit Summer Peak Savings (kW) | Achievable Technical Potential | 0 | 0 | 0 | 0 | 0 | 0 | 0 | 0 | 0 | 0 | 0 | 0 | 0 | 0 | 0 | 0 | 0 | 0 | 0 | 0 | 0 | 0 | 0 | 0 | 0 | 0 | 0 | 0 | 0 | 0 | 0
F3_Industrial_Petroleum_Existing_Space Heating_Natural Gas_Gas Boiler - Insulate Steam Lines/Condensate Tank_A_Achievable Technical Potential | F3 | Industrial | Petroleum | Existing | Space Heating | Natural Gas | Gas Boiler - Insulate Steam Lines/Condensate Tank | A | Integrated Unit Winter Peak Savings (kW) | Achievable Technical Potential | 0 | 0 | 0 | 0 | 0 | 0 | 0 | 0 | 0 | 0 | 0 | 0 | 0 | 0 | 0 | 0 | 0 | 0 | 0 | 0 | 0 | 0 | 0 | 0 | 0 | 0 | 0 | 0 | 0 | 0 | 0
F4_Industrial_Petroleum_Existing_Space Heating_Natural Gas_Gas Boiler - Insulate Steam Lines/Condensate Tank_A_Achievable Technical Potential | F4 | Industrial | Petroleum | Existing | Space Heating | Natural Gas | Gas Boiler - Insulate Steam Lines/Condensate Tank | A | Incremental Energy Savings (MWh or mTherms) | Achievable Technical Potential | 0 | 0 | 0 | 0 | 0 | 0.0004635 | 0.0004586 | 0.00045109 | 0.00044635 | 0.00044151 | 0.00043053 | 0.00042386 | 0.00041731 | 0.00040467 | 0.00040008 | 0.0003901 | 0.00038419 | 0.00037631 | 0.00036715 | 0.00036234 | 0.00035585 | 0.0003497 | 0.0003441 | 0.00033944 | 0.00033505 | 0 | 0 | 0 | 0 | 0 | 0
F5_Industrial_Petroleum_Existing_Space Heating_Natural Gas_Gas Boiler - Insulate Steam Lines/Condensate Tank_A_Achievable Technical Potential | F5 | Industrial | Petroleum | Existing | Space Heating | Natural Gas | Gas Boiler - Insulate Steam Lines/Condensate Tank | A | Incremental Summer Peak Savings (MW) | Achievable Technical Potential | 0 | 0 | 0 | 0 | 0 | 0 | 0 | 0 | 0 | 0 | 0 | 0 | 0 | 0 | 0 | 0 | 0 | 0 | 0 | 0 | 0 | 0 | 0 | 0 | 0 | 0 | 0 | 0 | 0 | 0 | 0
F6_Industrial_Petroleum_Existing_Space Heating_Natural Gas_Gas Boiler - Insulate Steam Lines/Condensate Tank_A_Achievable Technical Potential | F6 | Industrial | Petroleum | Existing | Space Heating | Natural Gas | Gas Boiler - Insulate Steam Lines/Condensate Tank | A | Incremental Winter Peak Savings (MW) | Achievable Technical Potential | 0 | 0 | 0 | 0 | 0 | 0 | 0 | 0 | 0 | 0 | 0 | 0 | 0 | 0 | 0 | 0 | 0 | 0 | 0 | 0 | 0 | 0 | 0 | 0 | 0 | 0 | 0 | 0 | 0 | 0 | 0
F7_Industrial_Petroleum_Existing_Space Heating_Natural Gas_Gas Boiler - Insulate Steam Lines/Condensate Tank_A_Achievable Technical Potential | F7 | Industrial | Petroleum | Existing | Space Heating | Natural Gas | Gas Boiler - Insulate Steam Lines/Condensate Tank | A | Cumulative Energy Savings (MWh or mTherms) | Achievable Technical Potential | 0 | 0 | 0 | 0 | 0 | 0.0004635 | 0.00091744 | 0.0013589 | 0.0017902 | 0.0022109 | 0.0026141 | 0.0030046 | 0.0033814 | 0.0037366 | 0.0040802 | 0.0044068 | 0.0047238 | 0.0050266 | 0.0053155 | 0.0056019 | 0.0058803 | 0.006151 | 0.0064188 | 0.0066929 | 0.0069622 | 0.0069154 | 0.0068726 | 0.0068332 | 0 | 0 | 0
F8_Industrial_Petroleum_Existing_Space Heating_Natural Gas_Gas Boiler - Insulate Steam Lines/Condensate Tank_A_Achievable Technical Potential | F8 | Industrial | Petroleum | Existing | Space Heating | Natural Gas | Gas Boiler - Insulate Steam Lines/Condensate Tank | A | Cumulative Summer Peak Savings (MW) | Achievable Technical Potential | 0 | 0 | 0 | 0 | 0 | 0 | 0 | 0 | 0 | 0 | 0 | 0 | 0 | 0 | 0 | 0 | 0 | 0 | 0 | 0 | 0 | 0 | 0 | 0 | 0 | 0 | 0 | 0 | 0 | 0 | 0
F9_Industrial_Petroleum_Existing_Space Heating_Natural Gas_Gas Boiler - Insulate Steam Lines/Condensate Tank_A_Achievable Technical Potential | F9 | Industrial | Petroleum | Existing | Space Heating | Natural Gas | Gas Boiler - Insulate Steam Lines/Condensate Tank | A | Cumulative Winter Peak Savings (MW) | Achievable Technical Potential | 0 | 0 | 0 | 0 | 0 | 0 | 0 | 0 | 0 | 0 | 0 | 0 | 0 | 0 | 0 | 0 | 0 | 0 | 0 | 0 | 0 | 0 | 0 | 0 | 0 | 0 | 0 | 0 | 0 | 0 | 0
F10_Industrial_Petroleum_Existing_Space Heating_Natural Gas_Gas Boiler - Insulate Steam Lines/Condensate Tank_A_Achievable Technical Potential | F10 | Industrial | Petroleum | Existing | Space Heating | Natural Gas | Gas Boiler - Insulate Steam Lines/Condensate Tank | A | Purchases (Incremental) | Achievable Technical Potential | 0 | 0 | 0 | 0 | 0 | 0.00040778 | 0.00040755 | 0.00040515 | 0.00040537 | 0.00040571 | 0.00040055 | 0.00039946 | 0.00039865 | 0.00039232 | 0.00039382 | 0.00039006 | 0.00039011 | 0.00038815 | 0.00038468 | 0.00038514 | 0.00038355 | 0.00038206 | 0.00038066 | 0.00037937 | 0.00037817 | 0 | 0 | 0 | 0 | 0 | 0
F11_Industrial_Petroleum_Existing_Space Heating_Natural Gas_Gas Boiler - Insulate Steam Lines/Condensate Tank_A_Achievable Technical Potential | F11 | Industrial | Petroleum | Existing | Space Heating | Natural Gas | Gas Boiler - Insulate Steam Lines/Condensate Tank | A | Purchases (Cumulative) | Achievable Technical Potential | 0 | 0 | 0 | 0 | 0 | 0.00040778 | 0.00081533 | 0.0012205 | 0.0016259 | 0.0020316 | 0.0024321 | 0.0028316 | 0.0032302 | 0.0036225 | 0.0040164 | 0.0044064 | 0.0047965 | 0.0051847 | 0.0055694 | 0.0059545 | 0.006338 | 0.0067201 | 0.0071008 | 0.0074801 | 0.0078583 | 0.0078583 | 0.0078583 | 0.0078583 | 0.0078583 | 0.0078583 | 0.0078583
F1_Industrial_Petroleum_Existing_Process_Natural Gas_Gas Boiler - Insulate Steam Lines/Condensate Tank_A_Achievable Technical Potential | F1 | Industrial | Petroleum | Existing | Process | Natural Gas | Gas Boiler - Insulate Steam Lines/Condensate Tank | A | Integrated Unit Energy Savings (kWh or therms) | Achievable Technical Potential | 0 | 0 | 0 | 0 | 0 | 5797.9082 | 5782.845 | 5767.6198 | 5752.5421 | 5737.3827 | 5721.6564 | 5707.6701 | 5694.6292 | 5680.7765 | 5670.1726 | 5658.5374 | 5649.0727 | 5639.4062 | 5629.5 | 5621.6782 | 5613.0725 | 5605.1038 | 5597.1747 | 5589.2813 | 5581.4253 | 5580.7594 | 5580.1477 | 5579.5904 | 5813.0737 | 5813.0737 | 5813.0737
F2_Industrial_Petroleum_Existing_Process_Natural Gas_Gas Boiler - Insulate Steam Lines/Condensate Tank_A_Achievable Technical Potential | F2 | Industrial | Petroleum | Existing | Process | Natural Gas | Gas Boiler - Insulate Steam Lines/Condensate Tank | A | Integrated Unit Summer Peak Savings (kW) | Achievable Technical Potential | 0 | 0 | 0 | 0 | 0 | 0 | 0 | 0 | 0 | 0 | 0 | 0 | 0 | 0 | 0 | 0 | 0 | 0 | 0 | 0 | 0 | 0 | 0 | 0 | 0 | 0 | 0 | 0 | 0 | 0 | 0
F3_Industrial_Petroleum_Existing_Process_Natural Gas_Gas Boiler - Insulate Steam Lines/Condensate Tank_A_Achievable Technical Potential | F3 | Industrial | Petroleum | Existing | Process | Natural Gas | Gas Boiler - Insulate Steam Lines/Condensate Tank | A | Integrated Unit Winter Peak Savings (kW) | Achievable Technical Potential | 0 | 0 | 0 | 0 | 0 | 0 | 0 | 0 | 0 | 0 | 0 | 0 | 0 | 0 | 0 | 0 | 0 | 0 | 0 | 0 | 0 | 0 | 0 | 0 | 0 | 0 | 0 | 0 | 0 | 0 | 0
F4_Industrial_Petroleum_Existing_Process_Natural Gas_Gas Boiler - Insulate Steam Lines/Condensate Tank_A_Achievable Technical Potential | F4 | Industrial | Petroleum | Existing | Process | Natural Gas | Gas Boiler - Insulate Steam Lines/Condensate Tank | A | Incremental Energy Savings (MWh or mTherms) | Achievable Technical Potential | 0 | 0 | 0 | 0 | 0 | 0.18775 | 0.18716 | 0.18557 | 0.18518 | 0.18485 | 0.182 | 0.18106 | 0.18028 | 0.17699 | 0.17733 | 0.17528 | 0.17501 | 0.17383 | 0.17198 | 0.17194 | 0.17097 | 0.17006 | 0.1692 | 0.16839 | 0.16762 | 0 | 0 | 0 | 0 | 0 | 0
F5_Industrial_Petroleum_Existing_Process_Natural Gas_Gas Boiler - Insulate Steam Lines/Condensate Tank_A_Achievable Technical Potential | F5 | Industrial | Petroleum | Existing | Process | Natural Gas | Gas Boiler - Insulate Steam Lines/Condensate Tank | A | Incremental Summer Peak Savings (MW) | Achievable Technical Potential | 0 | 0 | 0 | 0 | 0 | 0 | 0 | 0 | 0 | 0 | 0 | 0 | 0 | 0 | 0 | 0 | 0 | 0 | 0 | 0 | 0 | 0 | 0 | 0 | 0 | 0 | 0 | 0 | 0 | 0 | 0
F6_Industrial_Petroleum_Existing_Process_Natural Gas_Gas Boiler - Insulate Steam Lines/Condensate Tank_A_Achievable Technical Potential | F6 | Industrial | Petroleum | Existing | Process | Natural Gas | Gas Boiler - Insulate Steam Lines/Condensate Tank | A | Incremental Winter Peak Savings (MW) | Achievable Technical Potential | 0 | 0 | 0 | 0 | 0 | 0 | 0 | 0 | 0 | 0 | 0 | 0 | 0 | 0 | 0 | 0 | 0 | 0 | 0 | 0 | 0 | 0 | 0 | 0 | 0 | 0 | 0 | 0 | 0 | 0 | 0
F7_Industrial_Petroleum_Existing_Process_Natural Gas_Gas Boiler - Insulate Steam Lines/Condensate Tank_A_Achievable Technical Potential | F7 | Industrial | Petroleum | Existing | Process | Natural Gas | Gas Boiler - Insulate Steam Lines/Condensate Tank | A | Cumulative Energy Savings (MWh or mTherms) | Achievable Technical Potential | 0 | 0 | 0 | 0 | 0 | 0.18775 | 0.37443 | 0.55901 | 0.74273 | 0.92562 | 1.1051 | 1.2834 | 1.4608 | 1.6342 | 1.8085 | 1.9801 | 2.1518 | 2.3219 | 2.4898 | 2.6583 | 2.8252 | 2.9912 | 3.1562 | 3.3201 | 3.4831 | 3.4827 | 3.4823 | 3.482 | 0 | 0 | 0
F8_Industrial_Petroleum_Existing_Process_Natural Gas_Gas Boiler - Insulate Steam Lines/Condensate Tank_A_Achievable Technical Potential | F8 | Industrial | Petroleum | Existing | Process | Natural Gas | Gas Boiler - Insulate Steam Lines/Condensate Tank | A | Cumulative Summer Peak Savings (MW) | Achievable Technical Potential | 0 | 0 | 0 | 0 | 0 | 0 | 0 | 0 | 0 | 0 | 0 | 0 | 0 | 0 | 0 | 0 | 0 | 0 | 0 | 0 | 0 | 0 | 0 | 0 | 0 | 0 | 0 | 0 | 0 | 0 | 0
F9_Industrial_Petroleum_Existing_Process_Natural Gas_Gas Boiler - Insulate Steam Lines/Condensate Tank_A_Achievable Technical Potential | F9 | Industrial | Petroleum | Existing | Process | Natural Gas | Gas Boiler - Insulate Steam Lines/Condensate Tank | A | Cumulative Winter Peak Savings (MW) | Achievable Technical Potential | 0 | 0 | 0 | 0 | 0 | 0 | 0 | 0 | 0 | 0 | 0 | 0 | 0 | 0 | 0 | 0 | 0 | 0 | 0 | 0 | 0 | 0 | 0 | 0 | 0 | 0 | 0 | 0 | 0 | 0 | 0
F10_Industrial_Petroleum_Existing_Process_Natural Gas_Gas Boiler - Insulate Steam Lines/Condensate Tank_A_Achievable Technical Potential | F10 | Industrial | Petroleum | Existing | Process | Natural Gas | Gas Boiler - Insulate Steam Lines/Condensate Tank | A | Purchases (Incremental) | Achievable Technical Potential | 0 | 0 | 0 | 0 | 0 | 0.032383 | 0.032365 | 0.032174 | 0.032192 | 0.032218 | 0.031809 | 0.031722 | 0.031658 | 0.031155 | 0.031274 | 0.030976 | 0.03098 | 0.030824 | 0.030549 | 0.030585 | 0.030459 | 0.03034 | 0.03023 | 0.030127 | 0.030032 | 0 | 0 | 0 | 0 | 0 | 0
F11_Industrial_Petroleum_Existing_Process_Natural Gas_Gas Boiler - Insulate Steam Lines/Condensate Tank_A_Achievable Technical Potential | F11 | Industrial | Petroleum | Existing | Process | Natural Gas | Gas Boiler - Insulate Steam Lines/Condensate Tank | A | Purchases (Cumulative) | Achievable Technical Potential | 0 | 0 | 0 | 0 | 0 | 0.032383 | 0.064748 | 0.096922 | 0.12911 | 0.16133 | 0.19314 | 0.22486 | 0.25652 | 0.28768 | 0.31895 | 0.34993 | 0.38091 | 0.41173 | 0.44228 | 0.47286 | 0.50332 | 0.53366 | 0.56389 | 0.59402 | 0.62405 | 0.62405 | 0.62405 | 0.62405 | 0.62405 | 0.62405 | 0.62405
F1_Industrial_Petroleum_Existing_Space Heating_Natural Gas_Gas Boiler - Insulate Hot Water Lines_A_Achievable Technical Potential | F1 | Industrial | Petroleum | Existing | Space Heating | Natural Gas | Gas Boiler - Insulate Hot Water Lines | A | Integrated Unit Energy Savings (kWh or therms) | Achievable Technical Potential | 0 | 0 | 0 | 0 | 0 | 1287.0038 | 1276.4446 | 1265.6509 | 1254.6051 | 1243.409 | 1232.252 | 1221.2315 | 1210.3137 | 1199.2809 | 1188.0244 | 1177.4979 | 1167.4075 | 1157.4093 | 1147.4694 | 1137.7923 | 1128.2715 | 1118.357 | 1108.7306 | 1100.9035 | 1093.0436 | 1085.9924 | 1079.5211 | 1073.5797 | 1112.949 | 1108.3775 | 1104.205
F2_Industrial_Petroleum_Existing_Space Heating_Natural Gas_Gas Boiler - Insulate Hot Water Lines_A_Achievable Technical Potential | F2 | Industrial | Petroleum | Existing | Space Heating | Natural Gas | Gas Boiler - Insulate Hot Water Lines | A | Integrated Unit Summer Peak Savings (kW) | Achievable Technical Potential | 0 | 0 | 0 | 0 | 0 | 0 | 0 | 0 | 0 | 0 | 0 | 0 | 0 | 0 | 0 | 0 | 0 | 0 | 0 | 0 | 0 | 0 | 0 | 0 | 0 | 0 | 0 | 0 | 0 | 0 | 0
F3_Industrial_Petroleum_Existing_Space Heating_Natural Gas_Gas Boiler - Insulate Hot Water Lines_A_Achievable Technical Potential | F3 | Industrial | Petroleum | Existing | Space Heating | Natural Gas | Gas Boiler - Insulate Hot Water Lines | A | Integrated Unit Winter Peak Savings (kW) | Achievable Technical Potential | 0 | 0 | 0 | 0 | 0 | 0 | 0 | 0 | 0 | 0 | 0 | 0 | 0 | 0 | 0 | 0 | 0 | 0 | 0 | 0 | 0 | 0 | 0 | 0 | 0 | 0 | 0 | 0 | 0 | 0 | 0
F4_Industrial_Petroleum_Existing_Space Heating_Natural Gas_Gas Boiler - Insulate Hot Water Lines_A_Achievable Technical Potential | F4 | Industrial | Petroleum | Existing | Space Heating | Natural Gas | Gas Boiler - Insulate Hot Water Lines | A | Incremental Energy Savings (MWh or mTherms) | Achievable Technical Potential | 0 | 0 | 0 | 0 | 0 | 0.0010496 | 0.0010404 | 0.0010256 | 0.0010172 | 0.0010089 | 0.00098717 | 0.00097566 | 0.00096498 | 0.000941 | 0.00093572 | 0.00091859 | 0.00091084 | 0.00089849 | 0.00088283 | 0.00087642 | 0.00086549 | 0.00085455 | 0.00084411 | 0.0008353 | 0.00082672 | 0 | 0 | 0 | 0 | 0 | 0
F5_Industrial_Petroleum_Existing_Space Heating_Natural Gas_Gas Boiler - Insulate Hot Water Lines_A_Achievable Technical Potential | F5 | Industrial | Petroleum | Existing | Space Heating | Natural Gas | Gas Boiler - Insulate Hot Water Lines | A | Incremental Summer Peak Savings (MW) | Achievable Technical Potential | 0 | 0 | 0 | 0 | 0 | 0 | 0 | 0 | 0 | 0 | 0 | 0 | 0 | 0 | 0 | 0 | 0 | 0 | 0 | 0 | 0 | 0 | 0 | 0 | 0 | 0 | 0 | 0 | 0 | 0 | 0
F6_Industrial_Petroleum_Existing_Space Heating_Natural Gas_Gas Boiler - Insulate Hot Water Lines_A_Achievable Technical Potential | F6 | Industrial | Petroleum | Existing | Space Heating | Natural Gas | Gas Boiler - Insulate Hot Water Lines | A | Incremental Winter Peak Savings (MW) | Achievable Technical Potential | 0 | 0 | 0 | 0 | 0 | 0 | 0 | 0 | 0 | 0 | 0 | 0 | 0 | 0 | 0 | 0 | 0 | 0 | 0 | 0 | 0 | 0 | 0 | 0 | 0 | 0 | 0 | 0 | 0 | 0 | 0
F7_Industrial_Petroleum_Existing_Space Heating_Natural Gas_Gas Boiler - Insulate Hot Water Lines_A_Achievable Technical Potential | F7 | Industrial | Petroleum | Existing | Space Heating | Natural Gas | Gas Boiler - Insulate Hot Water Lines | A | Cumulative Energy Savings (MWh or mTherms) | Achievable Technical Potential | 0 | 0 | 0 | 0 | 0 | 0.0010496 | 0.0020815 | 0.0030894 | 0.0040796 | 0.0050521 | 0.005994 | 0.006916 | 0.0078192 | 0.0086889 | 0.009543 | 0.010377 | 0.011199 | 0.012002 | 0.012781 | 0.01355 | 0.014302 | 0.015031 | 0.015746 | 0.01647 | 0.017179 | 0.017068 | 0.016966 | 0.016873 | 0 | 0 | 0
F8_Industrial_Petroleum_Existing_Space Heating_Natural Gas_Gas Boiler - Insulate Hot Water Lines_A_Achievable Technical Potential | F8 | Industrial | Petroleum | Existing | Space Heating | Natural Gas | Gas Boiler - Insulate Hot Water Lines | A | Cumulative Summer Peak Savings (MW) | Achievable Technical Potential | 0 | 0 | 0 | 0 | 0 | 0 | 0 | 0 | 0 | 0 | 0 | 0 | 0 | 0 | 0 | 0 | 0 | 0 | 0 | 0 | 0 | 0 | 0 | 0 | 0 | 0 | 0 | 0 | 0 | 0 | 0
F9_Industrial_Petroleum_Existing_Space Heating_Natural Gas_Gas Boiler - Insulate Hot Water Lines_A_Achievable Technical Potential | F9 | Industrial | Petroleum | Existing | Space Heating | Natural Gas | Gas Boiler - Insulate Hot Water Lines | A | Cumulative Winter Peak Savings (MW) | Achievable Technical Potential | 0 | 0 | 0 | 0 | 0 | 0 | 0 | 0 | 0 | 0 | 0 | 0 | 0 | 0 | 0 | 0 | 0 | 0 | 0 | 0 | 0 | 0 | 0 | 0 | 0 | 0 | 0 | 0 | 0 | 0 | 0
F10_Industrial_Petroleum_Existing_Space Heating_Natural Gas_Gas Boiler - Insulate Hot Water Lines_A_Achievable Technical Potential | F10 | Industrial | Petroleum | Existing | Space Heating | Natural Gas | Gas Boiler - Insulate Hot Water Lines | A | Purchases (Incremental) | Achievable Technical Potential | 0 | 0 | 0 | 0 | 0 | 0.00081556 | 0.00081511 | 0.0008103 | 0.00081074 | 0.00081141 | 0.00080111 | 0.00079892 | 0.0007973 | 0.00078463 | 0.00078763 | 0.00078012 | 0.00078022 | 0.00077629 | 0.00076937 | 0.00077028 | 0.0007671 | 0.00076411 | 0.00076133 | 0.00075874 | 0.00075635 | 0 | 0 | 0 | 0 | 0 | 0
F11_Industrial_Petroleum_Existing_Space Heating_Natural Gas_Gas Boiler - Insulate Hot Water Lines_A_Achievable Technical Potential | F11 | Industrial | Petroleum | Existing | Space Heating | Natural Gas | Gas Boiler - Insulate Hot Water Lines | A | Purchases (Cumulative) | Achievable Technical Potential | 0 | 0 | 0 | 0 | 0 | 0.00081556 | 0.0016307 | 0.002441 | 0.0032517 | 0.0040631 | 0.0048642 | 0.0056631 | 0.0064604 | 0.0072451 | 0.0080327 | 0.0088128 | 0.009593 | 0.010369 | 0.011139 | 0.011909 | 0.012676 | 0.01344 | 0.014202 | 0.01496 | 0.015717 | 0.015717 | 0.015717 | 0.015717 | 0.015717 | 0.015717 | 0.015717
F1_Industrial_Petroleum_Existing_Process_Natural Gas_Gas Boiler - Insulate Hot Water Lines_A_Achievable Technical Potential | F1 | Industrial | Petroleum | Existing | Process | Natural Gas | Gas Boiler - Insulate Hot Water Lines | A | Integrated Unit Energy Savings (kWh or therms) | Achievable Technical Potential | 0 | 0 | 0 | 0 | 0 | 6561.4149 | 6552.3219 | 6543.1088 | 6533.929 | 6524.6163 | 6515.1686 | 6507.2968 | 6500.4626 | 6493.6011 | 6489.1194 | 6484.4979 | 6481.5595 | 6478.8826 | 6476.3785 | 6475.1732 | 6473.7028 | 6472.9617 | 6472.2582 | 6471.5837 | 6470.9361 | 6470.6467 | 6470.3808 | 6470.1385 | 6570.6015 | 6570.6015 | 6570.6015
F2_Industrial_Petroleum_Existing_Process_Natural Gas_Gas Boiler - Insulate Hot Water Lines_A_Achievable Technical Potential | F2 | Industrial | Petroleum | Existing | Process | Natural Gas | Gas Boiler - Insulate Hot Water Lines | A | Integrated Unit Summer Peak Savings (kW) | Achievable Technical Potential | 0 | 0 | 0 | 0 | 0 | 0 | 0 | 0 | 0 | 0 | 0 | 0 | 0 | 0 | 0 | 0 | 0 | 0 | 0 | 0 | 0 | 0 | 0 | 0 | 0 | 0 | 0 | 0 | 0 | 0 | 0
F3_Industrial_Petroleum_Existing_Process_Natural Gas_Gas Boiler - Insulate Hot Water Lines_A_Achievable Technical Potential | F3 | Industrial | Petroleum | Existing | Process | Natural Gas | Gas Boiler - Insulate Hot Water Lines | A | Integrated Unit Winter Peak Savings (kW) | Achievable Technical Potential | 0 | 0 | 0 | 0 | 0 | 0 | 0 | 0 | 0 | 0 | 0 | 0 | 0 | 0 | 0 | 0 | 0 | 0 | 0 | 0 | 0 | 0 | 0 | 0 | 0 | 0 | 0 | 0 | 0 | 0 | 0
F4_Industrial_Petroleum_Existing_Process_Natural Gas_Gas Boiler - Insulate Hot Water Lines_A_Achievable Technical Potential | F4 | Industrial | Petroleum | Existing | Process | Natural Gas | Gas Boiler - Insulate Hot Water Lines | A | Incremental Energy Savings (MWh or mTherms) | Achievable Technical Potential | 0 | 0 | 0 | 0 | 0 | 0.42496 | 0.42413 | 0.42104 | 0.42068 | 0.42042 | 0.41448 | 0.41285 | 0.41158 | 0.40462 | 0.40588 | 0.40172 | 0.40159 | 0.39941 | 0.39569 | 0.39609 | 0.39436 | 0.39278 | 0.39131 | 0.38994 | 0.38867 | 0 | 0 | 0 | 0 | 0 | 0
F5_Industrial_Petroleum_Existing_Process_Natural Gas_Gas Boiler - Insulate Hot Water Lines_A_Achievable Technical Potential | F5 | Industrial | Petroleum | Existing | Process | Natural Gas | Gas Boiler - Insulate Hot Water Lines | A | Incremental Summer Peak Savings (MW) | Achievable Technical Potential | 0 | 0 | 0 | 0 | 0 | 0 | 0 | 0 | 0 | 0 | 0 | 0 | 0 | 0 | 0 | 0 | 0 | 0 | 0 | 0 | 0 | 0 | 0 | 0 | 0 | 0 | 0 | 0 | 0 | 0 | 0
F6_Industrial_Petroleum_Existing_Process_Natural Gas_Gas Boiler - Insulate Hot Water Lines_A_Achievable Technical Potential | F6 | Industrial | Petroleum | Existing | Process | Natural Gas | Gas Boiler - Insulate Hot Water Lines | A | Incremental Winter Peak Savings (MW) | Achievable Technical Potential | 0 | 0 | 0 | 0 | 0 | 0 | 0 | 0 | 0 | 0 | 0 | 0 | 0 | 0 | 0 | 0 | 0 | 0 | 0 | 0 | 0 | 0 | 0 | 0 | 0 | 0 | 0 | 0 | 0 | 0 | 0
F7_Industrial_Petroleum_Existing_Process_Natural Gas_Gas Boiler - Insulate Hot Water Lines_A_Achievable Technical Potential | F7 | Industrial | Petroleum | Existing | Process | Natural Gas | Gas Boiler - Insulate Hot Water Lines | A | Cumulative Energy Savings (MWh or mTherms) | Achievable Technical Potential | 0 | 0 | 0 | 0 | 0 | 0.42496 | 0.8485 | 1.2683 | 1.6872 | 2.1053 | 2.5167 | 2.9265 | 3.335 | 3.7361 | 4.1394 | 4.5382 | 4.9377 | 5.3351 | 5.7287 | 6.1238 | 6.5167 | 6.9088 | 7.2993 | 7.6885 | 8.0764 | 8.076 | 8.0757 | 8.0754 | 0 | 0 | 0
F8_Industrial_Petroleum_Existing_Process_Natural Gas_Gas Boiler - Insulate Hot Water Lines_A_Achievable Technical Potential | F8 | Industrial | Petroleum | Existing | Process | Natural Gas | Gas Boiler - Insulate Hot Water Lines | A | Cumulative Summer Peak Savings (MW) | Achievable Technical Potential | 0 | 0 | 0 | 0 | 0 | 0 | 0 | 0 | 0 | 0 | 0 | 0 | 0 | 0 | 0 | 0 | 0 | 0 | 0 | 0 | 0 | 0 | 0 | 0 | 0 | 0 | 0 | 0 | 0 | 0 | 0
F9_Industrial_Petroleum_Existing_Process_Natural Gas_Gas Boiler - Insulate Hot Water Lines_A_Achievable Technical Potential | F9 | Industrial | Petroleum | Existing | Process | Natural Gas | Gas Boiler - Insulate Hot Water Lines | A | Cumulative Winter Peak Savings (MW) | Achievable Technical Potential | 0 | 0 | 0 | 0 | 0 | 0 | 0 | 0 | 0 | 0 | 0 | 0 | 0 | 0 | 0 | 0 | 0 | 0 | 0 | 0 | 0 | 0 | 0 | 0 | 0 | 0 | 0 | 0 | 0 | 0 | 0
F10_Industrial_Petroleum_Existing_Process_Natural Gas_Gas Boiler - Insulate Hot Water Lines_A_Achievable Technical Potential | F10 | Industrial | Petroleum | Existing | Process | Natural Gas | Gas Boiler - Insulate Hot Water Lines | A | Purchases (Incremental) | Achievable Technical Potential | 0 | 0 | 0 | 0 | 0 | 0.064766 | 0.06473 | 0.064348 | 0.064383 | 0.064437 | 0.063618 | 0.063444 | 0.063316 | 0.06231 | 0.062548 | 0.061952 | 0.06196 | 0.061648 | 0.061098 | 0.06117 | 0.060917 | 0.06068 | 0.060459 | 0.060254 | 0.060064 | 0 | 0 | 0 | 0 | 0 | 0
F11_Industrial_Petroleum_Existing_Process_Natural Gas_Gas Boiler - Insulate Hot Water Lines_A_Achievable Technical Potential | F11 | Industrial | Petroleum | Existing | Process | Natural Gas | Gas Boiler - Insulate Hot Water Lines | A | Purchases (Cumulative) | Achievable Technical Potential | 0 | 0 | 0 | 0 | 0 | 0.064766 | 0.1295 | 0.19384 | 0.25823 | 0.32266 | 0.38628 | 0.44973 | 0.51304 | 0.57535 | 0.6379 | 0.69985 | 0.76181 | 0.82346 | 0.88456 | 0.94573 | 1.0066 | 1.0673 | 1.1278 | 1.188 | 1.2481 | 1.2481 | 1.2481 | 1.2481 | 1.2481 | 1.2481 | 1.2481
F1_Industrial_Petroleum_Existing_Process_Natural Gas_Process - Insulate Heated Process Fluids_A_Achievable Technical Potential | F1 | Industrial | Petroleum | Existing | Process | Natural Gas | Process - Insulate Heated Process Fluids | A | Integrated Unit Energy Savings (kWh or therms) | Achievable Technical Potential | 0 | 0 | 0 | 0 | 0 | 11053.5796 | 11047.9014 | 11042.4939 | 11037.334 | 11032.2571 | 11027.2825 | 11023.3633 | 11020.0981 | 11016.7841 | 11014.6884 | 11012.3321 | 11010.6956 | 11009.0287 | 11007.3318 | 11006.2946 | 11005.0771 | 11004.2693 | 11003.4809 | 11002.7111 | 11001.96 | 11001.7916 | 11001.6369 | 11001.4959 | 11059.7224 | 11059.7224 | 11059.7224
F2_Industrial_Petroleum_Existing_Process_Natural Gas_Process - Insulate Heated Process Fluids_A_Achievable Technical Potential | F2 | Industrial | Petroleum | Existing | Process | Natural Gas | Process - Insulate Heated Process Fluids | A | Integrated Unit Summer Peak Savings (kW) | Achievable Technical Potential | 0 | 0 | 0 | 0 | 0 | 0 | 0 | 0 | 0 | 0 | 0 | 0 | 0 | 0 | 0 | 0 | 0 | 0 | 0 | 0 | 0 | 0 | 0 | 0 | 0 | 0 | 0 | 0 | 0 | 0 | 0
F3_Industrial_Petroleum_Existing_Process_Natural Gas_Process - Insulate Heated Process Fluids_A_Achievable Technical Potential | F3 | Industrial | Petroleum | Existing | Process | Natural Gas | Process - Insulate Heated Process Fluids | A | Integrated Unit Winter Peak Savings (kW) | Achievable Technical Potential | 0 | 0 | 0 | 0 | 0 | 0 | 0 | 0 | 0 | 0 | 0 | 0 | 0 | 0 | 0 | 0 | 0 | 0 | 0 | 0 | 0 | 0 | 0 | 0 | 0 | 0 | 0 | 0 | 0 | 0 | 0
F4_Industrial_Petroleum_Existing_Process_Natural Gas_Process - Insulate Heated Process Fluids_A_Achievable Technical Potential | F4 | Industrial | Petroleum | Existing | Process | Natural Gas | Process - Insulate Heated Process Fluids | A | Incremental Energy Savings (MWh or mTherms) | Achievable Technical Potential | 0 | 0 | 0 | 0 | 0 | 0.78301 | 0.78217 | 0.77718 | 0.77724 | 0.77752 | 0.69057 | 0.55075 | 0.43958 | 0.34597 | 0.27778 | 0.22006 | 0.17604 | 0.14011 | 0.11107 | 0.088951 | 0.070859 | 0.00048139 | 0.00017129 | 5.8191e-05 | 1.8914e-05 | 1.603e-05 | 1.5987e-05 | 1.5948e-05 | 1.5998e-05 | 1.5967e-05 | 1.5939e-05
F5_Industrial_Petroleum_Existing_Process_Natural Gas_Process - Insulate Heated Process Fluids_A_Achievable Technical Potential | F5 | Industrial | Petroleum | Existing | Process | Natural Gas | Process - Insulate Heated Process Fluids | A | Incremental Summer Peak Savings (MW) | Achievable Technical Potential | 0 | 0 | 0 | 0 | 0 | 0 | 0 | 0 | 0 | 0 | 0 | 0 | 0 | 0 | 0 | 0 | 0 | 0 | 0 | 0 | 0 | 0 | 0 | 0 | 0 | 0 | 0 | 0 | 0 | 0 | 0
F6_Industrial_Petroleum_Existing_Process_Natural Gas_Process - Insulate Heated Process Fluids_A_Achievable Technical Potential | F6 | Industrial | Petroleum | Existing | Process | Natural Gas | Process - Insulate Heated Process Fluids | A | Incremental Winter Peak Savings (MW) | Achievable Technical Potential | 0 | 0 | 0 | 0 | 0 | 0 | 0 | 0 | 0 | 0 | 0 | 0 | 0 | 0 | 0 | 0 | 0 | 0 | 0 | 0 | 0 | 0 | 0 | 0 | 0 | 0 | 0 | 0 | 0 | 0 | 0
F7_Industrial_Petroleum_Existing_Process_Natural Gas_Process - Insulate Heated Process Fluids_A_Achievable Technical Potential | F7 | Industrial | Petroleum | Existing | Process | Natural Gas | Process - Insulate Heated Process Fluids | A | Cumulative Energy Savings (MWh or mTherms) | Achievable Technical Potential | 0 | 0 | 0 | 0 | 0 | 0.78301 | 1.5648 | 2.3412 | 3.1173 | 3.8934 | 4.5822 | 5.1314 | 5.5694 | 5.9137 | 6.1904 | 6.4091 | 6.5842 | 6.7233 | 6.8333 | 6.9217 | 6.9917 | 6.9917 | 6.9914 | 6.991 | 6.9905 | 6.9904 | 6.9903 | 6.9902 | 0 | 0 | 0
F8_Industrial_Petroleum_Existing_Process_Natural Gas_Process - Insulate Heated Process Fluids_A_Achievable Technical Potential | F8 | Industrial | Petroleum | Existing | Process | Natural Gas | Process - Insulate Heated Process Fluids | A | Cumulative Summer Peak Savings (MW) | Achievable Technical Potential | 0 | 0 | 0 | 0 | 0 | 0 | 0 | 0 | 0 | 0 | 0 | 0 | 0 | 0 | 0 | 0 | 0 | 0 | 0 | 0 | 0 | 0 | 0 | 0 | 0 | 0 | 0 | 0 | 0 | 0 | 0
F9_Industrial_Petroleum_Existing_Process_Natural Gas_Process - Insulate Heated Process Fluids_A_Achievable Technical Potential | F9 | Industrial | Petroleum | Existing | Process | Natural Gas | Process - Insulate Heated Process Fluids | A | Cumulative Winter Peak Savings (MW) | Achievable Technical Potential | 0 | 0 | 0 | 0 | 0 | 0 | 0 | 0 | 0 | 0 | 0 | 0 | 0 | 0 | 0 | 0 | 0 | 0 | 0 | 0 | 0 | 0 | 0 | 0 | 0 | 0 | 0 | 0 | 0 | 0 | 0
F10_Industrial_Petroleum_Existing_Process_Natural Gas_Process - Insulate Heated Process Fluids_A_Achievable Technical Potential | F10 | Industrial | Petroleum | Existing | Process | Natural Gas | Process - Insulate Heated Process Fluids | A | Purchases (Incremental) | Achievable Technical Potential | 0 | 0 | 0 | 0 | 0 | 0.070837 | 0.070798 | 0.070381 | 0.070419 | 0.070477 | 0.062624 | 0.049962 | 0.039889 | 0.031404 | 0.025219 | 0.019983 | 0.015988 | 0.012726 | 0.01009 | 0.0080818 | 0.0064387 | 4.3746e-05 | 1.5567e-05 | 5.2888e-06 | 1.7192e-06 | 1.457e-06 | 1.4532e-06 | 1.4496e-06 | 1.4465e-06 | 1.4437e-06 | 1.4412e-06
F11_Industrial_Petroleum_Existing_Process_Natural Gas_Process - Insulate Heated Process Fluids_A_Achievable Technical Potential | F11 | Industrial | Petroleum | Existing | Process | Natural Gas | Process - Insulate Heated Process Fluids | A | Purchases (Cumulative) | Achievable Technical Potential | 0 | 0 | 0 | 0 | 0 | 0.070837 | 0.14164 | 0.21202 | 0.28244 | 0.35291 | 0.41554 | 0.4655 | 0.50539 | 0.53679 | 0.56201 | 0.58199 | 0.59798 | 0.61071 | 0.6208 | 0.62888 | 0.63532 | 0.63536 | 0.63538 | 0.63538 | 0.63539 | 0.63539 | 0.63539 | 0.63539 | 0.63539 | 0.63539 | 0.6354
F1_Industrial_Petroleum_Existing_Process_Natural Gas_Process Heat Recovery_A_Achievable Technical Potential | F1 | Industrial | Petroleum | Existing | Process | Natural Gas | Process Heat Recovery | A | Integrated Unit Energy Savings (kWh or therms) | Achievable Technical Potential | 0 | 0 | 0 | 0 | 0 | 33.6759 | 33.5773 | 33.477 | 33.3769 | 33.2753 | 33.1689 | 33.0729 | 32.9821 | 32.8853 | 32.81 | 32.7278 | 32.6606 | 32.5927 | 32.5239 | 32.47 | 32.4116 | 32.358 | 32.305 | 32.2527 | 32.2007 | 32.1962 | 32.1921 | 32.1883 | 0 | 0 | 0
F2_Industrial_Petroleum_Existing_Process_Natural Gas_Process Heat Recovery_A_Achievable Technical Potential | F2 | Industrial | Petroleum | Existing | Process | Natural Gas | Process Heat Recovery | A | Integrated Unit Summer Peak Savings (kW) | Achievable Technical Potential | 0 | 0 | 0 | 0 | 0 | 0 | 0 | 0 | 0 | 0 | 0 | 0 | 0 | 0 | 0 | 0 | 0 | 0 | 0 | 0 | 0 | 0 | 0 | 0 | 0 | 0 | 0 | 0 | 0 | 0 | 0
F3_Industrial_Petroleum_Existing_Process_Natural Gas_Process Heat Recovery_A_Achievable Technical Potential | F3 | Industrial | Petroleum | Existing | Process | Natural Gas | Process Heat Recovery | A | Integrated Unit Winter Peak Savings (kW) | Achievable Technical Potential | 0 | 0 | 0 | 0 | 0 | 0 | 0 | 0 | 0 | 0 | 0 | 0 | 0 | 0 | 0 | 0 | 0 | 0 | 0 | 0 | 0 | 0 | 0 | 0 | 0 | 0 | 0 | 0 | 0 | 0 | 0
F4_Industrial_Petroleum_Existing_Process_Natural Gas_Process Heat Recovery_A_Achievable Technical Potential | F4 | Industrial | Petroleum | Existing | Process | Natural Gas | Process Heat Recovery | A | Incremental Energy Savings (MWh or mTherms) | Achievable Technical Potential | 0 | 0 | 0 | 0 | 0 | 0.085878 | 0.08558 | 0.084821 | 0.084613 | 0.084425 | 0.074778 | 0.059486 | 0.047362 | 0.037179 | 0.029788 | 0.023544 | 0.018799 | 0.014932 | 0.011814 | 0.009447 | 0.0075128 | 5.0959e-05 | 1.8104e-05 | 6.1408e-06 | 1.9929e-06 | 1.6888e-06 | 1.6841e-06 | 1.6798e-06 | 0 | 0 | 0
F5_Industrial_Petroleum_Existing_Process_Natural Gas_Process Heat Recovery_A_Achievable Technical Potential | F5 | Industrial | Petroleum | Existing | Process | Natural Gas | Process Heat Recovery | A | Incremental Summer Peak Savings (MW) | Achievable Technical Potential | 0 | 0 | 0 | 0 | 0 | 0 | 0 | 0 | 0 | 0 | 0 | 0 | 0 | 0 | 0 | 0 | 0 | 0 | 0 | 0 | 0 | 0 | 0 | 0 | 0 | 0 | 0 | 0 | 0 | 0 | 0
F6_Industrial_Petroleum_Existing_Process_Natural Gas_Process Heat Recovery_A_Achievable Technical Potential | F6 | Industrial | Petroleum | Existing | Process | Natural Gas | Process Heat Recovery | A | Incremental Winter Peak Savings (MW) | Achievable Technical Potential | 0 | 0 | 0 | 0 | 0 | 0 | 0 | 0 | 0 | 0 | 0 | 0 | 0 | 0 | 0 | 0 | 0 | 0 | 0 | 0 | 0 | 0 | 0 | 0 | 0 | 0 | 0 | 0 | 0 | 0 | 0
F7_Industrial_Petroleum_Existing_Process_Natural Gas_Process Heat Recovery_A_Achievable Technical Potential | F7 | Industrial | Petroleum | Existing | Process | Natural Gas | Process Heat Recovery | A | Cumulative Energy Savings (MWh or mTherms) | Achievable Technical Potential | 0 | 0 | 0 | 0 | 0 | 0.085878 | 0.17121 | 0.25552 | 0.33937 | 0.42276 | 0.49618 | 0.55423 | 0.60008 | 0.63549 | 0.66382 | 0.68571 | 0.7031 | 0.71657 | 0.72687 | 0.73511 | 0.7413 | 0.74013 | 0.73893 | 0.73774 | 0.73656 | 0.73646 | 0.73636 | 0.73628 | 0 | 0 | 0
F8_Industrial_Petroleum_Existing_Process_Natural Gas_Process Heat Recovery_A_Achievable Technical Potential | F8 | Industrial | Petroleum | Existing | Process | Natural Gas | Process Heat Recovery | A | Cumulative Summer Peak Savings (MW) | Achievable Technical Potential | 0 | 0 | 0 | 0 | 0 | 0 | 0 | 0 | 0 | 0 | 0 | 0 | 0 | 0 | 0 | 0 | 0 | 0 | 0 | 0 | 0 | 0 | 0 | 0 | 0 | 0 | 0 | 0 | 0 | 0 | 0
F9_Industrial_Petroleum_Existing_Process_Natural Gas_Process Heat Recovery_A_Achievable Technical Potential | F9 | Industrial | Petroleum | Existing | Process | Natural Gas | Process Heat Recovery | A | Cumulative Winter Peak Savings (MW) | Achievable Technical Potential | 0 | 0 | 0 | 0 | 0 | 0 | 0 | 0 | 0 | 0 | 0 | 0 | 0 | 0 | 0 | 0 | 0 | 0 | 0 | 0 | 0 | 0 | 0 | 0 | 0 | 0 | 0 | 0 | 0 | 0 | 0
F10_Industrial_Petroleum_Existing_Process_Natural Gas_Process Heat Recovery_A_Achievable Technical Potential | F10 | Industrial | Petroleum | Existing | Process | Natural Gas | Process Heat Recovery | A | Purchases (Incremental) | Achievable Technical Potential | 0 | 0 | 0 | 0 | 0 | 2.5501 | 2.5487 | 2.5337 | 2.5351 | 2.5372 | 2.2545 | 1.7986 | 1.436 | 1.1306 | 0.90789 | 0.71939 | 0.57559 | 0.45815 | 0.36325 | 0.29095 | 0.23179 | 0.0015749 | 0.0005604 | 0.0001904 | 6.189e-05 | 5.2454e-05 | 5.2314e-05 | 5.2187e-05 | 9.3059e-07 | 9.3059e-07 | 9.3059e-07
F11_Industrial_Petroleum_Existing_Process_Natural Gas_Process Heat Recovery_A_Achievable Technical Potential | F11 | Industrial | Petroleum | Existing | Process | Natural Gas | Process Heat Recovery | A | Purchases (Cumulative) | Achievable Technical Potential | 0 | 0 | 0 | 0 | 0 | 2.5501 | 5.0989 | 7.6326 | 10.1677 | 12.7049 | 14.9593 | 16.758 | 18.194 | 19.3245 | 20.2324 | 20.9518 | 21.5274 | 21.9855 | 22.3488 | 22.6397 | 22.8715 | 22.8731 | 22.8737 | 22.8738 | 22.8739 | 22.874 | 22.874 | 22.8741 | 22.8741 | 22.8741 | 22.8741
F1_Industrial_Petroleum_Existing_Space Heating_Natural Gas_Building Automation System_A_Achievable Technical Potential | F1 | Industrial | Petroleum | Existing | Space Heating | Natural Gas | Building Automation System | A | Integrated Unit Energy Savings (kWh or therms) | Achievable Technical Potential | 0 | 0 | 0 | 0 | 0 | 0.015207 | 0.015039 | 0.014839 | 0.014635 | 0.014429 | 0.014224 | 0.014022 | 0.01383 | 0.013641 | 0.013456 | 0.013287 | 0.013129 | 0.012977 | 0.012829 | 0.012686 | 0.012545 | 0.012402 | 0.012258 | 0.012136 | 0.012017 | 0.01192 | 0.011829 | 0.011745 | 0 | 0 | 0
F2_Industrial_Petroleum_Existing_Space Heating_Natural Gas_Building Automation System_A_Achievable Technical Potential | F2 | Industrial | Petroleum | Existing | Space Heating | Natural Gas | Building Automation System | A | Integrated Unit Summer Peak Savings (kW) | Achievable Technical Potential | 0 | 0 | 0 | 0 | 0 | 0 | 0 | 0 | 0 | 0 | 0 | 0 | 0 | 0 | 0 | 0 | 0 | 0 | 0 | 0 | 0 | 0 | 0 | 0 | 0 | 0 | 0 | 0 | 0 | 0 | 0
F3_Industrial_Petroleum_Existing_Space Heating_Natural Gas_Building Automation System_A_Achievable Technical Potential | F3 | Industrial | Petroleum | Existing | Space Heating | Natural Gas | Building Automation System | A | Integrated Unit Winter Peak Savings (kW) | Achievable Technical Potential | 0 | 0 | 0 | 0 | 0 | 0 | 0 | 0 | 0 | 0 | 0 | 0 | 0 | 0 | 0 | 0 | 0 | 0 | 0 | 0 | 0 | 0 | 0 | 0 | 0 | 0 | 0 | 0 | 0 | 0 | 0
F4_Industrial_Petroleum_Existing_Space Heating_Natural Gas_Building Automation System_A_Achievable Technical Potential | F4 | Industrial | Petroleum | Existing | Space Heating | Natural Gas | Building Automation System | A | Incremental Energy Savings (MWh or mTherms) | Achievable Technical Potential | 0 | 0 | 0 | 0 | 0 | 0.00056983 | 0.0011259 | 0.0019608 | 0.0031473 | 0.0047139 | 0.0065709 | 0.0087874 | 0.011212 | 0.013461 | 0.015719 | 0.017247 | 0.018132 | 0.017907 | 0.016539 | 0.014397 | 0.011724 | 0.0088291 | 0.0060195 | 0.0037945 | 0.0024427 | 0 | 0 | 0 | 0 | 0 | 0
F5_Industrial_Petroleum_Existing_Space Heating_Natural Gas_Building Automation System_A_Achievable Technical Potential | F5 | Industrial | Petroleum | Existing | Space Heating | Natural Gas | Building Automation System | A | Incremental Summer Peak Savings (MW) | Achievable Technical Potential | 0 | 0 | 0 | 0 | 0 | 0 | 0 | 0 | 0 | 0 | 0 | 0 | 0 | 0 | 0 | 0 | 0 | 0 | 0 | 0 | 0 | 0 | 0 | 0 | 0 | 0 | 0 | 0 | 0 | 0 | 0
F6_Industrial_Petroleum_Existing_Space Heating_Natural Gas_Building Automation System_A_Achievable Technical Potential | F6 | Industrial | Petroleum | Existing | Space Heating | Natural Gas | Building Automation System | A | Incremental Winter Peak Savings (MW) | Achievable Technical Potential | 0 | 0 | 0 | 0 | 0 | 0 | 0 | 0 | 0 | 0 | 0 | 0 | 0 | 0 | 0 | 0 | 0 | 0 | 0 | 0 | 0 | 0 | 0 | 0 | 0 | 0 | 0 | 0 | 0 | 0 | 0
F7_Industrial_Petroleum_Existing_Space Heating_Natural Gas_Building Automation System_A_Achievable Technical Potential | F7 | Industrial | Petroleum | Existing | Space Heating | Natural Gas | Building Automation System | A | Cumulative Energy Savings (MWh or mTherms) | Achievable Technical Potential | 0 | 0 | 0 | 0 | 0 | 0.00056983 | 0.0016894 | 0.0036277 | 0.0067252 | 0.011344 | 0.017754 | 0.02629 | 0.037141 | 0.050096 | 0.065135 | 0.081562 | 0.098727 | 0.11549 | 0.13072 | 0.14365 | 0.15377 | 0.16085 | 0.16501 | 0.16716 | 0.16796 | 0.16661 | 0.16534 | 0.16416 | 0 | 0 | 0
F8_Industrial_Petroleum_Existing_Space Heating_Natural Gas_Building Automation System_A_Achievable Technical Potential | F8 | Industrial | Petroleum | Existing | Space Heating | Natural Gas | Building Automation System | A | Cumulative Summer Peak Savings (MW) | Achievable Technical Potential | 0 | 0 | 0 | 0 | 0 | 0 | 0 | 0 | 0 | 0 | 0 | 0 | 0 | 0 | 0 | 0 | 0 | 0 | 0 | 0 | 0 | 0 | 0 | 0 | 0 | 0 | 0 | 0 | 0 | 0 | 0
F9_Industrial_Petroleum_Existing_Space Heating_Natural Gas_Building Automation System_A_Achievable Technical Potential | F9 | Industrial | Petroleum | Existing | Space Heating | Natural Gas | Building Automation System | A | Cumulative Winter Peak Savings (MW) | Achievable Technical Potential | 0 | 0 | 0 | 0 | 0 | 0 | 0 | 0 | 0 | 0 | 0 | 0 | 0 | 0 | 0 | 0 | 0 | 0 | 0 | 0 | 0 | 0 | 0 | 0 | 0 | 0 | 0 | 0 | 0 | 0 | 0
F10_Industrial_Petroleum_Existing_Space Heating_Natural Gas_Building Automation System_A_Achievable Technical Potential | F10 | Industrial | Petroleum | Existing | Space Heating | Natural Gas | Building Automation System | A | Purchases (Incremental) | Achievable Technical Potential | 0 | 0 | 0 | 0 | 0 | 37.4721 | 74.8631 | 132.1389 | 215.0582 | 326.6983 | 461.9599 | 626.6751 | 810.7478 | 986.8318 | 1168.1522 | 1298.0927 | 1381.1054 | 1379.8912 | 1289.1773 | 1134.8178 | 934.601 | 711.9152 | 491.0685 | 312.672 | 203.2735 | 0 | 0 | 0 | 0 | 0 | 0
F11_Industrial_Petroleum_Existing_Space Heating_Natural Gas_Building Automation System_A_Achievable Technical Potential | F11 | Industrial | Petroleum | Existing | Space Heating | Natural Gas | Building Automation System | A | Purchases (Cumulative) | Achievable Technical Potential | 0 | 0 | 0 | 0 | 0 | 37.4721 | 112.3351 | 244.474 | 459.5323 | 786.2305 | 1248.1904 | 1874.8655 | 2685.6133 | 3672.4451 | 4840.5973 | 6138.69 | 7519.7955 | 8899.6867 | 10188.8639 | 11323.6818 | 12258.2827 | 12970.1979 | 13461.2664 | 13773.9384 | 13977.2119 | 13977.2119 | 13977.2119 | 13977.2119 | 13977.2119 | 13977.2119 | 13977.2119
F1_Industrial_Petroleum_Existing_Space Heating_Natural Gas_Steam System Efficiency Improvements_A_Achievable Technical Potential | F1 | Industrial | Petroleum | Existing | Space Heating | Natural Gas | Steam System Efficiency Improvements | A | Integrated Unit Energy Savings (kWh or therms) | Achievable Technical Potential | 0 | 0 | 0 | 0 | 0 | 0.1365 | 0.13378 | 0.13044 | 0.12646 | 0.12188 | 0.11675 | 0.11152 | 0.10637 | 0.10117 | 0.096821 | 0.092684 | 0.089375 | 0.086397 | 0.083724 | 0.08178 | 0.079959 | 0.078358 | 0.076954 | 0.075891 | 0.074887 | 0.074298 | 0.073759 | 0.073265 | 0.11902 | 0.11854 | 0.11809
F2_Industrial_Petroleum_Existing_Space Heating_Natural Gas_Steam System Efficiency Improvements_A_Achievable Technical Potential | F2 | Industrial | Petroleum | Existing | Space Heating | Natural Gas | Steam System Efficiency Improvements | A | Integrated Unit Summer Peak Savings (kW) | Achievable Technical Potential | 0 | 0 | 0 | 0 | 0 | 0 | 0 | 0 | 0 | 0 | 0 | 0 | 0 | 0 | 0 | 0 | 0 | 0 | 0 | 0 | 0 | 0 | 0 | 0 | 0 | 0 | 0 | 0 | 0 | 0 | 0
F3_Industrial_Petroleum_Existing_Space Heating_Natural Gas_Steam System Efficiency Improvements_A_Achievable Technical Potential | F3 | Industrial | Petroleum | Existing | Space Heating | Natural Gas | Steam System Efficiency Improvements | A | Integrated Unit Winter Peak Savings (kW) | Achievable Technical Potential | 0 | 0 | 0 | 0 | 0 | 0 | 0 | 0 | 0 | 0 | 0 | 0 | 0 | 0 | 0 | 0 | 0 | 0 | 0 | 0 | 0 | 0 | 0 | 0 | 0 | 0 | 0 | 0 | 0 | 0 | 0
F4_Industrial_Petroleum_Existing_Space Heating_Natural Gas_Steam System Efficiency Improvements_A_Achievable Technical Potential | F4 | Industrial | Petroleum | Existing | Space Heating | Natural Gas | Steam System Efficiency Improvements | A | Incremental Energy Savings (MWh or mTherms) | Achievable Technical Potential | 0 | 0 | 0 | 0 | 0 | 7.4342e-05 | 0.00014556 | 0.00025051 | 0.00039527 | 0.00057874 | 0.00078385 | 0.0010158 | 0.0012534 | 0.001451 | 0.0016438 | 0.0017486 | 0.001794 | 0.0017327 | 0.0015687 | 0.0013488 | 0.0010861 | 0.00081078 | 0.00054924 | 0.00034488 | 0.00022125 | 0 | 0 | 0 | 0 | 0 | 0
F5_Industrial_Petroleum_Existing_Space Heating_Natural Gas_Steam System Efficiency Improvements_A_Achievable Technical Potential | F5 | Industrial | Petroleum | Existing | Space Heating | Natural Gas | Steam System Efficiency Improvements | A | Incremental Summer Peak Savings (MW) | Achievable Technical Potential | 0 | 0 | 0 | 0 | 0 | 0 | 0 | 0 | 0 | 0 | 0 | 0 | 0 | 0 | 0 | 0 | 0 | 0 | 0 | 0 | 0 | 0 | 0 | 0 | 0 | 0 | 0 | 0 | 0 | 0 | 0
F6_Industrial_Petroleum_Existing_Space Heating_Natural Gas_Steam System Efficiency Improvements_A_Achievable Technical Potential | F6 | Industrial | Petroleum | Existing | Space Heating | Natural Gas | Steam System Efficiency Improvements | A | Incremental Winter Peak Savings (MW) | Achievable Technical Potential | 0 | 0 | 0 | 0 | 0 | 0 | 0 | 0 | 0 | 0 | 0 | 0 | 0 | 0 | 0 | 0 | 0 | 0 | 0 | 0 | 0 | 0 | 0 | 0 | 0 | 0 | 0 | 0 | 0 | 0 | 0
F7_Industrial_Petroleum_Existing_Space Heating_Natural Gas_Steam System Efficiency Improvements_A_Achievable Technical Potential | F7 | Industrial | Petroleum | Existing | Space Heating | Natural Gas | Steam System Efficiency Improvements | A | Cumulative Energy Savings (MWh or mTherms) | Achievable Technical Potential | 0 | 0 | 0 | 0 | 0 | 7.4342e-05 | 0.00021842 | 0.00046348 | 0.0008446 | 0.0013928 | 0.0021179 | 0.003039 | 0.0041518 | 0.0053998 | 0.0068117 | 0.0082694 | 0.0097681 | 0.011175 | 0.012398 | 0.013459 | 0.014246 | 0.014771 | 0.015056 | 0.015193 | 0.015213 | 0.015093 | 0.014984 | 0.014884 | 0 | 0 | 0
F8_Industrial_Petroleum_Existing_Space Heating_Natural Gas_Steam System Efficiency Improvements_A_Achievable Technical Potential | F8 | Industrial | Petroleum | Existing | Space Heating | Natural Gas | Steam System Efficiency Improvements | A | Cumulative Summer Peak Savings (MW) | Achievable Technical Potential | 0 | 0 | 0 | 0 | 0 | 0 | 0 | 0 | 0 | 0 | 0 | 0 | 0 | 0 | 0 | 0 | 0 | 0 | 0 | 0 | 0 | 0 | 0 | 0 | 0 | 0 | 0 | 0 | 0 | 0 | 0
F9_Industrial_Petroleum_Existing_Space Heating_Natural Gas_Steam System Efficiency Improvements_A_Achievable Technical Potential | F9 | Industrial | Petroleum | Existing | Space Heating | Natural Gas | Steam System Efficiency Improvements | A | Cumulative Winter Peak Savings (MW) | Achievable Technical Potential | 0 | 0 | 0 | 0 | 0 | 0 | 0 | 0 | 0 | 0 | 0 | 0 | 0 | 0 | 0 | 0 | 0 | 0 | 0 | 0 | 0 | 0 | 0 | 0 | 0 | 0 | 0 | 0 | 0 | 0 | 0
F10_Industrial_Petroleum_Existing_Space Heating_Natural Gas_Steam System Efficiency Improvements_A_Achievable Technical Potential | F10 | Industrial | Petroleum | Existing | Space Heating | Natural Gas | Steam System Efficiency Improvements | A | Purchases (Incremental) | Achievable Technical Potential | 0 | 0 | 0 | 0 | 0 | 0.54462 | 1.0881 | 1.9205 | 3.1257 | 4.7483 | 6.7142 | 9.1082 | 11.7835 | 14.3428 | 16.9781 | 18.8667 | 20.0732 | 20.0555 | 18.7371 | 16.4936 | 13.5836 | 10.3471 | 7.1373 | 4.5444 | 2.9544 | 0 | 0 | 0 | 0 | 0 | 0
F11_Industrial_Petroleum_Existing_Space Heating_Natural Gas_Steam System Efficiency Improvements_A_Achievable Technical Potential | F11 | Industrial | Petroleum | Existing | Space Heating | Natural Gas | Steam System Efficiency Improvements | A | Purchases (Cumulative) | Achievable Technical Potential | 0 | 0 | 0 | 0 | 0 | 0.54462 | 1.6327 | 3.5532 | 6.6789 | 11.4272 | 18.1414 | 27.2496 | 39.0331 | 53.3758 | 70.3539 | 89.2206 | 109.2938 | 129.3493 | 148.0864 | 164.58 | 178.1636 | 188.5107 | 195.648 | 200.1924 | 203.1468 | 203.1468 | 203.1468 | 203.1468 | 203.1468 | 203.1468 | 203.1468
F1_Industrial_Petroleum_Existing_Process_Natural Gas_Steam System Efficiency Improvements_A_Achievable Technical Potential | F1 | Industrial | Petroleum | Existing | Process | Natural Gas | Steam System Efficiency Improvements | A | Integrated Unit Energy Savings (kWh or therms) | Achievable Technical Potential | 0 | 0 | 0 | 0 | 0 | 0.70057 | 0.69847 | 0.69632 | 0.69419 | 0.69202 | 0.68975 | 0.68772 | 0.6858 | 0.68375 | 0.68217 | 0.68044 | 0.67903 | 0.67761 | 0.67616 | 0.67504 | 0.67382 | 0.6727 | 0.6716 | 0.67051 | 0.66942 | 0.66933 | 0.66924 | 0.66916 | 0.70269 | 0.70269 | 0.70269
F2_Industrial_Petroleum_Existing_Process_Natural Gas_Steam System Efficiency Improvements_A_Achievable Technical Potential | F2 | Industrial | Petroleum | Existing | Process | Natural Gas | Steam System Efficiency Improvements | A | Integrated Unit Summer Peak Savings (kW) | Achievable Technical Potential | 0 | 0 | 0 | 0 | 0 | 0 | 0 | 0 | 0 | 0 | 0 | 0 | 0 | 0 | 0 | 0 | 0 | 0 | 0 | 0 | 0 | 0 | 0 | 0 | 0 | 0 | 0 | 0 | 0 | 0 | 0
F3_Industrial_Petroleum_Existing_Process_Natural Gas_Steam System Efficiency Improvements_A_Achievable Technical Potential | F3 | Industrial | Petroleum | Existing | Process | Natural Gas | Steam System Efficiency Improvements | A | Integrated Unit Winter Peak Savings (kW) | Achievable Technical Potential | 0 | 0 | 0 | 0 | 0 | 0 | 0 | 0 | 0 | 0 | 0 | 0 | 0 | 0 | 0 | 0 | 0 | 0 | 0 | 0 | 0 | 0 | 0 | 0 | 0 | 0 | 0 | 0 | 0 | 0 | 0
F4_Industrial_Petroleum_Existing_Process_Natural Gas_Steam System Efficiency Improvements_A_Achievable Technical Potential | F4 | Industrial | Petroleum | Existing | Process | Natural Gas | Steam System Efficiency Improvements | A | Incremental Energy Savings (MWh or mTherms) | Achievable Technical Potential | 0 | 0 | 0 | 0 | 0 | 6.9813e-06 | 1.3906e-05 | 2.4469e-05 | 3.9702e-05 | 6.0123e-05 | 8.4737e-05 | 0.00011461 | 0.00014786 | 0.00017944 | 0.00021192 | 0.00023489 | 0.0002494 | 0.00024865 | 0.00023181 | 0.00020372 | 0.00016747 | 0.00012736 | 8.7705e-05 | 5.5753e-05 | 3.6187e-05 | 0 | 0 | 0 | 0 | 0 | 0
F5_Industrial_Petroleum_Existing_Process_Natural Gas_Steam System Efficiency Improvements_A_Achievable Technical Potential | F5 | Industrial | Petroleum | Existing | Process | Natural Gas | Steam System Efficiency Improvements | A | Incremental Summer Peak Savings (MW) | Achievable Technical Potential | 0 | 0 | 0 | 0 | 0 | 0 | 0 | 0 | 0 | 0 | 0 | 0 | 0 | 0 | 0 | 0 | 0 | 0 | 0 | 0 | 0 | 0 | 0 | 0 | 0 | 0 | 0 | 0 | 0 | 0 | 0
F6_Industrial_Petroleum_Existing_Process_Natural Gas_Steam System Efficiency Improvements_A_Achievable Technical Potential | F6 | Industrial | Petroleum | Existing | Process | Natural Gas | Steam System Efficiency Improvements | A | Incremental Winter Peak Savings (MW) | Achievable Technical Potential | 0 | 0 | 0 | 0 | 0 | 0 | 0 | 0 | 0 | 0 | 0 | 0 | 0 | 0 | 0 | 0 | 0 | 0 | 0 | 0 | 0 | 0 | 0 | 0 | 0 | 0 | 0 | 0 | 0 | 0 | 0
F7_Industrial_Petroleum_Existing_Process_Natural Gas_Steam System Efficiency Improvements_A_Achievable Technical Potential | F7 | Industrial | Petroleum | Existing | Process | Natural Gas | Steam System Efficiency Improvements | A | Cumulative Energy Savings (MWh or mTherms) | Achievable Technical Potential | 0 | 0 | 0 | 0 | 0 | 6.9813e-06 | 2.0866e-05 | 4.5271e-05 | 8.4833e-05 | 0.00014469 | 0.00022895 | 0.00034289 | 0.0004898 | 0.00066777 | 0.00087814 | 0.0011108 | 0.0013579 | 0.0016037 | 0.0018321 | 0.0020328 | 0.0021966 | 0.0023203 | 0.0024042 | 0.002456 | 0.0024883 | 0.0024879 | 0.0024876 | 0.0024873 | 0 | 0 | 0
F8_Industrial_Petroleum_Existing_Process_Natural Gas_Steam System Efficiency Improvements_A_Achievable Technical Potential | F8 | Industrial | Petroleum | Existing | Process | Natural Gas | Steam System Efficiency Improvements | A | Cumulative Summer Peak Savings (MW) | Achievable Technical Potential | 0 | 0 | 0 | 0 | 0 | 0 | 0 | 0 | 0 | 0 | 0 | 0 | 0 | 0 | 0 | 0 | 0 | 0 | 0 | 0 | 0 | 0 | 0 | 0 | 0 | 0 | 0 | 0 | 0 | 0 | 0
F9_Industrial_Petroleum_Existing_Process_Natural Gas_Steam System Efficiency Improvements_A_Achievable Technical Potential | F9 | Industrial | Petroleum | Existing | Process | Natural Gas | Steam System Efficiency Improvements | A | Cumulative Winter Peak Savings (MW) | Achievable Technical Potential | 0 | 0 | 0 | 0 | 0 | 0 | 0 | 0 | 0 | 0 | 0 | 0 | 0 | 0 | 0 | 0 | 0 | 0 | 0 | 0 | 0 | 0 | 0 | 0 | 0 | 0 | 0 | 0 | 0 | 0 | 0
F10_Industrial_Petroleum_Existing_Process_Natural Gas_Steam System Efficiency Improvements_A_Achievable Technical Potential | F10 | Industrial | Petroleum | Existing | Process | Natural Gas | Steam System Efficiency Improvements | A | Purchases (Incremental) | Achievable Technical Potential | 0 | 0 | 0 | 0 | 0 | 0.0099651 | 0.019909 | 0.03514 | 0.057191 | 0.08688 | 0.12285 | 0.16665 | 0.21561 | 0.26243 | 0.31065 | 0.34521 | 0.36728 | 0.36696 | 0.34284 | 0.30179 | 0.24854 | 0.18932 | 0.13059 | 0.08315 | 0.054057 | 0 | 0 | 0 | 0 | 0 | 0
F11_Industrial_Petroleum_Existing_Process_Natural Gas_Steam System Efficiency Improvements_A_Achievable Technical Potential | F11 | Industrial | Petroleum | Existing | Process | Natural Gas | Steam System Efficiency Improvements | A | Purchases (Cumulative) | Achievable Technical Potential | 0 | 0 | 0 | 0 | 0 | 0.0099651 | 0.029874 | 0.065014 | 0.12221 | 0.20909 | 0.33194 | 0.49859 | 0.7142 | 0.97663 | 1.2873 | 1.6325 | 1.9998 | 2.3667 | 2.7096 | 3.0114 | 3.2599 | 3.4492 | 3.5798 | 3.663 | 3.717 | 3.717 | 3.717 | 3.717 | 3.717 | 3.717 | 3.717
F1_Industrial_Petroleum_Existing_Space Heating_Natural Gas_Strategic Energy Management_A_Achievable Technical Potential | F1 | Industrial | Petroleum | Existing | Space Heating | Natural Gas | Strategic Energy Management | A | Integrated Unit Energy Savings (kWh or therms) | Achievable Technical Potential | 0 | 0 | 0 | 0 | 0 | 796.597 | 788.4574 | 778.6112 | 768.5412 | 758.3542 | 748.2377 | 738.2498 | 728.7142 | 719.45 | 710.2612 | 701.9569 | 694.2085 | 686.7697 | 679.596 | 672.5653 | 665.6448 | 658.6582 | 651.5971 | 645.6747 | 639.9213 | 634.7924 | 629.9979 | 625.5149 | 0 | 0 | 0
F2_Industrial_Petroleum_Existing_Space Heating_Natural Gas_Strategic Energy Management_A_Achievable Technical Potential | F2 | Industrial | Petroleum | Existing | Space Heating | Natural Gas | Strategic Energy Management | A | Integrated Unit Summer Peak Savings (kW) | Achievable Technical Potential | 0 | 0 | 0 | 0 | 0 | 0 | 0 | 0 | 0 | 0 | 0 | 0 | 0 | 0 | 0 | 0 | 0 | 0 | 0 | 0 | 0 | 0 | 0 | 0 | 0 | 0 | 0 | 0 | 0 | 0 | 0
F3_Industrial_Petroleum_Existing_Space Heating_Natural Gas_Strategic Energy Management_A_Achievable Technical Potential | F3 | Industrial | Petroleum | Existing | Space Heating | Natural Gas | Strategic Energy Management | A | Integrated Unit Winter Peak Savings (kW) | Achievable Technical Potential | 0 | 0 | 0 | 0 | 0 | 0 | 0 | 0 | 0 | 0 | 0 | 0 | 0 | 0 | 0 | 0 | 0 | 0 | 0 | 0 | 0 | 0 | 0 | 0 | 0 | 0 | 0 | 0 | 0 | 0 | 0
F4_Industrial_Petroleum_Existing_Space Heating_Natural Gas_Strategic Energy Management_A_Achievable Technical Potential | F4 | Industrial | Petroleum | Existing | Space Heating | Natural Gas | Strategic Energy Management | A | Incremental Energy Savings (MWh or mTherms) | Achievable Technical Potential | 0 | 0 | 0 | 0 | 0 | 0.003586 | 0.0035474 | 0.0034825 | 0.0034393 | 0.0033965 | 0.0033087 | 0.0032556 | 0.003207 | 0.0031159 | 0.0030879 | 0.0030227 | 0.0029897 | 0.0029428 | 0.0028861 | 0.0028596 | 0.0028185 | 0.002778 | 0.0027382 | 0.0027041 | 0.0026716 | 0 | 0 | 0 | 0 | 0 | 0
F5_Industrial_Petroleum_Existing_Space Heating_Natural Gas_Strategic Energy Management_A_Achievable Technical Potential | F5 | Industrial | Petroleum | Existing | Space Heating | Natural Gas | Strategic Energy Management | A | Incremental Summer Peak Savings (MW) | Achievable Technical Potential | 0 | 0 | 0 | 0 | 0 | 0 | 0 | 0 | 0 | 0 | 0 | 0 | 0 | 0 | 0 | 0 | 0 | 0 | 0 | 0 | 0 | 0 | 0 | 0 | 0 | 0 | 0 | 0 | 0 | 0 | 0
F6_Industrial_Petroleum_Existing_Space Heating_Natural Gas_Strategic Energy Management_A_Achievable Technical Potential | F6 | Industrial | Petroleum | Existing | Space Heating | Natural Gas | Strategic Energy Management | A | Incremental Winter Peak Savings (MW) | Achievable Technical Potential | 0 | 0 | 0 | 0 | 0 | 0 | 0 | 0 | 0 | 0 | 0 | 0 | 0 | 0 | 0 | 0 | 0 | 0 | 0 | 0 | 0 | 0 | 0 | 0 | 0 | 0 | 0 | 0 | 0 | 0 | 0
F7_Industrial_Petroleum_Existing_Space Heating_Natural Gas_Strategic Energy Management_A_Achievable Technical Potential | F7 | Industrial | Petroleum | Existing | Space Heating | Natural Gas | Strategic Energy Management | A | Cumulative Energy Savings (MWh or mTherms) | Achievable Technical Potential | 0 | 0 | 0 | 0 | 0 | 0.003586 | 0.0070968 | 0.010491 | 0.013794 | 0.017008 | 0.02009 | 0.023077 | 0.025986 | 0.028772 | 0.031492 | 0.034147 | 0.036759 | 0.039308 | 0.041784 | 0.044211 | 0.046575 | 0.048864 | 0.051078 | 0.053318 | 0.055515 | 0.05507 | 0.054654 | 0.054265 | 0 | 0 | 0
F8_Industrial_Petroleum_Existing_Space Heating_Natural Gas_Strategic Energy Management_A_Achievable Technical Potential | F8 | Industrial | Petroleum | Existing | Space Heating | Natural Gas | Strategic Energy Management | A | Cumulative Summer Peak Savings (MW) | Achievable Technical Potential | 0 | 0 | 0 | 0 | 0 | 0 | 0 | 0 | 0 | 0 | 0 | 0 | 0 | 0 | 0 | 0 | 0 | 0 | 0 | 0 | 0 | 0 | 0 | 0 | 0 | 0 | 0 | 0 | 0 | 0 | 0
F9_Industrial_Petroleum_Existing_Space Heating_Natural Gas_Strategic Energy Management_A_Achievable Technical Potential | F9 | Industrial | Petroleum | Existing | Space Heating | Natural Gas | Strategic Energy Management | A | Cumulative Winter Peak Savings (MW) | Achievable Technical Potential | 0 | 0 | 0 | 0 | 0 | 0 | 0 | 0 | 0 | 0 | 0 | 0 | 0 | 0 | 0 | 0 | 0 | 0 | 0 | 0 | 0 | 0 | 0 | 0 | 0 | 0 | 0 | 0 | 0 | 0 | 0
F10_Industrial_Petroleum_Existing_Space Heating_Natural Gas_Strategic Energy Management_A_Achievable Technical Potential | F10 | Industrial | Petroleum | Existing | Space Heating | Natural Gas | Strategic Energy Management | A | Purchases (Incremental) | Achievable Technical Potential | 0 | 0 | 0 | 0 | 0 | 0.0045017 | 0.0044992 | 0.0044727 | 0.0044751 | 0.0044788 | 0.0044219 | 0.0044098 | 0.0044009 | 0.004331 | 0.0043475 | 0.0043061 | 0.0043066 | 0.004285 | 0.0042467 | 0.0042518 | 0.0042342 | 0.0042177 | 0.0042024 | 0.0041881 | 0.0041749 | 0 | 0 | 0 | 0 | 0 | 0
F11_Industrial_Petroleum_Existing_Space Heating_Natural Gas_Strategic Energy Management_A_Achievable Technical Potential | F11 | Industrial | Petroleum | Existing | Space Heating | Natural Gas | Strategic Energy Management | A | Purchases (Cumulative) | Achievable Technical Potential | 0 | 0 | 0 | 0 | 0 | 0.0045017 | 0.0090009 | 0.013474 | 0.017949 | 0.022428 | 0.026849 | 0.031259 | 0.03566 | 0.039991 | 0.044339 | 0.048645 | 0.052951 | 0.057236 | 0.061483 | 0.065735 | 0.069969 | 0.074187 | 0.078389 | 0.082577 | 0.086752 | 0.086752 | 0.086752 | 0.086752 | 0.086752 | 0.086752 | 0.086752
F1_Industrial_Petroleum_Existing_Process_Natural Gas_Strategic Energy Management_A_Achievable Technical Potential | F1 | Industrial | Petroleum | Existing | Process | Natural Gas | Strategic Energy Management | A | Integrated Unit Energy Savings (kWh or therms) | Achievable Technical Potential | 0 | 0 | 0 | 0 | 0 | 767.6682 | 766.3048 | 764.9249 | 763.5537 | 762.1683 | 760.7478 | 759.5264 | 758.4275 | 757.2915 | 756.4827 | 755.6186 | 754.9805 | 754.3543 | 753.7313 | 753.3002 | 752.8144 | 752.4134 | 752.0169 | 751.6241 | 751.2348 | 751.1833 | 751.1359 | 751.0928 | 0 | 0 | 0
F2_Industrial_Petroleum_Existing_Process_Natural Gas_Strategic Energy Management_A_Achievable Technical Potential | F2 | Industrial | Petroleum | Existing | Process | Natural Gas | Strategic Energy Management | A | Integrated Unit Summer Peak Savings (kW) | Achievable Technical Potential | 0 | 0 | 0 | 0 | 0 | 0 | 0 | 0 | 0 | 0 | 0 | 0 | 0 | 0 | 0 | 0 | 0 | 0 | 0 | 0 | 0 | 0 | 0 | 0 | 0 | 0 | 0 | 0 | 0 | 0 | 0
F3_Industrial_Petroleum_Existing_Process_Natural Gas_Strategic Energy Management_A_Achievable Technical Potential | F3 | Industrial | Petroleum | Existing | Process | Natural Gas | Strategic Energy Management | A | Integrated Unit Winter Peak Savings (kW) | Achievable Technical Potential | 0 | 0 | 0 | 0 | 0 | 0 | 0 | 0 | 0 | 0 | 0 | 0 | 0 | 0 | 0 | 0 | 0 | 0 | 0 | 0 | 0 | 0 | 0 | 0 | 0 | 0 | 0 | 0 | 0 | 0 | 0
F4_Industrial_Petroleum_Existing_Process_Natural Gas_Strategic Energy Management_A_Achievable Technical Potential | F4 | Industrial | Petroleum | Existing | Process | Natural Gas | Strategic Energy Management | A | Incremental Energy Savings (MWh or mTherms) | Achievable Technical Potential | 0 | 0 | 0 | 0 | 0 | 0.89494 | 0.89286 | 0.88599 | 0.88488 | 0.88401 | 0.87115 | 0.86738 | 0.86436 | 0.84937 | 0.8517 | 0.84261 | 0.84201 | 0.83708 | 0.82892 | 0.82943 | 0.82547 | 0.82182 | 0.8184 | 0.81519 | 0.8122 | 0 | 0 | 0 | 0 | 0 | 0
F5_Industrial_Petroleum_Existing_Process_Natural Gas_Strategic Energy Management_A_Achievable Technical Potential | F5 | Industrial | Petroleum | Existing | Process | Natural Gas | Strategic Energy Management | A | Incremental Summer Peak Savings (MW) | Achievable Technical Potential | 0 | 0 | 0 | 0 | 0 | 0 | 0 | 0 | 0 | 0 | 0 | 0 | 0 | 0 | 0 | 0 | 0 | 0 | 0 | 0 | 0 | 0 | 0 | 0 | 0 | 0 | 0 | 0 | 0 | 0 | 0
F6_Industrial_Petroleum_Existing_Process_Natural Gas_Strategic Energy Management_A_Achievable Technical Potential | F6 | Industrial | Petroleum | Existing | Process | Natural Gas | Strategic Energy Management | A | Incremental Winter Peak Savings (MW) | Achievable Technical Potential | 0 | 0 | 0 | 0 | 0 | 0 | 0 | 0 | 0 | 0 | 0 | 0 | 0 | 0 | 0 | 0 | 0 | 0 | 0 | 0 | 0 | 0 | 0 | 0 | 0 | 0 | 0 | 0 | 0 | 0 | 0
F7_Industrial_Petroleum_Existing_Process_Natural Gas_Strategic Energy Management_A_Achievable Technical Potential | F7 | Industrial | Petroleum | Existing | Process | Natural Gas | Strategic Energy Management | A | Cumulative Energy Savings (MWh or mTherms) | Achievable Technical Potential | 0 | 0 | 0 | 0 | 0 | 0.89494 | 1.7862 | 2.669 | 3.5491 | 4.4266 | 5.2895 | 6.1484 | 7.0039 | 7.8428 | 8.6861 | 9.5188 | 10.3528 | 11.1812 | 12.0009 | 12.8235 | 13.6407 | 14.4553 | 15.266 | 16.0733 | 16.8771 | 16.876 | 16.8749 | 16.8739 | 0 | 0 | 0
F8_Industrial_Petroleum_Existing_Process_Natural Gas_Strategic Energy Management_A_Achievable Technical Potential | F8 | Industrial | Petroleum | Existing | Process | Natural Gas | Strategic Energy Management | A | Cumulative Summer Peak Savings (MW) | Achievable Technical Potential | 0 | 0 | 0 | 0 | 0 | 0 | 0 | 0 | 0 | 0 | 0 | 0 | 0 | 0 | 0 | 0 | 0 | 0 | 0 | 0 | 0 | 0 | 0 | 0 | 0 | 0 | 0 | 0 | 0 | 0 | 0
F9_Industrial_Petroleum_Existing_Process_Natural Gas_Strategic Energy Management_A_Achievable Technical Potential | F9 | Industrial | Petroleum | Existing | Process | Natural Gas | Strategic Energy Management | A | Cumulative Winter Peak Savings (MW) | Achievable Technical Potential | 0 | 0 | 0 | 0 | 0 | 0 | 0 | 0 | 0 | 0 | 0 | 0 | 0 | 0 | 0 | 0 | 0 | 0 | 0 | 0 | 0 | 0 | 0 | 0 | 0 | 0 | 0 | 0 | 0 | 0 | 0
F10_Industrial_Petroleum_Existing_Process_Natural Gas_Strategic Energy Management_A_Achievable Technical Potential | F10 | Industrial | Petroleum | Existing | Process | Natural Gas | Strategic Energy Management | A | Purchases (Incremental) | Achievable Technical Potential | 0 | 0 | 0 | 0 | 0 | 1.1658 | 1.1651 | 1.1583 | 1.1589 | 1.1599 | 1.1451 | 1.142 | 1.1397 | 1.1216 | 1.1259 | 1.1151 | 1.1153 | 1.1097 | 1.0998 | 1.1011 | 1.0965 | 1.0922 | 1.0883 | 1.0846 | 1.0811 | 0 | 0 | 0 | 0 | 0 | 0
F11_Industrial_Petroleum_Existing_Process_Natural Gas_Strategic Energy Management_A_Achievable Technical Potential | F11 | Industrial | Petroleum | Existing | Process | Natural Gas | Strategic Energy Management | A | Purchases (Cumulative) | Achievable Technical Potential | 0 | 0 | 0 | 0 | 0 | 1.1658 | 2.3309 | 3.4892 | 4.6481 | 5.808 | 6.9531 | 8.0951 | 9.2348 | 10.3563 | 11.4822 | 12.5973 | 13.7126 | 14.8223 | 15.922 | 17.0231 | 18.1196 | 19.2119 | 20.3001 | 21.3847 | 22.4658 | 22.4658 | 22.4658 | 22.4658 | 22.4658 | 22.4658 | 22.4658
F1_Industrial_Petroleum_Existing_Miscellaneous_Natural Gas_Strategic Energy Management_A_Achievable Technical Potential | F1 | Industrial | Petroleum | Existing | Miscellaneous | Natural Gas | Strategic Energy Management | A | Integrated Unit Energy Savings (kWh or therms) | Achievable Technical Potential | 0 | 0 | 0 | 0 | 0 | 160.7723 | 160.7723 | 160.7723 | 160.7723 | 160.7723 | 160.7723 | 160.7723 | 160.7723 | 160.7723 | 160.7723 | 160.7723 | 160.7723 | 160.7723 | 160.7723 | 160.7723 | 160.7723 | 160.7723 | 160.7723 | 160.7723 | 160.7723 | 160.7723 | 160.7723 | 160.7723 | 0 | 0 | 0
F2_Industrial_Petroleum_Existing_Miscellaneous_Natural Gas_Strategic Energy Management_A_Achievable Technical Potential | F2 | Industrial | Petroleum | Existing | Miscellaneous | Natural Gas | Strategic Energy Management | A | Integrated Unit Summer Peak Savings (kW) | Achievable Technical Potential | 0 | 0 | 0 | 0 | 0 | 0 | 0 | 0 | 0 | 0 | 0 | 0 | 0 | 0 | 0 | 0 | 0 | 0 | 0 | 0 | 0 | 0 | 0 | 0 | 0 | 0 | 0 | 0 | 0 | 0 | 0
F3_Industrial_Petroleum_Existing_Miscellaneous_Natural Gas_Strategic Energy Management_A_Achievable Technical Potential | F3 | Industrial | Petroleum | Existing | Miscellaneous | Natural Gas | Strategic Energy Management | A | Integrated Unit Winter Peak Savings (kW) | Achievable Technical Potential | 0 | 0 | 0 | 0 | 0 | 0 | 0 | 0 | 0 | 0 | 0 | 0 | 0 | 0 | 0 | 0 | 0 | 0 | 0 | 0 | 0 | 0 | 0 | 0 | 0 | 0 | 0 | 0 | 0 | 0 | 0
F4_Industrial_Petroleum_Existing_Miscellaneous_Natural Gas_Strategic Energy Management_A_Achievable Technical Potential | F4 | Industrial | Petroleum | Existing | Miscellaneous | Natural Gas | Strategic Energy Management | A | Incremental Energy Savings (MWh or mTherms) | Achievable Technical Potential | 0 | 0 | 0 | 0 | 0 | 0.046856 | 0.046831 | 0.046555 | 0.04658 | 0.046618 | 0.046026 | 0.0459 | 0.045807 | 0.04508 | 0.045252 | 0.04482 | 0.044826 | 0.044601 | 0.044203 | 0.044255 | 0.044072 | 0.043901 | 0.043741 | 0.043592 | 0.043455 | 0 | 0 | 0 | 0 | 0 | 0
F5_Industrial_Petroleum_Existing_Miscellaneous_Natural Gas_Strategic Energy Management_A_Achievable Technical Potential | F5 | Industrial | Petroleum | Existing | Miscellaneous | Natural Gas | Strategic Energy Management | A | Incremental Summer Peak Savings (MW) | Achievable Technical Potential | 0 | 0 | 0 | 0 | 0 | 0 | 0 | 0 | 0 | 0 | 0 | 0 | 0 | 0 | 0 | 0 | 0 | 0 | 0 | 0 | 0 | 0 | 0 | 0 | 0 | 0 | 0 | 0 | 0 | 0 | 0
F6_Industrial_Petroleum_Existing_Miscellaneous_Natural Gas_Strategic Energy Management_A_Achievable Technical Potential | F6 | Industrial | Petroleum | Existing | Miscellaneous | Natural Gas | Strategic Energy Management | A | Incremental Winter Peak Savings (MW) | Achievable Technical Potential | 0 | 0 | 0 | 0 | 0 | 0 | 0 | 0 | 0 | 0 | 0 | 0 | 0 | 0 | 0 | 0 | 0 | 0 | 0 | 0 | 0 | 0 | 0 | 0 | 0 | 0 | 0 | 0 | 0 | 0 | 0
F7_Industrial_Petroleum_Existing_Miscellaneous_Natural Gas_Strategic Energy Management_A_Achievable Technical Potential | F7 | Industrial | Petroleum | Existing | Miscellaneous | Natural Gas | Strategic Energy Management | A | Cumulative Energy Savings (MWh or mTherms) | Achievable Technical Potential | 0 | 0 | 0 | 0 | 0 | 0.046856 | 0.093687 | 0.14024 | 0.18682 | 0.23344 | 0.27947 | 0.32537 | 0.37117 | 0.41625 | 0.46151 | 0.50633 | 0.55115 | 0.59575 | 0.63996 | 0.68421 | 0.72828 | 0.77218 | 0.81592 | 0.85952 | 0.90297 | 0.90297 | 0.90297 | 0.90297 | 0 | 0 | 0
F8_Industrial_Petroleum_Existing_Miscellaneous_Natural Gas_Strategic Energy Management_A_Achievable Technical Potential | F8 | Industrial | Petroleum | Existing | Miscellaneous | Natural Gas | Strategic Energy Management | A | Cumulative Summer Peak Savings (MW) | Achievable Technical Potential | 0 | 0 | 0 | 0 | 0 | 0 | 0 | 0 | 0 | 0 | 0 | 0 | 0 | 0 | 0 | 0 | 0 | 0 | 0 | 0 | 0 | 0 | 0 | 0 | 0 | 0 | 0 | 0 | 0 | 0 | 0
F9_Industrial_Petroleum_Existing_Miscellaneous_Natural Gas_Strategic Energy Management_A_Achievable Technical Potential | F9 | Industrial | Petroleum | Existing | Miscellaneous | Natural Gas | Strategic Energy Management | A | Cumulative Winter Peak Savings (MW) | Achievable Technical Potential | 0 | 0 | 0 | 0 | 0 | 0 | 0 | 0 | 0 | 0 | 0 | 0 | 0 | 0 | 0 | 0 | 0 | 0 | 0 | 0 | 0 | 0 | 0 | 0 | 0 | 0 | 0 | 0 | 0 | 0 | 0
F10_Industrial_Petroleum_Existing_Miscellaneous_Natural Gas_Strategic Energy Management_A_Achievable Technical Potential | F10 | Industrial | Petroleum | Existing | Miscellaneous | Natural Gas | Strategic Energy Management | A | Purchases (Incremental) | Achievable Technical Potential | 0 | 0 | 0 | 0 | 0 | 0.29145 | 0.29129 | 0.28957 | 0.28972 | 0.28996 | 0.28628 | 0.2855 | 0.28492 | 0.2804 | 0.28147 | 0.27878 | 0.27882 | 0.27741 | 0.27494 | 0.27527 | 0.27413 | 0.27306 | 0.27207 | 0.27114 | 0.27029 | 0 | 0 | 0 | 0 | 0 | 0
F11_Industrial_Petroleum_Existing_Miscellaneous_Natural Gas_Strategic Energy Management_A_Achievable Technical Potential | F11 | Industrial | Petroleum | Existing | Miscellaneous | Natural Gas | Strategic Energy Management | A | Purchases (Cumulative) | Achievable Technical Potential | 0 | 0 | 0 | 0 | 0 | 0.29145 | 0.58273 | 0.8723 | 1.162 | 1.452 | 1.7383 | 2.0238 | 2.3087 | 2.5891 | 2.8706 | 3.1493 | 3.4282 | 3.7056 | 3.9805 | 4.2558 | 4.5299 | 4.803 | 5.075 | 5.3462 | 5.6165 | 5.6165 | 5.6165 | 5.6165 | 5.6165 | 5.6165 | 5.6165
F1_Industrial_Petroleum_Existing_Space Heating_Natural Gas_Commissioning_A_Achievable Technical Potential | F1 | Industrial | Petroleum | Existing | Space Heating | Natural Gas | Commissioning | A | Integrated Unit Energy Savings (kWh or therms) | Achievable Technical Potential | 0 | 0 | 0 | 0 | 0 | 17.1826 | 17.021 | 16.8229 | 16.62 | 16.4148 | 16.2123 | 16.0116 | 15.8201 | 15.6351 | 15.4479 | 15.2801 | 15.1212 | 14.9685 | 14.8211 | 14.6744 | 14.5308 | 14.3852 | 14.2378 | 14.1152 | 13.996 | 13.8847 | 13.7807 | 13.6834 | 0 | 0 | 0
F2_Industrial_Petroleum_Existing_Space Heating_Natural Gas_Commissioning_A_Achievable Technical Potential | F2 | Industrial | Petroleum | Existing | Space Heating | Natural Gas | Commissioning | A | Integrated Unit Summer Peak Savings (kW) | Achievable Technical Potential | 0 | 0 | 0 | 0 | 0 | 0 | 0 | 0 | 0 | 0 | 0 | 0 | 0 | 0 | 0 | 0 | 0 | 0 | 0 | 0 | 0 | 0 | 0 | 0 | 0 | 0 | 0 | 0 | 0 | 0 | 0
F3_Industrial_Petroleum_Existing_Space Heating_Natural Gas_Commissioning_A_Achievable Technical Potential | F3 | Industrial | Petroleum | Existing | Space Heating | Natural Gas | Commissioning | A | Integrated Unit Winter Peak Savings (kW) | Achievable Technical Potential | 0 | 0 | 0 | 0 | 0 | 0 | 0 | 0 | 0 | 0 | 0 | 0 | 0 | 0 | 0 | 0 | 0 | 0 | 0 | 0 | 0 | 0 | 0 | 0 | 0 | 0 | 0 | 0 | 0 | 0 | 0
F4_Industrial_Petroleum_Existing_Space Heating_Natural Gas_Commissioning_A_Achievable Technical Potential | F4 | Industrial | Petroleum | Existing | Space Heating | Natural Gas | Commissioning | A | Incremental Energy Savings (MWh or mTherms) | Achievable Technical Potential | 0 | 0 | 0 | 0 | 0 | 0 | 0 | 0 | 0 | 0 | 0 | 0 | 0 | 0 | 0 | 0 | 0 | 0 | 0 | 0 | 0 | 0 | 0 | 0 | 0 | 0 | 0 | 0 | 0 | 0 | 0
F5_Industrial_Petroleum_Existing_Space Heating_Natural Gas_Commissioning_A_Achievable Technical Potential | F5 | Industrial | Petroleum | Existing | Space Heating | Natural Gas | Commissioning | A | Incremental Summer Peak Savings (MW) | Achievable Technical Potential | 0 | 0 | 0 | 0 | 0 | 0 | 0 | 0 | 0 | 0 | 0 | 0 | 0 | 0 | 0 | 0 | 0 | 0 | 0 | 0 | 0 | 0 | 0 | 0 | 0 | 0 | 0 | 0 | 0 | 0 | 0
F6_Industrial_Petroleum_Existing_Space Heating_Natural Gas_Commissioning_A_Achievable Technical Potential | F6 | Industrial | Petroleum | Existing | Space Heating | Natural Gas | Commissioning | A | Incremental Winter Peak Savings (MW) | Achievable Technical Potential | 0 | 0 | 0 | 0 | 0 | 0 | 0 | 0 | 0 | 0 | 0 | 0 | 0 | 0 | 0 | 0 | 0 | 0 | 0 | 0 | 0 | 0 | 0 | 0 | 0 | 0 | 0 | 0 | 0 | 0 | 0
F7_Industrial_Petroleum_Existing_Space Heating_Natural Gas_Commissioning_A_Achievable Technical Potential | F7 | Industrial | Petroleum | Existing | Space Heating | Natural Gas | Commissioning | A | Cumulative Energy Savings (MWh or mTherms) | Achievable Technical Potential | 0 | 0 | 0 | 0 | 0 | 0 | 0 | 0 | 0 | 0 | 0 | 0 | 0 | 0 | 0 | 0 | 0 | 0 | 0 | 0 | 0 | 0 | 0 | 0 | 0 | 0 | 0 | 0 | 0 | 0 | 0
F8_Industrial_Petroleum_Existing_Space Heating_Natural Gas_Commissioning_A_Achievable Technical Potential | F8 | Industrial | Petroleum | Existing | Space Heating | Natural Gas | Commissioning | A | Cumulative Summer Peak Savings (MW) | Achievable Technical Potential | 0 | 0 | 0 | 0 | 0 | 0 | 0 | 0 | 0 | 0 | 0 | 0 | 0 | 0 | 0 | 0 | 0 | 0 | 0 | 0 | 0 | 0 | 0 | 0 | 0 | 0 | 0 | 0 | 0 | 0 | 0
F9_Industrial_Petroleum_Existing_Space Heating_Natural Gas_Commissioning_A_Achievable Technical Potential | F9 | Industrial | Petroleum | Existing | Space Heating | Natural Gas | Commissioning | A | Cumulative Winter Peak Savings (MW) | Achievable Technical Potential | 0 | 0 | 0 | 0 | 0 | 0 | 0 | 0 | 0 | 0 | 0 | 0 | 0 | 0 | 0 | 0 | 0 | 0 | 0 | 0 | 0 | 0 | 0 | 0 | 0 | 0 | 0 | 0 | 0 | 0 | 0
F10_Industrial_Petroleum_Existing_Space Heating_Natural Gas_Commissioning_A_Achievable Technical Potential | F10 | Industrial | Petroleum | Existing | Space Heating | Natural Gas | Commissioning | A | Purchases (Incremental) | Achievable Technical Potential | 0 | 0 | 0 | 0 | 0 | 0 | 0 | 0 | 0 | 0 | 0 | 0 | 0 | 0 | 0 | 0 | 0 | 0 | 0 | 0 | 0 | 0 | 0 | 0 | 0 | 0 | 0 | 0 | 0 | 0 | 0
F11_Industrial_Petroleum_Existing_Space Heating_Natural Gas_Commissioning_A_Achievable Technical Potential | F11 | Industrial | Petroleum | Existing | Space Heating | Natural Gas | Commissioning | A | Purchases (Cumulative) | Achievable Technical Potential | 0 | 0 | 0 | 0 | 0 | 0 | 0 | 0 | 0 | 0 | 0 | 0 | 0 | 0 | 0 | 0 | 0 | 0 | 0 | 0 | 0 | 0 | 0 | 0 | 0 | 0 | 0 | 0 | 0 | 0 | 0
F1_Industrial_Petroleum_Existing_Process_Natural Gas_Commissioning_A_Achievable Technical Potential | F1 | Industrial | Petroleum | Existing | Process | Natural Gas | Commissioning | A | Integrated Unit Energy Savings (kWh or therms) | Achievable Technical Potential | 0 | 0 | 0 | 0 | 0 | 4292.3343 | 4292.3343 | 4292.3343 | 4292.3343 | 4292.3343 | 4292.3343 | 4292.3343 | 4292.3343 | 4292.3343 | 4292.3343 | 4292.3343 | 4292.3343 | 4292.3343 | 4292.3343 | 4292.3343 | 4292.3343 | 4292.3343 | 4292.3343 | 4292.3343 | 4292.3343 | 4292.3343 | 4292.3343 | 4292.3343 | 0 | 0 | 0
F2_Industrial_Petroleum_Existing_Process_Natural Gas_Commissioning_A_Achievable Technical Potential | F2 | Industrial | Petroleum | Existing | Process | Natural Gas | Commissioning | A | Integrated Unit Summer Peak Savings (kW) | Achievable Technical Potential | 0 | 0 | 0 | 0 | 0 | 0 | 0 | 0 | 0 | 0 | 0 | 0 | 0 | 0 | 0 | 0 | 0 | 0 | 0 | 0 | 0 | 0 | 0 | 0 | 0 | 0 | 0 | 0 | 0 | 0 | 0
F3_Industrial_Petroleum_Existing_Process_Natural Gas_Commissioning_A_Achievable Technical Potential | F3 | Industrial | Petroleum | Existing | Process | Natural Gas | Commissioning | A | Integrated Unit Winter Peak Savings (kW) | Achievable Technical Potential | 0 | 0 | 0 | 0 | 0 | 0 | 0 | 0 | 0 | 0 | 0 | 0 | 0 | 0 | 0 | 0 | 0 | 0 | 0 | 0 | 0 | 0 | 0 | 0 | 0 | 0 | 0 | 0 | 0 | 0 | 0
F4_Industrial_Petroleum_Existing_Process_Natural Gas_Commissioning_A_Achievable Technical Potential | F4 | Industrial | Petroleum | Existing | Process | Natural Gas | Commissioning | A | Incremental Energy Savings (MWh or mTherms) | Achievable Technical Potential | 0 | 0 | 0 | 0 | 0 | 0 | 0 | 0 | 0 | 0 | 0 | 0 | 0 | 0 | 0 | 0 | 0 | 0 | 0 | 0 | 0 | 0 | 0 | 0 | 0 | 0 | 0 | 0 | 0 | 0 | 0
F5_Industrial_Petroleum_Existing_Process_Natural Gas_Commissioning_A_Achievable Technical Potential | F5 | Industrial | Petroleum | Existing | Process | Natural Gas | Commissioning | A | Incremental Summer Peak Savings (MW) | Achievable Technical Potential | 0 | 0 | 0 | 0 | 0 | 0 | 0 | 0 | 0 | 0 | 0 | 0 | 0 | 0 | 0 | 0 | 0 | 0 | 0 | 0 | 0 | 0 | 0 | 0 | 0 | 0 | 0 | 0 | 0 | 0 | 0
F6_Industrial_Petroleum_Existing_Process_Natural Gas_Commissioning_A_Achievable Technical Potential | F6 | Industrial | Petroleum | Existing | Process | Natural Gas | Commissioning | A | Incremental Winter Peak Savings (MW) | Achievable Technical Potential | 0 | 0 | 0 | 0 | 0 | 0 | 0 | 0 | 0 | 0 | 0 | 0 | 0 | 0 | 0 | 0 | 0 | 0 | 0 | 0 | 0 | 0 | 0 | 0 | 0 | 0 | 0 | 0 | 0 | 0 | 0
F7_Industrial_Petroleum_Existing_Process_Natural Gas_Commissioning_A_Achievable Technical Potential | F7 | Industrial | Petroleum | Existing | Process | Natural Gas | Commissioning | A | Cumulative Energy Savings (MWh or mTherms) | Achievable Technical Potential | 0 | 0 | 0 | 0 | 0 | 0 | 0 | 0 | 0 | 0 | 0 | 0 | 0 | 0 | 0 | 0 | 0 | 0 | 0 | 0 | 0 | 0 | 0 | 0 | 0 | 0 | 0 | 0 | 0 | 0 | 0
F8_Industrial_Petroleum_Existing_Process_Natural Gas_Commissioning_A_Achievable Technical Potential | F8 | Industrial | Petroleum | Existing | Process | Natural Gas | Commissioning | A | Cumulative Summer Peak Savings (MW) | Achievable Technical Potential | 0 | 0 | 0 | 0 | 0 | 0 | 0 | 0 | 0 | 0 | 0 | 0 | 0 | 0 | 0 | 0 | 0 | 0 | 0 | 0 | 0 | 0 | 0 | 0 | 0 | 0 | 0 | 0 | 0 | 0 | 0
F9_Industrial_Petroleum_Existing_Process_Natural Gas_Commissioning_A_Achievable Technical Potential | F9 | Industrial | Petroleum | Existing | Process | Natural Gas | Commissioning | A | Cumulative Winter Peak Savings (MW) | Achievable Technical Potential | 0 | 0 | 0 | 0 | 0 | 0 | 0 | 0 | 0 | 0 | 0 | 0 | 0 | 0 | 0 | 0 | 0 | 0 | 0 | 0 | 0 | 0 | 0 | 0 | 0 | 0 | 0 | 0 | 0 | 0 | 0
F10_Industrial_Petroleum_Existing_Process_Natural Gas_Commissioning_A_Achievable Technical Potential | F10 | Industrial | Petroleum | Existing | Process | Natural Gas | Commissioning | A | Purchases (Incremental) | Achievable Technical Potential | 0 | 0 | 0 | 0 | 0 | 0 | 0 | 0 | 0 | 0 | 0 | 0 | 0 | 0 | 0 | 0 | 0 | 0 | 0 | 0 | 0 | 0 | 0 | 0 | 0 | 0 | 0 | 0 | 0 | 0 | 0
F11_Industrial_Petroleum_Existing_Process_Natural Gas_Commissioning_A_Achievable Technical Potential | F11 | Industrial | Petroleum | Existing | Process | Natural Gas | Commissioning | A | Purchases (Cumulative) | Achievable Technical Potential | 0 | 0 | 0 | 0 | 0 | 0 | 0 | 0 | 0 | 0 | 0 | 0 | 0 | 0 | 0 | 0 | 0 | 0 | 0 | 0 | 0 | 0 | 0 | 0 | 0 | 0 | 0 | 0 | 0 | 0 | 0
F1_Industrial_Petroleum_Existing_Space Heating_Natural Gas_Retrocommissioning_A_Achievable Technical Potential | F1 | Industrial | Petroleum | Existing | Space Heating | Natural Gas | Retrocommissioning | A | Integrated Unit Energy Savings (kWh or therms) | Achievable Technical Potential | 0 | 0 | 0 | 0 | 0 | 2.3859 | 2.3629 | 2.3349 | 2.3063 | 2.2773 | 2.2488 | 2.2206 | 2.1938 | 2.1678 | 2.1417 | 2.1183 | 2.0961 | 2.0748 | 2.0543 | 2.0339 | 2.0139 | 1.9937 | 1.9733 | 1.9562 | 1.9397 | 1.9243 | 1.9098 | 1.8963 | 0 | 0 | 0
F2_Industrial_Petroleum_Existing_Space Heating_Natural Gas_Retrocommissioning_A_Achievable Technical Potential | F2 | Industrial | Petroleum | Existing | Space Heating | Natural Gas | Retrocommissioning | A | Integrated Unit Summer Peak Savings (kW) | Achievable Technical Potential | 0 | 0 | 0 | 0 | 0 | 0 | 0 | 0 | 0 | 0 | 0 | 0 | 0 | 0 | 0 | 0 | 0 | 0 | 0 | 0 | 0 | 0 | 0 | 0 | 0 | 0 | 0 | 0 | 0 | 0 | 0
F3_Industrial_Petroleum_Existing_Space Heating_Natural Gas_Retrocommissioning_A_Achievable Technical Potential | F3 | Industrial | Petroleum | Existing | Space Heating | Natural Gas | Retrocommissioning | A | Integrated Unit Winter Peak Savings (kW) | Achievable Technical Potential | 0 | 0 | 0 | 0 | 0 | 0 | 0 | 0 | 0 | 0 | 0 | 0 | 0 | 0 | 0 | 0 | 0 | 0 | 0 | 0 | 0 | 0 | 0 | 0 | 0 | 0 | 0 | 0 | 0 | 0 | 0
F4_Industrial_Petroleum_Existing_Space Heating_Natural Gas_Retrocommissioning_A_Achievable Technical Potential | F4 | Industrial | Petroleum | Existing | Space Heating | Natural Gas | Retrocommissioning | A | Incremental Energy Savings (MWh or mTherms) | Achievable Technical Potential | 0 | 0 | 0 | 0 | 0 | 0.00054084 | 0.00053534 | 0.00052587 | 0.0005197 | 0.0005136 | 0.00050072 | 0.0004931 | 0.00048615 | 0.00047277 | 0.00046886 | 0.0004593 | 0.00045456 | 0.00044768 | 0.00043929 | 0.00043545 | 0.00042939 | 0.00042343 | 0.00041756 | 0.00041255 | 0.00040777 | 0 | 0 | 0 | 0 | 0 | 0
F5_Industrial_Petroleum_Existing_Space Heating_Natural Gas_Retrocommissioning_A_Achievable Technical Potential | F5 | Industrial | Petroleum | Existing | Space Heating | Natural Gas | Retrocommissioning | A | Incremental Summer Peak Savings (MW) | Achievable Technical Potential | 0 | 0 | 0 | 0 | 0 | 0 | 0 | 0 | 0 | 0 | 0 | 0 | 0 | 0 | 0 | 0 | 0 | 0 | 0 | 0 | 0 | 0 | 0 | 0 | 0 | 0 | 0 | 0 | 0 | 0 | 0
F6_Industrial_Petroleum_Existing_Space Heating_Natural Gas_Retrocommissioning_A_Achievable Technical Potential | F6 | Industrial | Petroleum | Existing | Space Heating | Natural Gas | Retrocommissioning | A | Incremental Winter Peak Savings (MW) | Achievable Technical Potential | 0 | 0 | 0 | 0 | 0 | 0 | 0 | 0 | 0 | 0 | 0 | 0 | 0 | 0 | 0 | 0 | 0 | 0 | 0 | 0 | 0 | 0 | 0 | 0 | 0 | 0 | 0 | 0 | 0 | 0 | 0
F7_Industrial_Petroleum_Existing_Space Heating_Natural Gas_Retrocommissioning_A_Achievable Technical Potential | F7 | Industrial | Petroleum | Existing | Space Heating | Natural Gas | Retrocommissioning | A | Cumulative Energy Savings (MWh or mTherms) | Achievable Technical Potential | 0 | 0 | 0 | 0 | 0 | 0.00054084 | 0.001071 | 0.0015841 | 0.0020844 | 0.0025718 | 0.0030403 | 0.0034953 | 0.0039392 | 0.0043654 | 0.0047817 | 0.0051886 | 0.005589 | 0.0059799 | 0.00636 | 0.0067323 | 0.0070956 | 0.0074478 | 0.007789 | 0.0081343 | 0.0084734 | 0.0084059 | 0.0083428 | 0.0082838 | 0 | 0 | 0
F8_Industrial_Petroleum_Existing_Space Heating_Natural Gas_Retrocommissioning_A_Achievable Technical Potential | F8 | Industrial | Petroleum | Existing | Space Heating | Natural Gas | Retrocommissioning | A | Cumulative Summer Peak Savings (MW) | Achievable Technical Potential | 0 | 0 | 0 | 0 | 0 | 0 | 0 | 0 | 0 | 0 | 0 | 0 | 0 | 0 | 0 | 0 | 0 | 0 | 0 | 0 | 0 | 0 | 0 | 0 | 0 | 0 | 0 | 0 | 0 | 0 | 0
F9_Industrial_Petroleum_Existing_Space Heating_Natural Gas_Retrocommissioning_A_Achievable Technical Potential | F9 | Industrial | Petroleum | Existing | Space Heating | Natural Gas | Retrocommissioning | A | Cumulative Winter Peak Savings (MW) | Achievable Technical Potential | 0 | 0 | 0 | 0 | 0 | 0 | 0 | 0 | 0 | 0 | 0 | 0 | 0 | 0 | 0 | 0 | 0 | 0 | 0 | 0 | 0 | 0 | 0 | 0 | 0 | 0 | 0 | 0 | 0 | 0 | 0
F10_Industrial_Petroleum_Existing_Space Heating_Natural Gas_Retrocommissioning_A_Achievable Technical Potential | F10 | Industrial | Petroleum | Existing | Space Heating | Natural Gas | Retrocommissioning | A | Purchases (Incremental) | Achievable Technical Potential | 0 | 0 | 0 | 0 | 0 | 0.22668 | 0.22656 | 0.22522 | 0.22534 | 0.22553 | 0.22266 | 0.22206 | 0.2216 | 0.21809 | 0.21892 | 0.21683 | 0.21686 | 0.21577 | 0.21384 | 0.2141 | 0.21321 | 0.21238 | 0.21161 | 0.21089 | 0.21022 | 0 | 0 | 0 | 0 | 0 | 0
F11_Industrial_Petroleum_Existing_Space Heating_Natural Gas_Retrocommissioning_A_Achievable Technical Potential | F11 | Industrial | Petroleum | Existing | Space Heating | Natural Gas | Retrocommissioning | A | Purchases (Cumulative) | Achievable Technical Potential | 0 | 0 | 0 | 0 | 0 | 0.22668 | 0.45324 | 0.67846 | 0.9038 | 1.1293 | 1.352 | 1.574 | 1.7956 | 2.0137 | 2.2327 | 2.4495 | 2.6663 | 2.8821 | 3.096 | 3.31 | 3.5233 | 3.7356 | 3.9472 | 4.1581 | 4.3684 | 4.3684 | 4.3684 | 4.3684 | 4.3684 | 4.3684 | 4.3684
F1_Industrial_Petroleum_Existing_Process_Natural Gas_Retrocommissioning_A_Achievable Technical Potential | F1 | Industrial | Petroleum | Existing | Process | Natural Gas | Retrocommissioning | A | Integrated Unit Energy Savings (kWh or therms) | Achievable Technical Potential | 0 | 0 | 0 | 0 | 0 | 0 | 0 | 0 | 0 | 0 | 0 | 0 | 0 | 0 | 0 | 0 | 0 | 0 | 0 | 0 | 0 | 0 | 0 | 0 | 0 | 0 | 0 | 0 | 0 | 0 | 0
F2_Industrial_Petroleum_Existing_Process_Natural Gas_Retrocommissioning_A_Achievable Technical Potential | F2 | Industrial | Petroleum | Existing | Process | Natural Gas | Retrocommissioning | A | Integrated Unit Summer Peak Savings (kW) | Achievable Technical Potential | 0 | 0 | 0 | 0 | 0 | 0 | 0 | 0 | 0 | 0 | 0 | 0 | 0 | 0 | 0 | 0 | 0 | 0 | 0 | 0 | 0 | 0 | 0 | 0 | 0 | 0 | 0 | 0 | 0 | 0 | 0
F3_Industrial_Petroleum_Existing_Process_Natural Gas_Retrocommissioning_A_Achievable Technical Potential | F3 | Industrial | Petroleum | Existing | Process | Natural Gas | Retrocommissioning | A | Integrated Unit Winter Peak Savings (kW) | Achievable Technical Potential | 0 | 0 | 0 | 0 | 0 | 0 | 0 | 0 | 0 | 0 | 0 | 0 | 0 | 0 | 0 | 0 | 0 | 0 | 0 | 0 | 0 | 0 | 0 | 0 | 0 | 0 | 0 | 0 | 0 | 0 | 0
F4_Industrial_Petroleum_Existing_Process_Natural Gas_Retrocommissioning_A_Achievable Technical Potential | F4 | Industrial | Petroleum | Existing | Process | Natural Gas | Retrocommissioning | A | Incremental Energy Savings (MWh or mTherms) | Achievable Technical Potential | 0 | 0 | 0 | 0 | 0 | 0 | 0 | 0 | 0 | 0 | 0 | 0 | 0 | 0 | 0 | 0 | 0 | 0 | 0 | 0 | 0 | 0 | 0 | 0 | 0 | 0 | 0 | 0 | 0 | 0 | 0
F5_Industrial_Petroleum_Existing_Process_Natural Gas_Retrocommissioning_A_Achievable Technical Potential | F5 | Industrial | Petroleum | Existing | Process | Natural Gas | Retrocommissioning | A | Incremental Summer Peak Savings (MW) | Achievable Technical Potential | 0 | 0 | 0 | 0 | 0 | 0 | 0 | 0 | 0 | 0 | 0 | 0 | 0 | 0 | 0 | 0 | 0 | 0 | 0 | 0 | 0 | 0 | 0 | 0 | 0 | 0 | 0 | 0 | 0 | 0 | 0
F6_Industrial_Petroleum_Existing_Process_Natural Gas_Retrocommissioning_A_Achievable Technical Potential | F6 | Industrial | Petroleum | Existing | Process | Natural Gas | Retrocommissioning | A | Incremental Winter Peak Savings (MW) | Achievable Technical Potential | 0 | 0 | 0 | 0 | 0 | 0 | 0 | 0 | 0 | 0 | 0 | 0 | 0 | 0 | 0 | 0 | 0 | 0 | 0 | 0 | 0 | 0 | 0 | 0 | 0 | 0 | 0 | 0 | 0 | 0 | 0
F7_Industrial_Petroleum_Existing_Process_Natural Gas_Retrocommissioning_A_Achievable Technical Potential | F7 | Industrial | Petroleum | Existing | Process | Natural Gas | Retrocommissioning | A | Cumulative Energy Savings (MWh or mTherms) | Achievable Technical Potential | 0 | 0 | 0 | 0 | 0 | 0 | 0 | 0 | 0 | 0 | 0 | 0 | 0 | 0 | 0 | 0 | 0 | 0 | 0 | 0 | 0 | 0 | 0 | 0 | 0 | 0 | 0 | 0 | 0 | 0 | 0
F8_Industrial_Petroleum_Existing_Process_Natural Gas_Retrocommissioning_A_Achievable Technical Potential | F8 | Industrial | Petroleum | Existing | Process | Natural Gas | Retrocommissioning | A | Cumulative Summer Peak Savings (MW) | Achievable Technical Potential | 0 | 0 | 0 | 0 | 0 | 0 | 0 | 0 | 0 | 0 | 0 | 0 | 0 | 0 | 0 | 0 | 0 | 0 | 0 | 0 | 0 | 0 | 0 | 0 | 0 | 0 | 0 | 0 | 0 | 0 | 0
F9_Industrial_Petroleum_Existing_Process_Natural Gas_Retrocommissioning_A_Achievable Technical Potential | F9 | Industrial | Petroleum | Existing | Process | Natural Gas | Retrocommissioning | A | Cumulative Winter Peak Savings (MW) | Achievable Technical Potential | 0 | 0 | 0 | 0 | 0 | 0 | 0 | 0 | 0 | 0 | 0 | 0 | 0 | 0 | 0 | 0 | 0 | 0 | 0 | 0 | 0 | 0 | 0 | 0 | 0 | 0 | 0 | 0 | 0 | 0 | 0
F10_Industrial_Petroleum_Existing_Process_Natural Gas_Retrocommissioning_A_Achievable Technical Potential | F10 | Industrial | Petroleum | Existing | Process | Natural Gas | Retrocommissioning | A | Purchases (Incremental) | Achievable Technical Potential | 0 | 0 | 0 | 0 | 0 | 0.22668 | 0.22656 | 0.22522 | 0.22534 | 0.22553 | 0.22266 | 0.22206 | 0.2216 | 0.21809 | 0.21892 | 0.21683 | 0.21686 | 0.21577 | 0.21384 | 0.2141 | 0.21321 | 0.21238 | 0.21161 | 0.21089 | 0.21022 | 0 | 0 | 0 | 0 | 0 | 0
F11_Industrial_Petroleum_Existing_Process_Natural Gas_Retrocommissioning_A_Achievable Technical Potential | F11 | Industrial | Petroleum | Existing | Process | Natural Gas | Retrocommissioning | A | Purchases (Cumulative) | Achievable Technical Potential | 0 | 0 | 0 | 0 | 0 | 0.22668 | 0.45324 | 0.67846 | 0.9038 | 1.1293 | 1.352 | 1.574 | 1.7956 | 2.0137 | 2.2327 | 2.4495 | 2.6663 | 2.8821 | 3.096 | 3.31 | 3.5233 | 3.7356 | 3.9472 | 4.1581 | 4.3684 | 4.3684 | 4.3684 | 4.3684 | 4.3684 | 4.3684 | 4.3684
F1_Industrial_Petroleum_New_Space Heating_Natural Gas_Insulation - Roof/Ceiling_A_Achievable Technical Potential | F1 | Industrial | Petroleum | New | Space Heating | Natural Gas | Insulation - Roof/Ceiling | A | Integrated Unit Energy Savings (kWh or therms) | Achievable Technical Potential | 0 | 0 | 0 | 0 | 0 | 0 | 0 | 0 | 0 | 0 | 0 | 0 | 0 | 0 | 0 | 0 | 0 | 0 | 0 | 0 | 0 | 0 | 0 | 0 | 0 | 0 | 0 | 0 | 0 | 0 | 0
F2_Industrial_Petroleum_New_Space Heating_Natural Gas_Insulation - Roof/Ceiling_A_Achievable Technical Potential | F2 | Industrial | Petroleum | New | Space Heating | Natural Gas | Insulation - Roof/Ceiling | A | Integrated Unit Summer Peak Savings (kW) | Achievable Technical Potential | 0 | 0 | 0 | 0 | 0 | 0 | 0 | 0 | 0 | 0 | 0 | 0 | 0 | 0 | 0 | 0 | 0 | 0 | 0 | 0 | 0 | 0 | 0 | 0 | 0 | 0 | 0 | 0 | 0 | 0 | 0
F3_Industrial_Petroleum_New_Space Heating_Natural Gas_Insulation - Roof/Ceiling_A_Achievable Technical Potential | F3 | Industrial | Petroleum | New | Space Heating | Natural Gas | Insulation - Roof/Ceiling | A | Integrated Unit Winter Peak Savings (kW) | Achievable Technical Potential | 0 | 0 | 0 | 0 | 0 | 0 | 0 | 0 | 0 | 0 | 0 | 0 | 0 | 0 | 0 | 0 | 0 | 0 | 0 | 0 | 0 | 0 | 0 | 0 | 0 | 0 | 0 | 0 | 0 | 0 | 0
F4_Industrial_Petroleum_New_Space Heating_Natural Gas_Insulation - Roof/Ceiling_A_Achievable Technical Potential | F4 | Industrial | Petroleum | New | Space Heating | Natural Gas | Insulation - Roof/Ceiling | A | Incremental Energy Savings (MWh or mTherms) | Achievable Technical Potential | 0 | 0 | 0 | 0 | 0 | 0 | 0 | 0 | 0 | 0 | 0 | 0 | 0 | 0 | 0 | 0 | 0 | 0 | 0 | 0 | 0 | 0 | 0 | 0 | 0 | 0 | 0 | 0 | 0 | 0 | 0
F5_Industrial_Petroleum_New_Space Heating_Natural Gas_Insulation - Roof/Ceiling_A_Achievable Technical Potential | F5 | Industrial | Petroleum | New | Space Heating | Natural Gas | Insulation - Roof/Ceiling | A | Incremental Summer Peak Savings (MW) | Achievable Technical Potential | 0 | 0 | 0 | 0 | 0 | 0 | 0 | 0 | 0 | 0 | 0 | 0 | 0 | 0 | 0 | 0 | 0 | 0 | 0 | 0 | 0 | 0 | 0 | 0 | 0 | 0 | 0 | 0 | 0 | 0 | 0
F6_Industrial_Petroleum_New_Space Heating_Natural Gas_Insulation - Roof/Ceiling_A_Achievable Technical Potential | F6 | Industrial | Petroleum | New | Space Heating | Natural Gas | Insulation - Roof/Ceiling | A | Incremental Winter Peak Savings (MW) | Achievable Technical Potential | 0 | 0 | 0 | 0 | 0 | 0 | 0 | 0 | 0 | 0 | 0 | 0 | 0 | 0 | 0 | 0 | 0 | 0 | 0 | 0 | 0 | 0 | 0 | 0 | 0 | 0 | 0 | 0 | 0 | 0 | 0
F7_Industrial_Petroleum_New_Space Heating_Natural Gas_Insulation - Roof/Ceiling_A_Achievable Technical Potential | F7 | Industrial | Petroleum | New | Space Heating | Natural Gas | Insulation - Roof/Ceiling | A | Cumulative Energy Savings (MWh or mTherms) | Achievable Technical Potential | 0 | 0 | 0 | 0 | 0 | 0 | 0 | 0 | 0 | 0 | 0 | 0 | 0 | 0 | 0 | 0 | 0 | 0 | 0 | 0 | 0 | 0 | 0 | 0 | 0 | 0 | 0 | 0 | 0 | 0 | 0
F8_Industrial_Petroleum_New_Space Heating_Natural Gas_Insulation - Roof/Ceiling_A_Achievable Technical Potential | F8 | Industrial | Petroleum | New | Space Heating | Natural Gas | Insulation - Roof/Ceiling | A | Cumulative Summer Peak Savings (MW) | Achievable Technical Potential | 0 | 0 | 0 | 0 | 0 | 0 | 0 | 0 | 0 | 0 | 0 | 0 | 0 | 0 | 0 | 0 | 0 | 0 | 0 | 0 | 0 | 0 | 0 | 0 | 0 | 0 | 0 | 0 | 0 | 0 | 0
F9_Industrial_Petroleum_New_Space Heating_Natural Gas_Insulation - Roof/Ceiling_A_Achievable Technical Potential | F9 | Industrial | Petroleum | New | Space Heating | Natural Gas | Insulation - Roof/Ceiling | A | Cumulative Winter Peak Savings (MW) | Achievable Technical Potential | 0 | 0 | 0 | 0 | 0 | 0 | 0 | 0 | 0 | 0 | 0 | 0 | 0 | 0 | 0 | 0 | 0 | 0 | 0 | 0 | 0 | 0 | 0 | 0 | 0 | 0 | 0 | 0 | 0 | 0 | 0
F10_Industrial_Petroleum_New_Space Heating_Natural Gas_Insulation - Roof/Ceiling_A_Achievable Technical Potential | F10 | Industrial | Petroleum | New | Space Heating | Natural Gas | Insulation - Roof/Ceiling | A | Purchases (Incremental) | Achievable Technical Potential | 0 | 0 | 0 | 0 | 0 | 0 | 0 | 0 | 0 | 0 | 0 | 0 | 0 | 0 | 0 | 0 | 0 | 0 | 0 | 0 | 0 | 0 | 0 | 0 | 0 | 0 | 0 | 0 | 0 | 0 | 0
F11_Industrial_Petroleum_New_Space Heating_Natural Gas_Insulation - Roof/Ceiling_A_Achievable Technical Potential | F11 | Industrial | Petroleum | New | Space Heating | Natural Gas | Insulation - Roof/Ceiling | A | Purchases (Cumulative) | Achievable Technical Potential | 0 | 0 | 0 | 0 | 0 | 0 | 0 | 0 | 0 | 0 | 0 | 0 | 0 | 0 | 0 | 0 | 0 | 0 | 0 | 0 | 0 | 0 | 0 | 0 | 0 | 0 | 0 | 0 | 0 | 0 | 0
F1_Industrial_Petroleum_New_Space Heating_Natural Gas_Insulation - Wall Cavity_A_Achievable Technical Potential | F1 | Industrial | Petroleum | New | Space Heating | Natural Gas | Insulation - Wall Cavity | A | Integrated Unit Energy Savings (kWh or therms) | Achievable Technical Potential | 0 | 0 | 0 | 0 | 0 | 0 | 0 | 0 | 0 | 0 | 0 | 0 | 0 | 0 | 0 | 0 | 0 | 0 | 0 | 0 | 0 | 0 | 0 | 0 | 0 | 0 | 0 | 0 | 0 | 0 | 0
F2_Industrial_Petroleum_New_Space Heating_Natural Gas_Insulation - Wall Cavity_A_Achievable Technical Potential | F2 | Industrial | Petroleum | New | Space Heating | Natural Gas | Insulation - Wall Cavity | A | Integrated Unit Summer Peak Savings (kW) | Achievable Technical Potential | 0 | 0 | 0 | 0 | 0 | 0 | 0 | 0 | 0 | 0 | 0 | 0 | 0 | 0 | 0 | 0 | 0 | 0 | 0 | 0 | 0 | 0 | 0 | 0 | 0 | 0 | 0 | 0 | 0 | 0 | 0
F3_Industrial_Petroleum_New_Space Heating_Natural Gas_Insulation - Wall Cavity_A_Achievable Technical Potential | F3 | Industrial | Petroleum | New | Space Heating | Natural Gas | Insulation - Wall Cavity | A | Integrated Unit Winter Peak Savings (kW) | Achievable Technical Potential | 0 | 0 | 0 | 0 | 0 | 0 | 0 | 0 | 0 | 0 | 0 | 0 | 0 | 0 | 0 | 0 | 0 | 0 | 0 | 0 | 0 | 0 | 0 | 0 | 0 | 0 | 0 | 0 | 0 | 0 | 0
F4_Industrial_Petroleum_New_Space Heating_Natural Gas_Insulation - Wall Cavity_A_Achievable Technical Potential | F4 | Industrial | Petroleum | New | Space Heating | Natural Gas | Insulation - Wall Cavity | A | Incremental Energy Savings (MWh or mTherms) | Achievable Technical Potential | 0 | 0 | 0 | 0 | 0 | 0 | 0 | 0 | 0 | 0 | 0 | 0 | 0 | 0 | 0 | 0 | 0 | 0 | 0 | 0 | 0 | 0 | 0 | 0 | 0 | 0 | 0 | 0 | 0 | 0 | 0
F5_Industrial_Petroleum_New_Space Heating_Natural Gas_Insulation - Wall Cavity_A_Achievable Technical Potential | F5 | Industrial | Petroleum | New | Space Heating | Natural Gas | Insulation - Wall Cavity | A | Incremental Summer Peak Savings (MW) | Achievable Technical Potential | 0 | 0 | 0 | 0 | 0 | 0 | 0 | 0 | 0 | 0 | 0 | 0 | 0 | 0 | 0 | 0 | 0 | 0 | 0 | 0 | 0 | 0 | 0 | 0 | 0 | 0 | 0 | 0 | 0 | 0 | 0
F6_Industrial_Petroleum_New_Space Heating_Natural Gas_Insulation - Wall Cavity_A_Achievable Technical Potential | F6 | Industrial | Petroleum | New | Space Heating | Natural Gas | Insulation - Wall Cavity | A | Incremental Winter Peak Savings (MW) | Achievable Technical Potential | 0 | 0 | 0 | 0 | 0 | 0 | 0 | 0 | 0 | 0 | 0 | 0 | 0 | 0 | 0 | 0 | 0 | 0 | 0 | 0 | 0 | 0 | 0 | 0 | 0 | 0 | 0 | 0 | 0 | 0 | 0
F7_Industrial_Petroleum_New_Space Heating_Natural Gas_Insulation - Wall Cavity_A_Achievable Technical Potential | F7 | Industrial | Petroleum | New | Space Heating | Natural Gas | Insulation - Wall Cavity | A | Cumulative Energy Savings (MWh or mTherms) | Achievable Technical Potential | 0 | 0 | 0 | 0 | 0 | 0 | 0 | 0 | 0 | 0 | 0 | 0 | 0 | 0 | 0 | 0 | 0 | 0 | 0 | 0 | 0 | 0 | 0 | 0 | 0 | 0 | 0 | 0 | 0 | 0 | 0
F8_Industrial_Petroleum_New_Space Heating_Natural Gas_Insulation - Wall Cavity_A_Achievable Technical Potential | F8 | Industrial | Petroleum | New | Space Heating | Natural Gas | Insulation - Wall Cavity | A | Cumulative Summer Peak Savings (MW) | Achievable Technical Potential | 0 | 0 | 0 | 0 | 0 | 0 | 0 | 0 | 0 | 0 | 0 | 0 | 0 | 0 | 0 | 0 | 0 | 0 | 0 | 0 | 0 | 0 | 0 | 0 | 0 | 0 | 0 | 0 | 0 | 0 | 0
F9_Industrial_Petroleum_New_Space Heating_Natural Gas_Insulation - Wall Cavity_A_Achievable Technical Potential | F9 | Industrial | Petroleum | New | Space Heating | Natural Gas | Insulation - Wall Cavity | A | Cumulative Winter Peak Savings (MW) | Achievable Technical Potential | 0 | 0 | 0 | 0 | 0 | 0 | 0 | 0 | 0 | 0 | 0 | 0 | 0 | 0 | 0 | 0 | 0 | 0 | 0 | 0 | 0 | 0 | 0 | 0 | 0 | 0 | 0 | 0 | 0 | 0 | 0
F10_Industrial_Petroleum_New_Space Heating_Natural Gas_Insulation - Wall Cavity_A_Achievable Technical Potential | F10 | Industrial | Petroleum | New | Space Heating | Natural Gas | Insulation - Wall Cavity | A | Purchases (Incremental) | Achievable Technical Potential | 0 | 0 | 0 | 0 | 0 | 0 | 0 | 0 | 0 | 0 | 0 | 0 | 0 | 0 | 0 | 0 | 0 | 0 | 0 | 0 | 0 | 0 | 0 | 0 | 0 | 0 | 0 | 0 | 0 | 0 | 0
F11_Industrial_Petroleum_New_Space Heating_Natural Gas_Insulation - Wall Cavity_A_Achievable Technical Potential | F11 | Industrial | Petroleum | New | Space Heating | Natural Gas | Insulation - Wall Cavity | A | Purchases (Cumulative) | Achievable Technical Potential | 0 | 0 | 0 | 0 | 0 | 0 | 0 | 0 | 0 | 0 | 0 | 0 | 0 | 0 | 0 | 0 | 0 | 0 | 0 | 0 | 0 | 0 | 0 | 0 | 0 | 0 | 0 | 0 | 0 | 0 | 0
F1_Industrial_Petroleum_New_Space Heating_Natural Gas_Insulation - Ducting_A_Achievable Technical Potential | F1 | Industrial | Petroleum | New | Space Heating | Natural Gas | Insulation - Ducting | A | Integrated Unit Energy Savings (kWh or therms) | Achievable Technical Potential | 0 | 0 | 0 | 0 | 0 | 0 | 0 | 0 | 0 | 0 | 0 | 0 | 0 | 0 | 0 | 0 | 0 | 0 | 0 | 0 | 0 | 0 | 0 | 0 | 0 | 0 | 0 | 0 | 0 | 0 | 0
F2_Industrial_Petroleum_New_Space Heating_Natural Gas_Insulation - Ducting_A_Achievable Technical Potential | F2 | Industrial | Petroleum | New | Space Heating | Natural Gas | Insulation - Ducting | A | Integrated Unit Summer Peak Savings (kW) | Achievable Technical Potential | 0 | 0 | 0 | 0 | 0 | 0 | 0 | 0 | 0 | 0 | 0 | 0 | 0 | 0 | 0 | 0 | 0 | 0 | 0 | 0 | 0 | 0 | 0 | 0 | 0 | 0 | 0 | 0 | 0 | 0 | 0
F3_Industrial_Petroleum_New_Space Heating_Natural Gas_Insulation - Ducting_A_Achievable Technical Potential | F3 | Industrial | Petroleum | New | Space Heating | Natural Gas | Insulation - Ducting | A | Integrated Unit Winter Peak Savings (kW) | Achievable Technical Potential | 0 | 0 | 0 | 0 | 0 | 0 | 0 | 0 | 0 | 0 | 0 | 0 | 0 | 0 | 0 | 0 | 0 | 0 | 0 | 0 | 0 | 0 | 0 | 0 | 0 | 0 | 0 | 0 | 0 | 0 | 0
F4_Industrial_Petroleum_New_Space Heating_Natural Gas_Insulation - Ducting_A_Achievable Technical Potential | F4 | Industrial | Petroleum | New | Space Heating | Natural Gas | Insulation - Ducting | A | Incremental Energy Savings (MWh or mTherms) | Achievable Technical Potential | 0 | 0 | 0 | 0 | 0 | 0 | 0 | 0 | 0 | 0 | 0 | 0 | 0 | 0 | 0 | 0 | 0 | 0 | 0 | 0 | 0 | 0 | 0 | 0 | 0 | 0 | 0 | 0 | 0 | 0 | 0
F5_Industrial_Petroleum_New_Space Heating_Natural Gas_Insulation - Ducting_A_Achievable Technical Potential | F5 | Industrial | Petroleum | New | Space Heating | Natural Gas | Insulation - Ducting | A | Incremental Summer Peak Savings (MW) | Achievable Technical Potential | 0 | 0 | 0 | 0 | 0 | 0 | 0 | 0 | 0 | 0 | 0 | 0 | 0 | 0 | 0 | 0 | 0 | 0 | 0 | 0 | 0 | 0 | 0 | 0 | 0 | 0 | 0 | 0 | 0 | 0 | 0
F6_Industrial_Petroleum_New_Space Heating_Natural Gas_Insulation - Ducting_A_Achievable Technical Potential | F6 | Industrial | Petroleum | New | Space Heating | Natural Gas | Insulation - Ducting | A | Incremental Winter Peak Savings (MW) | Achievable Technical Potential | 0 | 0 | 0 | 0 | 0 | 0 | 0 | 0 | 0 | 0 | 0 | 0 | 0 | 0 | 0 | 0 | 0 | 0 | 0 | 0 | 0 | 0 | 0 | 0 | 0 | 0 | 0 | 0 | 0 | 0 | 0
F7_Industrial_Petroleum_New_Space Heating_Natural Gas_Insulation - Ducting_A_Achievable Technical Potential | F7 | Industrial | Petroleum | New | Space Heating | Natural Gas | Insulation - Ducting | A | Cumulative Energy Savings (MWh or mTherms) | Achievable Technical Potential | 0 | 0 | 0 | 0 | 0 | 0 | 0 | 0 | 0 | 0 | 0 | 0 | 0 | 0 | 0 | 0 | 0 | 0 | 0 | 0 | 0 | 0 | 0 | 0 | 0 | 0 | 0 | 0 | 0 | 0 | 0
F8_Industrial_Petroleum_New_Space Heating_Natural Gas_Insulation - Ducting_A_Achievable Technical Potential | F8 | Industrial | Petroleum | New | Space Heating | Natural Gas | Insulation - Ducting | A | Cumulative Summer Peak Savings (MW) | Achievable Technical Potential | 0 | 0 | 0 | 0 | 0 | 0 | 0 | 0 | 0 | 0 | 0 | 0 | 0 | 0 | 0 | 0 | 0 | 0 | 0 | 0 | 0 | 0 | 0 | 0 | 0 | 0 | 0 | 0 | 0 | 0 | 0
F9_Industrial_Petroleum_New_Space Heating_Natural Gas_Insulation - Ducting_A_Achievable Technical Potential | F9 | Industrial | Petroleum | New | Space Heating | Natural Gas | Insulation - Ducting | A | Cumulative Winter Peak Savings (MW) | Achievable Technical Potential | 0 | 0 | 0 | 0 | 0 | 0 | 0 | 0 | 0 | 0 | 0 | 0 | 0 | 0 | 0 | 0 | 0 | 0 | 0 | 0 | 0 | 0 | 0 | 0 | 0 | 0 | 0 | 0 | 0 | 0 | 0
F10_Industrial_Petroleum_New_Space Heating_Natural Gas_Insulation - Ducting_A_Achievable Technical Potential | F10 | Industrial | Petroleum | New | Space Heating | Natural Gas | Insulation - Ducting | A | Purchases (Incremental) | Achievable Technical Potential | 0 | 0 | 0 | 0 | 0 | 0 | 0 | 0 | 0 | 0 | 0 | 0 | 0 | 0 | 0 | 0 | 0 | 0 | 0 | 0 | 0 | 0 | 0 | 0 | 0 | 0 | 0 | 0 | 0 | 0 | 0
F11_Industrial_Petroleum_New_Space Heating_Natural Gas_Insulation - Ducting_A_Achievable Technical Potential | F11 | Industrial | Petroleum | New | Space Heating | Natural Gas | Insulation - Ducting | A | Purchases (Cumulative) | Achievable Technical Potential | 0 | 0 | 0 | 0 | 0 | 0 | 0 | 0 | 0 | 0 | 0 | 0 | 0 | 0 | 0 | 0 | 0 | 0 | 0 | 0 | 0 | 0 | 0 | 0 | 0 | 0 | 0 | 0 | 0 | 0 | 0
F1_Industrial_Petroleum_New_Space Heating_Natural Gas_HVAC - Duct Repair and Sealing_A_Achievable Technical Potential | F1 | Industrial | Petroleum | New | Space Heating | Natural Gas | HVAC - Duct Repair and Sealing | A | Integrated Unit Energy Savings (kWh or therms) | Achievable Technical Potential | 0 | 0 | 0 | 0 | 0 | 0 | 0 | 0 | 0 | 0 | 0 | 0 | 0 | 0 | 0 | 0 | 0 | 0 | 0 | 0 | 0 | 0 | 0 | 0 | 0 | 0 | 0 | 0 | 0 | 0 | 0
F2_Industrial_Petroleum_New_Space Heating_Natural Gas_HVAC - Duct Repair and Sealing_A_Achievable Technical Potential | F2 | Industrial | Petroleum | New | Space Heating | Natural Gas | HVAC - Duct Repair and Sealing | A | Integrated Unit Summer Peak Savings (kW) | Achievable Technical Potential | 0 | 0 | 0 | 0 | 0 | 0 | 0 | 0 | 0 | 0 | 0 | 0 | 0 | 0 | 0 | 0 | 0 | 0 | 0 | 0 | 0 | 0 | 0 | 0 | 0 | 0 | 0 | 0 | 0 | 0 | 0
F3_Industrial_Petroleum_New_Space Heating_Natural Gas_HVAC - Duct Repair and Sealing_A_Achievable Technical Potential | F3 | Industrial | Petroleum | New | Space Heating | Natural Gas | HVAC - Duct Repair and Sealing | A | Integrated Unit Winter Peak Savings (kW) | Achievable Technical Potential | 0 | 0 | 0 | 0 | 0 | 0 | 0 | 0 | 0 | 0 | 0 | 0 | 0 | 0 | 0 | 0 | 0 | 0 | 0 | 0 | 0 | 0 | 0 | 0 | 0 | 0 | 0 | 0 | 0 | 0 | 0
F4_Industrial_Petroleum_New_Space Heating_Natural Gas_HVAC - Duct Repair and Sealing_A_Achievable Technical Potential | F4 | Industrial | Petroleum | New | Space Heating | Natural Gas | HVAC - Duct Repair and Sealing | A | Incremental Energy Savings (MWh or mTherms) | Achievable Technical Potential | 0 | 0 | 0 | 0 | 0 | 0 | 0 | 0 | 0 | 0 | 0 | 0 | 0 | 0 | 0 | 0 | 0 | 0 | 0 | 0 | 0 | 0 | 0 | 0 | 0 | 0 | 0 | 0 | 0 | 0 | 0
F5_Industrial_Petroleum_New_Space Heating_Natural Gas_HVAC - Duct Repair and Sealing_A_Achievable Technical Potential | F5 | Industrial | Petroleum | New | Space Heating | Natural Gas | HVAC - Duct Repair and Sealing | A | Incremental Summer Peak Savings (MW) | Achievable Technical Potential | 0 | 0 | 0 | 0 | 0 | 0 | 0 | 0 | 0 | 0 | 0 | 0 | 0 | 0 | 0 | 0 | 0 | 0 | 0 | 0 | 0 | 0 | 0 | 0 | 0 | 0 | 0 | 0 | 0 | 0 | 0
F6_Industrial_Petroleum_New_Space Heating_Natural Gas_HVAC - Duct Repair and Sealing_A_Achievable Technical Potential | F6 | Industrial | Petroleum | New | Space Heating | Natural Gas | HVAC - Duct Repair and Sealing | A | Incremental Winter Peak Savings (MW) | Achievable Technical Potential | 0 | 0 | 0 | 0 | 0 | 0 | 0 | 0 | 0 | 0 | 0 | 0 | 0 | 0 | 0 | 0 | 0 | 0 | 0 | 0 | 0 | 0 | 0 | 0 | 0 | 0 | 0 | 0 | 0 | 0 | 0
F7_Industrial_Petroleum_New_Space Heating_Natural Gas_HVAC - Duct Repair and Sealing_A_Achievable Technical Potential | F7 | Industrial | Petroleum | New | Space Heating | Natural Gas | HVAC - Duct Repair and Sealing | A | Cumulative Energy Savings (MWh or mTherms) | Achievable Technical Potential | 0 | 0 | 0 | 0 | 0 | 0 | 0 | 0 | 0 | 0 | 0 | 0 | 0 | 0 | 0 | 0 | 0 | 0 | 0 | 0 | 0 | 0 | 0 | 0 | 0 | 0 | 0 | 0 | 0 | 0 | 0
F8_Industrial_Petroleum_New_Space Heating_Natural Gas_HVAC - Duct Repair and Sealing_A_Achievable Technical Potential | F8 | Industrial | Petroleum | New | Space Heating | Natural Gas | HVAC - Duct Repair and Sealing | A | Cumulative Summer Peak Savings (MW) | Achievable Technical Potential | 0 | 0 | 0 | 0 | 0 | 0 | 0 | 0 | 0 | 0 | 0 | 0 | 0 | 0 | 0 | 0 | 0 | 0 | 0 | 0 | 0 | 0 | 0 | 0 | 0 | 0 | 0 | 0 | 0 | 0 | 0
F9_Industrial_Petroleum_New_Space Heating_Natural Gas_HVAC - Duct Repair and Sealing_A_Achievable Technical Potential | F9 | Industrial | Petroleum | New | Space Heating | Natural Gas | HVAC - Duct Repair and Sealing | A | Cumulative Winter Peak Savings (MW) | Achievable Technical Potential | 0 | 0 | 0 | 0 | 0 | 0 | 0 | 0 | 0 | 0 | 0 | 0 | 0 | 0 | 0 | 0 | 0 | 0 | 0 | 0 | 0 | 0 | 0 | 0 | 0 | 0 | 0 | 0 | 0 | 0 | 0
F10_Industrial_Petroleum_New_Space Heating_Natural Gas_HVAC - Duct Repair and Sealing_A_Achievable Technical Potential | F10 | Industrial | Petroleum | New | Space Heating | Natural Gas | HVAC - Duct Repair and Sealing | A | Purchases (Incremental) | Achievable Technical Potential | 0 | 0 | 0 | 0 | 0 | 0 | 0 | 0 | 0 | 0 | 0 | 0 | 0 | 0 | 0 | 0 | 0 | 0 | 0 | 0 | 0 | 0 | 0 | 0 | 0 | 0 | 0 | 0 | 0 | 0 | 0
F11_Industrial_Petroleum_New_Space Heating_Natural Gas_HVAC - Duct Repair and Sealing_A_Achievable Technical Potential | F11 | Industrial | Petroleum | New | Space Heating | Natural Gas | HVAC - Duct Repair and Sealing | A | Purchases (Cumulative) | Achievable Technical Potential | 0 | 0 | 0 | 0 | 0 | 0 | 0 | 0 | 0 | 0 | 0 | 0 | 0 | 0 | 0 | 0 | 0 | 0 | 0 | 0 | 0 | 0 | 0 | 0 | 0 | 0 | 0 | 0 | 0 | 0 | 0
F1_Industrial_Petroleum_New_Space Heating_Natural Gas_Windows - High Efficiency_A_Achievable Technical Potential | F1 | Industrial | Petroleum | New | Space Heating | Natural Gas | Windows - High Efficiency | A | Integrated Unit Energy Savings (kWh or therms) | Achievable Technical Potential | 0 | 0 | 0 | 0 | 0 | 0 | 0 | 0 | 0 | 0 | 0 | 0 | 0 | 0 | 0 | 0 | 0 | 0 | 0 | 0 | 0 | 0 | 0 | 0 | 0 | 0 | 0 | 0 | 0 | 0 | 0
F2_Industrial_Petroleum_New_Space Heating_Natural Gas_Windows - High Efficiency_A_Achievable Technical Potential | F2 | Industrial | Petroleum | New | Space Heating | Natural Gas | Windows - High Efficiency | A | Integrated Unit Summer Peak Savings (kW) | Achievable Technical Potential | 0 | 0 | 0 | 0 | 0 | 0 | 0 | 0 | 0 | 0 | 0 | 0 | 0 | 0 | 0 | 0 | 0 | 0 | 0 | 0 | 0 | 0 | 0 | 0 | 0 | 0 | 0 | 0 | 0 | 0 | 0
F3_Industrial_Petroleum_New_Space Heating_Natural Gas_Windows - High Efficiency_A_Achievable Technical Potential | F3 | Industrial | Petroleum | New | Space Heating | Natural Gas | Windows - High Efficiency | A | Integrated Unit Winter Peak Savings (kW) | Achievable Technical Potential | 0 | 0 | 0 | 0 | 0 | 0 | 0 | 0 | 0 | 0 | 0 | 0 | 0 | 0 | 0 | 0 | 0 | 0 | 0 | 0 | 0 | 0 | 0 | 0 | 0 | 0 | 0 | 0 | 0 | 0 | 0
F4_Industrial_Petroleum_New_Space Heating_Natural Gas_Windows - High Efficiency_A_Achievable Technical Potential | F4 | Industrial | Petroleum | New | Space Heating | Natural Gas | Windows - High Efficiency | A | Incremental Energy Savings (MWh or mTherms) | Achievable Technical Potential | 0 | 0 | 0 | 0 | 0 | 0 | 0 | 0 | 0 | 0 | 0 | 0 | 0 | 0 | 0 | 0 | 0 | 0 | 0 | 0 | 0 | 0 | 0 | 0 | 0 | 0 | 0 | 0 | 0 | 0 | 0
F5_Industrial_Petroleum_New_Space Heating_Natural Gas_Windows - High Efficiency_A_Achievable Technical Potential | F5 | Industrial | Petroleum | New | Space Heating | Natural Gas | Windows - High Efficiency | A | Incremental Summer Peak Savings (MW) | Achievable Technical Potential | 0 | 0 | 0 | 0 | 0 | 0 | 0 | 0 | 0 | 0 | 0 | 0 | 0 | 0 | 0 | 0 | 0 | 0 | 0 | 0 | 0 | 0 | 0 | 0 | 0 | 0 | 0 | 0 | 0 | 0 | 0
F6_Industrial_Petroleum_New_Space Heating_Natural Gas_Windows - High Efficiency_A_Achievable Technical Potential | F6 | Industrial | Petroleum | New | Space Heating | Natural Gas | Windows - High Efficiency | A | Incremental Winter Peak Savings (MW) | Achievable Technical Potential | 0 | 0 | 0 | 0 | 0 | 0 | 0 | 0 | 0 | 0 | 0 | 0 | 0 | 0 | 0 | 0 | 0 | 0 | 0 | 0 | 0 | 0 | 0 | 0 | 0 | 0 | 0 | 0 | 0 | 0 | 0
F7_Industrial_Petroleum_New_Space Heating_Natural Gas_Windows - High Efficiency_A_Achievable Technical Potential | F7 | Industrial | Petroleum | New | Space Heating | Natural Gas | Windows - High Efficiency | A | Cumulative Energy Savings (MWh or mTherms) | Achievable Technical Potential | 0 | 0 | 0 | 0 | 0 | 0 | 0 | 0 | 0 | 0 | 0 | 0 | 0 | 0 | 0 | 0 | 0 | 0 | 0 | 0 | 0 | 0 | 0 | 0 | 0 | 0 | 0 | 0 | 0 | 0 | 0
F8_Industrial_Petroleum_New_Space Heating_Natural Gas_Windows - High Efficiency_A_Achievable Technical Potential | F8 | Industrial | Petroleum | New | Space Heating | Natural Gas | Windows - High Efficiency | A | Cumulative Summer Peak Savings (MW) | Achievable Technical Potential | 0 | 0 | 0 | 0 | 0 | 0 | 0 | 0 | 0 | 0 | 0 | 0 | 0 | 0 | 0 | 0 | 0 | 0 | 0 | 0 | 0 | 0 | 0 | 0 | 0 | 0 | 0 | 0 | 0 | 0 | 0
F9_Industrial_Petroleum_New_Space Heating_Natural Gas_Windows - High Efficiency_A_Achievable Technical Potential | F9 | Industrial | Petroleum | New | Space Heating | Natural Gas | Windows - High Efficiency | A | Cumulative Winter Peak Savings (MW) | Achievable Technical Potential | 0 | 0 | 0 | 0 | 0 | 0 | 0 | 0 | 0 | 0 | 0 | 0 | 0 | 0 | 0 | 0 | 0 | 0 | 0 | 0 | 0 | 0 | 0 | 0 | 0 | 0 | 0 | 0 | 0 | 0 | 0
F10_Industrial_Petroleum_New_Space Heating_Natural Gas_Windows - High Efficiency_A_Achievable Technical Potential | F10 | Industrial | Petroleum | New | Space Heating | Natural Gas | Windows - High Efficiency | A | Purchases (Incremental) | Achievable Technical Potential | 0 | 0 | 0 | 0 | 0 | 0 | 0 | 0 | 0 | 0 | 0 | 0 | 0 | 0 | 0 | 0 | 0 | 0 | 0 | 0 | 0 | 0 | 0 | 0 | 0 | 0 | 0 | 0 | 0 | 0 | 0
F11_Industrial_Petroleum_New_Space Heating_Natural Gas_Windows - High Efficiency_A_Achievable Technical Potential | F11 | Industrial | Petroleum | New | Space Heating | Natural Gas | Windows - High Efficiency | A | Purchases (Cumulative) | Achievable Technical Potential | 0 | 0 | 0 | 0 | 0 | 0 | 0 | 0 | 0 | 0 | 0 | 0 | 0 | 0 | 0 | 0 | 0 | 0 | 0 | 0 | 0 | 0 | 0 | 0 | 0 | 0 | 0 | 0 | 0 | 0 | 0
F1_Industrial_Petroleum_New_Space Heating_Natural Gas_Gas Boiler - Maintenance_A_Achievable Technical Potential | F1 | Industrial | Petroleum | New | Space Heating | Natural Gas | Gas Boiler - Maintenance | A | Integrated Unit Energy Savings (kWh or therms) | Achievable Technical Potential | 0 | 0 | 0 | 0 | 0 | 0 | 0 | 0 | 0 | 0 | 0 | 0 | 0 | 0 | 0 | 0 | 0 | 0 | 0 | 0 | 0 | 0 | 0 | 0 | 0 | 0 | 0 | 0 | 0 | 0 | 0
F2_Industrial_Petroleum_New_Space Heating_Natural Gas_Gas Boiler - Maintenance_A_Achievable Technical Potential | F2 | Industrial | Petroleum | New | Space Heating | Natural Gas | Gas Boiler - Maintenance | A | Integrated Unit Summer Peak Savings (kW) | Achievable Technical Potential | 0 | 0 | 0 | 0 | 0 | 0 | 0 | 0 | 0 | 0 | 0 | 0 | 0 | 0 | 0 | 0 | 0 | 0 | 0 | 0 | 0 | 0 | 0 | 0 | 0 | 0 | 0 | 0 | 0 | 0 | 0
F3_Industrial_Petroleum_New_Space Heating_Natural Gas_Gas Boiler - Maintenance_A_Achievable Technical Potential | F3 | Industrial | Petroleum | New | Space Heating | Natural Gas | Gas Boiler - Maintenance | A | Integrated Unit Winter Peak Savings (kW) | Achievable Technical Potential | 0 | 0 | 0 | 0 | 0 | 0 | 0 | 0 | 0 | 0 | 0 | 0 | 0 | 0 | 0 | 0 | 0 | 0 | 0 | 0 | 0 | 0 | 0 | 0 | 0 | 0 | 0 | 0 | 0 | 0 | 0
F4_Industrial_Petroleum_New_Space Heating_Natural Gas_Gas Boiler - Maintenance_A_Achievable Technical Potential | F4 | Industrial | Petroleum | New | Space Heating | Natural Gas | Gas Boiler - Maintenance | A | Incremental Energy Savings (MWh or mTherms) | Achievable Technical Potential | 0 | 0 | 0 | 0 | 0 | 0 | 0 | 0 | 0 | 0 | 0 | 0 | 0 | 0 | 0 | 0 | 0 | 0 | 0 | 0 | 0 | 0 | 0 | 0 | 0 | 0 | 0 | 0 | 0 | 0 | 0
F5_Industrial_Petroleum_New_Space Heating_Natural Gas_Gas Boiler - Maintenance_A_Achievable Technical Potential | F5 | Industrial | Petroleum | New | Space Heating | Natural Gas | Gas Boiler - Maintenance | A | Incremental Summer Peak Savings (MW) | Achievable Technical Potential | 0 | 0 | 0 | 0 | 0 | 0 | 0 | 0 | 0 | 0 | 0 | 0 | 0 | 0 | 0 | 0 | 0 | 0 | 0 | 0 | 0 | 0 | 0 | 0 | 0 | 0 | 0 | 0 | 0 | 0 | 0
F6_Industrial_Petroleum_New_Space Heating_Natural Gas_Gas Boiler - Maintenance_A_Achievable Technical Potential | F6 | Industrial | Petroleum | New | Space Heating | Natural Gas | Gas Boiler - Maintenance | A | Incremental Winter Peak Savings (MW) | Achievable Technical Potential | 0 | 0 | 0 | 0 | 0 | 0 | 0 | 0 | 0 | 0 | 0 | 0 | 0 | 0 | 0 | 0 | 0 | 0 | 0 | 0 | 0 | 0 | 0 | 0 | 0 | 0 | 0 | 0 | 0 | 0 | 0
F7_Industrial_Petroleum_New_Space Heating_Natural Gas_Gas Boiler - Maintenance_A_Achievable Technical Potential | F7 | Industrial | Petroleum | New | Space Heating | Natural Gas | Gas Boiler - Maintenance | A | Cumulative Energy Savings (MWh or mTherms) | Achievable Technical Potential | 0 | 0 | 0 | 0 | 0 | 0 | 0 | 0 | 0 | 0 | 0 | 0 | 0 | 0 | 0 | 0 | 0 | 0 | 0 | 0 | 0 | 0 | 0 | 0 | 0 | 0 | 0 | 0 | 0 | 0 | 0
F8_Industrial_Petroleum_New_Space Heating_Natural Gas_Gas Boiler - Maintenance_A_Achievable Technical Potential | F8 | Industrial | Petroleum | New | Space Heating | Natural Gas | Gas Boiler - Maintenance | A | Cumulative Summer Peak Savings (MW) | Achievable Technical Potential | 0 | 0 | 0 | 0 | 0 | 0 | 0 | 0 | 0 | 0 | 0 | 0 | 0 | 0 | 0 | 0 | 0 | 0 | 0 | 0 | 0 | 0 | 0 | 0 | 0 | 0 | 0 | 0 | 0 | 0 | 0
F9_Industrial_Petroleum_New_Space Heating_Natural Gas_Gas Boiler - Maintenance_A_Achievable Technical Potential | F9 | Industrial | Petroleum | New | Space Heating | Natural Gas | Gas Boiler - Maintenance | A | Cumulative Winter Peak Savings (MW) | Achievable Technical Potential | 0 | 0 | 0 | 0 | 0 | 0 | 0 | 0 | 0 | 0 | 0 | 0 | 0 | 0 | 0 | 0 | 0 | 0 | 0 | 0 | 0 | 0 | 0 | 0 | 0 | 0 | 0 | 0 | 0 | 0 | 0
F10_Industrial_Petroleum_New_Space Heating_Natural Gas_Gas Boiler - Maintenance_A_Achievable Technical Potential | F10 | Industrial | Petroleum | New | Space Heating | Natural Gas | Gas Boiler - Maintenance | A | Purchases (Incremental) | Achievable Technical Potential | 0 | 0 | 0 | 0 | 0 | 0 | 0 | 0 | 0 | 0 | 0 | 0 | 0 | 0 | 0 | 0 | 0 | 0 | 0 | 0 | 0 | 0 | 0 | 0 | 0 | 0 | 0 | 0 | 0 | 0 | 0
F11_Industrial_Petroleum_New_Space Heating_Natural Gas_Gas Boiler - Maintenance_A_Achievable Technical Potential | F11 | Industrial | Petroleum | New | Space Heating | Natural Gas | Gas Boiler - Maintenance | A | Purchases (Cumulative) | Achievable Technical Potential | 0 | 0 | 0 | 0 | 0 | 0 | 0 | 0 | 0 | 0 | 0 | 0 | 0 | 0 | 0 | 0 | 0 | 0 | 0 | 0 | 0 | 0 | 0 | 0 | 0 | 0 | 0 | 0 | 0 | 0 | 0
F1_Industrial_Petroleum_New_Process_Natural Gas_Gas Boiler - Maintenance_A_Achievable Technical Potential | F1 | Industrial | Petroleum | New | Process | Natural Gas | Gas Boiler - Maintenance | A | Integrated Unit Energy Savings (kWh or therms) | Achievable Technical Potential | 0 | 0 | 0 | 0 | 0 | 536.7637 | 536.7637 | 536.7637 | 536.7637 | 536.7637 | 536.7637 | 536.7637 | 536.7637 | 536.7637 | 536.7637 | 536.7637 | 536.7637 | 536.7637 | 536.7637 | 536.7637 | 536.7637 | 536.7637 | 536.7637 | 536.7637 | 536.7637 | 536.7637 | 536.7637 | 536.7637 | 536.7637 | 536.7637 | 536.7637
F2_Industrial_Petroleum_New_Process_Natural Gas_Gas Boiler - Maintenance_A_Achievable Technical Potential | F2 | Industrial | Petroleum | New | Process | Natural Gas | Gas Boiler - Maintenance | A | Integrated Unit Summer Peak Savings (kW) | Achievable Technical Potential | 0 | 0 | 0 | 0 | 0 | 0 | 0 | 0 | 0 | 0 | 0 | 0 | 0 | 0 | 0 | 0 | 0 | 0 | 0 | 0 | 0 | 0 | 0 | 0 | 0 | 0 | 0 | 0 | 0 | 0 | 0
F3_Industrial_Petroleum_New_Process_Natural Gas_Gas Boiler - Maintenance_A_Achievable Technical Potential | F3 | Industrial | Petroleum | New | Process | Natural Gas | Gas Boiler - Maintenance | A | Integrated Unit Winter Peak Savings (kW) | Achievable Technical Potential | 0 | 0 | 0 | 0 | 0 | 0 | 0 | 0 | 0 | 0 | 0 | 0 | 0 | 0 | 0 | 0 | 0 | 0 | 0 | 0 | 0 | 0 | 0 | 0 | 0 | 0 | 0 | 0 | 0 | 0 | 0
F4_Industrial_Petroleum_New_Process_Natural Gas_Gas Boiler - Maintenance_A_Achievable Technical Potential | F4 | Industrial | Petroleum | New | Process | Natural Gas | Gas Boiler - Maintenance | A | Incremental Energy Savings (MWh or mTherms) | Achievable Technical Potential | 0 | 0 | 0 | 0 | 0 | 0.0083255 | 0.0069135 | 0.0055318 | 0.0083255 | 0.0069135 | 0.0055318 | 0.0083255 | 0.0069135 | 0.0055318 | 0.0083255 | 0.0069135 | 0.0055318 | 0.0083255 | 0.0069135 | 0.0055318 | 0.0083255 | 0.0069135 | 0.0055318 | 0.0083255 | 0.0069135 | 0.0055318 | 0.0083255 | 0.0069135 | 0.0055318 | 0.0083255 | 0.0069135
F5_Industrial_Petroleum_New_Process_Natural Gas_Gas Boiler - Maintenance_A_Achievable Technical Potential | F5 | Industrial | Petroleum | New | Process | Natural Gas | Gas Boiler - Maintenance | A | Incremental Summer Peak Savings (MW) | Achievable Technical Potential | 0 | 0 | 0 | 0 | 0 | 0 | 0 | 0 | 0 | 0 | 0 | 0 | 0 | 0 | 0 | 0 | 0 | 0 | 0 | 0 | 0 | 0 | 0 | 0 | 0 | 0 | 0 | 0 | 0 | 0 | 0
F6_Industrial_Petroleum_New_Process_Natural Gas_Gas Boiler - Maintenance_A_Achievable Technical Potential | F6 | Industrial | Petroleum | New | Process | Natural Gas | Gas Boiler - Maintenance | A | Incremental Winter Peak Savings (MW) | Achievable Technical Potential | 0 | 0 | 0 | 0 | 0 | 0 | 0 | 0 | 0 | 0 | 0 | 0 | 0 | 0 | 0 | 0 | 0 | 0 | 0 | 0 | 0 | 0 | 0 | 0 | 0 | 0 | 0 | 0 | 0 | 0 | 0
F7_Industrial_Petroleum_New_Process_Natural Gas_Gas Boiler - Maintenance_A_Achievable Technical Potential | F7 | Industrial | Petroleum | New | Process | Natural Gas | Gas Boiler - Maintenance | A | Cumulative Energy Savings (MWh or mTherms) | Achievable Technical Potential | 0 | 0 | 0 | 0 | 0 | 0.0083255 | 0.015239 | 0.020771 | 0.020771 | 0.020771 | 0.020771 | 0.020771 | 0.020771 | 0.020771 | 0.020771 | 0.020771 | 0.020771 | 0.020771 | 0.020771 | 0.020771 | 0.020771 | 0.020771 | 0.020771 | 0.020771 | 0.020771 | 0.020771 | 0.020771 | 0.020771 | 0 | 0 | 0
F8_Industrial_Petroleum_New_Process_Natural Gas_Gas Boiler - Maintenance_A_Achievable Technical Potential | F8 | Industrial | Petroleum | New | Process | Natural Gas | Gas Boiler - Maintenance | A | Cumulative Summer Peak Savings (MW) | Achievable Technical Potential | 0 | 0 | 0 | 0 | 0 | 0 | 0 | 0 | 0 | 0 | 0 | 0 | 0 | 0 | 0 | 0 | 0 | 0 | 0 | 0 | 0 | 0 | 0 | 0 | 0 | 0 | 0 | 0 | 0 | 0 | 0
F9_Industrial_Petroleum_New_Process_Natural Gas_Gas Boiler - Maintenance_A_Achievable Technical Potential | F9 | Industrial | Petroleum | New | Process | Natural Gas | Gas Boiler - Maintenance | A | Cumulative Winter Peak Savings (MW) | Achievable Technical Potential | 0 | 0 | 0 | 0 | 0 | 0 | 0 | 0 | 0 | 0 | 0 | 0 | 0 | 0 | 0 | 0 | 0 | 0 | 0 | 0 | 0 | 0 | 0 | 0 | 0 | 0 | 0 | 0 | 0 | 0 | 0
F10_Industrial_Petroleum_New_Process_Natural Gas_Gas Boiler - Maintenance_A_Achievable Technical Potential | F10 | Industrial | Petroleum | New | Process | Natural Gas | Gas Boiler - Maintenance | A | Purchases (Incremental) | Achievable Technical Potential | 0 | 0 | 0 | 0 | 0 | 0.015511 | 0.01288 | 0.010306 | 0.015511 | 0.01288 | 0.010306 | 0.015511 | 0.01288 | 0.010306 | 0.015511 | 0.01288 | 0.010306 | 0.015511 | 0.01288 | 0.010306 | 0.015511 | 0.01288 | 0.010306 | 0.015511 | 0.01288 | 0.010306 | 0.015511 | 0.01288 | 0.010306 | 0.015511 | 0.01288
F11_Industrial_Petroleum_New_Process_Natural Gas_Gas Boiler - Maintenance_A_Achievable Technical Potential | F11 | Industrial | Petroleum | New | Process | Natural Gas | Gas Boiler - Maintenance | A | Purchases (Cumulative) | Achievable Technical Potential | 0 | 0 | 0 | 0 | 0 | 0.015511 | 0.028391 | 0.038697 | 0.038697 | 0.038697 | 0.038697 | 0.038697 | 0.038697 | 0.038697 | 0.038697 | 0.038697 | 0.038697 | 0.038697 | 0.038697 | 0.038697 | 0.038697 | 0.038697 | 0.038697 | 0.038697 | 0.038697 | 0.038697 | 0.038697 | 0.038697 | 0.038697 | 0.038697 | 0.038697
F1_Industrial_Petroleum_New_Space Heating_Natural Gas_Gas Furnace - Maintenance_A_Achievable Technical Potential | F1 | Industrial | Petroleum | New | Space Heating | Natural Gas | Gas Furnace - Maintenance | A | Integrated Unit Energy Savings (kWh or therms) | Achievable Technical Potential | 0 | 0 | 0 | 0 | 0 | 0 | 0 | 0 | 0 | 0 | 0 | 0 | 0 | 0 | 0 | 0 | 0 | 0 | 0 | 0 | 0 | 0 | 0 | 0 | 0 | 0 | 0 | 0 | 0 | 0 | 0
F2_Industrial_Petroleum_New_Space Heating_Natural Gas_Gas Furnace - Maintenance_A_Achievable Technical Potential | F2 | Industrial | Petroleum | New | Space Heating | Natural Gas | Gas Furnace - Maintenance | A | Integrated Unit Summer Peak Savings (kW) | Achievable Technical Potential | 0 | 0 | 0 | 0 | 0 | 0 | 0 | 0 | 0 | 0 | 0 | 0 | 0 | 0 | 0 | 0 | 0 | 0 | 0 | 0 | 0 | 0 | 0 | 0 | 0 | 0 | 0 | 0 | 0 | 0 | 0
F3_Industrial_Petroleum_New_Space Heating_Natural Gas_Gas Furnace - Maintenance_A_Achievable Technical Potential | F3 | Industrial | Petroleum | New | Space Heating | Natural Gas | Gas Furnace - Maintenance | A | Integrated Unit Winter Peak Savings (kW) | Achievable Technical Potential | 0 | 0 | 0 | 0 | 0 | 0 | 0 | 0 | 0 | 0 | 0 | 0 | 0 | 0 | 0 | 0 | 0 | 0 | 0 | 0 | 0 | 0 | 0 | 0 | 0 | 0 | 0 | 0 | 0 | 0 | 0
F4_Industrial_Petroleum_New_Space Heating_Natural Gas_Gas Furnace - Maintenance_A_Achievable Technical Potential | F4 | Industrial | Petroleum | New | Space Heating | Natural Gas | Gas Furnace - Maintenance | A | Incremental Energy Savings (MWh or mTherms) | Achievable Technical Potential | 0 | 0 | 0 | 0 | 0 | 0 | 0 | 0 | 0 | 0 | 0 | 0 | 0 | 0 | 0 | 0 | 0 | 0 | 0 | 0 | 0 | 0 | 0 | 0 | 0 | 0 | 0 | 0 | 0 | 0 | 0
F5_Industrial_Petroleum_New_Space Heating_Natural Gas_Gas Furnace - Maintenance_A_Achievable Technical Potential | F5 | Industrial | Petroleum | New | Space Heating | Natural Gas | Gas Furnace - Maintenance | A | Incremental Summer Peak Savings (MW) | Achievable Technical Potential | 0 | 0 | 0 | 0 | 0 | 0 | 0 | 0 | 0 | 0 | 0 | 0 | 0 | 0 | 0 | 0 | 0 | 0 | 0 | 0 | 0 | 0 | 0 | 0 | 0 | 0 | 0 | 0 | 0 | 0 | 0
F6_Industrial_Petroleum_New_Space Heating_Natural Gas_Gas Furnace - Maintenance_A_Achievable Technical Potential | F6 | Industrial | Petroleum | New | Space Heating | Natural Gas | Gas Furnace - Maintenance | A | Incremental Winter Peak Savings (MW) | Achievable Technical Potential | 0 | 0 | 0 | 0 | 0 | 0 | 0 | 0 | 0 | 0 | 0 | 0 | 0 | 0 | 0 | 0 | 0 | 0 | 0 | 0 | 0 | 0 | 0 | 0 | 0 | 0 | 0 | 0 | 0 | 0 | 0
F7_Industrial_Petroleum_New_Space Heating_Natural Gas_Gas Furnace - Maintenance_A_Achievable Technical Potential | F7 | Industrial | Petroleum | New | Space Heating | Natural Gas | Gas Furnace - Maintenance | A | Cumulative Energy Savings (MWh or mTherms) | Achievable Technical Potential | 0 | 0 | 0 | 0 | 0 | 0 | 0 | 0 | 0 | 0 | 0 | 0 | 0 | 0 | 0 | 0 | 0 | 0 | 0 | 0 | 0 | 0 | 0 | 0 | 0 | 0 | 0 | 0 | 0 | 0 | 0
F8_Industrial_Petroleum_New_Space Heating_Natural Gas_Gas Furnace - Maintenance_A_Achievable Technical Potential | F8 | Industrial | Petroleum | New | Space Heating | Natural Gas | Gas Furnace - Maintenance | A | Cumulative Summer Peak Savings (MW) | Achievable Technical Potential | 0 | 0 | 0 | 0 | 0 | 0 | 0 | 0 | 0 | 0 | 0 | 0 | 0 | 0 | 0 | 0 | 0 | 0 | 0 | 0 | 0 | 0 | 0 | 0 | 0 | 0 | 0 | 0 | 0 | 0 | 0
F9_Industrial_Petroleum_New_Space Heating_Natural Gas_Gas Furnace - Maintenance_A_Achievable Technical Potential | F9 | Industrial | Petroleum | New | Space Heating | Natural Gas | Gas Furnace - Maintenance | A | Cumulative Winter Peak Savings (MW) | Achievable Technical Potential | 0 | 0 | 0 | 0 | 0 | 0 | 0 | 0 | 0 | 0 | 0 | 0 | 0 | 0 | 0 | 0 | 0 | 0 | 0 | 0 | 0 | 0 | 0 | 0 | 0 | 0 | 0 | 0 | 0 | 0 | 0
F10_Industrial_Petroleum_New_Space Heating_Natural Gas_Gas Furnace - Maintenance_A_Achievable Technical Potential | F10 | Industrial | Petroleum | New | Space Heating | Natural Gas | Gas Furnace - Maintenance | A | Purchases (Incremental) | Achievable Technical Potential | 0 | 0 | 0 | 0 | 0 | 0 | 0 | 0 | 0 | 0 | 0 | 0 | 0 | 0 | 0 | 0 | 0 | 0 | 0 | 0 | 0 | 0 | 0 | 0 | 0 | 0 | 0 | 0 | 0 | 0 | 0
F11_Industrial_Petroleum_New_Space Heating_Natural Gas_Gas Furnace - Maintenance_A_Achievable Technical Potential | F11 | Industrial | Petroleum | New | Space Heating | Natural Gas | Gas Furnace - Maintenance | A | Purchases (Cumulative) | Achievable Technical Potential | 0 | 0 | 0 | 0 | 0 | 0 | 0 | 0 | 0 | 0 | 0 | 0 | 0 | 0 | 0 | 0 | 0 | 0 | 0 | 0 | 0 | 0 | 0 | 0 | 0 | 0 | 0 | 0 | 0 | 0 | 0
F1_Industrial_Petroleum_New_Space Heating_Natural Gas_Gas Boiler - Hot Water Reset_A_Achievable Technical Potential | F1 | Industrial | Petroleum | New | Space Heating | Natural Gas | Gas Boiler - Hot Water Reset | A | Integrated Unit Energy Savings (kWh or therms) | Achievable Technical Potential | 0 | 0 | 0 | 0 | 0 | 0 | 0 | 0 | 0 | 0 | 0 | 0 | 0 | 0 | 0 | 0 | 0 | 0 | 0 | 0 | 0 | 0 | 0 | 0 | 0 | 0 | 0 | 0 | 0 | 0 | 0
F2_Industrial_Petroleum_New_Space Heating_Natural Gas_Gas Boiler - Hot Water Reset_A_Achievable Technical Potential | F2 | Industrial | Petroleum | New | Space Heating | Natural Gas | Gas Boiler - Hot Water Reset | A | Integrated Unit Summer Peak Savings (kW) | Achievable Technical Potential | 0 | 0 | 0 | 0 | 0 | 0 | 0 | 0 | 0 | 0 | 0 | 0 | 0 | 0 | 0 | 0 | 0 | 0 | 0 | 0 | 0 | 0 | 0 | 0 | 0 | 0 | 0 | 0 | 0 | 0 | 0
F3_Industrial_Petroleum_New_Space Heating_Natural Gas_Gas Boiler - Hot Water Reset_A_Achievable Technical Potential | F3 | Industrial | Petroleum | New | Space Heating | Natural Gas | Gas Boiler - Hot Water Reset | A | Integrated Unit Winter Peak Savings (kW) | Achievable Technical Potential | 0 | 0 | 0 | 0 | 0 | 0 | 0 | 0 | 0 | 0 | 0 | 0 | 0 | 0 | 0 | 0 | 0 | 0 | 0 | 0 | 0 | 0 | 0 | 0 | 0 | 0 | 0 | 0 | 0 | 0 | 0
F4_Industrial_Petroleum_New_Space Heating_Natural Gas_Gas Boiler - Hot Water Reset_A_Achievable Technical Potential | F4 | Industrial | Petroleum | New | Space Heating | Natural Gas | Gas Boiler - Hot Water Reset | A | Incremental Energy Savings (MWh or mTherms) | Achievable Technical Potential | 0 | 0 | 0 | 0 | 0 | 0 | 0 | 0 | 0 | 0 | 0 | 0 | 0 | 0 | 0 | 0 | 0 | 0 | 0 | 0 | 0 | 0 | 0 | 0 | 0 | 0 | 0 | 0 | 0 | 0 | 0
F5_Industrial_Petroleum_New_Space Heating_Natural Gas_Gas Boiler - Hot Water Reset_A_Achievable Technical Potential | F5 | Industrial | Petroleum | New | Space Heating | Natural Gas | Gas Boiler - Hot Water Reset | A | Incremental Summer Peak Savings (MW) | Achievable Technical Potential | 0 | 0 | 0 | 0 | 0 | 0 | 0 | 0 | 0 | 0 | 0 | 0 | 0 | 0 | 0 | 0 | 0 | 0 | 0 | 0 | 0 | 0 | 0 | 0 | 0 | 0 | 0 | 0 | 0 | 0 | 0
F6_Industrial_Petroleum_New_Space Heating_Natural Gas_Gas Boiler - Hot Water Reset_A_Achievable Technical Potential | F6 | Industrial | Petroleum | New | Space Heating | Natural Gas | Gas Boiler - Hot Water Reset | A | Incremental Winter Peak Savings (MW) | Achievable Technical Potential | 0 | 0 | 0 | 0 | 0 | 0 | 0 | 0 | 0 | 0 | 0 | 0 | 0 | 0 | 0 | 0 | 0 | 0 | 0 | 0 | 0 | 0 | 0 | 0 | 0 | 0 | 0 | 0 | 0 | 0 | 0
F7_Industrial_Petroleum_New_Space Heating_Natural Gas_Gas Boiler - Hot Water Reset_A_Achievable Technical Potential | F7 | Industrial | Petroleum | New | Space Heating | Natural Gas | Gas Boiler - Hot Water Reset | A | Cumulative Energy Savings (MWh or mTherms) | Achievable Technical Potential | 0 | 0 | 0 | 0 | 0 | 0 | 0 | 0 | 0 | 0 | 0 | 0 | 0 | 0 | 0 | 0 | 0 | 0 | 0 | 0 | 0 | 0 | 0 | 0 | 0 | 0 | 0 | 0 | 0 | 0 | 0
F8_Industrial_Petroleum_New_Space Heating_Natural Gas_Gas Boiler - Hot Water Reset_A_Achievable Technical Potential | F8 | Industrial | Petroleum | New | Space Heating | Natural Gas | Gas Boiler - Hot Water Reset | A | Cumulative Summer Peak Savings (MW) | Achievable Technical Potential | 0 | 0 | 0 | 0 | 0 | 0 | 0 | 0 | 0 | 0 | 0 | 0 | 0 | 0 | 0 | 0 | 0 | 0 | 0 | 0 | 0 | 0 | 0 | 0 | 0 | 0 | 0 | 0 | 0 | 0 | 0
F9_Industrial_Petroleum_New_Space Heating_Natural Gas_Gas Boiler - Hot Water Reset_A_Achievable Technical Potential | F9 | Industrial | Petroleum | New | Space Heating | Natural Gas | Gas Boiler - Hot Water Reset | A | Cumulative Winter Peak Savings (MW) | Achievable Technical Potential | 0 | 0 | 0 | 0 | 0 | 0 | 0 | 0 | 0 | 0 | 0 | 0 | 0 | 0 | 0 | 0 | 0 | 0 | 0 | 0 | 0 | 0 | 0 | 0 | 0 | 0 | 0 | 0 | 0 | 0 | 0
F10_Industrial_Petroleum_New_Space Heating_Natural Gas_Gas Boiler - Hot Water Reset_A_Achievable Technical Potential | F10 | Industrial | Petroleum | New | Space Heating | Natural Gas | Gas Boiler - Hot Water Reset | A | Purchases (Incremental) | Achievable Technical Potential | 0 | 0 | 0 | 0 | 0 | 0 | 0 | 0 | 0 | 0 | 0 | 0 | 0 | 0 | 0 | 0 | 0 | 0 | 0 | 0 | 0 | 0 | 0 | 0 | 0 | 0 | 0 | 0 | 0 | 0 | 0
F11_Industrial_Petroleum_New_Space Heating_Natural Gas_Gas Boiler - Hot Water Reset_A_Achievable Technical Potential | F11 | Industrial | Petroleum | New | Space Heating | Natural Gas | Gas Boiler - Hot Water Reset | A | Purchases (Cumulative) | Achievable Technical Potential | 0 | 0 | 0 | 0 | 0 | 0 | 0 | 0 | 0 | 0 | 0 | 0 | 0 | 0 | 0 | 0 | 0 | 0 | 0 | 0 | 0 | 0 | 0 | 0 | 0 | 0 | 0 | 0 | 0 | 0 | 0
F1_Industrial_Petroleum_New_Process_Natural Gas_Gas Boiler - Hot Water Reset_A_Achievable Technical Potential | F1 | Industrial | Petroleum | New | Process | Natural Gas | Gas Boiler - Hot Water Reset | A | Integrated Unit Energy Savings (kWh or therms) | Achievable Technical Potential | 0 | 0 | 0 | 0 | 0 | 974.8076 | 973.878 | 973.0651 | 972.3477 | 971.6707 | 971.1283 | 970.7828 | 970.5828 | 970.4884 | 970.4654 | 970.4998 | 970.571 | 970.6701 | 970.7869 | 970.9137 | 971.0827 | 971.2997 | 971.4977 | 971.6788 | 971.8453 | 971.9988 | 972.1407 | 972.2725 | 975.934 | 975.934 | 975.934
F2_Industrial_Petroleum_New_Process_Natural Gas_Gas Boiler - Hot Water Reset_A_Achievable Technical Potential | F2 | Industrial | Petroleum | New | Process | Natural Gas | Gas Boiler - Hot Water Reset | A | Integrated Unit Summer Peak Savings (kW) | Achievable Technical Potential | 0 | 0 | 0 | 0 | 0 | 0 | 0 | 0 | 0 | 0 | 0 | 0 | 0 | 0 | 0 | 0 | 0 | 0 | 0 | 0 | 0 | 0 | 0 | 0 | 0 | 0 | 0 | 0 | 0 | 0 | 0
F3_Industrial_Petroleum_New_Process_Natural Gas_Gas Boiler - Hot Water Reset_A_Achievable Technical Potential | F3 | Industrial | Petroleum | New | Process | Natural Gas | Gas Boiler - Hot Water Reset | A | Integrated Unit Winter Peak Savings (kW) | Achievable Technical Potential | 0 | 0 | 0 | 0 | 0 | 0 | 0 | 0 | 0 | 0 | 0 | 0 | 0 | 0 | 0 | 0 | 0 | 0 | 0 | 0 | 0 | 0 | 0 | 0 | 0 | 0 | 0 | 0 | 0 | 0 | 0
F4_Industrial_Petroleum_New_Process_Natural Gas_Gas Boiler - Hot Water Reset_A_Achievable Technical Potential | F4 | Industrial | Petroleum | New | Process | Natural Gas | Gas Boiler - Hot Water Reset | A | Incremental Energy Savings (MWh or mTherms) | Achievable Technical Potential | 0 | 0 | 0 | 0 | 0 | 0.014696 | 0.021357 | 0.030183 | 0.039704 | 0.050608 | 0.065392 | 0.078487 | 0.087066 | 0.088531 | 0.081589 | 0.067404 | 0.047409 | 0.029154 | 0.014817 | 0.0065958 | 0.0025177 | 0.014643 | 0.021305 | 0.03014 | 0.039684 | 0.050625 | 0.065461 | 0.078608 | 0.087546 | 0.089028 | 0.082048
F5_Industrial_Petroleum_New_Process_Natural Gas_Gas Boiler - Hot Water Reset_A_Achievable Technical Potential | F5 | Industrial | Petroleum | New | Process | Natural Gas | Gas Boiler - Hot Water Reset | A | Incremental Summer Peak Savings (MW) | Achievable Technical Potential | 0 | 0 | 0 | 0 | 0 | 0 | 0 | 0 | 0 | 0 | 0 | 0 | 0 | 0 | 0 | 0 | 0 | 0 | 0 | 0 | 0 | 0 | 0 | 0 | 0 | 0 | 0 | 0 | 0 | 0 | 0
F6_Industrial_Petroleum_New_Process_Natural Gas_Gas Boiler - Hot Water Reset_A_Achievable Technical Potential | F6 | Industrial | Petroleum | New | Process | Natural Gas | Gas Boiler - Hot Water Reset | A | Incremental Winter Peak Savings (MW) | Achievable Technical Potential | 0 | 0 | 0 | 0 | 0 | 0 | 0 | 0 | 0 | 0 | 0 | 0 | 0 | 0 | 0 | 0 | 0 | 0 | 0 | 0 | 0 | 0 | 0 | 0 | 0 | 0 | 0 | 0 | 0 | 0 | 0
F7_Industrial_Petroleum_New_Process_Natural Gas_Gas Boiler - Hot Water Reset_A_Achievable Technical Potential | F7 | Industrial | Petroleum | New | Process | Natural Gas | Gas Boiler - Hot Water Reset | A | Cumulative Energy Savings (MWh or mTherms) | Achievable Technical Potential | 0 | 0 | 0 | 0 | 0 | 0.014696 | 0.036039 | 0.066192 | 0.10585 | 0.15638 | 0.22169 | 0.3001 | 0.3871 | 0.47559 | 0.55717 | 0.62459 | 0.67205 | 0.70127 | 0.71617 | 0.72286 | 0.72551 | 0.72567 | 0.72582 | 0.72595 | 0.72608 | 0.72619 | 0.7263 | 0.72639 | 0 | 0 | 0
F8_Industrial_Petroleum_New_Process_Natural Gas_Gas Boiler - Hot Water Reset_A_Achievable Technical Potential | F8 | Industrial | Petroleum | New | Process | Natural Gas | Gas Boiler - Hot Water Reset | A | Cumulative Summer Peak Savings (MW) | Achievable Technical Potential | 0 | 0 | 0 | 0 | 0 | 0 | 0 | 0 | 0 | 0 | 0 | 0 | 0 | 0 | 0 | 0 | 0 | 0 | 0 | 0 | 0 | 0 | 0 | 0 | 0 | 0 | 0 | 0 | 0 | 0 | 0
F9_Industrial_Petroleum_New_Process_Natural Gas_Gas Boiler - Hot Water Reset_A_Achievable Technical Potential | F9 | Industrial | Petroleum | New | Process | Natural Gas | Gas Boiler - Hot Water Reset | A | Cumulative Winter Peak Savings (MW) | Achievable Technical Potential | 0 | 0 | 0 | 0 | 0 | 0 | 0 | 0 | 0 | 0 | 0 | 0 | 0 | 0 | 0 | 0 | 0 | 0 | 0 | 0 | 0 | 0 | 0 | 0 | 0 | 0 | 0 | 0 | 0 | 0 | 0
F10_Industrial_Petroleum_New_Process_Natural Gas_Gas Boiler - Hot Water Reset_A_Achievable Technical Potential | F10 | Industrial | Petroleum | New | Process | Natural Gas | Gas Boiler - Hot Water Reset | A | Purchases (Incremental) | Achievable Technical Potential | 0 | 0 | 0 | 0 | 0 | 0.015076 | 0.02193 | 0.031018 | 0.040834 | 0.052084 | 0.067337 | 0.080849 | 0.089704 | 0.091223 | 0.084072 | 0.069453 | 0.048846 | 0.030035 | 0.015263 | 0.0067934 | 0.0025927 | 0.015076 | 0.02193 | 0.031018 | 0.040834 | 0.052084 | 0.067337 | 0.080849 | 0.089704 | 0.091223 | 0.084072
F11_Industrial_Petroleum_New_Process_Natural Gas_Gas Boiler - Hot Water Reset_A_Achievable Technical Potential | F11 | Industrial | Petroleum | New | Process | Natural Gas | Gas Boiler - Hot Water Reset | A | Purchases (Cumulative) | Achievable Technical Potential | 0 | 0 | 0 | 0 | 0 | 0.015076 | 0.037006 | 0.068024 | 0.10886 | 0.16094 | 0.22828 | 0.30913 | 0.39883 | 0.49006 | 0.57413 | 0.64358 | 0.69243 | 0.72246 | 0.73772 | 0.74452 | 0.74711 | 0.74711 | 0.74711 | 0.74711 | 0.74711 | 0.74711 | 0.74711 | 0.74711 | 0.74711 | 0.74711 | 0.74711
F1_Industrial_Petroleum_New_Space Heating_Natural Gas_Steam Trap Maintenance_A_Achievable Technical Potential | F1 | Industrial | Petroleum | New | Space Heating | Natural Gas | Steam Trap Maintenance | A | Integrated Unit Energy Savings (kWh or therms) | Achievable Technical Potential | 0 | 0 | 0 | 0 | 0 | 0 | 0 | 0 | 0 | 0 | 0 | 0 | 0 | 0 | 0 | 0 | 0 | 0 | 0 | 0 | 0 | 0 | 0 | 0 | 0 | 0 | 0 | 0 | 0 | 0 | 0
F2_Industrial_Petroleum_New_Space Heating_Natural Gas_Steam Trap Maintenance_A_Achievable Technical Potential | F2 | Industrial | Petroleum | New | Space Heating | Natural Gas | Steam Trap Maintenance | A | Integrated Unit Summer Peak Savings (kW) | Achievable Technical Potential | 0 | 0 | 0 | 0 | 0 | 0 | 0 | 0 | 0 | 0 | 0 | 0 | 0 | 0 | 0 | 0 | 0 | 0 | 0 | 0 | 0 | 0 | 0 | 0 | 0 | 0 | 0 | 0 | 0 | 0 | 0
F3_Industrial_Petroleum_New_Space Heating_Natural Gas_Steam Trap Maintenance_A_Achievable Technical Potential | F3 | Industrial | Petroleum | New | Space Heating | Natural Gas | Steam Trap Maintenance | A | Integrated Unit Winter Peak Savings (kW) | Achievable Technical Potential | 0 | 0 | 0 | 0 | 0 | 0 | 0 | 0 | 0 | 0 | 0 | 0 | 0 | 0 | 0 | 0 | 0 | 0 | 0 | 0 | 0 | 0 | 0 | 0 | 0 | 0 | 0 | 0 | 0 | 0 | 0
F4_Industrial_Petroleum_New_Space Heating_Natural Gas_Steam Trap Maintenance_A_Achievable Technical Potential | F4 | Industrial | Petroleum | New | Space Heating | Natural Gas | Steam Trap Maintenance | A | Incremental Energy Savings (MWh or mTherms) | Achievable Technical Potential | 0 | 0 | 0 | 0 | 0 | 0 | 0 | 0 | 0 | 0 | 0 | 0 | 0 | 0 | 0 | 0 | 0 | 0 | 0 | 0 | 0 | 0 | 0 | 0 | 0 | 0 | 0 | 0 | 0 | 0 | 0
F5_Industrial_Petroleum_New_Space Heating_Natural Gas_Steam Trap Maintenance_A_Achievable Technical Potential | F5 | Industrial | Petroleum | New | Space Heating | Natural Gas | Steam Trap Maintenance | A | Incremental Summer Peak Savings (MW) | Achievable Technical Potential | 0 | 0 | 0 | 0 | 0 | 0 | 0 | 0 | 0 | 0 | 0 | 0 | 0 | 0 | 0 | 0 | 0 | 0 | 0 | 0 | 0 | 0 | 0 | 0 | 0 | 0 | 0 | 0 | 0 | 0 | 0
F6_Industrial_Petroleum_New_Space Heating_Natural Gas_Steam Trap Maintenance_A_Achievable Technical Potential | F6 | Industrial | Petroleum | New | Space Heating | Natural Gas | Steam Trap Maintenance | A | Incremental Winter Peak Savings (MW) | Achievable Technical Potential | 0 | 0 | 0 | 0 | 0 | 0 | 0 | 0 | 0 | 0 | 0 | 0 | 0 | 0 | 0 | 0 | 0 | 0 | 0 | 0 | 0 | 0 | 0 | 0 | 0 | 0 | 0 | 0 | 0 | 0 | 0
F7_Industrial_Petroleum_New_Space Heating_Natural Gas_Steam Trap Maintenance_A_Achievable Technical Potential | F7 | Industrial | Petroleum | New | Space Heating | Natural Gas | Steam Trap Maintenance | A | Cumulative Energy Savings (MWh or mTherms) | Achievable Technical Potential | 0 | 0 | 0 | 0 | 0 | 0 | 0 | 0 | 0 | 0 | 0 | 0 | 0 | 0 | 0 | 0 | 0 | 0 | 0 | 0 | 0 | 0 | 0 | 0 | 0 | 0 | 0 | 0 | 0 | 0 | 0
F8_Industrial_Petroleum_New_Space Heating_Natural Gas_Steam Trap Maintenance_A_Achievable Technical Potential | F8 | Industrial | Petroleum | New | Space Heating | Natural Gas | Steam Trap Maintenance | A | Cumulative Summer Peak Savings (MW) | Achievable Technical Potential | 0 | 0 | 0 | 0 | 0 | 0 | 0 | 0 | 0 | 0 | 0 | 0 | 0 | 0 | 0 | 0 | 0 | 0 | 0 | 0 | 0 | 0 | 0 | 0 | 0 | 0 | 0 | 0 | 0 | 0 | 0
F9_Industrial_Petroleum_New_Space Heating_Natural Gas_Steam Trap Maintenance_A_Achievable Technical Potential | F9 | Industrial | Petroleum | New | Space Heating | Natural Gas | Steam Trap Maintenance | A | Cumulative Winter Peak Savings (MW) | Achievable Technical Potential | 0 | 0 | 0 | 0 | 0 | 0 | 0 | 0 | 0 | 0 | 0 | 0 | 0 | 0 | 0 | 0 | 0 | 0 | 0 | 0 | 0 | 0 | 0 | 0 | 0 | 0 | 0 | 0 | 0 | 0 | 0
F10_Industrial_Petroleum_New_Space Heating_Natural Gas_Steam Trap Maintenance_A_Achievable Technical Potential | F10 | Industrial | Petroleum | New | Space Heating | Natural Gas | Steam Trap Maintenance | A | Purchases (Incremental) | Achievable Technical Potential | 0 | 0 | 0 | 0 | 0 | 0 | 0 | 0 | 0 | 0 | 0 | 0 | 0 | 0 | 0 | 0 | 0 | 0 | 0 | 0 | 0 | 0 | 0 | 0 | 0 | 0 | 0 | 0 | 0 | 0 | 0
F11_Industrial_Petroleum_New_Space Heating_Natural Gas_Steam Trap Maintenance_A_Achievable Technical Potential | F11 | Industrial | Petroleum | New | Space Heating | Natural Gas | Steam Trap Maintenance | A | Purchases (Cumulative) | Achievable Technical Potential | 0 | 0 | 0 | 0 | 0 | 0 | 0 | 0 | 0 | 0 | 0 | 0 | 0 | 0 | 0 | 0 | 0 | 0 | 0 | 0 | 0 | 0 | 0 | 0 | 0 | 0 | 0 | 0 | 0 | 0 | 0
F1_Industrial_Petroleum_New_Process_Natural Gas_Steam Trap Maintenance_A_Achievable Technical Potential | F1 | Industrial | Petroleum | New | Process | Natural Gas | Steam Trap Maintenance | A | Integrated Unit Energy Savings (kWh or therms) | Achievable Technical Potential | 0 | 0 | 0 | 0 | 0 | 689.2535 | 689.0144 | 688.8117 | 688.6476 | 688.4916 | 688.3666 | 688.2878 | 688.2431 | 688.2231 | 688.2198 | 688.23 | 688.2486 | 688.2738 | 688.303 | 688.3344 | 688.392 | 688.4441 | 688.4916 | 688.5351 | 688.575 | 688.6117 | 688.6458 | 688.6773 | 689.554 | 689.554 | 689.554
F2_Industrial_Petroleum_New_Process_Natural Gas_Steam Trap Maintenance_A_Achievable Technical Potential | F2 | Industrial | Petroleum | New | Process | Natural Gas | Steam Trap Maintenance | A | Integrated Unit Summer Peak Savings (kW) | Achievable Technical Potential | 0 | 0 | 0 | 0 | 0 | 0 | 0 | 0 | 0 | 0 | 0 | 0 | 0 | 0 | 0 | 0 | 0 | 0 | 0 | 0 | 0 | 0 | 0 | 0 | 0 | 0 | 0 | 0 | 0 | 0 | 0
F3_Industrial_Petroleum_New_Process_Natural Gas_Steam Trap Maintenance_A_Achievable Technical Potential | F3 | Industrial | Petroleum | New | Process | Natural Gas | Steam Trap Maintenance | A | Integrated Unit Winter Peak Savings (kW) | Achievable Technical Potential | 0 | 0 | 0 | 0 | 0 | 0 | 0 | 0 | 0 | 0 | 0 | 0 | 0 | 0 | 0 | 0 | 0 | 0 | 0 | 0 | 0 | 0 | 0 | 0 | 0 | 0 | 0 | 0 | 0 | 0 | 0
F4_Industrial_Petroleum_New_Process_Natural Gas_Steam Trap Maintenance_A_Achievable Technical Potential | F4 | Industrial | Petroleum | New | Process | Natural Gas | Steam Trap Maintenance | A | Incremental Energy Savings (MWh or mTherms) | Achievable Technical Potential | 0 | 0 | 0 | 0 | 0 | 0 | 0 | 0 | 0 | 0 | 0 | 0 | 0 | 0 | 0 | 0 | 0 | 0 | 0 | 0 | 0 | 0 | 0 | 0 | 0 | 0 | 0 | 0 | 0 | 0 | 0
F5_Industrial_Petroleum_New_Process_Natural Gas_Steam Trap Maintenance_A_Achievable Technical Potential | F5 | Industrial | Petroleum | New | Process | Natural Gas | Steam Trap Maintenance | A | Incremental Summer Peak Savings (MW) | Achievable Technical Potential | 0 | 0 | 0 | 0 | 0 | 0 | 0 | 0 | 0 | 0 | 0 | 0 | 0 | 0 | 0 | 0 | 0 | 0 | 0 | 0 | 0 | 0 | 0 | 0 | 0 | 0 | 0 | 0 | 0 | 0 | 0
F6_Industrial_Petroleum_New_Process_Natural Gas_Steam Trap Maintenance_A_Achievable Technical Potential | F6 | Industrial | Petroleum | New | Process | Natural Gas | Steam Trap Maintenance | A | Incremental Winter Peak Savings (MW) | Achievable Technical Potential | 0 | 0 | 0 | 0 | 0 | 0 | 0 | 0 | 0 | 0 | 0 | 0 | 0 | 0 | 0 | 0 | 0 | 0 | 0 | 0 | 0 | 0 | 0 | 0 | 0 | 0 | 0 | 0 | 0 | 0 | 0
F7_Industrial_Petroleum_New_Process_Natural Gas_Steam Trap Maintenance_A_Achievable Technical Potential | F7 | Industrial | Petroleum | New | Process | Natural Gas | Steam Trap Maintenance | A | Cumulative Energy Savings (MWh or mTherms) | Achievable Technical Potential | 0 | 0 | 0 | 0 | 0 | 0 | 0 | 0 | 0 | 0 | 0 | 0 | 0 | 0 | 0 | 0 | 0 | 0 | 0 | 0 | 0 | 0 | 0 | 0 | 0 | 0 | 0 | 0 | 0 | 0 | 0
F8_Industrial_Petroleum_New_Process_Natural Gas_Steam Trap Maintenance_A_Achievable Technical Potential | F8 | Industrial | Petroleum | New | Process | Natural Gas | Steam Trap Maintenance | A | Cumulative Summer Peak Savings (MW) | Achievable Technical Potential | 0 | 0 | 0 | 0 | 0 | 0 | 0 | 0 | 0 | 0 | 0 | 0 | 0 | 0 | 0 | 0 | 0 | 0 | 0 | 0 | 0 | 0 | 0 | 0 | 0 | 0 | 0 | 0 | 0 | 0 | 0
F9_Industrial_Petroleum_New_Process_Natural Gas_Steam Trap Maintenance_A_Achievable Technical Potential | F9 | Industrial | Petroleum | New | Process | Natural Gas | Steam Trap Maintenance | A | Cumulative Winter Peak Savings (MW) | Achievable Technical Potential | 0 | 0 | 0 | 0 | 0 | 0 | 0 | 0 | 0 | 0 | 0 | 0 | 0 | 0 | 0 | 0 | 0 | 0 | 0 | 0 | 0 | 0 | 0 | 0 | 0 | 0 | 0 | 0 | 0 | 0 | 0
F10_Industrial_Petroleum_New_Process_Natural Gas_Steam Trap Maintenance_A_Achievable Technical Potential | F10 | Industrial | Petroleum | New | Process | Natural Gas | Steam Trap Maintenance | A | Purchases (Incremental) | Achievable Technical Potential | 0 | 0 | 0 | 0 | 0 | 0 | 0 | 0 | 0 | 0 | 0 | 0 | 0 | 0 | 0 | 0 | 0 | 0 | 0 | 0 | 0 | 0 | 0 | 0 | 0 | 0 | 0 | 0 | 0 | 0 | 0
F11_Industrial_Petroleum_New_Process_Natural Gas_Steam Trap Maintenance_A_Achievable Technical Potential | F11 | Industrial | Petroleum | New | Process | Natural Gas | Steam Trap Maintenance | A | Purchases (Cumulative) | Achievable Technical Potential | 0 | 0 | 0 | 0 | 0 | 0 | 0 | 0 | 0 | 0 | 0 | 0 | 0 | 0 | 0 | 0 | 0 | 0 | 0 | 0 | 0 | 0 | 0 | 0 | 0 | 0 | 0 | 0 | 0 | 0 | 0
F1_Industrial_Petroleum_New_Space Heating_Natural Gas_Gas Boiler - High Turndown_A_Achievable Technical Potential | F1 | Industrial | Petroleum | New | Space Heating | Natural Gas | Gas Boiler - High Turndown | A | Integrated Unit Energy Savings (kWh or therms) | Achievable Technical Potential | 0 | 0 | 0 | 0 | 0 | 0 | 0 | 0 | 0 | 0 | 0 | 0 | 0 | 0 | 0 | 0 | 0 | 0 | 0 | 0 | 0 | 0 | 0 | 0 | 0 | 0 | 0 | 0 | 0 | 0 | 0
F2_Industrial_Petroleum_New_Space Heating_Natural Gas_Gas Boiler - High Turndown_A_Achievable Technical Potential | F2 | Industrial | Petroleum | New | Space Heating | Natural Gas | Gas Boiler - High Turndown | A | Integrated Unit Summer Peak Savings (kW) | Achievable Technical Potential | 0 | 0 | 0 | 0 | 0 | 0 | 0 | 0 | 0 | 0 | 0 | 0 | 0 | 0 | 0 | 0 | 0 | 0 | 0 | 0 | 0 | 0 | 0 | 0 | 0 | 0 | 0 | 0 | 0 | 0 | 0
F3_Industrial_Petroleum_New_Space Heating_Natural Gas_Gas Boiler - High Turndown_A_Achievable Technical Potential | F3 | Industrial | Petroleum | New | Space Heating | Natural Gas | Gas Boiler - High Turndown | A | Integrated Unit Winter Peak Savings (kW) | Achievable Technical Potential | 0 | 0 | 0 | 0 | 0 | 0 | 0 | 0 | 0 | 0 | 0 | 0 | 0 | 0 | 0 | 0 | 0 | 0 | 0 | 0 | 0 | 0 | 0 | 0 | 0 | 0 | 0 | 0 | 0 | 0 | 0
F4_Industrial_Petroleum_New_Space Heating_Natural Gas_Gas Boiler - High Turndown_A_Achievable Technical Potential | F4 | Industrial | Petroleum | New | Space Heating | Natural Gas | Gas Boiler - High Turndown | A | Incremental Energy Savings (MWh or mTherms) | Achievable Technical Potential | 0 | 0 | 0 | 0 | 0 | 0 | 0 | 0 | 0 | 0 | 0 | 0 | 0 | 0 | 0 | 0 | 0 | 0 | 0 | 0 | 0 | 0 | 0 | 0 | 0 | 0 | 0 | 0 | 0 | 0 | 0
F5_Industrial_Petroleum_New_Space Heating_Natural Gas_Gas Boiler - High Turndown_A_Achievable Technical Potential | F5 | Industrial | Petroleum | New | Space Heating | Natural Gas | Gas Boiler - High Turndown | A | Incremental Summer Peak Savings (MW) | Achievable Technical Potential | 0 | 0 | 0 | 0 | 0 | 0 | 0 | 0 | 0 | 0 | 0 | 0 | 0 | 0 | 0 | 0 | 0 | 0 | 0 | 0 | 0 | 0 | 0 | 0 | 0 | 0 | 0 | 0 | 0 | 0 | 0
F6_Industrial_Petroleum_New_Space Heating_Natural Gas_Gas Boiler - High Turndown_A_Achievable Technical Potential | F6 | Industrial | Petroleum | New | Space Heating | Natural Gas | Gas Boiler - High Turndown | A | Incremental Winter Peak Savings (MW) | Achievable Technical Potential | 0 | 0 | 0 | 0 | 0 | 0 | 0 | 0 | 0 | 0 | 0 | 0 | 0 | 0 | 0 | 0 | 0 | 0 | 0 | 0 | 0 | 0 | 0 | 0 | 0 | 0 | 0 | 0 | 0 | 0 | 0
F7_Industrial_Petroleum_New_Space Heating_Natural Gas_Gas Boiler - High Turndown_A_Achievable Technical Potential | F7 | Industrial | Petroleum | New | Space Heating | Natural Gas | Gas Boiler - High Turndown | A | Cumulative Energy Savings (MWh or mTherms) | Achievable Technical Potential | 0 | 0 | 0 | 0 | 0 | 0 | 0 | 0 | 0 | 0 | 0 | 0 | 0 | 0 | 0 | 0 | 0 | 0 | 0 | 0 | 0 | 0 | 0 | 0 | 0 | 0 | 0 | 0 | 0 | 0 | 0
F8_Industrial_Petroleum_New_Space Heating_Natural Gas_Gas Boiler - High Turndown_A_Achievable Technical Potential | F8 | Industrial | Petroleum | New | Space Heating | Natural Gas | Gas Boiler - High Turndown | A | Cumulative Summer Peak Savings (MW) | Achievable Technical Potential | 0 | 0 | 0 | 0 | 0 | 0 | 0 | 0 | 0 | 0 | 0 | 0 | 0 | 0 | 0 | 0 | 0 | 0 | 0 | 0 | 0 | 0 | 0 | 0 | 0 | 0 | 0 | 0 | 0 | 0 | 0
F9_Industrial_Petroleum_New_Space Heating_Natural Gas_Gas Boiler - High Turndown_A_Achievable Technical Potential | F9 | Industrial | Petroleum | New | Space Heating | Natural Gas | Gas Boiler - High Turndown | A | Cumulative Winter Peak Savings (MW) | Achievable Technical Potential | 0 | 0 | 0 | 0 | 0 | 0 | 0 | 0 | 0 | 0 | 0 | 0 | 0 | 0 | 0 | 0 | 0 | 0 | 0 | 0 | 0 | 0 | 0 | 0 | 0 | 0 | 0 | 0 | 0 | 0 | 0
F10_Industrial_Petroleum_New_Space Heating_Natural Gas_Gas Boiler - High Turndown_A_Achievable Technical Potential | F10 | Industrial | Petroleum | New | Space Heating | Natural Gas | Gas Boiler - High Turndown | A | Purchases (Incremental) | Achievable Technical Potential | 0 | 0 | 0 | 0 | 0 | 0 | 0 | 0 | 0 | 0 | 0 | 0 | 0 | 0 | 0 | 0 | 0 | 0 | 0 | 0 | 0 | 0 | 0 | 0 | 0 | 0 | 0 | 0 | 0 | 0 | 0
F11_Industrial_Petroleum_New_Space Heating_Natural Gas_Gas Boiler - High Turndown_A_Achievable Technical Potential | F11 | Industrial | Petroleum | New | Space Heating | Natural Gas | Gas Boiler - High Turndown | A | Purchases (Cumulative) | Achievable Technical Potential | 0 | 0 | 0 | 0 | 0 | 0 | 0 | 0 | 0 | 0 | 0 | 0 | 0 | 0 | 0 | 0 | 0 | 0 | 0 | 0 | 0 | 0 | 0 | 0 | 0 | 0 | 0 | 0 | 0 | 0 | 0
F1_Industrial_Petroleum_New_Process_Natural Gas_Gas Boiler - High Turndown_A_Achievable Technical Potential | F1 | Industrial | Petroleum | New | Process | Natural Gas | Gas Boiler - High Turndown | A | Integrated Unit Energy Savings (kWh or therms) | Achievable Technical Potential | 0 | 0 | 0 | 0 | 0 | 730.1448 | 728.618 | 727.2472 | 725.9879 | 724.7827 | 723.9941 | 723.3541 | 722.8391 | 722.4335 | 722.1204 | 721.9041 | 721.7669 | 721.6931 | 721.6595 | 721.6443 | 721.666 | 721.724 | 721.7646 | 721.79 | 721.802 | 722.1812 | 722.5321 | 722.8578 | 731.9505 | 731.9505 | 731.9505
F2_Industrial_Petroleum_New_Process_Natural Gas_Gas Boiler - High Turndown_A_Achievable Technical Potential | F2 | Industrial | Petroleum | New | Process | Natural Gas | Gas Boiler - High Turndown | A | Integrated Unit Summer Peak Savings (kW) | Achievable Technical Potential | 0 | 0 | 0 | 0 | 0 | 0 | 0 | 0 | 0 | 0 | 0 | 0 | 0 | 0 | 0 | 0 | 0 | 0 | 0 | 0 | 0 | 0 | 0 | 0 | 0 | 0 | 0 | 0 | 0 | 0 | 0
F3_Industrial_Petroleum_New_Process_Natural Gas_Gas Boiler - High Turndown_A_Achievable Technical Potential | F3 | Industrial | Petroleum | New | Process | Natural Gas | Gas Boiler - High Turndown | A | Integrated Unit Winter Peak Savings (kW) | Achievable Technical Potential | 0 | 0 | 0 | 0 | 0 | 0 | 0 | 0 | 0 | 0 | 0 | 0 | 0 | 0 | 0 | 0 | 0 | 0 | 0 | 0 | 0 | 0 | 0 | 0 | 0 | 0 | 0 | 0 | 0 | 0 | 0
F4_Industrial_Petroleum_New_Process_Natural Gas_Gas Boiler - High Turndown_A_Achievable Technical Potential | F4 | Industrial | Petroleum | New | Process | Natural Gas | Gas Boiler - High Turndown | A | Incremental Energy Savings (MWh or mTherms) | Achievable Technical Potential | 0 | 0 | 0 | 0 | 0 | 0.016799 | 0.019861 | 0.022913 | 0.025939 | 0.028958 | 0.028789 | 0.025186 | 0.021868 | 0.018867 | 0.016176 | 0.013811 | 0.011739 | 0.009944 | 0.0083956 | 0.0070659 | 0.016604 | 0.019673 | 0.02274 | 0.025789 | 0.028839 | 0.028717 | 0.025157 | 0.021868 | 0.019116 | 0.016396 | 0.014003
F5_Industrial_Petroleum_New_Process_Natural Gas_Gas Boiler - High Turndown_A_Achievable Technical Potential | F5 | Industrial | Petroleum | New | Process | Natural Gas | Gas Boiler - High Turndown | A | Incremental Summer Peak Savings (MW) | Achievable Technical Potential | 0 | 0 | 0 | 0 | 0 | 0 | 0 | 0 | 0 | 0 | 0 | 0 | 0 | 0 | 0 | 0 | 0 | 0 | 0 | 0 | 0 | 0 | 0 | 0 | 0 | 0 | 0 | 0 | 0 | 0 | 0
F6_Industrial_Petroleum_New_Process_Natural Gas_Gas Boiler - High Turndown_A_Achievable Technical Potential | F6 | Industrial | Petroleum | New | Process | Natural Gas | Gas Boiler - High Turndown | A | Incremental Winter Peak Savings (MW) | Achievable Technical Potential | 0 | 0 | 0 | 0 | 0 | 0 | 0 | 0 | 0 | 0 | 0 | 0 | 0 | 0 | 0 | 0 | 0 | 0 | 0 | 0 | 0 | 0 | 0 | 0 | 0 | 0 | 0 | 0 | 0 | 0 | 0
F7_Industrial_Petroleum_New_Process_Natural Gas_Gas Boiler - High Turndown_A_Achievable Technical Potential | F7 | Industrial | Petroleum | New | Process | Natural Gas | Gas Boiler - High Turndown | A | Cumulative Energy Savings (MWh or mTherms) | Achievable Technical Potential | 0 | 0 | 0 | 0 | 0 | 0.016799 | 0.036625 | 0.059469 | 0.085305 | 0.11412 | 0.14279 | 0.16785 | 0.18959 | 0.20836 | 0.22444 | 0.23818 | 0.24988 | 0.2598 | 0.26818 | 0.27524 | 0.27525 | 0.27527 | 0.27529 | 0.2753 | 0.2753 | 0.27545 | 0.27558 | 0.2757 | 0 | 0 | 0
F8_Industrial_Petroleum_New_Process_Natural Gas_Gas Boiler - High Turndown_A_Achievable Technical Potential | F8 | Industrial | Petroleum | New | Process | Natural Gas | Gas Boiler - High Turndown | A | Cumulative Summer Peak Savings (MW) | Achievable Technical Potential | 0 | 0 | 0 | 0 | 0 | 0 | 0 | 0 | 0 | 0 | 0 | 0 | 0 | 0 | 0 | 0 | 0 | 0 | 0 | 0 | 0 | 0 | 0 | 0 | 0 | 0 | 0 | 0 | 0 | 0 | 0
F9_Industrial_Petroleum_New_Process_Natural Gas_Gas Boiler - High Turndown_A_Achievable Technical Potential | F9 | Industrial | Petroleum | New | Process | Natural Gas | Gas Boiler - High Turndown | A | Cumulative Winter Peak Savings (MW) | Achievable Technical Potential | 0 | 0 | 0 | 0 | 0 | 0 | 0 | 0 | 0 | 0 | 0 | 0 | 0 | 0 | 0 | 0 | 0 | 0 | 0 | 0 | 0 | 0 | 0 | 0 | 0 | 0 | 0 | 0 | 0 | 0 | 0
F10_Industrial_Petroleum_New_Process_Natural Gas_Gas Boiler - High Turndown_A_Achievable Technical Potential | F10 | Industrial | Petroleum | New | Process | Natural Gas | Gas Boiler - High Turndown | A | Purchases (Incremental) | Achievable Technical Potential | 0 | 0 | 0 | 0 | 0 | 0.023008 | 0.027258 | 0.031506 | 0.035729 | 0.039954 | 0.039765 | 0.034818 | 0.030252 | 0.026117 | 0.022401 | 0.019131 | 0.016264 | 0.013779 | 0.011634 | 0.0097914 | 0.023008 | 0.027258 | 0.031506 | 0.035729 | 0.039954 | 0.039765 | 0.034818 | 0.030252 | 0.026117 | 0.022401 | 0.019131
F11_Industrial_Petroleum_New_Process_Natural Gas_Gas Boiler - High Turndown_A_Achievable Technical Potential | F11 | Industrial | Petroleum | New | Process | Natural Gas | Gas Boiler - High Turndown | A | Purchases (Cumulative) | Achievable Technical Potential | 0 | 0 | 0 | 0 | 0 | 0.023008 | 0.050267 | 0.081773 | 0.1175 | 0.15746 | 0.19722 | 0.23204 | 0.26229 | 0.28841 | 0.31081 | 0.32994 | 0.3462 | 0.35998 | 0.37162 | 0.38141 | 0.38141 | 0.38141 | 0.38141 | 0.38141 | 0.38141 | 0.38141 | 0.38141 | 0.38141 | 0.38141 | 0.38141 | 0.38141
F1_Industrial_Petroleum_New_Space Heating_Natural Gas_Gas Boiler - Burner Control Optimization_A_Achievable Technical Potential | F1 | Industrial | Petroleum | New | Space Heating | Natural Gas | Gas Boiler - Burner Control Optimization | A | Integrated Unit Energy Savings (kWh or therms) | Achievable Technical Potential | 0 | 0 | 0 | 0 | 0 | 0 | 0 | 0 | 0 | 0 | 0 | 0 | 0 | 0 | 0 | 0 | 0 | 0 | 0 | 0 | 0 | 0 | 0 | 0 | 0 | 0 | 0 | 0 | 0 | 0 | 0
F2_Industrial_Petroleum_New_Space Heating_Natural Gas_Gas Boiler - Burner Control Optimization_A_Achievable Technical Potential | F2 | Industrial | Petroleum | New | Space Heating | Natural Gas | Gas Boiler - Burner Control Optimization | A | Integrated Unit Summer Peak Savings (kW) | Achievable Technical Potential | 0 | 0 | 0 | 0 | 0 | 0 | 0 | 0 | 0 | 0 | 0 | 0 | 0 | 0 | 0 | 0 | 0 | 0 | 0 | 0 | 0 | 0 | 0 | 0 | 0 | 0 | 0 | 0 | 0 | 0 | 0
F3_Industrial_Petroleum_New_Space Heating_Natural Gas_Gas Boiler - Burner Control Optimization_A_Achievable Technical Potential | F3 | Industrial | Petroleum | New | Space Heating | Natural Gas | Gas Boiler - Burner Control Optimization | A | Integrated Unit Winter Peak Savings (kW) | Achievable Technical Potential | 0 | 0 | 0 | 0 | 0 | 0 | 0 | 0 | 0 | 0 | 0 | 0 | 0 | 0 | 0 | 0 | 0 | 0 | 0 | 0 | 0 | 0 | 0 | 0 | 0 | 0 | 0 | 0 | 0 | 0 | 0
F4_Industrial_Petroleum_New_Space Heating_Natural Gas_Gas Boiler - Burner Control Optimization_A_Achievable Technical Potential | F4 | Industrial | Petroleum | New | Space Heating | Natural Gas | Gas Boiler - Burner Control Optimization | A | Incremental Energy Savings (MWh or mTherms) | Achievable Technical Potential | 0 | 0 | 0 | 0 | 0 | 0 | 0 | 0 | 0 | 0 | 0 | 0 | 0 | 0 | 0 | 0 | 0 | 0 | 0 | 0 | 0 | 0 | 0 | 0 | 0 | 0 | 0 | 0 | 0 | 0 | 0
F5_Industrial_Petroleum_New_Space Heating_Natural Gas_Gas Boiler - Burner Control Optimization_A_Achievable Technical Potential | F5 | Industrial | Petroleum | New | Space Heating | Natural Gas | Gas Boiler - Burner Control Optimization | A | Incremental Summer Peak Savings (MW) | Achievable Technical Potential | 0 | 0 | 0 | 0 | 0 | 0 | 0 | 0 | 0 | 0 | 0 | 0 | 0 | 0 | 0 | 0 | 0 | 0 | 0 | 0 | 0 | 0 | 0 | 0 | 0 | 0 | 0 | 0 | 0 | 0 | 0
F6_Industrial_Petroleum_New_Space Heating_Natural Gas_Gas Boiler - Burner Control Optimization_A_Achievable Technical Potential | F6 | Industrial | Petroleum | New | Space Heating | Natural Gas | Gas Boiler - Burner Control Optimization | A | Incremental Winter Peak Savings (MW) | Achievable Technical Potential | 0 | 0 | 0 | 0 | 0 | 0 | 0 | 0 | 0 | 0 | 0 | 0 | 0 | 0 | 0 | 0 | 0 | 0 | 0 | 0 | 0 | 0 | 0 | 0 | 0 | 0 | 0 | 0 | 0 | 0 | 0
F7_Industrial_Petroleum_New_Space Heating_Natural Gas_Gas Boiler - Burner Control Optimization_A_Achievable Technical Potential | F7 | Industrial | Petroleum | New | Space Heating | Natural Gas | Gas Boiler - Burner Control Optimization | A | Cumulative Energy Savings (MWh or mTherms) | Achievable Technical Potential | 0 | 0 | 0 | 0 | 0 | 0 | 0 | 0 | 0 | 0 | 0 | 0 | 0 | 0 | 0 | 0 | 0 | 0 | 0 | 0 | 0 | 0 | 0 | 0 | 0 | 0 | 0 | 0 | 0 | 0 | 0
F8_Industrial_Petroleum_New_Space Heating_Natural Gas_Gas Boiler - Burner Control Optimization_A_Achievable Technical Potential | F8 | Industrial | Petroleum | New | Space Heating | Natural Gas | Gas Boiler - Burner Control Optimization | A | Cumulative Summer Peak Savings (MW) | Achievable Technical Potential | 0 | 0 | 0 | 0 | 0 | 0 | 0 | 0 | 0 | 0 | 0 | 0 | 0 | 0 | 0 | 0 | 0 | 0 | 0 | 0 | 0 | 0 | 0 | 0 | 0 | 0 | 0 | 0 | 0 | 0 | 0
F9_Industrial_Petroleum_New_Space Heating_Natural Gas_Gas Boiler - Burner Control Optimization_A_Achievable Technical Potential | F9 | Industrial | Petroleum | New | Space Heating | Natural Gas | Gas Boiler - Burner Control Optimization | A | Cumulative Winter Peak Savings (MW) | Achievable Technical Potential | 0 | 0 | 0 | 0 | 0 | 0 | 0 | 0 | 0 | 0 | 0 | 0 | 0 | 0 | 0 | 0 | 0 | 0 | 0 | 0 | 0 | 0 | 0 | 0 | 0 | 0 | 0 | 0 | 0 | 0 | 0
F10_Industrial_Petroleum_New_Space Heating_Natural Gas_Gas Boiler - Burner Control Optimization_A_Achievable Technical Potential | F10 | Industrial | Petroleum | New | Space Heating | Natural Gas | Gas Boiler - Burner Control Optimization | A | Purchases (Incremental) | Achievable Technical Potential | 0 | 0 | 0 | 0 | 0 | 0 | 0 | 0 | 0 | 0 | 0 | 0 | 0 | 0 | 0 | 0 | 0 | 0 | 0 | 0 | 0 | 0 | 0 | 0 | 0 | 0 | 0 | 0 | 0 | 0 | 0
F11_Industrial_Petroleum_New_Space Heating_Natural Gas_Gas Boiler - Burner Control Optimization_A_Achievable Technical Potential | F11 | Industrial | Petroleum | New | Space Heating | Natural Gas | Gas Boiler - Burner Control Optimization | A | Purchases (Cumulative) | Achievable Technical Potential | 0 | 0 | 0 | 0 | 0 | 0 | 0 | 0 | 0 | 0 | 0 | 0 | 0 | 0 | 0 | 0 | 0 | 0 | 0 | 0 | 0 | 0 | 0 | 0 | 0 | 0 | 0 | 0 | 0 | 0 | 0
F1_Industrial_Petroleum_New_Process_Natural Gas_Gas Boiler - Burner Control Optimization_A_Achievable Technical Potential | F1 | Industrial | Petroleum | New | Process | Natural Gas | Gas Boiler - Burner Control Optimization | A | Integrated Unit Energy Savings (kWh or therms) | Achievable Technical Potential | 0 | 0 | 0 | 0 | 0 | 211.7118 | 211.2436 | 210.8236 | 210.4377 | 210.0688 | 209.8246 | 209.6291 | 209.474 | 209.3536 | 209.2621 | 209.2003 | 209.1624 | 209.1438 | 209.1372 | 209.1364 | 209.1493 | 209.1721 | 209.1893 | 209.2017 | 209.2098 | 209.3239 | 209.4295 | 209.5276 | 212.2656 | 212.2656 | 212.2656
F2_Industrial_Petroleum_New_Process_Natural Gas_Gas Boiler - Burner Control Optimization_A_Achievable Technical Potential | F2 | Industrial | Petroleum | New | Process | Natural Gas | Gas Boiler - Burner Control Optimization | A | Integrated Unit Summer Peak Savings (kW) | Achievable Technical Potential | 0 | 0 | 0 | 0 | 0 | 0 | 0 | 0 | 0 | 0 | 0 | 0 | 0 | 0 | 0 | 0 | 0 | 0 | 0 | 0 | 0 | 0 | 0 | 0 | 0 | 0 | 0 | 0 | 0 | 0 | 0
F3_Industrial_Petroleum_New_Process_Natural Gas_Gas Boiler - Burner Control Optimization_A_Achievable Technical Potential | F3 | Industrial | Petroleum | New | Process | Natural Gas | Gas Boiler - Burner Control Optimization | A | Integrated Unit Winter Peak Savings (kW) | Achievable Technical Potential | 0 | 0 | 0 | 0 | 0 | 0 | 0 | 0 | 0 | 0 | 0 | 0 | 0 | 0 | 0 | 0 | 0 | 0 | 0 | 0 | 0 | 0 | 0 | 0 | 0 | 0 | 0 | 0 | 0 | 0 | 0
F4_Industrial_Petroleum_New_Process_Natural Gas_Gas Boiler - Burner Control Optimization_A_Achievable Technical Potential | F4 | Industrial | Petroleum | New | Process | Natural Gas | Gas Boiler - Burner Control Optimization | A | Incremental Energy Savings (MWh or mTherms) | Achievable Technical Potential | 0 | 0 | 0 | 0 | 0 | 0.001314 | 0.0024416 | 0.005633 | 0.011159 | 0.019376 | 0.029963 | 0.0417 | 0.052799 | 0.061324 | 0.065719 | 0.065462 | 0.060858 | 0.05307 | 0.043563 | 0.033769 | 0.02481 | 0.017319 | 0.011515 | 0.0073085 | 0.0051504 | 0.005593 | 0.011105 | 0.019327 | 0.030312 | 0.042224 | 0.053503
F5_Industrial_Petroleum_New_Process_Natural Gas_Gas Boiler - Burner Control Optimization_A_Achievable Technical Potential | F5 | Industrial | Petroleum | New | Process | Natural Gas | Gas Boiler - Burner Control Optimization | A | Incremental Summer Peak Savings (MW) | Achievable Technical Potential | 0 | 0 | 0 | 0 | 0 | 0 | 0 | 0 | 0 | 0 | 0 | 0 | 0 | 0 | 0 | 0 | 0 | 0 | 0 | 0 | 0 | 0 | 0 | 0 | 0 | 0 | 0 | 0 | 0 | 0 | 0
F6_Industrial_Petroleum_New_Process_Natural Gas_Gas Boiler - Burner Control Optimization_A_Achievable Technical Potential | F6 | Industrial | Petroleum | New | Process | Natural Gas | Gas Boiler - Burner Control Optimization | A | Incremental Winter Peak Savings (MW) | Achievable Technical Potential | 0 | 0 | 0 | 0 | 0 | 0 | 0 | 0 | 0 | 0 | 0 | 0 | 0 | 0 | 0 | 0 | 0 | 0 | 0 | 0 | 0 | 0 | 0 | 0 | 0 | 0 | 0 | 0 | 0 | 0 | 0
F7_Industrial_Petroleum_New_Process_Natural Gas_Gas Boiler - Burner Control Optimization_A_Achievable Technical Potential | F7 | Industrial | Petroleum | New | Process | Natural Gas | Gas Boiler - Burner Control Optimization | A | Cumulative Energy Savings (MWh or mTherms) | Achievable Technical Potential | 0 | 0 | 0 | 0 | 0 | 0.001314 | 0.0037527 | 0.0093783 | 0.02052 | 0.03986 | 0.069777 | 0.11141 | 0.16413 | 0.22536 | 0.29098 | 0.35635 | 0.41715 | 0.47018 | 0.51373 | 0.54749 | 0.57234 | 0.58972 | 0.60128 | 0.60733 | 0.61009 | 0.61042 | 0.61073 | 0.61101 | 0 | 0 | 0
F8_Industrial_Petroleum_New_Process_Natural Gas_Gas Boiler - Burner Control Optimization_A_Achievable Technical Potential | F8 | Industrial | Petroleum | New | Process | Natural Gas | Gas Boiler - Burner Control Optimization | A | Cumulative Summer Peak Savings (MW) | Achievable Technical Potential | 0 | 0 | 0 | 0 | 0 | 0 | 0 | 0 | 0 | 0 | 0 | 0 | 0 | 0 | 0 | 0 | 0 | 0 | 0 | 0 | 0 | 0 | 0 | 0 | 0 | 0 | 0 | 0 | 0 | 0 | 0
F9_Industrial_Petroleum_New_Process_Natural Gas_Gas Boiler - Burner Control Optimization_A_Achievable Technical Potential | F9 | Industrial | Petroleum | New | Process | Natural Gas | Gas Boiler - Burner Control Optimization | A | Cumulative Winter Peak Savings (MW) | Achievable Technical Potential | 0 | 0 | 0 | 0 | 0 | 0 | 0 | 0 | 0 | 0 | 0 | 0 | 0 | 0 | 0 | 0 | 0 | 0 | 0 | 0 | 0 | 0 | 0 | 0 | 0 | 0 | 0 | 0 | 0 | 0 | 0
F10_Industrial_Petroleum_New_Process_Natural Gas_Gas Boiler - Burner Control Optimization_A_Achievable Technical Potential | F10 | Industrial | Petroleum | New | Process | Natural Gas | Gas Boiler - Burner Control Optimization | A | Purchases (Incremental) | Achievable Technical Potential | 0 | 0 | 0 | 0 | 0 | 0.0062066 | 0.011558 | 0.026719 | 0.053026 | 0.092239 | 0.1428 | 0.19892 | 0.25206 | 0.29292 | 0.31405 | 0.31291 | 0.29096 | 0.25375 | 0.2083 | 0.16147 | 0.11863 | 0.0828 | 0.055047 | 0.034935 | 0.024618 | 0.026719 | 0.053026 | 0.092239 | 0.1428 | 0.19892 | 0.25206
F11_Industrial_Petroleum_New_Process_Natural Gas_Gas Boiler - Burner Control Optimization_A_Achievable Technical Potential | F11 | Industrial | Petroleum | New | Process | Natural Gas | Gas Boiler - Burner Control Optimization | A | Purchases (Cumulative) | Achievable Technical Potential | 0 | 0 | 0 | 0 | 0 | 0.0062066 | 0.017765 | 0.044484 | 0.09751 | 0.18975 | 0.33255 | 0.53147 | 0.78353 | 1.0764 | 1.3905 | 1.7034 | 1.9944 | 2.2481 | 2.4564 | 2.6179 | 2.7365 | 2.8193 | 2.8744 | 2.9031 | 2.9161 | 2.9161 | 2.9161 | 2.9161 | 2.9161 | 2.9161 | 2.9161
F1_Industrial_Petroleum_New_Space Heating_Natural Gas_HVAC - Demand Controlled Ventilation_A_Achievable Technical Potential | F1 | Industrial | Petroleum | New | Space Heating | Natural Gas | HVAC - Demand Controlled Ventilation | A | Integrated Unit Energy Savings (kWh or therms) | Achievable Technical Potential | 0 | 0 | 0 | 0 | 0 | 0 | 0 | 0 | 0 | 0 | 0 | 0 | 0 | 0 | 0 | 0 | 0 | 0 | 0 | 0 | 0 | 0 | 0 | 0 | 0 | 0 | 0 | 0 | 0 | 0 | 0
F2_Industrial_Petroleum_New_Space Heating_Natural Gas_HVAC - Demand Controlled Ventilation_A_Achievable Technical Potential | F2 | Industrial | Petroleum | New | Space Heating | Natural Gas | HVAC - Demand Controlled Ventilation | A | Integrated Unit Summer Peak Savings (kW) | Achievable Technical Potential | 0 | 0 | 0 | 0 | 0 | 0 | 0 | 0 | 0 | 0 | 0 | 0 | 0 | 0 | 0 | 0 | 0 | 0 | 0 | 0 | 0 | 0 | 0 | 0 | 0 | 0 | 0 | 0 | 0 | 0 | 0
F3_Industrial_Petroleum_New_Space Heating_Natural Gas_HVAC - Demand Controlled Ventilation_A_Achievable Technical Potential | F3 | Industrial | Petroleum | New | Space Heating | Natural Gas | HVAC - Demand Controlled Ventilation | A | Integrated Unit Winter Peak Savings (kW) | Achievable Technical Potential | 0 | 0 | 0 | 0 | 0 | 0 | 0 | 0 | 0 | 0 | 0 | 0 | 0 | 0 | 0 | 0 | 0 | 0 | 0 | 0 | 0 | 0 | 0 | 0 | 0 | 0 | 0 | 0 | 0 | 0 | 0
F4_Industrial_Petroleum_New_Space Heating_Natural Gas_HVAC - Demand Controlled Ventilation_A_Achievable Technical Potential | F4 | Industrial | Petroleum | New | Space Heating | Natural Gas | HVAC - Demand Controlled Ventilation | A | Incremental Energy Savings (MWh or mTherms) | Achievable Technical Potential | 0 | 0 | 0 | 0 | 0 | 0 | 0 | 0 | 0 | 0 | 0 | 0 | 0 | 0 | 0 | 0 | 0 | 0 | 0 | 0 | 0 | 0 | 0 | 0 | 0 | 0 | 0 | 0 | 0 | 0 | 0
F5_Industrial_Petroleum_New_Space Heating_Natural Gas_HVAC - Demand Controlled Ventilation_A_Achievable Technical Potential | F5 | Industrial | Petroleum | New | Space Heating | Natural Gas | HVAC - Demand Controlled Ventilation | A | Incremental Summer Peak Savings (MW) | Achievable Technical Potential | 0 | 0 | 0 | 0 | 0 | 0 | 0 | 0 | 0 | 0 | 0 | 0 | 0 | 0 | 0 | 0 | 0 | 0 | 0 | 0 | 0 | 0 | 0 | 0 | 0 | 0 | 0 | 0 | 0 | 0 | 0
F6_Industrial_Petroleum_New_Space Heating_Natural Gas_HVAC - Demand Controlled Ventilation_A_Achievable Technical Potential | F6 | Industrial | Petroleum | New | Space Heating | Natural Gas | HVAC - Demand Controlled Ventilation | A | Incremental Winter Peak Savings (MW) | Achievable Technical Potential | 0 | 0 | 0 | 0 | 0 | 0 | 0 | 0 | 0 | 0 | 0 | 0 | 0 | 0 | 0 | 0 | 0 | 0 | 0 | 0 | 0 | 0 | 0 | 0 | 0 | 0 | 0 | 0 | 0 | 0 | 0
F7_Industrial_Petroleum_New_Space Heating_Natural Gas_HVAC - Demand Controlled Ventilation_A_Achievable Technical Potential | F7 | Industrial | Petroleum | New | Space Heating | Natural Gas | HVAC - Demand Controlled Ventilation | A | Cumulative Energy Savings (MWh or mTherms) | Achievable Technical Potential | 0 | 0 | 0 | 0 | 0 | 0 | 0 | 0 | 0 | 0 | 0 | 0 | 0 | 0 | 0 | 0 | 0 | 0 | 0 | 0 | 0 | 0 | 0 | 0 | 0 | 0 | 0 | 0 | 0 | 0 | 0
F8_Industrial_Petroleum_New_Space Heating_Natural Gas_HVAC - Demand Controlled Ventilation_A_Achievable Technical Potential | F8 | Industrial | Petroleum | New | Space Heating | Natural Gas | HVAC - Demand Controlled Ventilation | A | Cumulative Summer Peak Savings (MW) | Achievable Technical Potential | 0 | 0 | 0 | 0 | 0 | 0 | 0 | 0 | 0 | 0 | 0 | 0 | 0 | 0 | 0 | 0 | 0 | 0 | 0 | 0 | 0 | 0 | 0 | 0 | 0 | 0 | 0 | 0 | 0 | 0 | 0
F9_Industrial_Petroleum_New_Space Heating_Natural Gas_HVAC - Demand Controlled Ventilation_A_Achievable Technical Potential | F9 | Industrial | Petroleum | New | Space Heating | Natural Gas | HVAC - Demand Controlled Ventilation | A | Cumulative Winter Peak Savings (MW) | Achievable Technical Potential | 0 | 0 | 0 | 0 | 0 | 0 | 0 | 0 | 0 | 0 | 0 | 0 | 0 | 0 | 0 | 0 | 0 | 0 | 0 | 0 | 0 | 0 | 0 | 0 | 0 | 0 | 0 | 0 | 0 | 0 | 0
F10_Industrial_Petroleum_New_Space Heating_Natural Gas_HVAC - Demand Controlled Ventilation_A_Achievable Technical Potential | F10 | Industrial | Petroleum | New | Space Heating | Natural Gas | HVAC - Demand Controlled Ventilation | A | Purchases (Incremental) | Achievable Technical Potential | 0 | 0 | 0 | 0 | 0 | 0 | 0 | 0 | 0 | 0 | 0 | 0 | 0 | 0 | 0 | 0 | 0 | 0 | 0 | 0 | 0 | 0 | 0 | 0 | 0 | 0 | 0 | 0 | 0 | 0 | 0
F11_Industrial_Petroleum_New_Space Heating_Natural Gas_HVAC - Demand Controlled Ventilation_A_Achievable Technical Potential | F11 | Industrial | Petroleum | New | Space Heating | Natural Gas | HVAC - Demand Controlled Ventilation | A | Purchases (Cumulative) | Achievable Technical Potential | 0 | 0 | 0 | 0 | 0 | 0 | 0 | 0 | 0 | 0 | 0 | 0 | 0 | 0 | 0 | 0 | 0 | 0 | 0 | 0 | 0 | 0 | 0 | 0 | 0 | 0 | 0 | 0 | 0 | 0 | 0
F1_Industrial_Petroleum_New_Space Heating_Natural Gas_Gas Boiler - Stack Economizer_A_Achievable Technical Potential | F1 | Industrial | Petroleum | New | Space Heating | Natural Gas | Gas Boiler - Stack Economizer | A | Integrated Unit Energy Savings (kWh or therms) | Achievable Technical Potential | 0 | 0 | 0 | 0 | 0 | 0 | 0 | 0 | 0 | 0 | 0 | 0 | 0 | 0 | 0 | 0 | 0 | 0 | 0 | 0 | 0 | 0 | 0 | 0 | 0 | 0 | 0 | 0 | 0 | 0 | 0
F2_Industrial_Petroleum_New_Space Heating_Natural Gas_Gas Boiler - Stack Economizer_A_Achievable Technical Potential | F2 | Industrial | Petroleum | New | Space Heating | Natural Gas | Gas Boiler - Stack Economizer | A | Integrated Unit Summer Peak Savings (kW) | Achievable Technical Potential | 0 | 0 | 0 | 0 | 0 | 0 | 0 | 0 | 0 | 0 | 0 | 0 | 0 | 0 | 0 | 0 | 0 | 0 | 0 | 0 | 0 | 0 | 0 | 0 | 0 | 0 | 0 | 0 | 0 | 0 | 0
F3_Industrial_Petroleum_New_Space Heating_Natural Gas_Gas Boiler - Stack Economizer_A_Achievable Technical Potential | F3 | Industrial | Petroleum | New | Space Heating | Natural Gas | Gas Boiler - Stack Economizer | A | Integrated Unit Winter Peak Savings (kW) | Achievable Technical Potential | 0 | 0 | 0 | 0 | 0 | 0 | 0 | 0 | 0 | 0 | 0 | 0 | 0 | 0 | 0 | 0 | 0 | 0 | 0 | 0 | 0 | 0 | 0 | 0 | 0 | 0 | 0 | 0 | 0 | 0 | 0
F4_Industrial_Petroleum_New_Space Heating_Natural Gas_Gas Boiler - Stack Economizer_A_Achievable Technical Potential | F4 | Industrial | Petroleum | New | Space Heating | Natural Gas | Gas Boiler - Stack Economizer | A | Incremental Energy Savings (MWh or mTherms) | Achievable Technical Potential | 0 | 0 | 0 | 0 | 0 | 0 | 0 | 0 | 0 | 0 | 0 | 0 | 0 | 0 | 0 | 0 | 0 | 0 | 0 | 0 | 0 | 0 | 0 | 0 | 0 | 0 | 0 | 0 | 0 | 0 | 0
F5_Industrial_Petroleum_New_Space Heating_Natural Gas_Gas Boiler - Stack Economizer_A_Achievable Technical Potential | F5 | Industrial | Petroleum | New | Space Heating | Natural Gas | Gas Boiler - Stack Economizer | A | Incremental Summer Peak Savings (MW) | Achievable Technical Potential | 0 | 0 | 0 | 0 | 0 | 0 | 0 | 0 | 0 | 0 | 0 | 0 | 0 | 0 | 0 | 0 | 0 | 0 | 0 | 0 | 0 | 0 | 0 | 0 | 0 | 0 | 0 | 0 | 0 | 0 | 0
F6_Industrial_Petroleum_New_Space Heating_Natural Gas_Gas Boiler - Stack Economizer_A_Achievable Technical Potential | F6 | Industrial | Petroleum | New | Space Heating | Natural Gas | Gas Boiler - Stack Economizer | A | Incremental Winter Peak Savings (MW) | Achievable Technical Potential | 0 | 0 | 0 | 0 | 0 | 0 | 0 | 0 | 0 | 0 | 0 | 0 | 0 | 0 | 0 | 0 | 0 | 0 | 0 | 0 | 0 | 0 | 0 | 0 | 0 | 0 | 0 | 0 | 0 | 0 | 0
F7_Industrial_Petroleum_New_Space Heating_Natural Gas_Gas Boiler - Stack Economizer_A_Achievable Technical Potential | F7 | Industrial | Petroleum | New | Space Heating | Natural Gas | Gas Boiler - Stack Economizer | A | Cumulative Energy Savings (MWh or mTherms) | Achievable Technical Potential | 0 | 0 | 0 | 0 | 0 | 0 | 0 | 0 | 0 | 0 | 0 | 0 | 0 | 0 | 0 | 0 | 0 | 0 | 0 | 0 | 0 | 0 | 0 | 0 | 0 | 0 | 0 | 0 | 0 | 0 | 0
F8_Industrial_Petroleum_New_Space Heating_Natural Gas_Gas Boiler - Stack Economizer_A_Achievable Technical Potential | F8 | Industrial | Petroleum | New | Space Heating | Natural Gas | Gas Boiler - Stack Economizer | A | Cumulative Summer Peak Savings (MW) | Achievable Technical Potential | 0 | 0 | 0 | 0 | 0 | 0 | 0 | 0 | 0 | 0 | 0 | 0 | 0 | 0 | 0 | 0 | 0 | 0 | 0 | 0 | 0 | 0 | 0 | 0 | 0 | 0 | 0 | 0 | 0 | 0 | 0
F9_Industrial_Petroleum_New_Space Heating_Natural Gas_Gas Boiler - Stack Economizer_A_Achievable Technical Potential | F9 | Industrial | Petroleum | New | Space Heating | Natural Gas | Gas Boiler - Stack Economizer | A | Cumulative Winter Peak Savings (MW) | Achievable Technical Potential | 0 | 0 | 0 | 0 | 0 | 0 | 0 | 0 | 0 | 0 | 0 | 0 | 0 | 0 | 0 | 0 | 0 | 0 | 0 | 0 | 0 | 0 | 0 | 0 | 0 | 0 | 0 | 0 | 0 | 0 | 0
F10_Industrial_Petroleum_New_Space Heating_Natural Gas_Gas Boiler - Stack Economizer_A_Achievable Technical Potential | F10 | Industrial | Petroleum | New | Space Heating | Natural Gas | Gas Boiler - Stack Economizer | A | Purchases (Incremental) | Achievable Technical Potential | 0 | 0 | 0 | 0 | 0 | 0 | 0 | 0 | 0 | 0 | 0 | 0 | 0 | 0 | 0 | 0 | 0 | 0 | 0 | 0 | 0 | 0 | 0 | 0 | 0 | 0 | 0 | 0 | 0 | 0 | 0
F11_Industrial_Petroleum_New_Space Heating_Natural Gas_Gas Boiler - Stack Economizer_A_Achievable Technical Potential | F11 | Industrial | Petroleum | New | Space Heating | Natural Gas | Gas Boiler - Stack Economizer | A | Purchases (Cumulative) | Achievable Technical Potential | 0 | 0 | 0 | 0 | 0 | 0 | 0 | 0 | 0 | 0 | 0 | 0 | 0 | 0 | 0 | 0 | 0 | 0 | 0 | 0 | 0 | 0 | 0 | 0 | 0 | 0 | 0 | 0 | 0 | 0 | 0
F1_Industrial_Petroleum_New_Process_Natural Gas_Gas Boiler - Stack Economizer_A_Achievable Technical Potential | F1 | Industrial | Petroleum | New | Process | Natural Gas | Gas Boiler - Stack Economizer | A | Integrated Unit Energy Savings (kWh or therms) | Achievable Technical Potential | 0 | 0 | 0 | 0 | 0 | 702.6229 | 702.5959 | 702.5821 | 702.5928 | 702.6012 | 702.6081 | 702.6136 | 702.6183 | 702.6223 | 702.6256 | 702.6286 | 702.6312 | 702.6335 | 702.6355 | 702.6374 | 702.639 | 702.6405 | 702.6419 | 702.6431 | 702.6443 | 702.6453 | 702.6463 | 702.6472 | 702.6725 | 702.6725 | 702.6725
F2_Industrial_Petroleum_New_Process_Natural Gas_Gas Boiler - Stack Economizer_A_Achievable Technical Potential | F2 | Industrial | Petroleum | New | Process | Natural Gas | Gas Boiler - Stack Economizer | A | Integrated Unit Summer Peak Savings (kW) | Achievable Technical Potential | 0 | 0 | 0 | 0 | 0 | 0 | 0 | 0 | 0 | 0 | 0 | 0 | 0 | 0 | 0 | 0 | 0 | 0 | 0 | 0 | 0 | 0 | 0 | 0 | 0 | 0 | 0 | 0 | 0 | 0 | 0
F3_Industrial_Petroleum_New_Process_Natural Gas_Gas Boiler - Stack Economizer_A_Achievable Technical Potential | F3 | Industrial | Petroleum | New | Process | Natural Gas | Gas Boiler - Stack Economizer | A | Integrated Unit Winter Peak Savings (kW) | Achievable Technical Potential | 0 | 0 | 0 | 0 | 0 | 0 | 0 | 0 | 0 | 0 | 0 | 0 | 0 | 0 | 0 | 0 | 0 | 0 | 0 | 0 | 0 | 0 | 0 | 0 | 0 | 0 | 0 | 0 | 0 | 0 | 0
F4_Industrial_Petroleum_New_Process_Natural Gas_Gas Boiler - Stack Economizer_A_Achievable Technical Potential | F4 | Industrial | Petroleum | New | Process | Natural Gas | Gas Boiler - Stack Economizer | A | Incremental Energy Savings (MWh or mTherms) | Achievable Technical Potential | 0 | 0 | 0 | 0 | 0 | 0.04311 | 0.051071 | 0.059029 | 0.066942 | 0.074859 | 0.074504 | 0.065236 | 0.056682 | 0.048933 | 0.041971 | 0.035845 | 0.030474 | 0.025817 | 0.021798 | 0.018346 | 0.043111 | 0.051074 | 0.059034 | 0.066946 | 0.074863 | 0.074508 | 0.065239 | 0.056685 | 0.048937 | 0.041974 | 0.035848
F5_Industrial_Petroleum_New_Process_Natural Gas_Gas Boiler - Stack Economizer_A_Achievable Technical Potential | F5 | Industrial | Petroleum | New | Process | Natural Gas | Gas Boiler - Stack Economizer | A | Incremental Summer Peak Savings (MW) | Achievable Technical Potential | 0 | 0 | 0 | 0 | 0 | 0 | 0 | 0 | 0 | 0 | 0 | 0 | 0 | 0 | 0 | 0 | 0 | 0 | 0 | 0 | 0 | 0 | 0 | 0 | 0 | 0 | 0 | 0 | 0 | 0 | 0
F6_Industrial_Petroleum_New_Process_Natural Gas_Gas Boiler - Stack Economizer_A_Achievable Technical Potential | F6 | Industrial | Petroleum | New | Process | Natural Gas | Gas Boiler - Stack Economizer | A | Incremental Winter Peak Savings (MW) | Achievable Technical Potential | 0 | 0 | 0 | 0 | 0 | 0 | 0 | 0 | 0 | 0 | 0 | 0 | 0 | 0 | 0 | 0 | 0 | 0 | 0 | 0 | 0 | 0 | 0 | 0 | 0 | 0 | 0 | 0 | 0 | 0 | 0
F7_Industrial_Petroleum_New_Process_Natural Gas_Gas Boiler - Stack Economizer_A_Achievable Technical Potential | F7 | Industrial | Petroleum | New | Process | Natural Gas | Gas Boiler - Stack Economizer | A | Cumulative Energy Savings (MWh or mTherms) | Achievable Technical Potential | 0 | 0 | 0 | 0 | 0 | 0.04311 | 0.094179 | 0.15321 | 0.22015 | 0.29501 | 0.36952 | 0.43476 | 0.49144 | 0.54038 | 0.58235 | 0.6182 | 0.64868 | 0.67449 | 0.69629 | 0.71464 | 0.71464 | 0.71465 | 0.71465 | 0.71465 | 0.71465 | 0.71465 | 0.71465 | 0.71465 | 0 | 0 | 0
F8_Industrial_Petroleum_New_Process_Natural Gas_Gas Boiler - Stack Economizer_A_Achievable Technical Potential | F8 | Industrial | Petroleum | New | Process | Natural Gas | Gas Boiler - Stack Economizer | A | Cumulative Summer Peak Savings (MW) | Achievable Technical Potential | 0 | 0 | 0 | 0 | 0 | 0 | 0 | 0 | 0 | 0 | 0 | 0 | 0 | 0 | 0 | 0 | 0 | 0 | 0 | 0 | 0 | 0 | 0 | 0 | 0 | 0 | 0 | 0 | 0 | 0 | 0
F9_Industrial_Petroleum_New_Process_Natural Gas_Gas Boiler - Stack Economizer_A_Achievable Technical Potential | F9 | Industrial | Petroleum | New | Process | Natural Gas | Gas Boiler - Stack Economizer | A | Cumulative Winter Peak Savings (MW) | Achievable Technical Potential | 0 | 0 | 0 | 0 | 0 | 0 | 0 | 0 | 0 | 0 | 0 | 0 | 0 | 0 | 0 | 0 | 0 | 0 | 0 | 0 | 0 | 0 | 0 | 0 | 0 | 0 | 0 | 0 | 0 | 0 | 0
F10_Industrial_Petroleum_New_Process_Natural Gas_Gas Boiler - Stack Economizer_A_Achievable Technical Potential | F10 | Industrial | Petroleum | New | Process | Natural Gas | Gas Boiler - Stack Economizer | A | Purchases (Incremental) | Achievable Technical Potential | 0 | 0 | 0 | 0 | 0 | 0.061355 | 0.072689 | 0.084017 | 0.095278 | 0.10654 | 0.10604 | 0.092847 | 0.080673 | 0.069644 | 0.059735 | 0.051016 | 0.043371 | 0.036743 | 0.031023 | 0.02611 | 0.061355 | 0.072689 | 0.084017 | 0.095278 | 0.10654 | 0.10604 | 0.092847 | 0.080673 | 0.069644 | 0.059735 | 0.051016
F11_Industrial_Petroleum_New_Process_Natural Gas_Gas Boiler - Stack Economizer_A_Achievable Technical Potential | F11 | Industrial | Petroleum | New | Process | Natural Gas | Gas Boiler - Stack Economizer | A | Purchases (Cumulative) | Achievable Technical Potential | 0 | 0 | 0 | 0 | 0 | 0.061355 | 0.13404 | 0.21806 | 0.31334 | 0.41988 | 0.52592 | 0.61877 | 0.69944 | 0.76909 | 0.82882 | 0.87984 | 0.92321 | 0.95995 | 0.99098 | 1.0171 | 1.0171 | 1.0171 | 1.0171 | 1.0171 | 1.0171 | 1.0171 | 1.0171 | 1.0171 | 1.0171 | 1.0171 | 1.0171
F1_Industrial_Petroleum_New_Space Heating_Natural Gas_Gas Furnace Tube Inserts_A_Achievable Technical Potential | F1 | Industrial | Petroleum | New | Space Heating | Natural Gas | Gas Furnace Tube Inserts | A | Integrated Unit Energy Savings (kWh or therms) | Achievable Technical Potential | 0 | 0 | 0 | 0 | 0 | 0 | 0 | 0 | 0 | 0 | 0 | 0 | 0 | 0 | 0 | 0 | 0 | 0 | 0 | 0 | 0 | 0 | 0 | 0 | 0 | 0 | 0 | 0 | 0 | 0 | 0
F2_Industrial_Petroleum_New_Space Heating_Natural Gas_Gas Furnace Tube Inserts_A_Achievable Technical Potential | F2 | Industrial | Petroleum | New | Space Heating | Natural Gas | Gas Furnace Tube Inserts | A | Integrated Unit Summer Peak Savings (kW) | Achievable Technical Potential | 0 | 0 | 0 | 0 | 0 | 0 | 0 | 0 | 0 | 0 | 0 | 0 | 0 | 0 | 0 | 0 | 0 | 0 | 0 | 0 | 0 | 0 | 0 | 0 | 0 | 0 | 0 | 0 | 0 | 0 | 0
F3_Industrial_Petroleum_New_Space Heating_Natural Gas_Gas Furnace Tube Inserts_A_Achievable Technical Potential | F3 | Industrial | Petroleum | New | Space Heating | Natural Gas | Gas Furnace Tube Inserts | A | Integrated Unit Winter Peak Savings (kW) | Achievable Technical Potential | 0 | 0 | 0 | 0 | 0 | 0 | 0 | 0 | 0 | 0 | 0 | 0 | 0 | 0 | 0 | 0 | 0 | 0 | 0 | 0 | 0 | 0 | 0 | 0 | 0 | 0 | 0 | 0 | 0 | 0 | 0
F4_Industrial_Petroleum_New_Space Heating_Natural Gas_Gas Furnace Tube Inserts_A_Achievable Technical Potential | F4 | Industrial | Petroleum | New | Space Heating | Natural Gas | Gas Furnace Tube Inserts | A | Incremental Energy Savings (MWh or mTherms) | Achievable Technical Potential | 0 | 0 | 0 | 0 | 0 | 0 | 0 | 0 | 0 | 0 | 0 | 0 | 0 | 0 | 0 | 0 | 0 | 0 | 0 | 0 | 0 | 0 | 0 | 0 | 0 | 0 | 0 | 0 | 0 | 0 | 0
F5_Industrial_Petroleum_New_Space Heating_Natural Gas_Gas Furnace Tube Inserts_A_Achievable Technical Potential | F5 | Industrial | Petroleum | New | Space Heating | Natural Gas | Gas Furnace Tube Inserts | A | Incremental Summer Peak Savings (MW) | Achievable Technical Potential | 0 | 0 | 0 | 0 | 0 | 0 | 0 | 0 | 0 | 0 | 0 | 0 | 0 | 0 | 0 | 0 | 0 | 0 | 0 | 0 | 0 | 0 | 0 | 0 | 0 | 0 | 0 | 0 | 0 | 0 | 0
F6_Industrial_Petroleum_New_Space Heating_Natural Gas_Gas Furnace Tube Inserts_A_Achievable Technical Potential | F6 | Industrial | Petroleum | New | Space Heating | Natural Gas | Gas Furnace Tube Inserts | A | Incremental Winter Peak Savings (MW) | Achievable Technical Potential | 0 | 0 | 0 | 0 | 0 | 0 | 0 | 0 | 0 | 0 | 0 | 0 | 0 | 0 | 0 | 0 | 0 | 0 | 0 | 0 | 0 | 0 | 0 | 0 | 0 | 0 | 0 | 0 | 0 | 0 | 0
F7_Industrial_Petroleum_New_Space Heating_Natural Gas_Gas Furnace Tube Inserts_A_Achievable Technical Potential | F7 | Industrial | Petroleum | New | Space Heating | Natural Gas | Gas Furnace Tube Inserts | A | Cumulative Energy Savings (MWh or mTherms) | Achievable Technical Potential | 0 | 0 | 0 | 0 | 0 | 0 | 0 | 0 | 0 | 0 | 0 | 0 | 0 | 0 | 0 | 0 | 0 | 0 | 0 | 0 | 0 | 0 | 0 | 0 | 0 | 0 | 0 | 0 | 0 | 0 | 0
F8_Industrial_Petroleum_New_Space Heating_Natural Gas_Gas Furnace Tube Inserts_A_Achievable Technical Potential | F8 | Industrial | Petroleum | New | Space Heating | Natural Gas | Gas Furnace Tube Inserts | A | Cumulative Summer Peak Savings (MW) | Achievable Technical Potential | 0 | 0 | 0 | 0 | 0 | 0 | 0 | 0 | 0 | 0 | 0 | 0 | 0 | 0 | 0 | 0 | 0 | 0 | 0 | 0 | 0 | 0 | 0 | 0 | 0 | 0 | 0 | 0 | 0 | 0 | 0
F9_Industrial_Petroleum_New_Space Heating_Natural Gas_Gas Furnace Tube Inserts_A_Achievable Technical Potential | F9 | Industrial | Petroleum | New | Space Heating | Natural Gas | Gas Furnace Tube Inserts | A | Cumulative Winter Peak Savings (MW) | Achievable Technical Potential | 0 | 0 | 0 | 0 | 0 | 0 | 0 | 0 | 0 | 0 | 0 | 0 | 0 | 0 | 0 | 0 | 0 | 0 | 0 | 0 | 0 | 0 | 0 | 0 | 0 | 0 | 0 | 0 | 0 | 0 | 0
F10_Industrial_Petroleum_New_Space Heating_Natural Gas_Gas Furnace Tube Inserts_A_Achievable Technical Potential | F10 | Industrial | Petroleum | New | Space Heating | Natural Gas | Gas Furnace Tube Inserts | A | Purchases (Incremental) | Achievable Technical Potential | 0 | 0 | 0 | 0 | 0 | 0 | 0 | 0 | 0 | 0 | 0 | 0 | 0 | 0 | 0 | 0 | 0 | 0 | 0 | 0 | 0 | 0 | 0 | 0 | 0 | 0 | 0 | 0 | 0 | 0 | 0
F11_Industrial_Petroleum_New_Space Heating_Natural Gas_Gas Furnace Tube Inserts_A_Achievable Technical Potential | F11 | Industrial | Petroleum | New | Space Heating | Natural Gas | Gas Furnace Tube Inserts | A | Purchases (Cumulative) | Achievable Technical Potential | 0 | 0 | 0 | 0 | 0 | 0 | 0 | 0 | 0 | 0 | 0 | 0 | 0 | 0 | 0 | 0 | 0 | 0 | 0 | 0 | 0 | 0 | 0 | 0 | 0 | 0 | 0 | 0 | 0 | 0 | 0
F1_Industrial_Petroleum_New_Space Heating_Natural Gas_Space Heating - Heat Recovery Ventilator_A_Achievable Technical Potential | F1 | Industrial | Petroleum | New | Space Heating | Natural Gas | Space Heating - Heat Recovery Ventilator | A | Integrated Unit Energy Savings (kWh or therms) | Achievable Technical Potential | 0 | 0 | 0 | 0 | 0 | 0 | 0 | 0 | 0 | 0 | 0 | 0 | 0 | 0 | 0 | 0 | 0 | 0 | 0 | 0 | 0 | 0 | 0 | 0 | 0 | 0 | 0 | 0 | 0 | 0 | 0
F2_Industrial_Petroleum_New_Space Heating_Natural Gas_Space Heating - Heat Recovery Ventilator_A_Achievable Technical Potential | F2 | Industrial | Petroleum | New | Space Heating | Natural Gas | Space Heating - Heat Recovery Ventilator | A | Integrated Unit Summer Peak Savings (kW) | Achievable Technical Potential | 0 | 0 | 0 | 0 | 0 | 0 | 0 | 0 | 0 | 0 | 0 | 0 | 0 | 0 | 0 | 0 | 0 | 0 | 0 | 0 | 0 | 0 | 0 | 0 | 0 | 0 | 0 | 0 | 0 | 0 | 0
F3_Industrial_Petroleum_New_Space Heating_Natural Gas_Space Heating - Heat Recovery Ventilator_A_Achievable Technical Potential | F3 | Industrial | Petroleum | New | Space Heating | Natural Gas | Space Heating - Heat Recovery Ventilator | A | Integrated Unit Winter Peak Savings (kW) | Achievable Technical Potential | 0 | 0 | 0 | 0 | 0 | 0 | 0 | 0 | 0 | 0 | 0 | 0 | 0 | 0 | 0 | 0 | 0 | 0 | 0 | 0 | 0 | 0 | 0 | 0 | 0 | 0 | 0 | 0 | 0 | 0 | 0
F4_Industrial_Petroleum_New_Space Heating_Natural Gas_Space Heating - Heat Recovery Ventilator_A_Achievable Technical Potential | F4 | Industrial | Petroleum | New | Space Heating | Natural Gas | Space Heating - Heat Recovery Ventilator | A | Incremental Energy Savings (MWh or mTherms) | Achievable Technical Potential | 0 | 0 | 0 | 0 | 0 | 0 | 0 | 0 | 0 | 0 | 0 | 0 | 0 | 0 | 0 | 0 | 0 | 0 | 0 | 0 | 0 | 0 | 0 | 0 | 0 | 0 | 0 | 0 | 0 | 0 | 0
F5_Industrial_Petroleum_New_Space Heating_Natural Gas_Space Heating - Heat Recovery Ventilator_A_Achievable Technical Potential | F5 | Industrial | Petroleum | New | Space Heating | Natural Gas | Space Heating - Heat Recovery Ventilator | A | Incremental Summer Peak Savings (MW) | Achievable Technical Potential | 0 | 0 | 0 | 0 | 0 | 0 | 0 | 0 | 0 | 0 | 0 | 0 | 0 | 0 | 0 | 0 | 0 | 0 | 0 | 0 | 0 | 0 | 0 | 0 | 0 | 0 | 0 | 0 | 0 | 0 | 0
F6_Industrial_Petroleum_New_Space Heating_Natural Gas_Space Heating - Heat Recovery Ventilator_A_Achievable Technical Potential | F6 | Industrial | Petroleum | New | Space Heating | Natural Gas | Space Heating - Heat Recovery Ventilator | A | Incremental Winter Peak Savings (MW) | Achievable Technical Potential | 0 | 0 | 0 | 0 | 0 | 0 | 0 | 0 | 0 | 0 | 0 | 0 | 0 | 0 | 0 | 0 | 0 | 0 | 0 | 0 | 0 | 0 | 0 | 0 | 0 | 0 | 0 | 0 | 0 | 0 | 0
F7_Industrial_Petroleum_New_Space Heating_Natural Gas_Space Heating - Heat Recovery Ventilator_A_Achievable Technical Potential | F7 | Industrial | Petroleum | New | Space Heating | Natural Gas | Space Heating - Heat Recovery Ventilator | A | Cumulative Energy Savings (MWh or mTherms) | Achievable Technical Potential | 0 | 0 | 0 | 0 | 0 | 0 | 0 | 0 | 0 | 0 | 0 | 0 | 0 | 0 | 0 | 0 | 0 | 0 | 0 | 0 | 0 | 0 | 0 | 0 | 0 | 0 | 0 | 0 | 0 | 0 | 0
F8_Industrial_Petroleum_New_Space Heating_Natural Gas_Space Heating - Heat Recovery Ventilator_A_Achievable Technical Potential | F8 | Industrial | Petroleum | New | Space Heating | Natural Gas | Space Heating - Heat Recovery Ventilator | A | Cumulative Summer Peak Savings (MW) | Achievable Technical Potential | 0 | 0 | 0 | 0 | 0 | 0 | 0 | 0 | 0 | 0 | 0 | 0 | 0 | 0 | 0 | 0 | 0 | 0 | 0 | 0 | 0 | 0 | 0 | 0 | 0 | 0 | 0 | 0 | 0 | 0 | 0
F9_Industrial_Petroleum_New_Space Heating_Natural Gas_Space Heating - Heat Recovery Ventilator_A_Achievable Technical Potential | F9 | Industrial | Petroleum | New | Space Heating | Natural Gas | Space Heating - Heat Recovery Ventilator | A | Cumulative Winter Peak Savings (MW) | Achievable Technical Potential | 0 | 0 | 0 | 0 | 0 | 0 | 0 | 0 | 0 | 0 | 0 | 0 | 0 | 0 | 0 | 0 | 0 | 0 | 0 | 0 | 0 | 0 | 0 | 0 | 0 | 0 | 0 | 0 | 0 | 0 | 0
F10_Industrial_Petroleum_New_Space Heating_Natural Gas_Space Heating - Heat Recovery Ventilator_A_Achievable Technical Potential | F10 | Industrial | Petroleum | New | Space Heating | Natural Gas | Space Heating - Heat Recovery Ventilator | A | Purchases (Incremental) | Achievable Technical Potential | 0 | 0 | 0 | 0 | 0 | 0 | 0 | 0 | 0 | 0 | 0 | 0 | 0 | 0 | 0 | 0 | 0 | 0 | 0 | 0 | 0 | 0 | 0 | 0 | 0 | 0 | 0 | 0 | 0 | 0 | 0
F11_Industrial_Petroleum_New_Space Heating_Natural Gas_Space Heating - Heat Recovery Ventilator_A_Achievable Technical Potential | F11 | Industrial | Petroleum | New | Space Heating | Natural Gas | Space Heating - Heat Recovery Ventilator | A | Purchases (Cumulative) | Achievable Technical Potential | 0 | 0 | 0 | 0 | 0 | 0 | 0 | 0 | 0 | 0 | 0 | 0 | 0 | 0 | 0 | 0 | 0 | 0 | 0 | 0 | 0 | 0 | 0 | 0 | 0 | 0 | 0 | 0 | 0 | 0 | 0
F1_Industrial_Petroleum_New_Space Heating_Natural Gas_Thermostat - Programmable_A_Achievable Technical Potential | F1 | Industrial | Petroleum | New | Space Heating | Natural Gas | Thermostat - Programmable | A | Integrated Unit Energy Savings (kWh or therms) | Achievable Technical Potential | 0 | 0 | 0 | 0 | 0 | 0 | 0 | 0 | 0 | 0 | 0 | 0 | 0 | 0 | 0 | 0 | 0 | 0 | 0 | 0 | 0 | 0 | 0 | 0 | 0 | 0 | 0 | 0 | 0 | 0 | 0
F2_Industrial_Petroleum_New_Space Heating_Natural Gas_Thermostat - Programmable_A_Achievable Technical Potential | F2 | Industrial | Petroleum | New | Space Heating | Natural Gas | Thermostat - Programmable | A | Integrated Unit Summer Peak Savings (kW) | Achievable Technical Potential | 0 | 0 | 0 | 0 | 0 | 0 | 0 | 0 | 0 | 0 | 0 | 0 | 0 | 0 | 0 | 0 | 0 | 0 | 0 | 0 | 0 | 0 | 0 | 0 | 0 | 0 | 0 | 0 | 0 | 0 | 0
F3_Industrial_Petroleum_New_Space Heating_Natural Gas_Thermostat - Programmable_A_Achievable Technical Potential | F3 | Industrial | Petroleum | New | Space Heating | Natural Gas | Thermostat - Programmable | A | Integrated Unit Winter Peak Savings (kW) | Achievable Technical Potential | 0 | 0 | 0 | 0 | 0 | 0 | 0 | 0 | 0 | 0 | 0 | 0 | 0 | 0 | 0 | 0 | 0 | 0 | 0 | 0 | 0 | 0 | 0 | 0 | 0 | 0 | 0 | 0 | 0 | 0 | 0
F4_Industrial_Petroleum_New_Space Heating_Natural Gas_Thermostat - Programmable_A_Achievable Technical Potential | F4 | Industrial | Petroleum | New | Space Heating | Natural Gas | Thermostat - Programmable | A | Incremental Energy Savings (MWh or mTherms) | Achievable Technical Potential | 0 | 0 | 0 | 0 | 0 | 0 | 0 | 0 | 0 | 0 | 0 | 0 | 0 | 0 | 0 | 0 | 0 | 0 | 0 | 0 | 0 | 0 | 0 | 0 | 0 | 0 | 0 | 0 | 0 | 0 | 0
F5_Industrial_Petroleum_New_Space Heating_Natural Gas_Thermostat - Programmable_A_Achievable Technical Potential | F5 | Industrial | Petroleum | New | Space Heating | Natural Gas | Thermostat - Programmable | A | Incremental Summer Peak Savings (MW) | Achievable Technical Potential | 0 | 0 | 0 | 0 | 0 | 0 | 0 | 0 | 0 | 0 | 0 | 0 | 0 | 0 | 0 | 0 | 0 | 0 | 0 | 0 | 0 | 0 | 0 | 0 | 0 | 0 | 0 | 0 | 0 | 0 | 0
F6_Industrial_Petroleum_New_Space Heating_Natural Gas_Thermostat - Programmable_A_Achievable Technical Potential | F6 | Industrial | Petroleum | New | Space Heating | Natural Gas | Thermostat - Programmable | A | Incremental Winter Peak Savings (MW) | Achievable Technical Potential | 0 | 0 | 0 | 0 | 0 | 0 | 0 | 0 | 0 | 0 | 0 | 0 | 0 | 0 | 0 | 0 | 0 | 0 | 0 | 0 | 0 | 0 | 0 | 0 | 0 | 0 | 0 | 0 | 0 | 0 | 0
F7_Industrial_Petroleum_New_Space Heating_Natural Gas_Thermostat - Programmable_A_Achievable Technical Potential | F7 | Industrial | Petroleum | New | Space Heating | Natural Gas | Thermostat - Programmable | A | Cumulative Energy Savings (MWh or mTherms) | Achievable Technical Potential | 0 | 0 | 0 | 0 | 0 | 0 | 0 | 0 | 0 | 0 | 0 | 0 | 0 | 0 | 0 | 0 | 0 | 0 | 0 | 0 | 0 | 0 | 0 | 0 | 0 | 0 | 0 | 0 | 0 | 0 | 0
F8_Industrial_Petroleum_New_Space Heating_Natural Gas_Thermostat - Programmable_A_Achievable Technical Potential | F8 | Industrial | Petroleum | New | Space Heating | Natural Gas | Thermostat - Programmable | A | Cumulative Summer Peak Savings (MW) | Achievable Technical Potential | 0 | 0 | 0 | 0 | 0 | 0 | 0 | 0 | 0 | 0 | 0 | 0 | 0 | 0 | 0 | 0 | 0 | 0 | 0 | 0 | 0 | 0 | 0 | 0 | 0 | 0 | 0 | 0 | 0 | 0 | 0
F9_Industrial_Petroleum_New_Space Heating_Natural Gas_Thermostat - Programmable_A_Achievable Technical Potential | F9 | Industrial | Petroleum | New | Space Heating | Natural Gas | Thermostat - Programmable | A | Cumulative Winter Peak Savings (MW) | Achievable Technical Potential | 0 | 0 | 0 | 0 | 0 | 0 | 0 | 0 | 0 | 0 | 0 | 0 | 0 | 0 | 0 | 0 | 0 | 0 | 0 | 0 | 0 | 0 | 0 | 0 | 0 | 0 | 0 | 0 | 0 | 0 | 0
F10_Industrial_Petroleum_New_Space Heating_Natural Gas_Thermostat - Programmable_A_Achievable Technical Potential | F10 | Industrial | Petroleum | New | Space Heating | Natural Gas | Thermostat - Programmable | A | Purchases (Incremental) | Achievable Technical Potential | 0 | 0 | 0 | 0 | 0 | 0 | 0 | 0 | 0 | 0 | 0 | 0 | 0 | 0 | 0 | 0 | 0 | 0 | 0 | 0 | 0 | 0 | 0 | 0 | 0 | 0 | 0 | 0 | 0 | 0 | 0
F11_Industrial_Petroleum_New_Space Heating_Natural Gas_Thermostat - Programmable_A_Achievable Technical Potential | F11 | Industrial | Petroleum | New | Space Heating | Natural Gas | Thermostat - Programmable | A | Purchases (Cumulative) | Achievable Technical Potential | 0 | 0 | 0 | 0 | 0 | 0 | 0 | 0 | 0 | 0 | 0 | 0 | 0 | 0 | 0 | 0 | 0 | 0 | 0 | 0 | 0 | 0 | 0 | 0 | 0 | 0 | 0 | 0 | 0 | 0 | 0
F1_Industrial_Petroleum_New_Space Heating_Natural Gas_ENERGY STAR Connected Thermostat_A_Achievable Technical Potential | F1 | Industrial | Petroleum | New | Space Heating | Natural Gas | ENERGY STAR Connected Thermostat | A | Integrated Unit Energy Savings (kWh or therms) | Achievable Technical Potential | 0 | 0 | 0 | 0 | 0 | 0 | 0 | 0 | 0 | 0 | 0 | 0 | 0 | 0 | 0 | 0 | 0 | 0 | 0 | 0 | 0 | 0 | 0 | 0 | 0 | 0 | 0 | 0 | 0 | 0 | 0
F2_Industrial_Petroleum_New_Space Heating_Natural Gas_ENERGY STAR Connected Thermostat_A_Achievable Technical Potential | F2 | Industrial | Petroleum | New | Space Heating | Natural Gas | ENERGY STAR Connected Thermostat | A | Integrated Unit Summer Peak Savings (kW) | Achievable Technical Potential | 0 | 0 | 0 | 0 | 0 | 0 | 0 | 0 | 0 | 0 | 0 | 0 | 0 | 0 | 0 | 0 | 0 | 0 | 0 | 0 | 0 | 0 | 0 | 0 | 0 | 0 | 0 | 0 | 0 | 0 | 0
F3_Industrial_Petroleum_New_Space Heating_Natural Gas_ENERGY STAR Connected Thermostat_A_Achievable Technical Potential | F3 | Industrial | Petroleum | New | Space Heating | Natural Gas | ENERGY STAR Connected Thermostat | A | Integrated Unit Winter Peak Savings (kW) | Achievable Technical Potential | 0 | 0 | 0 | 0 | 0 | 0 | 0 | 0 | 0 | 0 | 0 | 0 | 0 | 0 | 0 | 0 | 0 | 0 | 0 | 0 | 0 | 0 | 0 | 0 | 0 | 0 | 0 | 0 | 0 | 0 | 0
F4_Industrial_Petroleum_New_Space Heating_Natural Gas_ENERGY STAR Connected Thermostat_A_Achievable Technical Potential | F4 | Industrial | Petroleum | New | Space Heating | Natural Gas | ENERGY STAR Connected Thermostat | A | Incremental Energy Savings (MWh or mTherms) | Achievable Technical Potential | 0 | 0 | 0 | 0 | 0 | 0 | 0 | 0 | 0 | 0 | 0 | 0 | 0 | 0 | 0 | 0 | 0 | 0 | 0 | 0 | 0 | 0 | 0 | 0 | 0 | 0 | 0 | 0 | 0 | 0 | 0
F5_Industrial_Petroleum_New_Space Heating_Natural Gas_ENERGY STAR Connected Thermostat_A_Achievable Technical Potential | F5 | Industrial | Petroleum | New | Space Heating | Natural Gas | ENERGY STAR Connected Thermostat | A | Incremental Summer Peak Savings (MW) | Achievable Technical Potential | 0 | 0 | 0 | 0 | 0 | 0 | 0 | 0 | 0 | 0 | 0 | 0 | 0 | 0 | 0 | 0 | 0 | 0 | 0 | 0 | 0 | 0 | 0 | 0 | 0 | 0 | 0 | 0 | 0 | 0 | 0
F6_Industrial_Petroleum_New_Space Heating_Natural Gas_ENERGY STAR Connected Thermostat_A_Achievable Technical Potential | F6 | Industrial | Petroleum | New | Space Heating | Natural Gas | ENERGY STAR Connected Thermostat | A | Incremental Winter Peak Savings (MW) | Achievable Technical Potential | 0 | 0 | 0 | 0 | 0 | 0 | 0 | 0 | 0 | 0 | 0 | 0 | 0 | 0 | 0 | 0 | 0 | 0 | 0 | 0 | 0 | 0 | 0 | 0 | 0 | 0 | 0 | 0 | 0 | 0 | 0
F7_Industrial_Petroleum_New_Space Heating_Natural Gas_ENERGY STAR Connected Thermostat_A_Achievable Technical Potential | F7 | Industrial | Petroleum | New | Space Heating | Natural Gas | ENERGY STAR Connected Thermostat | A | Cumulative Energy Savings (MWh or mTherms) | Achievable Technical Potential | 0 | 0 | 0 | 0 | 0 | 0 | 0 | 0 | 0 | 0 | 0 | 0 | 0 | 0 | 0 | 0 | 0 | 0 | 0 | 0 | 0 | 0 | 0 | 0 | 0 | 0 | 0 | 0 | 0 | 0 | 0
F8_Industrial_Petroleum_New_Space Heating_Natural Gas_ENERGY STAR Connected Thermostat_A_Achievable Technical Potential | F8 | Industrial | Petroleum | New | Space Heating | Natural Gas | ENERGY STAR Connected Thermostat | A | Cumulative Summer Peak Savings (MW) | Achievable Technical Potential | 0 | 0 | 0 | 0 | 0 | 0 | 0 | 0 | 0 | 0 | 0 | 0 | 0 | 0 | 0 | 0 | 0 | 0 | 0 | 0 | 0 | 0 | 0 | 0 | 0 | 0 | 0 | 0 | 0 | 0 | 0
F9_Industrial_Petroleum_New_Space Heating_Natural Gas_ENERGY STAR Connected Thermostat_A_Achievable Technical Potential | F9 | Industrial | Petroleum | New | Space Heating | Natural Gas | ENERGY STAR Connected Thermostat | A | Cumulative Winter Peak Savings (MW) | Achievable Technical Potential | 0 | 0 | 0 | 0 | 0 | 0 | 0 | 0 | 0 | 0 | 0 | 0 | 0 | 0 | 0 | 0 | 0 | 0 | 0 | 0 | 0 | 0 | 0 | 0 | 0 | 0 | 0 | 0 | 0 | 0 | 0
F10_Industrial_Petroleum_New_Space Heating_Natural Gas_ENERGY STAR Connected Thermostat_A_Achievable Technical Potential | F10 | Industrial | Petroleum | New | Space Heating | Natural Gas | ENERGY STAR Connected Thermostat | A | Purchases (Incremental) | Achievable Technical Potential | 0 | 0 | 0 | 0 | 0 | 0 | 0 | 0 | 0 | 0 | 0 | 0 | 0 | 0 | 0 | 0 | 0 | 0 | 0 | 0 | 0 | 0 | 0 | 0 | 0 | 0 | 0 | 0 | 0 | 0 | 0
F11_Industrial_Petroleum_New_Space Heating_Natural Gas_ENERGY STAR Connected Thermostat_A_Achievable Technical Potential | F11 | Industrial | Petroleum | New | Space Heating | Natural Gas | ENERGY STAR Connected Thermostat | A | Purchases (Cumulative) | Achievable Technical Potential | 0 | 0 | 0 | 0 | 0 | 0 | 0 | 0 | 0 | 0 | 0 | 0 | 0 | 0 | 0 | 0 | 0 | 0 | 0 | 0 | 0 | 0 | 0 | 0 | 0 | 0 | 0 | 0 | 0 | 0 | 0
F1_Industrial_Petroleum_New_Space Heating_Natural Gas_Destratification Fans (HVLS)_A_Achievable Technical Potential | F1 | Industrial | Petroleum | New | Space Heating | Natural Gas | Destratification Fans (HVLS) | A | Integrated Unit Energy Savings (kWh or therms) | Achievable Technical Potential | 0 | 0 | 0 | 0 | 0 | 0 | 0 | 0 | 0 | 0 | 0 | 0 | 0 | 0 | 0 | 0 | 0 | 0 | 0 | 0 | 0 | 0 | 0 | 0 | 0 | 0 | 0 | 0 | 0 | 0 | 0
F2_Industrial_Petroleum_New_Space Heating_Natural Gas_Destratification Fans (HVLS)_A_Achievable Technical Potential | F2 | Industrial | Petroleum | New | Space Heating | Natural Gas | Destratification Fans (HVLS) | A | Integrated Unit Summer Peak Savings (kW) | Achievable Technical Potential | 0 | 0 | 0 | 0 | 0 | 0 | 0 | 0 | 0 | 0 | 0 | 0 | 0 | 0 | 0 | 0 | 0 | 0 | 0 | 0 | 0 | 0 | 0 | 0 | 0 | 0 | 0 | 0 | 0 | 0 | 0
F3_Industrial_Petroleum_New_Space Heating_Natural Gas_Destratification Fans (HVLS)_A_Achievable Technical Potential | F3 | Industrial | Petroleum | New | Space Heating | Natural Gas | Destratification Fans (HVLS) | A | Integrated Unit Winter Peak Savings (kW) | Achievable Technical Potential | 0 | 0 | 0 | 0 | 0 | 0 | 0 | 0 | 0 | 0 | 0 | 0 | 0 | 0 | 0 | 0 | 0 | 0 | 0 | 0 | 0 | 0 | 0 | 0 | 0 | 0 | 0 | 0 | 0 | 0 | 0
F4_Industrial_Petroleum_New_Space Heating_Natural Gas_Destratification Fans (HVLS)_A_Achievable Technical Potential | F4 | Industrial | Petroleum | New | Space Heating | Natural Gas | Destratification Fans (HVLS) | A | Incremental Energy Savings (MWh or mTherms) | Achievable Technical Potential | 0 | 0 | 0 | 0 | 0 | 0 | 0 | 0 | 0 | 0 | 0 | 0 | 0 | 0 | 0 | 0 | 0 | 0 | 0 | 0 | 0 | 0 | 0 | 0 | 0 | 0 | 0 | 0 | 0 | 0 | 0
F5_Industrial_Petroleum_New_Space Heating_Natural Gas_Destratification Fans (HVLS)_A_Achievable Technical Potential | F5 | Industrial | Petroleum | New | Space Heating | Natural Gas | Destratification Fans (HVLS) | A | Incremental Summer Peak Savings (MW) | Achievable Technical Potential | 0 | 0 | 0 | 0 | 0 | 0 | 0 | 0 | 0 | 0 | 0 | 0 | 0 | 0 | 0 | 0 | 0 | 0 | 0 | 0 | 0 | 0 | 0 | 0 | 0 | 0 | 0 | 0 | 0 | 0 | 0
F6_Industrial_Petroleum_New_Space Heating_Natural Gas_Destratification Fans (HVLS)_A_Achievable Technical Potential | F6 | Industrial | Petroleum | New | Space Heating | Natural Gas | Destratification Fans (HVLS) | A | Incremental Winter Peak Savings (MW) | Achievable Technical Potential | 0 | 0 | 0 | 0 | 0 | 0 | 0 | 0 | 0 | 0 | 0 | 0 | 0 | 0 | 0 | 0 | 0 | 0 | 0 | 0 | 0 | 0 | 0 | 0 | 0 | 0 | 0 | 0 | 0 | 0 | 0
F7_Industrial_Petroleum_New_Space Heating_Natural Gas_Destratification Fans (HVLS)_A_Achievable Technical Potential | F7 | Industrial | Petroleum | New | Space Heating | Natural Gas | Destratification Fans (HVLS) | A | Cumulative Energy Savings (MWh or mTherms) | Achievable Technical Potential | 0 | 0 | 0 | 0 | 0 | 0 | 0 | 0 | 0 | 0 | 0 | 0 | 0 | 0 | 0 | 0 | 0 | 0 | 0 | 0 | 0 | 0 | 0 | 0 | 0 | 0 | 0 | 0 | 0 | 0 | 0
F8_Industrial_Petroleum_New_Space Heating_Natural Gas_Destratification Fans (HVLS)_A_Achievable Technical Potential | F8 | Industrial | Petroleum | New | Space Heating | Natural Gas | Destratification Fans (HVLS) | A | Cumulative Summer Peak Savings (MW) | Achievable Technical Potential | 0 | 0 | 0 | 0 | 0 | 0 | 0 | 0 | 0 | 0 | 0 | 0 | 0 | 0 | 0 | 0 | 0 | 0 | 0 | 0 | 0 | 0 | 0 | 0 | 0 | 0 | 0 | 0 | 0 | 0 | 0
F9_Industrial_Petroleum_New_Space Heating_Natural Gas_Destratification Fans (HVLS)_A_Achievable Technical Potential | F9 | Industrial | Petroleum | New | Space Heating | Natural Gas | Destratification Fans (HVLS) | A | Cumulative Winter Peak Savings (MW) | Achievable Technical Potential | 0 | 0 | 0 | 0 | 0 | 0 | 0 | 0 | 0 | 0 | 0 | 0 | 0 | 0 | 0 | 0 | 0 | 0 | 0 | 0 | 0 | 0 | 0 | 0 | 0 | 0 | 0 | 0 | 0 | 0 | 0
F10_Industrial_Petroleum_New_Space Heating_Natural Gas_Destratification Fans (HVLS)_A_Achievable Technical Potential | F10 | Industrial | Petroleum | New | Space Heating | Natural Gas | Destratification Fans (HVLS) | A | Purchases (Incremental) | Achievable Technical Potential | 0 | 0 | 0 | 0 | 0 | 0 | 0 | 0 | 0 | 0 | 0 | 0 | 0 | 0 | 0 | 0 | 0 | 0 | 0 | 0 | 0 | 0 | 0 | 0 | 0 | 0 | 0 | 0 | 0 | 0 | 0
F11_Industrial_Petroleum_New_Space Heating_Natural Gas_Destratification Fans (HVLS)_A_Achievable Technical Potential | F11 | Industrial | Petroleum | New | Space Heating | Natural Gas | Destratification Fans (HVLS) | A | Purchases (Cumulative) | Achievable Technical Potential | 0 | 0 | 0 | 0 | 0 | 0 | 0 | 0 | 0 | 0 | 0 | 0 | 0 | 0 | 0 | 0 | 0 | 0 | 0 | 0 | 0 | 0 | 0 | 0 | 0 | 0 | 0 | 0 | 0 | 0 | 0
F1_Industrial_Petroleum_New_Space Heating_Natural Gas_Gas Boiler - Insulate Steam Lines/Condensate Tank_A_Achievable Technical Potential | F1 | Industrial | Petroleum | New | Space Heating | Natural Gas | Gas Boiler - Insulate Steam Lines/Condensate Tank | A | Integrated Unit Energy Savings (kWh or therms) | Achievable Technical Potential | 0 | 0 | 0 | 0 | 0 | 0 | 0 | 0 | 0 | 0 | 0 | 0 | 0 | 0 | 0 | 0 | 0 | 0 | 0 | 0 | 0 | 0 | 0 | 0 | 0 | 0 | 0 | 0 | 0 | 0 | 0
F2_Industrial_Petroleum_New_Space Heating_Natural Gas_Gas Boiler - Insulate Steam Lines/Condensate Tank_A_Achievable Technical Potential | F2 | Industrial | Petroleum | New | Space Heating | Natural Gas | Gas Boiler - Insulate Steam Lines/Condensate Tank | A | Integrated Unit Summer Peak Savings (kW) | Achievable Technical Potential | 0 | 0 | 0 | 0 | 0 | 0 | 0 | 0 | 0 | 0 | 0 | 0 | 0 | 0 | 0 | 0 | 0 | 0 | 0 | 0 | 0 | 0 | 0 | 0 | 0 | 0 | 0 | 0 | 0 | 0 | 0
F3_Industrial_Petroleum_New_Space Heating_Natural Gas_Gas Boiler - Insulate Steam Lines/Condensate Tank_A_Achievable Technical Potential | F3 | Industrial | Petroleum | New | Space Heating | Natural Gas | Gas Boiler - Insulate Steam Lines/Condensate Tank | A | Integrated Unit Winter Peak Savings (kW) | Achievable Technical Potential | 0 | 0 | 0 | 0 | 0 | 0 | 0 | 0 | 0 | 0 | 0 | 0 | 0 | 0 | 0 | 0 | 0 | 0 | 0 | 0 | 0 | 0 | 0 | 0 | 0 | 0 | 0 | 0 | 0 | 0 | 0
F4_Industrial_Petroleum_New_Space Heating_Natural Gas_Gas Boiler - Insulate Steam Lines/Condensate Tank_A_Achievable Technical Potential | F4 | Industrial | Petroleum | New | Space Heating | Natural Gas | Gas Boiler - Insulate Steam Lines/Condensate Tank | A | Incremental Energy Savings (MWh or mTherms) | Achievable Technical Potential | 0 | 0 | 0 | 0 | 0 | 0 | 0 | 0 | 0 | 0 | 0 | 0 | 0 | 0 | 0 | 0 | 0 | 0 | 0 | 0 | 0 | 0 | 0 | 0 | 0 | 0 | 0 | 0 | 0 | 0 | 0
F5_Industrial_Petroleum_New_Space Heating_Natural Gas_Gas Boiler - Insulate Steam Lines/Condensate Tank_A_Achievable Technical Potential | F5 | Industrial | Petroleum | New | Space Heating | Natural Gas | Gas Boiler - Insulate Steam Lines/Condensate Tank | A | Incremental Summer Peak Savings (MW) | Achievable Technical Potential | 0 | 0 | 0 | 0 | 0 | 0 | 0 | 0 | 0 | 0 | 0 | 0 | 0 | 0 | 0 | 0 | 0 | 0 | 0 | 0 | 0 | 0 | 0 | 0 | 0 | 0 | 0 | 0 | 0 | 0 | 0
F6_Industrial_Petroleum_New_Space Heating_Natural Gas_Gas Boiler - Insulate Steam Lines/Condensate Tank_A_Achievable Technical Potential | F6 | Industrial | Petroleum | New | Space Heating | Natural Gas | Gas Boiler - Insulate Steam Lines/Condensate Tank | A | Incremental Winter Peak Savings (MW) | Achievable Technical Potential | 0 | 0 | 0 | 0 | 0 | 0 | 0 | 0 | 0 | 0 | 0 | 0 | 0 | 0 | 0 | 0 | 0 | 0 | 0 | 0 | 0 | 0 | 0 | 0 | 0 | 0 | 0 | 0 | 0 | 0 | 0
F7_Industrial_Petroleum_New_Space Heating_Natural Gas_Gas Boiler - Insulate Steam Lines/Condensate Tank_A_Achievable Technical Potential | F7 | Industrial | Petroleum | New | Space Heating | Natural Gas | Gas Boiler - Insulate Steam Lines/Condensate Tank | A | Cumulative Energy Savings (MWh or mTherms) | Achievable Technical Potential | 0 | 0 | 0 | 0 | 0 | 0 | 0 | 0 | 0 | 0 | 0 | 0 | 0 | 0 | 0 | 0 | 0 | 0 | 0 | 0 | 0 | 0 | 0 | 0 | 0 | 0 | 0 | 0 | 0 | 0 | 0
F8_Industrial_Petroleum_New_Space Heating_Natural Gas_Gas Boiler - Insulate Steam Lines/Condensate Tank_A_Achievable Technical Potential | F8 | Industrial | Petroleum | New | Space Heating | Natural Gas | Gas Boiler - Insulate Steam Lines/Condensate Tank | A | Cumulative Summer Peak Savings (MW) | Achievable Technical Potential | 0 | 0 | 0 | 0 | 0 | 0 | 0 | 0 | 0 | 0 | 0 | 0 | 0 | 0 | 0 | 0 | 0 | 0 | 0 | 0 | 0 | 0 | 0 | 0 | 0 | 0 | 0 | 0 | 0 | 0 | 0
F9_Industrial_Petroleum_New_Space Heating_Natural Gas_Gas Boiler - Insulate Steam Lines/Condensate Tank_A_Achievable Technical Potential | F9 | Industrial | Petroleum | New | Space Heating | Natural Gas | Gas Boiler - Insulate Steam Lines/Condensate Tank | A | Cumulative Winter Peak Savings (MW) | Achievable Technical Potential | 0 | 0 | 0 | 0 | 0 | 0 | 0 | 0 | 0 | 0 | 0 | 0 | 0 | 0 | 0 | 0 | 0 | 0 | 0 | 0 | 0 | 0 | 0 | 0 | 0 | 0 | 0 | 0 | 0 | 0 | 0
F10_Industrial_Petroleum_New_Space Heating_Natural Gas_Gas Boiler - Insulate Steam Lines/Condensate Tank_A_Achievable Technical Potential | F10 | Industrial | Petroleum | New | Space Heating | Natural Gas | Gas Boiler - Insulate Steam Lines/Condensate Tank | A | Purchases (Incremental) | Achievable Technical Potential | 0 | 0 | 0 | 0 | 0 | 0 | 0 | 0 | 0 | 0 | 0 | 0 | 0 | 0 | 0 | 0 | 0 | 0 | 0 | 0 | 0 | 0 | 0 | 0 | 0 | 0 | 0 | 0 | 0 | 0 | 0
F11_Industrial_Petroleum_New_Space Heating_Natural Gas_Gas Boiler - Insulate Steam Lines/Condensate Tank_A_Achievable Technical Potential | F11 | Industrial | Petroleum | New | Space Heating | Natural Gas | Gas Boiler - Insulate Steam Lines/Condensate Tank | A | Purchases (Cumulative) | Achievable Technical Potential | 0 | 0 | 0 | 0 | 0 | 0 | 0 | 0 | 0 | 0 | 0 | 0 | 0 | 0 | 0 | 0 | 0 | 0 | 0 | 0 | 0 | 0 | 0 | 0 | 0 | 0 | 0 | 0 | 0 | 0 | 0
F1_Industrial_Petroleum_New_Process_Natural Gas_Gas Boiler - Insulate Steam Lines/Condensate Tank_A_Achievable Technical Potential | F1 | Industrial | Petroleum | New | Process | Natural Gas | Gas Boiler - Insulate Steam Lines/Condensate Tank | A | Integrated Unit Energy Savings (kWh or therms) | Achievable Technical Potential | 0 | 0 | 0 | 0 | 0 | 5799.7344 | 5788.4504 | 5778.3104 | 5768.9954 | 5760.068 | 5754.4196 | 5749.9349 | 5746.4276 | 5743.7763 | 5741.8561 | 5740.695 | 5740.1587 | 5740.1208 | 5740.3987 | 5740.822 | 5741.5336 | 5742.5322 | 5743.3912 | 5744.1278 | 5744.7562 | 5747.3117 | 5749.6762 | 5751.8709 | 5813.0737 | 5813.0737 | 5813.0737
F2_Industrial_Petroleum_New_Process_Natural Gas_Gas Boiler - Insulate Steam Lines/Condensate Tank_A_Achievable Technical Potential | F2 | Industrial | Petroleum | New | Process | Natural Gas | Gas Boiler - Insulate Steam Lines/Condensate Tank | A | Integrated Unit Summer Peak Savings (kW) | Achievable Technical Potential | 0 | 0 | 0 | 0 | 0 | 0 | 0 | 0 | 0 | 0 | 0 | 0 | 0 | 0 | 0 | 0 | 0 | 0 | 0 | 0 | 0 | 0 | 0 | 0 | 0 | 0 | 0 | 0 | 0 | 0 | 0
F3_Industrial_Petroleum_New_Process_Natural Gas_Gas Boiler - Insulate Steam Lines/Condensate Tank_A_Achievable Technical Potential | F3 | Industrial | Petroleum | New | Process | Natural Gas | Gas Boiler - Insulate Steam Lines/Condensate Tank | A | Integrated Unit Winter Peak Savings (kW) | Achievable Technical Potential | 0 | 0 | 0 | 0 | 0 | 0 | 0 | 0 | 0 | 0 | 0 | 0 | 0 | 0 | 0 | 0 | 0 | 0 | 0 | 0 | 0 | 0 | 0 | 0 | 0 | 0 | 0 | 0 | 0 | 0 | 0
F4_Industrial_Petroleum_New_Process_Natural Gas_Gas Boiler - Insulate Steam Lines/Condensate Tank_A_Achievable Technical Potential | F4 | Industrial | Petroleum | New | Process | Natural Gas | Gas Boiler - Insulate Steam Lines/Condensate Tank | A | Incremental Energy Savings (MWh or mTherms) | Achievable Technical Potential | 0 | 0 | 0 | 0 | 0 | 0.020334 | 0.024043 | 0.027742 | 0.031409 | 0.035069 | 0.038743 | 0.04237 | 0.04599 | 0.049606 | 0.053167 | 0.056747 | 0.060298 | 0.063854 | 0.067396 | 0.070908 | 0.074429 | 0.07794 | 0.081437 | 0.08492 | 0.088391 | 0.02015 | 0.023882 | 0.027615 | 0.031649 | 0.035392 | 0.039137
F5_Industrial_Petroleum_New_Process_Natural Gas_Gas Boiler - Insulate Steam Lines/Condensate Tank_A_Achievable Technical Potential | F5 | Industrial | Petroleum | New | Process | Natural Gas | Gas Boiler - Insulate Steam Lines/Condensate Tank | A | Incremental Summer Peak Savings (MW) | Achievable Technical Potential | 0 | 0 | 0 | 0 | 0 | 0 | 0 | 0 | 0 | 0 | 0 | 0 | 0 | 0 | 0 | 0 | 0 | 0 | 0 | 0 | 0 | 0 | 0 | 0 | 0 | 0 | 0 | 0 | 0 | 0 | 0
F6_Industrial_Petroleum_New_Process_Natural Gas_Gas Boiler - Insulate Steam Lines/Condensate Tank_A_Achievable Technical Potential | F6 | Industrial | Petroleum | New | Process | Natural Gas | Gas Boiler - Insulate Steam Lines/Condensate Tank | A | Incremental Winter Peak Savings (MW) | Achievable Technical Potential | 0 | 0 | 0 | 0 | 0 | 0 | 0 | 0 | 0 | 0 | 0 | 0 | 0 | 0 | 0 | 0 | 0 | 0 | 0 | 0 | 0 | 0 | 0 | 0 | 0 | 0 | 0 | 0 | 0 | 0 | 0
F7_Industrial_Petroleum_New_Process_Natural Gas_Gas Boiler - Insulate Steam Lines/Condensate Tank_A_Achievable Technical Potential | F7 | Industrial | Petroleum | New | Process | Natural Gas | Gas Boiler - Insulate Steam Lines/Condensate Tank | A | Cumulative Energy Savings (MWh or mTherms) | Achievable Technical Potential | 0 | 0 | 0 | 0 | 0 | 0.020334 | 0.044338 | 0.072002 | 0.10329 | 0.1382 | 0.17681 | 0.21904 | 0.2649 | 0.31438 | 0.36745 | 0.42412 | 0.48438 | 0.54823 | 0.61565 | 0.6866 | 0.76112 | 0.83919 | 0.92075 | 1.0058 | 1.0943 | 1.0948 | 1.0952 | 1.0956 | 0 | 0 | 0
F8_Industrial_Petroleum_New_Process_Natural Gas_Gas Boiler - Insulate Steam Lines/Condensate Tank_A_Achievable Technical Potential | F8 | Industrial | Petroleum | New | Process | Natural Gas | Gas Boiler - Insulate Steam Lines/Condensate Tank | A | Cumulative Summer Peak Savings (MW) | Achievable Technical Potential | 0 | 0 | 0 | 0 | 0 | 0 | 0 | 0 | 0 | 0 | 0 | 0 | 0 | 0 | 0 | 0 | 0 | 0 | 0 | 0 | 0 | 0 | 0 | 0 | 0 | 0 | 0 | 0 | 0 | 0 | 0
F9_Industrial_Petroleum_New_Process_Natural Gas_Gas Boiler - Insulate Steam Lines/Condensate Tank_A_Achievable Technical Potential | F9 | Industrial | Petroleum | New | Process | Natural Gas | Gas Boiler - Insulate Steam Lines/Condensate Tank | A | Cumulative Winter Peak Savings (MW) | Achievable Technical Potential | 0 | 0 | 0 | 0 | 0 | 0 | 0 | 0 | 0 | 0 | 0 | 0 | 0 | 0 | 0 | 0 | 0 | 0 | 0 | 0 | 0 | 0 | 0 | 0 | 0 | 0 | 0 | 0 | 0 | 0 | 0
F10_Industrial_Petroleum_New_Process_Natural Gas_Gas Boiler - Insulate Steam Lines/Condensate Tank_A_Achievable Technical Potential | F10 | Industrial | Petroleum | New | Process | Natural Gas | Gas Boiler - Insulate Steam Lines/Condensate Tank | A | Purchases (Incremental) | Achievable Technical Potential | 0 | 0 | 0 | 0 | 0 | 0.003506 | 0.0041537 | 0.004801 | 0.0054445 | 0.0060883 | 0.0067327 | 0.0073688 | 0.0080033 | 0.0086364 | 0.0092596 | 0.009885 | 0.010505 | 0.011124 | 0.011741 | 0.012352 | 0.012963 | 0.013572 | 0.014179 | 0.014784 | 0.015386 | 0.003506 | 0.0041537 | 0.004801 | 0.0054445 | 0.0060883 | 0.0067327
F11_Industrial_Petroleum_New_Process_Natural Gas_Gas Boiler - Insulate Steam Lines/Condensate Tank_A_Achievable Technical Potential | F11 | Industrial | Petroleum | New | Process | Natural Gas | Gas Boiler - Insulate Steam Lines/Condensate Tank | A | Purchases (Cumulative) | Achievable Technical Potential | 0 | 0 | 0 | 0 | 0 | 0.003506 | 0.0076597 | 0.012461 | 0.017905 | 0.023993 | 0.030726 | 0.038095 | 0.046098 | 0.054735 | 0.063994 | 0.073879 | 0.084384 | 0.095508 | 0.10725 | 0.1196 | 0.13256 | 0.14614 | 0.16032 | 0.1751 | 0.19049 | 0.19049 | 0.19049 | 0.19049 | 0.19049 | 0.19049 | 0.19049
F1_Industrial_Petroleum_New_Space Heating_Natural Gas_Gas Boiler - Insulate Hot Water Lines_A_Achievable Technical Potential | F1 | Industrial | Petroleum | New | Space Heating | Natural Gas | Gas Boiler - Insulate Hot Water Lines | A | Integrated Unit Energy Savings (kWh or therms) | Achievable Technical Potential | 0 | 0 | 0 | 0 | 0 | 0 | 0 | 0 | 0 | 0 | 0 | 0 | 0 | 0 | 0 | 0 | 0 | 0 | 0 | 0 | 0 | 0 | 0 | 0 | 0 | 0 | 0 | 0 | 0 | 0 | 0
F2_Industrial_Petroleum_New_Space Heating_Natural Gas_Gas Boiler - Insulate Hot Water Lines_A_Achievable Technical Potential | F2 | Industrial | Petroleum | New | Space Heating | Natural Gas | Gas Boiler - Insulate Hot Water Lines | A | Integrated Unit Summer Peak Savings (kW) | Achievable Technical Potential | 0 | 0 | 0 | 0 | 0 | 0 | 0 | 0 | 0 | 0 | 0 | 0 | 0 | 0 | 0 | 0 | 0 | 0 | 0 | 0 | 0 | 0 | 0 | 0 | 0 | 0 | 0 | 0 | 0 | 0 | 0
F3_Industrial_Petroleum_New_Space Heating_Natural Gas_Gas Boiler - Insulate Hot Water Lines_A_Achievable Technical Potential | F3 | Industrial | Petroleum | New | Space Heating | Natural Gas | Gas Boiler - Insulate Hot Water Lines | A | Integrated Unit Winter Peak Savings (kW) | Achievable Technical Potential | 0 | 0 | 0 | 0 | 0 | 0 | 0 | 0 | 0 | 0 | 0 | 0 | 0 | 0 | 0 | 0 | 0 | 0 | 0 | 0 | 0 | 0 | 0 | 0 | 0 | 0 | 0 | 0 | 0 | 0 | 0
F4_Industrial_Petroleum_New_Space Heating_Natural Gas_Gas Boiler - Insulate Hot Water Lines_A_Achievable Technical Potential | F4 | Industrial | Petroleum | New | Space Heating | Natural Gas | Gas Boiler - Insulate Hot Water Lines | A | Incremental Energy Savings (MWh or mTherms) | Achievable Technical Potential | 0 | 0 | 0 | 0 | 0 | 0 | 0 | 0 | 0 | 0 | 0 | 0 | 0 | 0 | 0 | 0 | 0 | 0 | 0 | 0 | 0 | 0 | 0 | 0 | 0 | 0 | 0 | 0 | 0 | 0 | 0
F5_Industrial_Petroleum_New_Space Heating_Natural Gas_Gas Boiler - Insulate Hot Water Lines_A_Achievable Technical Potential | F5 | Industrial | Petroleum | New | Space Heating | Natural Gas | Gas Boiler - Insulate Hot Water Lines | A | Incremental Summer Peak Savings (MW) | Achievable Technical Potential | 0 | 0 | 0 | 0 | 0 | 0 | 0 | 0 | 0 | 0 | 0 | 0 | 0 | 0 | 0 | 0 | 0 | 0 | 0 | 0 | 0 | 0 | 0 | 0 | 0 | 0 | 0 | 0 | 0 | 0 | 0
F6_Industrial_Petroleum_New_Space Heating_Natural Gas_Gas Boiler - Insulate Hot Water Lines_A_Achievable Technical Potential | F6 | Industrial | Petroleum | New | Space Heating | Natural Gas | Gas Boiler - Insulate Hot Water Lines | A | Incremental Winter Peak Savings (MW) | Achievable Technical Potential | 0 | 0 | 0 | 0 | 0 | 0 | 0 | 0 | 0 | 0 | 0 | 0 | 0 | 0 | 0 | 0 | 0 | 0 | 0 | 0 | 0 | 0 | 0 | 0 | 0 | 0 | 0 | 0 | 0 | 0 | 0
F7_Industrial_Petroleum_New_Space Heating_Natural Gas_Gas Boiler - Insulate Hot Water Lines_A_Achievable Technical Potential | F7 | Industrial | Petroleum | New | Space Heating | Natural Gas | Gas Boiler - Insulate Hot Water Lines | A | Cumulative Energy Savings (MWh or mTherms) | Achievable Technical Potential | 0 | 0 | 0 | 0 | 0 | 0 | 0 | 0 | 0 | 0 | 0 | 0 | 0 | 0 | 0 | 0 | 0 | 0 | 0 | 0 | 0 | 0 | 0 | 0 | 0 | 0 | 0 | 0 | 0 | 0 | 0
F8_Industrial_Petroleum_New_Space Heating_Natural Gas_Gas Boiler - Insulate Hot Water Lines_A_Achievable Technical Potential | F8 | Industrial | Petroleum | New | Space Heating | Natural Gas | Gas Boiler - Insulate Hot Water Lines | A | Cumulative Summer Peak Savings (MW) | Achievable Technical Potential | 0 | 0 | 0 | 0 | 0 | 0 | 0 | 0 | 0 | 0 | 0 | 0 | 0 | 0 | 0 | 0 | 0 | 0 | 0 | 0 | 0 | 0 | 0 | 0 | 0 | 0 | 0 | 0 | 0 | 0 | 0
F9_Industrial_Petroleum_New_Space Heating_Natural Gas_Gas Boiler - Insulate Hot Water Lines_A_Achievable Technical Potential | F9 | Industrial | Petroleum | New | Space Heating | Natural Gas | Gas Boiler - Insulate Hot Water Lines | A | Cumulative Winter Peak Savings (MW) | Achievable Technical Potential | 0 | 0 | 0 | 0 | 0 | 0 | 0 | 0 | 0 | 0 | 0 | 0 | 0 | 0 | 0 | 0 | 0 | 0 | 0 | 0 | 0 | 0 | 0 | 0 | 0 | 0 | 0 | 0 | 0 | 0 | 0
F10_Industrial_Petroleum_New_Space Heating_Natural Gas_Gas Boiler - Insulate Hot Water Lines_A_Achievable Technical Potential | F10 | Industrial | Petroleum | New | Space Heating | Natural Gas | Gas Boiler - Insulate Hot Water Lines | A | Purchases (Incremental) | Achievable Technical Potential | 0 | 0 | 0 | 0 | 0 | 0 | 0 | 0 | 0 | 0 | 0 | 0 | 0 | 0 | 0 | 0 | 0 | 0 | 0 | 0 | 0 | 0 | 0 | 0 | 0 | 0 | 0 | 0 | 0 | 0 | 0
F11_Industrial_Petroleum_New_Space Heating_Natural Gas_Gas Boiler - Insulate Hot Water Lines_A_Achievable Technical Potential | F11 | Industrial | Petroleum | New | Space Heating | Natural Gas | Gas Boiler - Insulate Hot Water Lines | A | Purchases (Cumulative) | Achievable Technical Potential | 0 | 0 | 0 | 0 | 0 | 0 | 0 | 0 | 0 | 0 | 0 | 0 | 0 | 0 | 0 | 0 | 0 | 0 | 0 | 0 | 0 | 0 | 0 | 0 | 0 | 0 | 0 | 0 | 0 | 0 | 0
F1_Industrial_Petroleum_New_Process_Natural Gas_Gas Boiler - Insulate Hot Water Lines_A_Achievable Technical Potential | F1 | Industrial | Petroleum | New | Process | Natural Gas | Gas Boiler - Insulate Hot Water Lines | A | Integrated Unit Energy Savings (kWh or therms) | Achievable Technical Potential | 0 | 0 | 0 | 0 | 0 | 6562.2003 | 6555.0661 | 6548.5958 | 6542.6622 | 6536.8855 | 6531.8201 | 6527.9723 | 6525.1342 | 6523.1908 | 6522.0398 | 6521.6833 | 6522.0078 | 6522.8583 | 6524.0425 | 6525.3796 | 6527.0164 | 6528.9656 | 6530.7428 | 6532.3695 | 6533.8639 | 6535.2418 | 6536.5165 | 6537.6994 | 6570.6015 | 6570.6015 | 6570.6015
F2_Industrial_Petroleum_New_Process_Natural Gas_Gas Boiler - Insulate Hot Water Lines_A_Achievable Technical Potential | F2 | Industrial | Petroleum | New | Process | Natural Gas | Gas Boiler - Insulate Hot Water Lines | A | Integrated Unit Summer Peak Savings (kW) | Achievable Technical Potential | 0 | 0 | 0 | 0 | 0 | 0 | 0 | 0 | 0 | 0 | 0 | 0 | 0 | 0 | 0 | 0 | 0 | 0 | 0 | 0 | 0 | 0 | 0 | 0 | 0 | 0 | 0 | 0 | 0 | 0 | 0
F3_Industrial_Petroleum_New_Process_Natural Gas_Gas Boiler - Insulate Hot Water Lines_A_Achievable Technical Potential | F3 | Industrial | Petroleum | New | Process | Natural Gas | Gas Boiler - Insulate Hot Water Lines | A | Integrated Unit Winter Peak Savings (kW) | Achievable Technical Potential | 0 | 0 | 0 | 0 | 0 | 0 | 0 | 0 | 0 | 0 | 0 | 0 | 0 | 0 | 0 | 0 | 0 | 0 | 0 | 0 | 0 | 0 | 0 | 0 | 0 | 0 | 0 | 0 | 0 | 0 | 0
F4_Industrial_Petroleum_New_Process_Natural Gas_Gas Boiler - Insulate Hot Water Lines_A_Achievable Technical Potential | F4 | Industrial | Petroleum | New | Process | Natural Gas | Gas Boiler - Insulate Hot Water Lines | A | Incremental Energy Savings (MWh or mTherms) | Achievable Technical Potential | 0 | 0 | 0 | 0 | 0 | 0.023007 | 0.027228 | 0.03144 | 0.035621 | 0.039799 | 0.043977 | 0.048104 | 0.052223 | 0.056337 | 0.060391 | 0.064467 | 0.068511 | 0.072561 | 0.076596 | 0.080599 | 0.084612 | 0.088614 | 0.092601 | 0.096574 | 0.10053 | 0.022913 | 0.027151 | 0.031387 | 0.035773 | 0.040004 | 0.044238
F5_Industrial_Petroleum_New_Process_Natural Gas_Gas Boiler - Insulate Hot Water Lines_A_Achievable Technical Potential | F5 | Industrial | Petroleum | New | Process | Natural Gas | Gas Boiler - Insulate Hot Water Lines | A | Incremental Summer Peak Savings (MW) | Achievable Technical Potential | 0 | 0 | 0 | 0 | 0 | 0 | 0 | 0 | 0 | 0 | 0 | 0 | 0 | 0 | 0 | 0 | 0 | 0 | 0 | 0 | 0 | 0 | 0 | 0 | 0 | 0 | 0 | 0 | 0 | 0 | 0
F6_Industrial_Petroleum_New_Process_Natural Gas_Gas Boiler - Insulate Hot Water Lines_A_Achievable Technical Potential | F6 | Industrial | Petroleum | New | Process | Natural Gas | Gas Boiler - Insulate Hot Water Lines | A | Incremental Winter Peak Savings (MW) | Achievable Technical Potential | 0 | 0 | 0 | 0 | 0 | 0 | 0 | 0 | 0 | 0 | 0 | 0 | 0 | 0 | 0 | 0 | 0 | 0 | 0 | 0 | 0 | 0 | 0 | 0 | 0 | 0 | 0 | 0 | 0 | 0 | 0
F7_Industrial_Petroleum_New_Process_Natural Gas_Gas Boiler - Insulate Hot Water Lines_A_Achievable Technical Potential | F7 | Industrial | Petroleum | New | Process | Natural Gas | Gas Boiler - Insulate Hot Water Lines | A | Cumulative Energy Savings (MWh or mTherms) | Achievable Technical Potential | 0 | 0 | 0 | 0 | 0 | 0.023007 | 0.05021 | 0.0816 | 0.11715 | 0.15684 | 0.2007 | 0.24868 | 0.3008 | 0.35705 | 0.41737 | 0.48182 | 0.55035 | 0.62299 | 0.69969 | 0.78044 | 0.86524 | 0.95412 | 1.047 | 1.1438 | 1.2446 | 1.2449 | 1.2451 | 1.2453 | 0 | 0 | 0
F8_Industrial_Petroleum_New_Process_Natural Gas_Gas Boiler - Insulate Hot Water Lines_A_Achievable Technical Potential | F8 | Industrial | Petroleum | New | Process | Natural Gas | Gas Boiler - Insulate Hot Water Lines | A | Cumulative Summer Peak Savings (MW) | Achievable Technical Potential | 0 | 0 | 0 | 0 | 0 | 0 | 0 | 0 | 0 | 0 | 0 | 0 | 0 | 0 | 0 | 0 | 0 | 0 | 0 | 0 | 0 | 0 | 0 | 0 | 0 | 0 | 0 | 0 | 0 | 0 | 0
F9_Industrial_Petroleum_New_Process_Natural Gas_Gas Boiler - Insulate Hot Water Lines_A_Achievable Technical Potential | F9 | Industrial | Petroleum | New | Process | Natural Gas | Gas Boiler - Insulate Hot Water Lines | A | Cumulative Winter Peak Savings (MW) | Achievable Technical Potential | 0 | 0 | 0 | 0 | 0 | 0 | 0 | 0 | 0 | 0 | 0 | 0 | 0 | 0 | 0 | 0 | 0 | 0 | 0 | 0 | 0 | 0 | 0 | 0 | 0 | 0 | 0 | 0 | 0 | 0 | 0
F10_Industrial_Petroleum_New_Process_Natural Gas_Gas Boiler - Insulate Hot Water Lines_A_Achievable Technical Potential | F10 | Industrial | Petroleum | New | Process | Natural Gas | Gas Boiler - Insulate Hot Water Lines | A | Purchases (Incremental) | Achievable Technical Potential | 0 | 0 | 0 | 0 | 0 | 0.003506 | 0.0041537 | 0.004801 | 0.0054445 | 0.0060883 | 0.0067327 | 0.0073688 | 0.0080033 | 0.0086364 | 0.0092596 | 0.009885 | 0.010505 | 0.011124 | 0.011741 | 0.012352 | 0.012963 | 0.013572 | 0.014179 | 0.014784 | 0.015386 | 0.003506 | 0.0041537 | 0.004801 | 0.0054445 | 0.0060883 | 0.0067327
F11_Industrial_Petroleum_New_Process_Natural Gas_Gas Boiler - Insulate Hot Water Lines_A_Achievable Technical Potential | F11 | Industrial | Petroleum | New | Process | Natural Gas | Gas Boiler - Insulate Hot Water Lines | A | Purchases (Cumulative) | Achievable Technical Potential | 0 | 0 | 0 | 0 | 0 | 0.003506 | 0.0076597 | 0.012461 | 0.017905 | 0.023993 | 0.030726 | 0.038095 | 0.046098 | 0.054735 | 0.063994 | 0.073879 | 0.084384 | 0.095508 | 0.10725 | 0.1196 | 0.13256 | 0.14614 | 0.16032 | 0.1751 | 0.19049 | 0.19049 | 0.19049 | 0.19049 | 0.19049 | 0.19049 | 0.19049
F1_Industrial_Petroleum_New_Process_Natural Gas_Process - Insulate Heated Process Fluids_A_Achievable Technical Potential | F1 | Industrial | Petroleum | New | Process | Natural Gas | Process - Insulate Heated Process Fluids | A | Integrated Unit Energy Savings (kWh or therms) | Achievable Technical Potential | 0 | 0 | 0 | 0 | 0 | 11054.9028 | 11051.0684 | 11047.8176 | 11045.1852 | 11042.6831 | 11040.6783 | 11039.414 | 11038.6971 | 11038.377 | 11038.3242 | 11038.4868 | 11038.7861 | 11039.1897 | 11039.6579 | 11040.1624 | 11041.0853 | 11041.9218 | 11042.6835 | 11043.3803 | 11044.0202 | 11044.6101 | 11045.1558 | 11045.6621 | 11059.7224 | 11059.7224 | 11059.7224
F2_Industrial_Petroleum_New_Process_Natural Gas_Process - Insulate Heated Process Fluids_A_Achievable Technical Potential | F2 | Industrial | Petroleum | New | Process | Natural Gas | Process - Insulate Heated Process Fluids | A | Integrated Unit Summer Peak Savings (kW) | Achievable Technical Potential | 0 | 0 | 0 | 0 | 0 | 0 | 0 | 0 | 0 | 0 | 0 | 0 | 0 | 0 | 0 | 0 | 0 | 0 | 0 | 0 | 0 | 0 | 0 | 0 | 0 | 0 | 0 | 0 | 0 | 0 | 0
F3_Industrial_Petroleum_New_Process_Natural Gas_Process - Insulate Heated Process Fluids_A_Achievable Technical Potential | F3 | Industrial | Petroleum | New | Process | Natural Gas | Process - Insulate Heated Process Fluids | A | Integrated Unit Winter Peak Savings (kW) | Achievable Technical Potential | 0 | 0 | 0 | 0 | 0 | 0 | 0 | 0 | 0 | 0 | 0 | 0 | 0 | 0 | 0 | 0 | 0 | 0 | 0 | 0 | 0 | 0 | 0 | 0 | 0 | 0 | 0 | 0 | 0 | 0 | 0
F4_Industrial_Petroleum_New_Process_Natural Gas_Process - Insulate Heated Process Fluids_A_Achievable Technical Potential | F4 | Industrial | Petroleum | New | Process | Natural Gas | Process - Insulate Heated Process Fluids | A | Incremental Energy Savings (MWh or mTherms) | Achievable Technical Potential | 0 | 0 | 0 | 0 | 0 | 0.084784 | 0.10041 | 0.11603 | 0.13155 | 0.14707 | 0.14634 | 0.12812 | 0.11132 | 0.096095 | 0.082422 | 0.070393 | 0.059845 | 0.050702 | 0.042811 | 0.036033 | 0.030256 | 0.00021609 | 8.0629e-05 | 2.8661e-05 | 9.7275e-06 | 0.084706 | 0.10036 | 0.116 | 0.13172 | 0.14729 | 0.1466
F5_Industrial_Petroleum_New_Process_Natural Gas_Process - Insulate Heated Process Fluids_A_Achievable Technical Potential | F5 | Industrial | Petroleum | New | Process | Natural Gas | Process - Insulate Heated Process Fluids | A | Incremental Summer Peak Savings (MW) | Achievable Technical Potential | 0 | 0 | 0 | 0 | 0 | 0 | 0 | 0 | 0 | 0 | 0 | 0 | 0 | 0 | 0 | 0 | 0 | 0 | 0 | 0 | 0 | 0 | 0 | 0 | 0 | 0 | 0 | 0 | 0 | 0 | 0
F6_Industrial_Petroleum_New_Process_Natural Gas_Process - Insulate Heated Process Fluids_A_Achievable Technical Potential | F6 | Industrial | Petroleum | New | Process | Natural Gas | Process - Insulate Heated Process Fluids | A | Incremental Winter Peak Savings (MW) | Achievable Technical Potential | 0 | 0 | 0 | 0 | 0 | 0 | 0 | 0 | 0 | 0 | 0 | 0 | 0 | 0 | 0 | 0 | 0 | 0 | 0 | 0 | 0 | 0 | 0 | 0 | 0 | 0 | 0 | 0 | 0 | 0 | 0
F7_Industrial_Petroleum_New_Process_Natural Gas_Process - Insulate Heated Process Fluids_A_Achievable Technical Potential | F7 | Industrial | Petroleum | New | Process | Natural Gas | Process - Insulate Heated Process Fluids | A | Cumulative Energy Savings (MWh or mTherms) | Achievable Technical Potential | 0 | 0 | 0 | 0 | 0 | 0.084784 | 0.18517 | 0.30114 | 0.43261 | 0.57958 | 0.72582 | 0.85386 | 0.96512 | 1.0612 | 1.1436 | 1.214 | 1.2739 | 1.3246 | 1.3675 | 1.4036 | 1.434 | 1.4343 | 1.4345 | 1.4346 | 1.4347 | 1.4348 | 1.4348 | 1.4349 | 0 | 0 | 0
F8_Industrial_Petroleum_New_Process_Natural Gas_Process - Insulate Heated Process Fluids_A_Achievable Technical Potential | F8 | Industrial | Petroleum | New | Process | Natural Gas | Process - Insulate Heated Process Fluids | A | Cumulative Summer Peak Savings (MW) | Achievable Technical Potential | 0 | 0 | 0 | 0 | 0 | 0 | 0 | 0 | 0 | 0 | 0 | 0 | 0 | 0 | 0 | 0 | 0 | 0 | 0 | 0 | 0 | 0 | 0 | 0 | 0 | 0 | 0 | 0 | 0 | 0 | 0
F9_Industrial_Petroleum_New_Process_Natural Gas_Process - Insulate Heated Process Fluids_A_Achievable Technical Potential | F9 | Industrial | Petroleum | New | Process | Natural Gas | Process - Insulate Heated Process Fluids | A | Cumulative Winter Peak Savings (MW) | Achievable Technical Potential | 0 | 0 | 0 | 0 | 0 | 0 | 0 | 0 | 0 | 0 | 0 | 0 | 0 | 0 | 0 | 0 | 0 | 0 | 0 | 0 | 0 | 0 | 0 | 0 | 0 | 0 | 0 | 0 | 0 | 0 | 0
F10_Industrial_Petroleum_New_Process_Natural Gas_Process - Insulate Heated Process Fluids_A_Achievable Technical Potential | F10 | Industrial | Petroleum | New | Process | Natural Gas | Process - Insulate Heated Process Fluids | A | Purchases (Incremental) | Achievable Technical Potential | 0 | 0 | 0 | 0 | 0 | 0.0076694 | 0.0090861 | 0.010502 | 0.01191 | 0.013318 | 0.013255 | 0.011606 | 0.010084 | 0.0087055 | 0.0074669 | 0.006377 | 0.0054213 | 0.0045929 | 0.0038779 | 0.0032638 | 0.0027403 | 1.957e-05 | 7.3016e-06 | 2.5953e-06 | 8.8079e-07 | 0.0076694 | 0.0090861 | 0.010502 | 0.01191 | 0.013318 | 0.013255
F11_Industrial_Petroleum_New_Process_Natural Gas_Process - Insulate Heated Process Fluids_A_Achievable Technical Potential | F11 | Industrial | Petroleum | New | Process | Natural Gas | Process - Insulate Heated Process Fluids | A | Purchases (Cumulative) | Achievable Technical Potential | 0 | 0 | 0 | 0 | 0 | 0.0076694 | 0.016756 | 0.027258 | 0.039167 | 0.052486 | 0.06574 | 0.077346 | 0.08743 | 0.096136 | 0.1036 | 0.10998 | 0.1154 | 0.11999 | 0.12387 | 0.12714 | 0.12988 | 0.1299 | 0.1299 | 0.12991 | 0.12991 | 0.12991 | 0.12991 | 0.12991 | 0.12991 | 0.12991 | 0.12991
F1_Industrial_Petroleum_New_Process_Natural Gas_Process Heat Recovery_A_Achievable Technical Potential | F1 | Industrial | Petroleum | New | Process | Natural Gas | Process Heat Recovery | A | Integrated Unit Energy Savings (kWh or therms) | Achievable Technical Potential | 0 | 0 | 0 | 0 | 0 | 33.6866 | 33.6115 | 33.5436 | 33.4804 | 33.4189 | 33.3762 | 33.3404 | 33.3103 | 33.2855 | 33.2656 | 33.2511 | 33.2414 | 33.2359 | 33.2334 | 33.2327 | 33.2349 | 33.2392 | 33.243 | 33.2463 | 33.249 | 33.2687 | 33.2868 | 33.3037 | 0 | 0 | 0
F2_Industrial_Petroleum_New_Process_Natural Gas_Process Heat Recovery_A_Achievable Technical Potential | F2 | Industrial | Petroleum | New | Process | Natural Gas | Process Heat Recovery | A | Integrated Unit Summer Peak Savings (kW) | Achievable Technical Potential | 0 | 0 | 0 | 0 | 0 | 0 | 0 | 0 | 0 | 0 | 0 | 0 | 0 | 0 | 0 | 0 | 0 | 0 | 0 | 0 | 0 | 0 | 0 | 0 | 0 | 0 | 0 | 0 | 0 | 0 | 0
F3_Industrial_Petroleum_New_Process_Natural Gas_Process Heat Recovery_A_Achievable Technical Potential | F3 | Industrial | Petroleum | New | Process | Natural Gas | Process Heat Recovery | A | Integrated Unit Winter Peak Savings (kW) | Achievable Technical Potential | 0 | 0 | 0 | 0 | 0 | 0 | 0 | 0 | 0 | 0 | 0 | 0 | 0 | 0 | 0 | 0 | 0 | 0 | 0 | 0 | 0 | 0 | 0 | 0 | 0 | 0 | 0 | 0 | 0 | 0 | 0
F4_Industrial_Petroleum_New_Process_Natural Gas_Process Heat Recovery_A_Achievable Technical Potential | F4 | Industrial | Petroleum | New | Process | Natural Gas | Process Heat Recovery | A | Incremental Energy Savings (MWh or mTherms) | Achievable Technical Potential | 0 | 0 | 0 | 0 | 0 | 0.0093008 | 0.010994 | 0.012682 | 0.014355 | 0.016023 | 0.015926 | 0.01393 | 0.012093 | 0.010432 | 0.008942 | 0.0076335 | 0.0064877 | 0.0054954 | 0.0046396 | 0.0039047 | 0.0091761 | 0.010873 | 0.012568 | 0.014254 | 0.015941 | 0.015875 | 0.013908 | 0.01209 | 0 | 0 | 0
F5_Industrial_Petroleum_New_Process_Natural Gas_Process Heat Recovery_A_Achievable Technical Potential | F5 | Industrial | Petroleum | New | Process | Natural Gas | Process Heat Recovery | A | Incremental Summer Peak Savings (MW) | Achievable Technical Potential | 0 | 0 | 0 | 0 | 0 | 0 | 0 | 0 | 0 | 0 | 0 | 0 | 0 | 0 | 0 | 0 | 0 | 0 | 0 | 0 | 0 | 0 | 0 | 0 | 0 | 0 | 0 | 0 | 0 | 0 | 0
F6_Industrial_Petroleum_New_Process_Natural Gas_Process Heat Recovery_A_Achievable Technical Potential | F6 | Industrial | Petroleum | New | Process | Natural Gas | Process Heat Recovery | A | Incremental Winter Peak Savings (MW) | Achievable Technical Potential | 0 | 0 | 0 | 0 | 0 | 0 | 0 | 0 | 0 | 0 | 0 | 0 | 0 | 0 | 0 | 0 | 0 | 0 | 0 | 0 | 0 | 0 | 0 | 0 | 0 | 0 | 0 | 0 | 0 | 0 | 0
F7_Industrial_Petroleum_New_Process_Natural Gas_Process Heat Recovery_A_Achievable Technical Potential | F7 | Industrial | Petroleum | New | Process | Natural Gas | Process Heat Recovery | A | Cumulative Energy Savings (MWh or mTherms) | Achievable Technical Potential | 0 | 0 | 0 | 0 | 0 | 0.0093008 | 0.020274 | 0.032916 | 0.047208 | 0.063144 | 0.07899 | 0.092835 | 0.10484 | 0.1152 | 0.12407 | 0.13165 | 0.1381 | 0.14357 | 0.1482 | 0.1521 | 0.15211 | 0.15213 | 0.15215 | 0.15216 | 0.15218 | 0.15227 | 0.15235 | 0.15243 | 0 | 0 | 0
F8_Industrial_Petroleum_New_Process_Natural Gas_Process Heat Recovery_A_Achievable Technical Potential | F8 | Industrial | Petroleum | New | Process | Natural Gas | Process Heat Recovery | A | Cumulative Summer Peak Savings (MW) | Achievable Technical Potential | 0 | 0 | 0 | 0 | 0 | 0 | 0 | 0 | 0 | 0 | 0 | 0 | 0 | 0 | 0 | 0 | 0 | 0 | 0 | 0 | 0 | 0 | 0 | 0 | 0 | 0 | 0 | 0 | 0 | 0 | 0
F9_Industrial_Petroleum_New_Process_Natural Gas_Process Heat Recovery_A_Achievable Technical Potential | F9 | Industrial | Petroleum | New | Process | Natural Gas | Process Heat Recovery | A | Cumulative Winter Peak Savings (MW) | Achievable Technical Potential | 0 | 0 | 0 | 0 | 0 | 0 | 0 | 0 | 0 | 0 | 0 | 0 | 0 | 0 | 0 | 0 | 0 | 0 | 0 | 0 | 0 | 0 | 0 | 0 | 0 | 0 | 0 | 0 | 0 | 0 | 0
F10_Industrial_Petroleum_New_Process_Natural Gas_Process Heat Recovery_A_Achievable Technical Potential | F10 | Industrial | Petroleum | New | Process | Natural Gas | Process Heat Recovery | A | Purchases (Incremental) | Achievable Technical Potential | 0 | 0 | 0 | 0 | 0 | 0.2761 | 0.3271 | 0.37808 | 0.42875 | 0.47945 | 0.47718 | 0.41781 | 0.36303 | 0.3134 | 0.26881 | 0.22957 | 0.19517 | 0.16534 | 0.13961 | 0.1175 | 0.2761 | 0.3271 | 0.37808 | 0.42875 | 0.47945 | 0.47718 | 0.41781 | 0.36303 | 0.3134 | 0.26881 | 0.22957
F11_Industrial_Petroleum_New_Process_Natural Gas_Process Heat Recovery_A_Achievable Technical Potential | F11 | Industrial | Petroleum | New | Process | Natural Gas | Process Heat Recovery | A | Purchases (Cumulative) | Achievable Technical Potential | 0 | 0 | 0 | 0 | 0 | 0.2761 | 0.6032 | 0.98128 | 1.41 | 1.8895 | 2.3667 | 2.7845 | 3.1475 | 3.4609 | 3.7297 | 3.9593 | 4.1544 | 4.3198 | 4.4594 | 4.5769 | 4.5769 | 4.5769 | 4.5769 | 4.5769 | 4.5769 | 4.5769 | 4.5769 | 4.5769 | 4.5769 | 4.5769 | 4.5769
F1_Industrial_Petroleum_New_Space Heating_Natural Gas_Building Automation System_A_Achievable Technical Potential | F1 | Industrial | Petroleum | New | Space Heating | Natural Gas | Building Automation System | A | Integrated Unit Energy Savings (kWh or therms) | Achievable Technical Potential | 0 | 0 | 0 | 0 | 0 | 0 | 0 | 0 | 0 | 0 | 0 | 0 | 0 | 0 | 0 | 0 | 0 | 0 | 0 | 0 | 0 | 0 | 0 | 0 | 0 | 0 | 0 | 0 | 0 | 0 | 0
F2_Industrial_Petroleum_New_Space Heating_Natural Gas_Building Automation System_A_Achievable Technical Potential | F2 | Industrial | Petroleum | New | Space Heating | Natural Gas | Building Automation System | A | Integrated Unit Summer Peak Savings (kW) | Achievable Technical Potential | 0 | 0 | 0 | 0 | 0 | 0 | 0 | 0 | 0 | 0 | 0 | 0 | 0 | 0 | 0 | 0 | 0 | 0 | 0 | 0 | 0 | 0 | 0 | 0 | 0 | 0 | 0 | 0 | 0 | 0 | 0
F3_Industrial_Petroleum_New_Space Heating_Natural Gas_Building Automation System_A_Achievable Technical Potential | F3 | Industrial | Petroleum | New | Space Heating | Natural Gas | Building Automation System | A | Integrated Unit Winter Peak Savings (kW) | Achievable Technical Potential | 0 | 0 | 0 | 0 | 0 | 0 | 0 | 0 | 0 | 0 | 0 | 0 | 0 | 0 | 0 | 0 | 0 | 0 | 0 | 0 | 0 | 0 | 0 | 0 | 0 | 0 | 0 | 0 | 0 | 0 | 0
F4_Industrial_Petroleum_New_Space Heating_Natural Gas_Building Automation System_A_Achievable Technical Potential | F4 | Industrial | Petroleum | New | Space Heating | Natural Gas | Building Automation System | A | Incremental Energy Savings (MWh or mTherms) | Achievable Technical Potential | 0 | 0 | 0 | 0 | 0 | 0 | 0 | 0 | 0 | 0 | 0 | 0 | 0 | 0 | 0 | 0 | 0 | 0 | 0 | 0 | 0 | 0 | 0 | 0 | 0 | 0 | 0 | 0 | 0 | 0 | 0
F5_Industrial_Petroleum_New_Space Heating_Natural Gas_Building Automation System_A_Achievable Technical Potential | F5 | Industrial | Petroleum | New | Space Heating | Natural Gas | Building Automation System | A | Incremental Summer Peak Savings (MW) | Achievable Technical Potential | 0 | 0 | 0 | 0 | 0 | 0 | 0 | 0 | 0 | 0 | 0 | 0 | 0 | 0 | 0 | 0 | 0 | 0 | 0 | 0 | 0 | 0 | 0 | 0 | 0 | 0 | 0 | 0 | 0 | 0 | 0
F6_Industrial_Petroleum_New_Space Heating_Natural Gas_Building Automation System_A_Achievable Technical Potential | F6 | Industrial | Petroleum | New | Space Heating | Natural Gas | Building Automation System | A | Incremental Winter Peak Savings (MW) | Achievable Technical Potential | 0 | 0 | 0 | 0 | 0 | 0 | 0 | 0 | 0 | 0 | 0 | 0 | 0 | 0 | 0 | 0 | 0 | 0 | 0 | 0 | 0 | 0 | 0 | 0 | 0 | 0 | 0 | 0 | 0 | 0 | 0
F7_Industrial_Petroleum_New_Space Heating_Natural Gas_Building Automation System_A_Achievable Technical Potential | F7 | Industrial | Petroleum | New | Space Heating | Natural Gas | Building Automation System | A | Cumulative Energy Savings (MWh or mTherms) | Achievable Technical Potential | 0 | 0 | 0 | 0 | 0 | 0 | 0 | 0 | 0 | 0 | 0 | 0 | 0 | 0 | 0 | 0 | 0 | 0 | 0 | 0 | 0 | 0 | 0 | 0 | 0 | 0 | 0 | 0 | 0 | 0 | 0
F8_Industrial_Petroleum_New_Space Heating_Natural Gas_Building Automation System_A_Achievable Technical Potential | F8 | Industrial | Petroleum | New | Space Heating | Natural Gas | Building Automation System | A | Cumulative Summer Peak Savings (MW) | Achievable Technical Potential | 0 | 0 | 0 | 0 | 0 | 0 | 0 | 0 | 0 | 0 | 0 | 0 | 0 | 0 | 0 | 0 | 0 | 0 | 0 | 0 | 0 | 0 | 0 | 0 | 0 | 0 | 0 | 0 | 0 | 0 | 0
F9_Industrial_Petroleum_New_Space Heating_Natural Gas_Building Automation System_A_Achievable Technical Potential | F9 | Industrial | Petroleum | New | Space Heating | Natural Gas | Building Automation System | A | Cumulative Winter Peak Savings (MW) | Achievable Technical Potential | 0 | 0 | 0 | 0 | 0 | 0 | 0 | 0 | 0 | 0 | 0 | 0 | 0 | 0 | 0 | 0 | 0 | 0 | 0 | 0 | 0 | 0 | 0 | 0 | 0 | 0 | 0 | 0 | 0 | 0 | 0
F10_Industrial_Petroleum_New_Space Heating_Natural Gas_Building Automation System_A_Achievable Technical Potential | F10 | Industrial | Petroleum | New | Space Heating | Natural Gas | Building Automation System | A | Purchases (Incremental) | Achievable Technical Potential | 0 | 0 | 0 | 0 | 0 | 0 | 0 | 0 | 0 | 0 | 0 | 0 | 0 | 0 | 0 | 0 | 0 | 0 | 0 | 0 | 0 | 0 | 0 | 0 | 0 | 0 | 0 | 0 | 0 | 0 | 0
F11_Industrial_Petroleum_New_Space Heating_Natural Gas_Building Automation System_A_Achievable Technical Potential | F11 | Industrial | Petroleum | New | Space Heating | Natural Gas | Building Automation System | A | Purchases (Cumulative) | Achievable Technical Potential | 0 | 0 | 0 | 0 | 0 | 0 | 0 | 0 | 0 | 0 | 0 | 0 | 0 | 0 | 0 | 0 | 0 | 0 | 0 | 0 | 0 | 0 | 0 | 0 | 0 | 0 | 0 | 0 | 0 | 0 | 0
F1_Industrial_Petroleum_New_Space Heating_Natural Gas_Steam System Efficiency Improvements_A_Achievable Technical Potential | F1 | Industrial | Petroleum | New | Space Heating | Natural Gas | Steam System Efficiency Improvements | A | Integrated Unit Energy Savings (kWh or therms) | Achievable Technical Potential | 0 | 0 | 0 | 0 | 0 | 0 | 0 | 0 | 0 | 0 | 0 | 0 | 0 | 0 | 0 | 0 | 0 | 0 | 0 | 0 | 0 | 0 | 0 | 0 | 0 | 0 | 0 | 0 | 0 | 0 | 0
F2_Industrial_Petroleum_New_Space Heating_Natural Gas_Steam System Efficiency Improvements_A_Achievable Technical Potential | F2 | Industrial | Petroleum | New | Space Heating | Natural Gas | Steam System Efficiency Improvements | A | Integrated Unit Summer Peak Savings (kW) | Achievable Technical Potential | 0 | 0 | 0 | 0 | 0 | 0 | 0 | 0 | 0 | 0 | 0 | 0 | 0 | 0 | 0 | 0 | 0 | 0 | 0 | 0 | 0 | 0 | 0 | 0 | 0 | 0 | 0 | 0 | 0 | 0 | 0
F3_Industrial_Petroleum_New_Space Heating_Natural Gas_Steam System Efficiency Improvements_A_Achievable Technical Potential | F3 | Industrial | Petroleum | New | Space Heating | Natural Gas | Steam System Efficiency Improvements | A | Integrated Unit Winter Peak Savings (kW) | Achievable Technical Potential | 0 | 0 | 0 | 0 | 0 | 0 | 0 | 0 | 0 | 0 | 0 | 0 | 0 | 0 | 0 | 0 | 0 | 0 | 0 | 0 | 0 | 0 | 0 | 0 | 0 | 0 | 0 | 0 | 0 | 0 | 0
F4_Industrial_Petroleum_New_Space Heating_Natural Gas_Steam System Efficiency Improvements_A_Achievable Technical Potential | F4 | Industrial | Petroleum | New | Space Heating | Natural Gas | Steam System Efficiency Improvements | A | Incremental Energy Savings (MWh or mTherms) | Achievable Technical Potential | 0 | 0 | 0 | 0 | 0 | 0 | 0 | 0 | 0 | 0 | 0 | 0 | 0 | 0 | 0 | 0 | 0 | 0 | 0 | 0 | 0 | 0 | 0 | 0 | 0 | 0 | 0 | 0 | 0 | 0 | 0
F5_Industrial_Petroleum_New_Space Heating_Natural Gas_Steam System Efficiency Improvements_A_Achievable Technical Potential | F5 | Industrial | Petroleum | New | Space Heating | Natural Gas | Steam System Efficiency Improvements | A | Incremental Summer Peak Savings (MW) | Achievable Technical Potential | 0 | 0 | 0 | 0 | 0 | 0 | 0 | 0 | 0 | 0 | 0 | 0 | 0 | 0 | 0 | 0 | 0 | 0 | 0 | 0 | 0 | 0 | 0 | 0 | 0 | 0 | 0 | 0 | 0 | 0 | 0
F6_Industrial_Petroleum_New_Space Heating_Natural Gas_Steam System Efficiency Improvements_A_Achievable Technical Potential | F6 | Industrial | Petroleum | New | Space Heating | Natural Gas | Steam System Efficiency Improvements | A | Incremental Winter Peak Savings (MW) | Achievable Technical Potential | 0 | 0 | 0 | 0 | 0 | 0 | 0 | 0 | 0 | 0 | 0 | 0 | 0 | 0 | 0 | 0 | 0 | 0 | 0 | 0 | 0 | 0 | 0 | 0 | 0 | 0 | 0 | 0 | 0 | 0 | 0
F7_Industrial_Petroleum_New_Space Heating_Natural Gas_Steam System Efficiency Improvements_A_Achievable Technical Potential | F7 | Industrial | Petroleum | New | Space Heating | Natural Gas | Steam System Efficiency Improvements | A | Cumulative Energy Savings (MWh or mTherms) | Achievable Technical Potential | 0 | 0 | 0 | 0 | 0 | 0 | 0 | 0 | 0 | 0 | 0 | 0 | 0 | 0 | 0 | 0 | 0 | 0 | 0 | 0 | 0 | 0 | 0 | 0 | 0 | 0 | 0 | 0 | 0 | 0 | 0
F8_Industrial_Petroleum_New_Space Heating_Natural Gas_Steam System Efficiency Improvements_A_Achievable Technical Potential | F8 | Industrial | Petroleum | New | Space Heating | Natural Gas | Steam System Efficiency Improvements | A | Cumulative Summer Peak Savings (MW) | Achievable Technical Potential | 0 | 0 | 0 | 0 | 0 | 0 | 0 | 0 | 0 | 0 | 0 | 0 | 0 | 0 | 0 | 0 | 0 | 0 | 0 | 0 | 0 | 0 | 0 | 0 | 0 | 0 | 0 | 0 | 0 | 0 | 0
F9_Industrial_Petroleum_New_Space Heating_Natural Gas_Steam System Efficiency Improvements_A_Achievable Technical Potential | F9 | Industrial | Petroleum | New | Space Heating | Natural Gas | Steam System Efficiency Improvements | A | Cumulative Winter Peak Savings (MW) | Achievable Technical Potential | 0 | 0 | 0 | 0 | 0 | 0 | 0 | 0 | 0 | 0 | 0 | 0 | 0 | 0 | 0 | 0 | 0 | 0 | 0 | 0 | 0 | 0 | 0 | 0 | 0 | 0 | 0 | 0 | 0 | 0 | 0
F10_Industrial_Petroleum_New_Space Heating_Natural Gas_Steam System Efficiency Improvements_A_Achievable Technical Potential | F10 | Industrial | Petroleum | New | Space Heating | Natural Gas | Steam System Efficiency Improvements | A | Purchases (Incremental) | Achievable Technical Potential | 0 | 0 | 0 | 0 | 0 | 0 | 0 | 0 | 0 | 0 | 0 | 0 | 0 | 0 | 0 | 0 | 0 | 0 | 0 | 0 | 0 | 0 | 0 | 0 | 0 | 0 | 0 | 0 | 0 | 0 | 0
F11_Industrial_Petroleum_New_Space Heating_Natural Gas_Steam System Efficiency Improvements_A_Achievable Technical Potential | F11 | Industrial | Petroleum | New | Space Heating | Natural Gas | Steam System Efficiency Improvements | A | Purchases (Cumulative) | Achievable Technical Potential | 0 | 0 | 0 | 0 | 0 | 0 | 0 | 0 | 0 | 0 | 0 | 0 | 0 | 0 | 0 | 0 | 0 | 0 | 0 | 0 | 0 | 0 | 0 | 0 | 0 | 0 | 0 | 0 | 0 | 0 | 0
F1_Industrial_Petroleum_New_Process_Natural Gas_Steam System Efficiency Improvements_A_Achievable Technical Potential | F1 | Industrial | Petroleum | New | Process | Natural Gas | Steam System Efficiency Improvements | A | Integrated Unit Energy Savings (kWh or therms) | Achievable Technical Potential | 0 | 0 | 0 | 0 | 0 | 0.70079 | 0.69919 | 0.69773 | 0.69638 | 0.69507 | 0.69415 | 0.69338 | 0.69275 | 0.69223 | 0.69181 | 0.69151 | 0.69131 | 0.6912 | 0.69116 | 0.69115 | 0.69121 | 0.69131 | 0.6914 | 0.69148 | 0.69154 | 0.69196 | 0.69234 | 0.6927 | 0.70269 | 0.70269 | 0.70269
F2_Industrial_Petroleum_New_Process_Natural Gas_Steam System Efficiency Improvements_A_Achievable Technical Potential | F2 | Industrial | Petroleum | New | Process | Natural Gas | Steam System Efficiency Improvements | A | Integrated Unit Summer Peak Savings (kW) | Achievable Technical Potential | 0 | 0 | 0 | 0 | 0 | 0 | 0 | 0 | 0 | 0 | 0 | 0 | 0 | 0 | 0 | 0 | 0 | 0 | 0 | 0 | 0 | 0 | 0 | 0 | 0 | 0 | 0 | 0 | 0 | 0 | 0
F3_Industrial_Petroleum_New_Process_Natural Gas_Steam System Efficiency Improvements_A_Achievable Technical Potential | F3 | Industrial | Petroleum | New | Process | Natural Gas | Steam System Efficiency Improvements | A | Integrated Unit Winter Peak Savings (kW) | Achievable Technical Potential | 0 | 0 | 0 | 0 | 0 | 0 | 0 | 0 | 0 | 0 | 0 | 0 | 0 | 0 | 0 | 0 | 0 | 0 | 0 | 0 | 0 | 0 | 0 | 0 | 0 | 0 | 0 | 0 | 0 | 0 | 0
F4_Industrial_Petroleum_New_Process_Natural Gas_Steam System Efficiency Improvements_A_Achievable Technical Potential | F4 | Industrial | Petroleum | New | Process | Natural Gas | Steam System Efficiency Improvements | A | Incremental Energy Savings (MWh or mTherms) | Achievable Technical Potential | 0 | 0 | 0 | 0 | 0 | 7.5609e-07 | 1.7865e-06 | 3.6586e-06 | 6.7358e-06 | 1.1411e-05 | 1.805e-05 | 2.6843e-05 | 3.7759e-05 | 5.0359e-05 | 6.3631e-05 | 7.6179e-05 | 8.6095e-05 | 9.1539e-05 | 9.1067e-05 | 8.4234e-05 | 7.6146e-05 | 8.6094e-05 | 9.1564e-05 | 9.1109e-05 | 8.4281e-05 | 7.6228e-05 | 8.6222e-05 | 9.1737e-05 | 9.2586e-05 | 8.564e-05 | 7.7411e-05
F5_Industrial_Petroleum_New_Process_Natural Gas_Steam System Efficiency Improvements_A_Achievable Technical Potential | F5 | Industrial | Petroleum | New | Process | Natural Gas | Steam System Efficiency Improvements | A | Incremental Summer Peak Savings (MW) | Achievable Technical Potential | 0 | 0 | 0 | 0 | 0 | 0 | 0 | 0 | 0 | 0 | 0 | 0 | 0 | 0 | 0 | 0 | 0 | 0 | 0 | 0 | 0 | 0 | 0 | 0 | 0 | 0 | 0 | 0 | 0 | 0 | 0
F6_Industrial_Petroleum_New_Process_Natural Gas_Steam System Efficiency Improvements_A_Achievable Technical Potential | F6 | Industrial | Petroleum | New | Process | Natural Gas | Steam System Efficiency Improvements | A | Incremental Winter Peak Savings (MW) | Achievable Technical Potential | 0 | 0 | 0 | 0 | 0 | 0 | 0 | 0 | 0 | 0 | 0 | 0 | 0 | 0 | 0 | 0 | 0 | 0 | 0 | 0 | 0 | 0 | 0 | 0 | 0 | 0 | 0 | 0 | 0 | 0 | 0
F7_Industrial_Petroleum_New_Process_Natural Gas_Steam System Efficiency Improvements_A_Achievable Technical Potential | F7 | Industrial | Petroleum | New | Process | Natural Gas | Steam System Efficiency Improvements | A | Cumulative Energy Savings (MWh or mTherms) | Achievable Technical Potential | 0 | 0 | 0 | 0 | 0 | 7.5609e-07 | 2.5408e-06 | 6.1941e-06 | 1.2918e-05 | 2.4305e-05 | 4.1574e-05 | 6.6599e-05 | 0.00010066 | 0.00014425 | 0.00019644 | 0.00025455 | 0.00031381 | 0.00036762 | 0.00040839 | 0.00042904 | 0.00042908 | 0.00042914 | 0.0004292 | 0.00042925 | 0.00042929 | 0.00042954 | 0.00042978 | 0.00043001 | 0 | 0 | 0
F8_Industrial_Petroleum_New_Process_Natural Gas_Steam System Efficiency Improvements_A_Achievable Technical Potential | F8 | Industrial | Petroleum | New | Process | Natural Gas | Steam System Efficiency Improvements | A | Cumulative Summer Peak Savings (MW) | Achievable Technical Potential | 0 | 0 | 0 | 0 | 0 | 0 | 0 | 0 | 0 | 0 | 0 | 0 | 0 | 0 | 0 | 0 | 0 | 0 | 0 | 0 | 0 | 0 | 0 | 0 | 0 | 0 | 0 | 0 | 0 | 0 | 0
F9_Industrial_Petroleum_New_Process_Natural Gas_Steam System Efficiency Improvements_A_Achievable Technical Potential | F9 | Industrial | Petroleum | New | Process | Natural Gas | Steam System Efficiency Improvements | A | Cumulative Winter Peak Savings (MW) | Achievable Technical Potential | 0 | 0 | 0 | 0 | 0 | 0 | 0 | 0 | 0 | 0 | 0 | 0 | 0 | 0 | 0 | 0 | 0 | 0 | 0 | 0 | 0 | 0 | 0 | 0 | 0 | 0 | 0 | 0 | 0 | 0 | 0
F10_Industrial_Petroleum_New_Process_Natural Gas_Steam System Efficiency Improvements_A_Achievable Technical Potential | F10 | Industrial | Petroleum | New | Process | Natural Gas | Steam System Efficiency Improvements | A | Purchases (Incremental) | Achievable Technical Potential | 0 | 0 | 0 | 0 | 0 | 0.0010789 | 0.002555 | 0.0052436 | 0.0096726 | 0.016418 | 0.026002 | 0.038713 | 0.054507 | 0.072749 | 0.091977 | 0.11016 | 0.12454 | 0.13243 | 0.13176 | 0.12187 | 0.11016 | 0.12454 | 0.13243 | 0.13176 | 0.12187 | 0.11016 | 0.12454 | 0.13243 | 0.13176 | 0.12187 | 0.11016
F11_Industrial_Petroleum_New_Process_Natural Gas_Steam System Efficiency Improvements_A_Achievable Technical Potential | F11 | Industrial | Petroleum | New | Process | Natural Gas | Steam System Efficiency Improvements | A | Purchases (Cumulative) | Achievable Technical Potential | 0 | 0 | 0 | 0 | 0 | 0.0010789 | 0.0036339 | 0.0088775 | 0.01855 | 0.034968 | 0.059891 | 0.096049 | 0.14531 | 0.20839 | 0.28395 | 0.36811 | 0.45393 | 0.53186 | 0.59087 | 0.62077 | 0.62077 | 0.62077 | 0.62077 | 0.62077 | 0.62077 | 0.62077 | 0.62077 | 0.62077 | 0.62077 | 0.62077 | 0.62077
F1_Industrial_Petroleum_New_Space Heating_Natural Gas_Strategic Energy Management_A_Achievable Technical Potential | F1 | Industrial | Petroleum | New | Space Heating | Natural Gas | Strategic Energy Management | A | Integrated Unit Energy Savings (kWh or therms) | Achievable Technical Potential | 0 | 0 | 0 | 0 | 0 | 0 | 0 | 0 | 0 | 0 | 0 | 0 | 0 | 0 | 0 | 0 | 0 | 0 | 0 | 0 | 0 | 0 | 0 | 0 | 0 | 0 | 0 | 0 | 0 | 0 | 0
F2_Industrial_Petroleum_New_Space Heating_Natural Gas_Strategic Energy Management_A_Achievable Technical Potential | F2 | Industrial | Petroleum | New | Space Heating | Natural Gas | Strategic Energy Management | A | Integrated Unit Summer Peak Savings (kW) | Achievable Technical Potential | 0 | 0 | 0 | 0 | 0 | 0 | 0 | 0 | 0 | 0 | 0 | 0 | 0 | 0 | 0 | 0 | 0 | 0 | 0 | 0 | 0 | 0 | 0 | 0 | 0 | 0 | 0 | 0 | 0 | 0 | 0
F3_Industrial_Petroleum_New_Space Heating_Natural Gas_Strategic Energy Management_A_Achievable Technical Potential | F3 | Industrial | Petroleum | New | Space Heating | Natural Gas | Strategic Energy Management | A | Integrated Unit Winter Peak Savings (kW) | Achievable Technical Potential | 0 | 0 | 0 | 0 | 0 | 0 | 0 | 0 | 0 | 0 | 0 | 0 | 0 | 0 | 0 | 0 | 0 | 0 | 0 | 0 | 0 | 0 | 0 | 0 | 0 | 0 | 0 | 0 | 0 | 0 | 0
F4_Industrial_Petroleum_New_Space Heating_Natural Gas_Strategic Energy Management_A_Achievable Technical Potential | F4 | Industrial | Petroleum | New | Space Heating | Natural Gas | Strategic Energy Management | A | Incremental Energy Savings (MWh or mTherms) | Achievable Technical Potential | 0 | 0 | 0 | 0 | 0 | 0 | 0 | 0 | 0 | 0 | 0 | 0 | 0 | 0 | 0 | 0 | 0 | 0 | 0 | 0 | 0 | 0 | 0 | 0 | 0 | 0 | 0 | 0 | 0 | 0 | 0
F5_Industrial_Petroleum_New_Space Heating_Natural Gas_Strategic Energy Management_A_Achievable Technical Potential | F5 | Industrial | Petroleum | New | Space Heating | Natural Gas | Strategic Energy Management | A | Incremental Summer Peak Savings (MW) | Achievable Technical Potential | 0 | 0 | 0 | 0 | 0 | 0 | 0 | 0 | 0 | 0 | 0 | 0 | 0 | 0 | 0 | 0 | 0 | 0 | 0 | 0 | 0 | 0 | 0 | 0 | 0 | 0 | 0 | 0 | 0 | 0 | 0
F6_Industrial_Petroleum_New_Space Heating_Natural Gas_Strategic Energy Management_A_Achievable Technical Potential | F6 | Industrial | Petroleum | New | Space Heating | Natural Gas | Strategic Energy Management | A | Incremental Winter Peak Savings (MW) | Achievable Technical Potential | 0 | 0 | 0 | 0 | 0 | 0 | 0 | 0 | 0 | 0 | 0 | 0 | 0 | 0 | 0 | 0 | 0 | 0 | 0 | 0 | 0 | 0 | 0 | 0 | 0 | 0 | 0 | 0 | 0 | 0 | 0
F7_Industrial_Petroleum_New_Space Heating_Natural Gas_Strategic Energy Management_A_Achievable Technical Potential | F7 | Industrial | Petroleum | New | Space Heating | Natural Gas | Strategic Energy Management | A | Cumulative Energy Savings (MWh or mTherms) | Achievable Technical Potential | 0 | 0 | 0 | 0 | 0 | 0 | 0 | 0 | 0 | 0 | 0 | 0 | 0 | 0 | 0 | 0 | 0 | 0 | 0 | 0 | 0 | 0 | 0 | 0 | 0 | 0 | 0 | 0 | 0 | 0 | 0
F8_Industrial_Petroleum_New_Space Heating_Natural Gas_Strategic Energy Management_A_Achievable Technical Potential | F8 | Industrial | Petroleum | New | Space Heating | Natural Gas | Strategic Energy Management | A | Cumulative Summer Peak Savings (MW) | Achievable Technical Potential | 0 | 0 | 0 | 0 | 0 | 0 | 0 | 0 | 0 | 0 | 0 | 0 | 0 | 0 | 0 | 0 | 0 | 0 | 0 | 0 | 0 | 0 | 0 | 0 | 0 | 0 | 0 | 0 | 0 | 0 | 0
F9_Industrial_Petroleum_New_Space Heating_Natural Gas_Strategic Energy Management_A_Achievable Technical Potential | F9 | Industrial | Petroleum | New | Space Heating | Natural Gas | Strategic Energy Management | A | Cumulative Winter Peak Savings (MW) | Achievable Technical Potential | 0 | 0 | 0 | 0 | 0 | 0 | 0 | 0 | 0 | 0 | 0 | 0 | 0 | 0 | 0 | 0 | 0 | 0 | 0 | 0 | 0 | 0 | 0 | 0 | 0 | 0 | 0 | 0 | 0 | 0 | 0
F10_Industrial_Petroleum_New_Space Heating_Natural Gas_Strategic Energy Management_A_Achievable Technical Potential | F10 | Industrial | Petroleum | New | Space Heating | Natural Gas | Strategic Energy Management | A | Purchases (Incremental) | Achievable Technical Potential | 0 | 0 | 0 | 0 | 0 | 0 | 0 | 0 | 0 | 0 | 0 | 0 | 0 | 0 | 0 | 0 | 0 | 0 | 0 | 0 | 0 | 0 | 0 | 0 | 0 | 0 | 0 | 0 | 0 | 0 | 0
F11_Industrial_Petroleum_New_Space Heating_Natural Gas_Strategic Energy Management_A_Achievable Technical Potential | F11 | Industrial | Petroleum | New | Space Heating | Natural Gas | Strategic Energy Management | A | Purchases (Cumulative) | Achievable Technical Potential | 0 | 0 | 0 | 0 | 0 | 0 | 0 | 0 | 0 | 0 | 0 | 0 | 0 | 0 | 0 | 0 | 0 | 0 | 0 | 0 | 0 | 0 | 0 | 0 | 0 | 0 | 0 | 0 | 0 | 0 | 0
F1_Industrial_Petroleum_New_Process_Natural Gas_Strategic Energy Management_A_Achievable Technical Potential | F1 | Industrial | Petroleum | New | Process | Natural Gas | Strategic Energy Management | A | Integrated Unit Energy Savings (kWh or therms) | Achievable Technical Potential | 0 | 0 | 0 | 0 | 0 | 767.91 | 766.9488 | 766.0794 | 765.2816 | 764.5085 | 763.8232 | 763.2828 | 762.863 | 762.5497 | 762.3297 | 762.2042 | 762.1589 | 762.1759 | 762.2324 | 762.3069 | 762.4172 | 762.5642 | 762.6913 | 762.801 | 762.8955 | 763.1258 | 763.3389 | 763.5367 | 0 | 0 | 0
F2_Industrial_Petroleum_New_Process_Natural Gas_Strategic Energy Management_A_Achievable Technical Potential | F2 | Industrial | Petroleum | New | Process | Natural Gas | Strategic Energy Management | A | Integrated Unit Summer Peak Savings (kW) | Achievable Technical Potential | 0 | 0 | 0 | 0 | 0 | 0 | 0 | 0 | 0 | 0 | 0 | 0 | 0 | 0 | 0 | 0 | 0 | 0 | 0 | 0 | 0 | 0 | 0 | 0 | 0 | 0 | 0 | 0 | 0 | 0 | 0
F3_Industrial_Petroleum_New_Process_Natural Gas_Strategic Energy Management_A_Achievable Technical Potential | F3 | Industrial | Petroleum | New | Process | Natural Gas | Strategic Energy Management | A | Integrated Unit Winter Peak Savings (kW) | Achievable Technical Potential | 0 | 0 | 0 | 0 | 0 | 0 | 0 | 0 | 0 | 0 | 0 | 0 | 0 | 0 | 0 | 0 | 0 | 0 | 0 | 0 | 0 | 0 | 0 | 0 | 0 | 0 | 0 | 0 | 0 | 0 | 0
F4_Industrial_Petroleum_New_Process_Natural Gas_Strategic Energy Management_A_Achievable Technical Potential | F4 | Industrial | Petroleum | New | Process | Natural Gas | Strategic Energy Management | A | Incremental Energy Savings (MWh or mTherms) | Achievable Technical Potential | 0 | 0 | 0 | 0 | 0 | 0.096923 | 0.11468 | 0.13241 | 0.15 | 0.16756 | 0.18513 | 0.20248 | 0.2198 | 0.23709 | 0.25412 | 0.27124 | 0.28822 | 0.30523 | 0.32217 | 0.33897 | 0.3558 | 0.3726 | 0.38932 | 0.40598 | 0.42258 | 0.35613 | 0.37297 | 0.38975 | 0 | 0 | 0
F5_Industrial_Petroleum_New_Process_Natural Gas_Strategic Energy Management_A_Achievable Technical Potential | F5 | Industrial | Petroleum | New | Process | Natural Gas | Strategic Energy Management | A | Incremental Summer Peak Savings (MW) | Achievable Technical Potential | 0 | 0 | 0 | 0 | 0 | 0 | 0 | 0 | 0 | 0 | 0 | 0 | 0 | 0 | 0 | 0 | 0 | 0 | 0 | 0 | 0 | 0 | 0 | 0 | 0 | 0 | 0 | 0 | 0 | 0 | 0
F6_Industrial_Petroleum_New_Process_Natural Gas_Strategic Energy Management_A_Achievable Technical Potential | F6 | Industrial | Petroleum | New | Process | Natural Gas | Strategic Energy Management | A | Incremental Winter Peak Savings (MW) | Achievable Technical Potential | 0 | 0 | 0 | 0 | 0 | 0 | 0 | 0 | 0 | 0 | 0 | 0 | 0 | 0 | 0 | 0 | 0 | 0 | 0 | 0 | 0 | 0 | 0 | 0 | 0 | 0 | 0 | 0 | 0 | 0 | 0
F7_Industrial_Petroleum_New_Process_Natural Gas_Strategic Energy Management_A_Achievable Technical Potential | F7 | Industrial | Petroleum | New | Process | Natural Gas | Strategic Energy Management | A | Cumulative Energy Savings (MWh or mTherms) | Achievable Technical Potential | 0 | 0 | 0 | 0 | 0 | 0.096923 | 0.21149 | 0.34365 | 0.49329 | 0.66036 | 0.74849 | 0.83631 | 0.92379 | 1.011 | 1.0978 | 1.1841 | 1.2701 | 1.3557 | 1.441 | 1.526 | 1.6107 | 1.6952 | 1.7794 | 1.8632 | 1.9468 | 1.9474 | 1.9479 | 1.9484 | 0 | 0 | 0
F8_Industrial_Petroleum_New_Process_Natural Gas_Strategic Energy Management_A_Achievable Technical Potential | F8 | Industrial | Petroleum | New | Process | Natural Gas | Strategic Energy Management | A | Cumulative Summer Peak Savings (MW) | Achievable Technical Potential | 0 | 0 | 0 | 0 | 0 | 0 | 0 | 0 | 0 | 0 | 0 | 0 | 0 | 0 | 0 | 0 | 0 | 0 | 0 | 0 | 0 | 0 | 0 | 0 | 0 | 0 | 0 | 0 | 0 | 0 | 0
F9_Industrial_Petroleum_New_Process_Natural Gas_Strategic Energy Management_A_Achievable Technical Potential | F9 | Industrial | Petroleum | New | Process | Natural Gas | Strategic Energy Management | A | Cumulative Winter Peak Savings (MW) | Achievable Technical Potential | 0 | 0 | 0 | 0 | 0 | 0 | 0 | 0 | 0 | 0 | 0 | 0 | 0 | 0 | 0 | 0 | 0 | 0 | 0 | 0 | 0 | 0 | 0 | 0 | 0 | 0 | 0 | 0 | 0 | 0 | 0
F10_Industrial_Petroleum_New_Process_Natural Gas_Strategic Energy Management_A_Achievable Technical Potential | F10 | Industrial | Petroleum | New | Process | Natural Gas | Strategic Energy Management | A | Purchases (Incremental) | Achievable Technical Potential | 0 | 0 | 0 | 0 | 0 | 0.12622 | 0.14953 | 0.17284 | 0.196 | 0.21918 | 0.24238 | 0.26528 | 0.28812 | 0.31091 | 0.33334 | 0.35586 | 0.37816 | 0.40047 | 0.42266 | 0.44466 | 0.46668 | 0.48861 | 0.51045 | 0.53222 | 0.55391 | 0.46668 | 0.48861 | 0.51045 | 0.53222 | 0.55391 | 0.46668
F11_Industrial_Petroleum_New_Process_Natural Gas_Strategic Energy Management_A_Achievable Technical Potential | F11 | Industrial | Petroleum | New | Process | Natural Gas | Strategic Energy Management | A | Purchases (Cumulative) | Achievable Technical Potential | 0 | 0 | 0 | 0 | 0 | 0.12622 | 0.27575 | 0.44858 | 0.64459 | 0.86376 | 0.97992 | 1.0957 | 1.211 | 1.3259 | 1.44 | 1.5535 | 1.6664 | 1.7788 | 1.8905 | 2.0018 | 2.1126 | 2.2231 | 2.3331 | 2.4426 | 2.5519 | 2.5519 | 2.5519 | 2.5519 | 2.5519 | 2.5519 | 2.5519
F1_Industrial_Petroleum_New_Miscellaneous_Natural Gas_Strategic Energy Management_A_Achievable Technical Potential | F1 | Industrial | Petroleum | New | Miscellaneous | Natural Gas | Strategic Energy Management | A | Integrated Unit Energy Savings (kWh or therms) | Achievable Technical Potential | 0 | 0 | 0 | 0 | 0 | 160.7723 | 160.7723 | 160.7723 | 160.7723 | 160.7723 | 160.7723 | 160.7723 | 160.7723 | 160.7723 | 160.7723 | 160.7723 | 160.7723 | 160.7723 | 160.7723 | 160.7723 | 160.7723 | 160.7723 | 160.7723 | 160.7723 | 160.7723 | 160.7723 | 160.7723 | 160.7723 | 0 | 0 | 0
F2_Industrial_Petroleum_New_Miscellaneous_Natural Gas_Strategic Energy Management_A_Achievable Technical Potential | F2 | Industrial | Petroleum | New | Miscellaneous | Natural Gas | Strategic Energy Management | A | Integrated Unit Summer Peak Savings (kW) | Achievable Technical Potential | 0 | 0 | 0 | 0 | 0 | 0 | 0 | 0 | 0 | 0 | 0 | 0 | 0 | 0 | 0 | 0 | 0 | 0 | 0 | 0 | 0 | 0 | 0 | 0 | 0 | 0 | 0 | 0 | 0 | 0 | 0
F3_Industrial_Petroleum_New_Miscellaneous_Natural Gas_Strategic Energy Management_A_Achievable Technical Potential | F3 | Industrial | Petroleum | New | Miscellaneous | Natural Gas | Strategic Energy Management | A | Integrated Unit Winter Peak Savings (kW) | Achievable Technical Potential | 0 | 0 | 0 | 0 | 0 | 0 | 0 | 0 | 0 | 0 | 0 | 0 | 0 | 0 | 0 | 0 | 0 | 0 | 0 | 0 | 0 | 0 | 0 | 0 | 0 | 0 | 0 | 0 | 0 | 0 | 0
F4_Industrial_Petroleum_New_Miscellaneous_Natural Gas_Strategic Energy Management_A_Achievable Technical Potential | F4 | Industrial | Petroleum | New | Miscellaneous | Natural Gas | Strategic Energy Management | A | Incremental Energy Savings (MWh or mTherms) | Achievable Technical Potential | 0 | 0 | 0 | 0 | 0 | 0.005073 | 0.0060102 | 0.0069468 | 0.0078779 | 0.0088095 | 0.0097418 | 0.010662 | 0.01158 | 0.012497 | 0.013398 | 0.014303 | 0.0152 | 0.016096 | 0.016988 | 0.017872 | 0.018757 | 0.019639 | 0.020517 | 0.021392 | 0.022263 | 0.018757 | 0.019639 | 0.020517 | 0 | 0 | 0
F5_Industrial_Petroleum_New_Miscellaneous_Natural Gas_Strategic Energy Management_A_Achievable Technical Potential | F5 | Industrial | Petroleum | New | Miscellaneous | Natural Gas | Strategic Energy Management | A | Incremental Summer Peak Savings (MW) | Achievable Technical Potential | 0 | 0 | 0 | 0 | 0 | 0 | 0 | 0 | 0 | 0 | 0 | 0 | 0 | 0 | 0 | 0 | 0 | 0 | 0 | 0 | 0 | 0 | 0 | 0 | 0 | 0 | 0 | 0 | 0 | 0 | 0
F6_Industrial_Petroleum_New_Miscellaneous_Natural Gas_Strategic Energy Management_A_Achievable Technical Potential | F6 | Industrial | Petroleum | New | Miscellaneous | Natural Gas | Strategic Energy Management | A | Incremental Winter Peak Savings (MW) | Achievable Technical Potential | 0 | 0 | 0 | 0 | 0 | 0 | 0 | 0 | 0 | 0 | 0 | 0 | 0 | 0 | 0 | 0 | 0 | 0 | 0 | 0 | 0 | 0 | 0 | 0 | 0 | 0 | 0 | 0 | 0 | 0 | 0
F7_Industrial_Petroleum_New_Miscellaneous_Natural Gas_Strategic Energy Management_A_Achievable Technical Potential | F7 | Industrial | Petroleum | New | Miscellaneous | Natural Gas | Strategic Energy Management | A | Cumulative Energy Savings (MWh or mTherms) | Achievable Technical Potential | 0 | 0 | 0 | 0 | 0 | 0.005073 | 0.011083 | 0.01803 | 0.025908 | 0.034717 | 0.039386 | 0.044038 | 0.048672 | 0.053291 | 0.057879 | 0.062441 | 0.066978 | 0.071493 | 0.075985 | 0.080459 | 0.084913 | 0.089352 | 0.093773 | 0.098176 | 0.10257 | 0.10257 | 0.10257 | 0.10257 | 0 | 0 | 0
F8_Industrial_Petroleum_New_Miscellaneous_Natural Gas_Strategic Energy Management_A_Achievable Technical Potential | F8 | Industrial | Petroleum | New | Miscellaneous | Natural Gas | Strategic Energy Management | A | Cumulative Summer Peak Savings (MW) | Achievable Technical Potential | 0 | 0 | 0 | 0 | 0 | 0 | 0 | 0 | 0 | 0 | 0 | 0 | 0 | 0 | 0 | 0 | 0 | 0 | 0 | 0 | 0 | 0 | 0 | 0 | 0 | 0 | 0 | 0 | 0 | 0 | 0
F9_Industrial_Petroleum_New_Miscellaneous_Natural Gas_Strategic Energy Management_A_Achievable Technical Potential | F9 | Industrial | Petroleum | New | Miscellaneous | Natural Gas | Strategic Energy Management | A | Cumulative Winter Peak Savings (MW) | Achievable Technical Potential | 0 | 0 | 0 | 0 | 0 | 0 | 0 | 0 | 0 | 0 | 0 | 0 | 0 | 0 | 0 | 0 | 0 | 0 | 0 | 0 | 0 | 0 | 0 | 0 | 0 | 0 | 0 | 0 | 0 | 0 | 0
F10_Industrial_Petroleum_New_Miscellaneous_Natural Gas_Strategic Energy Management_A_Achievable Technical Potential | F10 | Industrial | Petroleum | New | Miscellaneous | Natural Gas | Strategic Energy Management | A | Purchases (Incremental) | Achievable Technical Potential | 0 | 0 | 0 | 0 | 0 | 0.031554 | 0.037383 | 0.043209 | 0.049 | 0.054795 | 0.060594 | 0.06632 | 0.07203 | 0.077728 | 0.083336 | 0.088965 | 0.094541 | 0.10012 | 0.10567 | 0.11116 | 0.11667 | 0.12215 | 0.12761 | 0.13305 | 0.13848 | 0.11667 | 0.12215 | 0.12761 | 0.13305 | 0.13848 | 0.11667
F11_Industrial_Petroleum_New_Miscellaneous_Natural Gas_Strategic Energy Management_A_Achievable Technical Potential | F11 | Industrial | Petroleum | New | Miscellaneous | Natural Gas | Strategic Energy Management | A | Purchases (Cumulative) | Achievable Technical Potential | 0 | 0 | 0 | 0 | 0 | 0.031554 | 0.068937 | 0.11215 | 0.16115 | 0.21594 | 0.24498 | 0.27392 | 0.30274 | 0.33147 | 0.36001 | 0.38838 | 0.4166 | 0.44469 | 0.47263 | 0.50045 | 0.52816 | 0.55577 | 0.58327 | 0.61065 | 0.63797 | 0.63797 | 0.63797 | 0.63797 | 0.63797 | 0.63797 | 0.63797
F1_Industrial_Petroleum_New_Space Heating_Natural Gas_Commissioning_A_Achievable Technical Potential | F1 | Industrial | Petroleum | New | Space Heating | Natural Gas | Commissioning | A | Integrated Unit Energy Savings (kWh or therms) | Achievable Technical Potential | 0 | 0 | 0 | 0 | 0 | 0 | 0 | 0 | 0 | 0 | 0 | 0 | 0 | 0 | 0 | 0 | 0 | 0 | 0 | 0 | 0 | 0 | 0 | 0 | 0 | 0 | 0 | 0 | 0 | 0 | 0
F2_Industrial_Petroleum_New_Space Heating_Natural Gas_Commissioning_A_Achievable Technical Potential | F2 | Industrial | Petroleum | New | Space Heating | Natural Gas | Commissioning | A | Integrated Unit Summer Peak Savings (kW) | Achievable Technical Potential | 0 | 0 | 0 | 0 | 0 | 0 | 0 | 0 | 0 | 0 | 0 | 0 | 0 | 0 | 0 | 0 | 0 | 0 | 0 | 0 | 0 | 0 | 0 | 0 | 0 | 0 | 0 | 0 | 0 | 0 | 0
F3_Industrial_Petroleum_New_Space Heating_Natural Gas_Commissioning_A_Achievable Technical Potential | F3 | Industrial | Petroleum | New | Space Heating | Natural Gas | Commissioning | A | Integrated Unit Winter Peak Savings (kW) | Achievable Technical Potential | 0 | 0 | 0 | 0 | 0 | 0 | 0 | 0 | 0 | 0 | 0 | 0 | 0 | 0 | 0 | 0 | 0 | 0 | 0 | 0 | 0 | 0 | 0 | 0 | 0 | 0 | 0 | 0 | 0 | 0 | 0
F4_Industrial_Petroleum_New_Space Heating_Natural Gas_Commissioning_A_Achievable Technical Potential | F4 | Industrial | Petroleum | New | Space Heating | Natural Gas | Commissioning | A | Incremental Energy Savings (MWh or mTherms) | Achievable Technical Potential | 0 | 0 | 0 | 0 | 0 | 0 | 0 | 0 | 0 | 0 | 0 | 0 | 0 | 0 | 0 | 0 | 0 | 0 | 0 | 0 | 0 | 0 | 0 | 0 | 0 | 0 | 0 | 0 | 0 | 0 | 0
F5_Industrial_Petroleum_New_Space Heating_Natural Gas_Commissioning_A_Achievable Technical Potential | F5 | Industrial | Petroleum | New | Space Heating | Natural Gas | Commissioning | A | Incremental Summer Peak Savings (MW) | Achievable Technical Potential | 0 | 0 | 0 | 0 | 0 | 0 | 0 | 0 | 0 | 0 | 0 | 0 | 0 | 0 | 0 | 0 | 0 | 0 | 0 | 0 | 0 | 0 | 0 | 0 | 0 | 0 | 0 | 0 | 0 | 0 | 0
F6_Industrial_Petroleum_New_Space Heating_Natural Gas_Commissioning_A_Achievable Technical Potential | F6 | Industrial | Petroleum | New | Space Heating | Natural Gas | Commissioning | A | Incremental Winter Peak Savings (MW) | Achievable Technical Potential | 0 | 0 | 0 | 0 | 0 | 0 | 0 | 0 | 0 | 0 | 0 | 0 | 0 | 0 | 0 | 0 | 0 | 0 | 0 | 0 | 0 | 0 | 0 | 0 | 0 | 0 | 0 | 0 | 0 | 0 | 0
F7_Industrial_Petroleum_New_Space Heating_Natural Gas_Commissioning_A_Achievable Technical Potential | F7 | Industrial | Petroleum | New | Space Heating | Natural Gas | Commissioning | A | Cumulative Energy Savings (MWh or mTherms) | Achievable Technical Potential | 0 | 0 | 0 | 0 | 0 | 0 | 0 | 0 | 0 | 0 | 0 | 0 | 0 | 0 | 0 | 0 | 0 | 0 | 0 | 0 | 0 | 0 | 0 | 0 | 0 | 0 | 0 | 0 | 0 | 0 | 0
F8_Industrial_Petroleum_New_Space Heating_Natural Gas_Commissioning_A_Achievable Technical Potential | F8 | Industrial | Petroleum | New | Space Heating | Natural Gas | Commissioning | A | Cumulative Summer Peak Savings (MW) | Achievable Technical Potential | 0 | 0 | 0 | 0 | 0 | 0 | 0 | 0 | 0 | 0 | 0 | 0 | 0 | 0 | 0 | 0 | 0 | 0 | 0 | 0 | 0 | 0 | 0 | 0 | 0 | 0 | 0 | 0 | 0 | 0 | 0
F9_Industrial_Petroleum_New_Space Heating_Natural Gas_Commissioning_A_Achievable Technical Potential | F9 | Industrial | Petroleum | New | Space Heating | Natural Gas | Commissioning | A | Cumulative Winter Peak Savings (MW) | Achievable Technical Potential | 0 | 0 | 0 | 0 | 0 | 0 | 0 | 0 | 0 | 0 | 0 | 0 | 0 | 0 | 0 | 0 | 0 | 0 | 0 | 0 | 0 | 0 | 0 | 0 | 0 | 0 | 0 | 0 | 0 | 0 | 0
F10_Industrial_Petroleum_New_Space Heating_Natural Gas_Commissioning_A_Achievable Technical Potential | F10 | Industrial | Petroleum | New | Space Heating | Natural Gas | Commissioning | A | Purchases (Incremental) | Achievable Technical Potential | 0 | 0 | 0 | 0 | 0 | 0 | 0 | 0 | 0 | 0 | 0 | 0 | 0 | 0 | 0 | 0 | 0 | 0 | 0 | 0 | 0 | 0 | 0 | 0 | 0 | 0 | 0 | 0 | 0 | 0 | 0
F11_Industrial_Petroleum_New_Space Heating_Natural Gas_Commissioning_A_Achievable Technical Potential | F11 | Industrial | Petroleum | New | Space Heating | Natural Gas | Commissioning | A | Purchases (Cumulative) | Achievable Technical Potential | 0 | 0 | 0 | 0 | 0 | 0 | 0 | 0 | 0 | 0 | 0 | 0 | 0 | 0 | 0 | 0 | 0 | 0 | 0 | 0 | 0 | 0 | 0 | 0 | 0 | 0 | 0 | 0 | 0 | 0 | 0
F1_Industrial_Petroleum_New_Process_Natural Gas_Commissioning_A_Achievable Technical Potential | F1 | Industrial | Petroleum | New | Process | Natural Gas | Commissioning | A | Integrated Unit Energy Savings (kWh or therms) | Achievable Technical Potential | 0 | 0 | 0 | 0 | 0 | 4292.3343 | 4292.3343 | 4292.3343 | 4292.3343 | 4292.3343 | 4292.3343 | 4292.3343 | 4292.3343 | 4292.3343 | 4292.3343 | 4292.3343 | 4292.3343 | 4292.3343 | 4292.3343 | 4292.3343 | 4292.3343 | 4292.3343 | 4292.3343 | 4292.3343 | 4292.3343 | 4292.3343 | 4292.3343 | 4292.3343 | 0 | 0 | 0
F2_Industrial_Petroleum_New_Process_Natural Gas_Commissioning_A_Achievable Technical Potential | F2 | Industrial | Petroleum | New | Process | Natural Gas | Commissioning | A | Integrated Unit Summer Peak Savings (kW) | Achievable Technical Potential | 0 | 0 | 0 | 0 | 0 | 0 | 0 | 0 | 0 | 0 | 0 | 0 | 0 | 0 | 0 | 0 | 0 | 0 | 0 | 0 | 0 | 0 | 0 | 0 | 0 | 0 | 0 | 0 | 0 | 0 | 0
F3_Industrial_Petroleum_New_Process_Natural Gas_Commissioning_A_Achievable Technical Potential | F3 | Industrial | Petroleum | New | Process | Natural Gas | Commissioning | A | Integrated Unit Winter Peak Savings (kW) | Achievable Technical Potential | 0 | 0 | 0 | 0 | 0 | 0 | 0 | 0 | 0 | 0 | 0 | 0 | 0 | 0 | 0 | 0 | 0 | 0 | 0 | 0 | 0 | 0 | 0 | 0 | 0 | 0 | 0 | 0 | 0 | 0 | 0
F4_Industrial_Petroleum_New_Process_Natural Gas_Commissioning_A_Achievable Technical Potential | F4 | Industrial | Petroleum | New | Process | Natural Gas | Commissioning | A | Incremental Energy Savings (MWh or mTherms) | Achievable Technical Potential | 0 | 0 | 0 | 0 | 0 | 0 | 0 | 0 | 0 | 0 | 0 | 0 | 0 | 0 | 0 | 0 | 0 | 0 | 0 | 0 | 0 | 0 | 0 | 0 | 0 | 0 | 0 | 0 | 0 | 0 | 0
F5_Industrial_Petroleum_New_Process_Natural Gas_Commissioning_A_Achievable Technical Potential | F5 | Industrial | Petroleum | New | Process | Natural Gas | Commissioning | A | Incremental Summer Peak Savings (MW) | Achievable Technical Potential | 0 | 0 | 0 | 0 | 0 | 0 | 0 | 0 | 0 | 0 | 0 | 0 | 0 | 0 | 0 | 0 | 0 | 0 | 0 | 0 | 0 | 0 | 0 | 0 | 0 | 0 | 0 | 0 | 0 | 0 | 0
F6_Industrial_Petroleum_New_Process_Natural Gas_Commissioning_A_Achievable Technical Potential | F6 | Industrial | Petroleum | New | Process | Natural Gas | Commissioning | A | Incremental Winter Peak Savings (MW) | Achievable Technical Potential | 0 | 0 | 0 | 0 | 0 | 0 | 0 | 0 | 0 | 0 | 0 | 0 | 0 | 0 | 0 | 0 | 0 | 0 | 0 | 0 | 0 | 0 | 0 | 0 | 0 | 0 | 0 | 0 | 0 | 0 | 0
F7_Industrial_Petroleum_New_Process_Natural Gas_Commissioning_A_Achievable Technical Potential | F7 | Industrial | Petroleum | New | Process | Natural Gas | Commissioning | A | Cumulative Energy Savings (MWh or mTherms) | Achievable Technical Potential | 0 | 0 | 0 | 0 | 0 | 0 | 0 | 0 | 0 | 0 | 0 | 0 | 0 | 0 | 0 | 0 | 0 | 0 | 0 | 0 | 0 | 0 | 0 | 0 | 0 | 0 | 0 | 0 | 0 | 0 | 0
F8_Industrial_Petroleum_New_Process_Natural Gas_Commissioning_A_Achievable Technical Potential | F8 | Industrial | Petroleum | New | Process | Natural Gas | Commissioning | A | Cumulative Summer Peak Savings (MW) | Achievable Technical Potential | 0 | 0 | 0 | 0 | 0 | 0 | 0 | 0 | 0 | 0 | 0 | 0 | 0 | 0 | 0 | 0 | 0 | 0 | 0 | 0 | 0 | 0 | 0 | 0 | 0 | 0 | 0 | 0 | 0 | 0 | 0
F9_Industrial_Petroleum_New_Process_Natural Gas_Commissioning_A_Achievable Technical Potential | F9 | Industrial | Petroleum | New | Process | Natural Gas | Commissioning | A | Cumulative Winter Peak Savings (MW) | Achievable Technical Potential | 0 | 0 | 0 | 0 | 0 | 0 | 0 | 0 | 0 | 0 | 0 | 0 | 0 | 0 | 0 | 0 | 0 | 0 | 0 | 0 | 0 | 0 | 0 | 0 | 0 | 0 | 0 | 0 | 0 | 0 | 0
F10_Industrial_Petroleum_New_Process_Natural Gas_Commissioning_A_Achievable Technical Potential | F10 | Industrial | Petroleum | New | Process | Natural Gas | Commissioning | A | Purchases (Incremental) | Achievable Technical Potential | 0 | 0 | 0 | 0 | 0 | 0 | 0 | 0 | 0 | 0 | 0 | 0 | 0 | 0 | 0 | 0 | 0 | 0 | 0 | 0 | 0 | 0 | 0 | 0 | 0 | 0 | 0 | 0 | 0 | 0 | 0
F11_Industrial_Petroleum_New_Process_Natural Gas_Commissioning_A_Achievable Technical Potential | F11 | Industrial | Petroleum | New | Process | Natural Gas | Commissioning | A | Purchases (Cumulative) | Achievable Technical Potential | 0 | 0 | 0 | 0 | 0 | 0 | 0 | 0 | 0 | 0 | 0 | 0 | 0 | 0 | 0 | 0 | 0 | 0 | 0 | 0 | 0 | 0 | 0 | 0 | 0 | 0 | 0 | 0 | 0 | 0 | 0
F1_Industrial_Petroleum_New_Space Heating_Natural Gas_Retrocommissioning_A_Achievable Technical Potential | F1 | Industrial | Petroleum | New | Space Heating | Natural Gas | Retrocommissioning | A | Integrated Unit Energy Savings (kWh or therms) | Achievable Technical Potential | 0 | 0 | 0 | 0 | 0 | 0 | 0 | 0 | 0 | 0 | 0 | 0 | 0 | 0 | 0 | 0 | 0 | 0 | 0 | 0 | 0 | 0 | 0 | 0 | 0 | 0 | 0 | 0 | 0 | 0 | 0
F2_Industrial_Petroleum_New_Space Heating_Natural Gas_Retrocommissioning_A_Achievable Technical Potential | F2 | Industrial | Petroleum | New | Space Heating | Natural Gas | Retrocommissioning | A | Integrated Unit Summer Peak Savings (kW) | Achievable Technical Potential | 0 | 0 | 0 | 0 | 0 | 0 | 0 | 0 | 0 | 0 | 0 | 0 | 0 | 0 | 0 | 0 | 0 | 0 | 0 | 0 | 0 | 0 | 0 | 0 | 0 | 0 | 0 | 0 | 0 | 0 | 0
F3_Industrial_Petroleum_New_Space Heating_Natural Gas_Retrocommissioning_A_Achievable Technical Potential | F3 | Industrial | Petroleum | New | Space Heating | Natural Gas | Retrocommissioning | A | Integrated Unit Winter Peak Savings (kW) | Achievable Technical Potential | 0 | 0 | 0 | 0 | 0 | 0 | 0 | 0 | 0 | 0 | 0 | 0 | 0 | 0 | 0 | 0 | 0 | 0 | 0 | 0 | 0 | 0 | 0 | 0 | 0 | 0 | 0 | 0 | 0 | 0 | 0
F4_Industrial_Petroleum_New_Space Heating_Natural Gas_Retrocommissioning_A_Achievable Technical Potential | F4 | Industrial | Petroleum | New | Space Heating | Natural Gas | Retrocommissioning | A | Incremental Energy Savings (MWh or mTherms) | Achievable Technical Potential | 0 | 0 | 0 | 0 | 0 | 0 | 0 | 0 | 0 | 0 | 0 | 0 | 0 | 0 | 0 | 0 | 0 | 0 | 0 | 0 | 0 | 0 | 0 | 0 | 0 | 0 | 0 | 0 | 0 | 0 | 0
F5_Industrial_Petroleum_New_Space Heating_Natural Gas_Retrocommissioning_A_Achievable Technical Potential | F5 | Industrial | Petroleum | New | Space Heating | Natural Gas | Retrocommissioning | A | Incremental Summer Peak Savings (MW) | Achievable Technical Potential | 0 | 0 | 0 | 0 | 0 | 0 | 0 | 0 | 0 | 0 | 0 | 0 | 0 | 0 | 0 | 0 | 0 | 0 | 0 | 0 | 0 | 0 | 0 | 0 | 0 | 0 | 0 | 0 | 0 | 0 | 0
F6_Industrial_Petroleum_New_Space Heating_Natural Gas_Retrocommissioning_A_Achievable Technical Potential | F6 | Industrial | Petroleum | New | Space Heating | Natural Gas | Retrocommissioning | A | Incremental Winter Peak Savings (MW) | Achievable Technical Potential | 0 | 0 | 0 | 0 | 0 | 0 | 0 | 0 | 0 | 0 | 0 | 0 | 0 | 0 | 0 | 0 | 0 | 0 | 0 | 0 | 0 | 0 | 0 | 0 | 0 | 0 | 0 | 0 | 0 | 0 | 0
F7_Industrial_Petroleum_New_Space Heating_Natural Gas_Retrocommissioning_A_Achievable Technical Potential | F7 | Industrial | Petroleum | New | Space Heating | Natural Gas | Retrocommissioning | A | Cumulative Energy Savings (MWh or mTherms) | Achievable Technical Potential | 0 | 0 | 0 | 0 | 0 | 0 | 0 | 0 | 0 | 0 | 0 | 0 | 0 | 0 | 0 | 0 | 0 | 0 | 0 | 0 | 0 | 0 | 0 | 0 | 0 | 0 | 0 | 0 | 0 | 0 | 0
F8_Industrial_Petroleum_New_Space Heating_Natural Gas_Retrocommissioning_A_Achievable Technical Potential | F8 | Industrial | Petroleum | New | Space Heating | Natural Gas | Retrocommissioning | A | Cumulative Summer Peak Savings (MW) | Achievable Technical Potential | 0 | 0 | 0 | 0 | 0 | 0 | 0 | 0 | 0 | 0 | 0 | 0 | 0 | 0 | 0 | 0 | 0 | 0 | 0 | 0 | 0 | 0 | 0 | 0 | 0 | 0 | 0 | 0 | 0 | 0 | 0
F9_Industrial_Petroleum_New_Space Heating_Natural Gas_Retrocommissioning_A_Achievable Technical Potential | F9 | Industrial | Petroleum | New | Space Heating | Natural Gas | Retrocommissioning | A | Cumulative Winter Peak Savings (MW) | Achievable Technical Potential | 0 | 0 | 0 | 0 | 0 | 0 | 0 | 0 | 0 | 0 | 0 | 0 | 0 | 0 | 0 | 0 | 0 | 0 | 0 | 0 | 0 | 0 | 0 | 0 | 0 | 0 | 0 | 0 | 0 | 0 | 0
F10_Industrial_Petroleum_New_Space Heating_Natural Gas_Retrocommissioning_A_Achievable Technical Potential | F10 | Industrial | Petroleum | New | Space Heating | Natural Gas | Retrocommissioning | A | Purchases (Incremental) | Achievable Technical Potential | 0 | 0 | 0 | 0 | 0 | 0 | 0 | 0 | 0 | 0 | 0 | 0 | 0 | 0 | 0 | 0 | 0 | 0 | 0 | 0 | 0 | 0 | 0 | 0 | 0 | 0 | 0 | 0 | 0 | 0 | 0
F11_Industrial_Petroleum_New_Space Heating_Natural Gas_Retrocommissioning_A_Achievable Technical Potential | F11 | Industrial | Petroleum | New | Space Heating | Natural Gas | Retrocommissioning | A | Purchases (Cumulative) | Achievable Technical Potential | 0 | 0 | 0 | 0 | 0 | 0 | 0 | 0 | 0 | 0 | 0 | 0 | 0 | 0 | 0 | 0 | 0 | 0 | 0 | 0 | 0 | 0 | 0 | 0 | 0 | 0 | 0 | 0 | 0 | 0 | 0
F1_Industrial_Petroleum_New_Process_Natural Gas_Retrocommissioning_A_Achievable Technical Potential | F1 | Industrial | Petroleum | New | Process | Natural Gas | Retrocommissioning | A | Integrated Unit Energy Savings (kWh or therms) | Achievable Technical Potential | 0 | 0 | 0 | 0 | 0 | 0 | 0 | 0 | 0 | 0 | 0 | 0 | 0 | 0 | 0 | 0 | 0 | 0 | 0 | 0 | 0 | 0 | 0 | 0 | 0 | 0 | 0 | 0 | 0 | 0 | 0
F2_Industrial_Petroleum_New_Process_Natural Gas_Retrocommissioning_A_Achievable Technical Potential | F2 | Industrial | Petroleum | New | Process | Natural Gas | Retrocommissioning | A | Integrated Unit Summer Peak Savings (kW) | Achievable Technical Potential | 0 | 0 | 0 | 0 | 0 | 0 | 0 | 0 | 0 | 0 | 0 | 0 | 0 | 0 | 0 | 0 | 0 | 0 | 0 | 0 | 0 | 0 | 0 | 0 | 0 | 0 | 0 | 0 | 0 | 0 | 0
F3_Industrial_Petroleum_New_Process_Natural Gas_Retrocommissioning_A_Achievable Technical Potential | F3 | Industrial | Petroleum | New | Process | Natural Gas | Retrocommissioning | A | Integrated Unit Winter Peak Savings (kW) | Achievable Technical Potential | 0 | 0 | 0 | 0 | 0 | 0 | 0 | 0 | 0 | 0 | 0 | 0 | 0 | 0 | 0 | 0 | 0 | 0 | 0 | 0 | 0 | 0 | 0 | 0 | 0 | 0 | 0 | 0 | 0 | 0 | 0
F4_Industrial_Petroleum_New_Process_Natural Gas_Retrocommissioning_A_Achievable Technical Potential | F4 | Industrial | Petroleum | New | Process | Natural Gas | Retrocommissioning | A | Incremental Energy Savings (MWh or mTherms) | Achievable Technical Potential | 0 | 0 | 0 | 0 | 0 | 0 | 0 | 0 | 0 | 0 | 0 | 0 | 0 | 0 | 0 | 0 | 0 | 0 | 0 | 0 | 0 | 0 | 0 | 0 | 0 | 0 | 0 | 0 | 0 | 0 | 0
F5_Industrial_Petroleum_New_Process_Natural Gas_Retrocommissioning_A_Achievable Technical Potential | F5 | Industrial | Petroleum | New | Process | Natural Gas | Retrocommissioning | A | Incremental Summer Peak Savings (MW) | Achievable Technical Potential | 0 | 0 | 0 | 0 | 0 | 0 | 0 | 0 | 0 | 0 | 0 | 0 | 0 | 0 | 0 | 0 | 0 | 0 | 0 | 0 | 0 | 0 | 0 | 0 | 0 | 0 | 0 | 0 | 0 | 0 | 0
F6_Industrial_Petroleum_New_Process_Natural Gas_Retrocommissioning_A_Achievable Technical Potential | F6 | Industrial | Petroleum | New | Process | Natural Gas | Retrocommissioning | A | Incremental Winter Peak Savings (MW) | Achievable Technical Potential | 0 | 0 | 0 | 0 | 0 | 0 | 0 | 0 | 0 | 0 | 0 | 0 | 0 | 0 | 0 | 0 | 0 | 0 | 0 | 0 | 0 | 0 | 0 | 0 | 0 | 0 | 0 | 0 | 0 | 0 | 0
F7_Industrial_Petroleum_New_Process_Natural Gas_Retrocommissioning_A_Achievable Technical Potential | F7 | Industrial | Petroleum | New | Process | Natural Gas | Retrocommissioning | A | Cumulative Energy Savings (MWh or mTherms) | Achievable Technical Potential | 0 | 0 | 0 | 0 | 0 | 0 | 0 | 0 | 0 | 0 | 0 | 0 | 0 | 0 | 0 | 0 | 0 | 0 | 0 | 0 | 0 | 0 | 0 | 0 | 0 | 0 | 0 | 0 | 0 | 0 | 0
F8_Industrial_Petroleum_New_Process_Natural Gas_Retrocommissioning_A_Achievable Technical Potential | F8 | Industrial | Petroleum | New | Process | Natural Gas | Retrocommissioning | A | Cumulative Summer Peak Savings (MW) | Achievable Technical Potential | 0 | 0 | 0 | 0 | 0 | 0 | 0 | 0 | 0 | 0 | 0 | 0 | 0 | 0 | 0 | 0 | 0 | 0 | 0 | 0 | 0 | 0 | 0 | 0 | 0 | 0 | 0 | 0 | 0 | 0 | 0
F9_Industrial_Petroleum_New_Process_Natural Gas_Retrocommissioning_A_Achievable Technical Potential | F9 | Industrial | Petroleum | New | Process | Natural Gas | Retrocommissioning | A | Cumulative Winter Peak Savings (MW) | Achievable Technical Potential | 0 | 0 | 0 | 0 | 0 | 0 | 0 | 0 | 0 | 0 | 0 | 0 | 0 | 0 | 0 | 0 | 0 | 0 | 0 | 0 | 0 | 0 | 0 | 0 | 0 | 0 | 0 | 0 | 0 | 0 | 0
F10_Industrial_Petroleum_New_Process_Natural Gas_Retrocommissioning_A_Achievable Technical Potential | F10 | Industrial | Petroleum | New | Process | Natural Gas | Retrocommissioning | A | Purchases (Incremental) | Achievable Technical Potential | 0 | 0 | 0 | 0 | 0 | 0 | 0 | 0 | 0 | 0 | 0 | 0 | 0 | 0 | 0 | 0 | 0 | 0 | 0 | 0 | 0 | 0 | 0 | 0 | 0 | 0 | 0 | 0 | 0 | 0 | 0
F11_Industrial_Petroleum_New_Process_Natural Gas_Retrocommissioning_A_Achievable Technical Potential | F11 | Industrial | Petroleum | New | Process | Natural Gas | Retrocommissioning | A | Purchases (Cumulative) | Achievable Technical Potential | 0 | 0 | 0 | 0 | 0 | 0 | 0 | 0 | 0 | 0 | 0 | 0 | 0 | 0 | 0 | 0 | 0 | 0 | 0 | 0 | 0 | 0 | 0 | 0 | 0 | 0 | 0 | 0 | 0 | 0 | 0
F1_Industrial_Paper and Printing_Existing_Space Heating_Natural Gas_Insulation - Roof/Ceiling_A_Achievable Technical Potential | F1 | Industrial | Paper and Printing | Existing | Space Heating | Natural Gas | Insulation - Roof/Ceiling | A | Integrated Unit Energy Savings (kWh or therms) | Achievable Technical Potential | 0 | 0 | 0 | 0 | 0 | 0.099387 | 0.09866 | 0.097773 | 0.096797 | 0.095722 | 0.094545 | 0.093282 | 0.091939 | 0.090473 | 0.088911 | 0.087312 | 0.085732 | 0.084198 | 0.08273 | 0.081423 | 0.080203 | 0.079048 | 0.078073 | 0.077256 | 0.076515 | 0.07599 | 0.075539 | 0.075119 | 0 | 0 | 0
F2_Industrial_Paper and Printing_Existing_Space Heating_Natural Gas_Insulation - Roof/Ceiling_A_Achievable Technical Potential | F2 | Industrial | Paper and Printing | Existing | Space Heating | Natural Gas | Insulation - Roof/Ceiling | A | Integrated Unit Summer Peak Savings (kW) | Achievable Technical Potential | 0 | 0 | 0 | 0 | 0 | 0 | 0 | 0 | 0 | 0 | 0 | 0 | 0 | 0 | 0 | 0 | 0 | 0 | 0 | 0 | 0 | 0 | 0 | 0 | 0 | 0 | 0 | 0 | 0 | 0 | 0
F3_Industrial_Paper and Printing_Existing_Space Heating_Natural Gas_Insulation - Roof/Ceiling_A_Achievable Technical Potential | F3 | Industrial | Paper and Printing | Existing | Space Heating | Natural Gas | Insulation - Roof/Ceiling | A | Integrated Unit Winter Peak Savings (kW) | Achievable Technical Potential | 0 | 0 | 0 | 0 | 0 | 0 | 0 | 0 | 0 | 0 | 0 | 0 | 0 | 0 | 0 | 0 | 0 | 0 | 0 | 0 | 0 | 0 | 0 | 0 | 0 | 0 | 0 | 0 | 0 | 0 | 0
F4_Industrial_Paper and Printing_Existing_Space Heating_Natural Gas_Insulation - Roof/Ceiling_A_Achievable Technical Potential | F4 | Industrial | Paper and Printing | Existing | Space Heating | Natural Gas | Insulation - Roof/Ceiling | A | Incremental Energy Savings (MWh or mTherms) | Achievable Technical Potential | 0 | 0 | 0 | 0 | 0 | 0.21237 | 0.36873 | 0.56506 | 0.78362 | 0.98707 | 1.123 | 1.1899 | 1.1704 | 1.0579 | 0.91316 | 0.73146 | 0.55868 | 0.40226 | 0.27421 | 0.18013 | 0.11244 | 0.067196 | 0.044772 | 0 | 0 | 0 | 0 | 0 | 0 | 0 | 0
F5_Industrial_Paper and Printing_Existing_Space Heating_Natural Gas_Insulation - Roof/Ceiling_A_Achievable Technical Potential | F5 | Industrial | Paper and Printing | Existing | Space Heating | Natural Gas | Insulation - Roof/Ceiling | A | Incremental Summer Peak Savings (MW) | Achievable Technical Potential | 0 | 0 | 0 | 0 | 0 | 0 | 0 | 0 | 0 | 0 | 0 | 0 | 0 | 0 | 0 | 0 | 0 | 0 | 0 | 0 | 0 | 0 | 0 | 0 | 0 | 0 | 0 | 0 | 0 | 0 | 0
F6_Industrial_Paper and Printing_Existing_Space Heating_Natural Gas_Insulation - Roof/Ceiling_A_Achievable Technical Potential | F6 | Industrial | Paper and Printing | Existing | Space Heating | Natural Gas | Insulation - Roof/Ceiling | A | Incremental Winter Peak Savings (MW) | Achievable Technical Potential | 0 | 0 | 0 | 0 | 0 | 0 | 0 | 0 | 0 | 0 | 0 | 0 | 0 | 0 | 0 | 0 | 0 | 0 | 0 | 0 | 0 | 0 | 0 | 0 | 0 | 0 | 0 | 0 | 0 | 0 | 0
F7_Industrial_Paper and Printing_Existing_Space Heating_Natural Gas_Insulation - Roof/Ceiling_A_Achievable Technical Potential | F7 | Industrial | Paper and Printing | Existing | Space Heating | Natural Gas | Insulation - Roof/Ceiling | A | Cumulative Energy Savings (MWh or mTherms) | Achievable Technical Potential | 0 | 0 | 0 | 0 | 0 | 0.21237 | 0.57954 | 1.1394 | 1.9116 | 2.8775 | 3.9651 | 5.1021 | 6.199 | 7.1581 | 7.9477 | 8.5362 | 8.9404 | 9.1827 | 9.2968 | 9.3301 | 9.3027 | 9.236 | 9.1668 | 9.0709 | 8.9839 | 8.9223 | 8.8693 | 8.82 | 0 | 0 | 0
F8_Industrial_Paper and Printing_Existing_Space Heating_Natural Gas_Insulation - Roof/Ceiling_A_Achievable Technical Potential | F8 | Industrial | Paper and Printing | Existing | Space Heating | Natural Gas | Insulation - Roof/Ceiling | A | Cumulative Summer Peak Savings (MW) | Achievable Technical Potential | 0 | 0 | 0 | 0 | 0 | 0 | 0 | 0 | 0 | 0 | 0 | 0 | 0 | 0 | 0 | 0 | 0 | 0 | 0 | 0 | 0 | 0 | 0 | 0 | 0 | 0 | 0 | 0 | 0 | 0 | 0
F9_Industrial_Paper and Printing_Existing_Space Heating_Natural Gas_Insulation - Roof/Ceiling_A_Achievable Technical Potential | F9 | Industrial | Paper and Printing | Existing | Space Heating | Natural Gas | Insulation - Roof/Ceiling | A | Cumulative Winter Peak Savings (MW) | Achievable Technical Potential | 0 | 0 | 0 | 0 | 0 | 0 | 0 | 0 | 0 | 0 | 0 | 0 | 0 | 0 | 0 | 0 | 0 | 0 | 0 | 0 | 0 | 0 | 0 | 0 | 0 | 0 | 0 | 0 | 0 | 0 | 0
F10_Industrial_Paper and Printing_Existing_Space Heating_Natural Gas_Insulation - Roof/Ceiling_A_Achievable Technical Potential | F10 | Industrial | Paper and Printing | Existing | Space Heating | Natural Gas | Insulation - Roof/Ceiling | A | Purchases (Incremental) | Achievable Technical Potential | 0 | 0 | 0 | 0 | 0 | 2136.8001 | 3737.3478 | 5779.3669 | 8095.488 | 10311.8681 | 11877.7376 | 12756.455 | 12730.5539 | 11693.1706 | 10270.5886 | 8377.4725 | 6516.6575 | 4777.5802 | 3314.4752 | 2212.2676 | 1401.985 | 850.0631 | 573.4667 | 0 | 0 | 0 | 0 | 0 | 0 | 0 | 0
F11_Industrial_Paper and Printing_Existing_Space Heating_Natural Gas_Insulation - Roof/Ceiling_A_Achievable Technical Potential | F11 | Industrial | Paper and Printing | Existing | Space Heating | Natural Gas | Insulation - Roof/Ceiling | A | Purchases (Cumulative) | Achievable Technical Potential | 0 | 0 | 0 | 0 | 0 | 2136.8001 | 5874.1478 | 11653.5147 | 19749.0028 | 30060.8708 | 41938.6084 | 54695.0634 | 67425.6173 | 79118.7879 | 89389.3765 | 97766.849 | 104283.5066 | 109061.0868 | 112375.562 | 114587.8295 | 115989.8145 | 116839.8776 | 117413.3443 | 117413.3443 | 117413.3443 | 117413.3443 | 117413.3443 | 117413.3443 | 117413.3443 | 117413.3443 | 117413.3443
F1_Industrial_Paper and Printing_Existing_Space Heating_Natural Gas_Insulation - Wall Cavity_A_Achievable Technical Potential | F1 | Industrial | Paper and Printing | Existing | Space Heating | Natural Gas | Insulation - Wall Cavity | A | Integrated Unit Energy Savings (kWh or therms) | Achievable Technical Potential | 0 | 0 | 0 | 0 | 0 | 0.017829 | 0.017579 | 0.017236 | 0.016809 | 0.016303 | 0.015722 | 0.015117 | 0.014511 | 0.013892 | 0.013357 | 0.012845 | 0.012425 | 0.012051 | 0.011719 | 0.011476 | 0.011252 | 0.011054 | 0.010891 | 0.010766 | 0.010652 | 0.01057 | 0.010499 | 0.010433 | 0 | 0 | 0
F2_Industrial_Paper and Printing_Existing_Space Heating_Natural Gas_Insulation - Wall Cavity_A_Achievable Technical Potential | F2 | Industrial | Paper and Printing | Existing | Space Heating | Natural Gas | Insulation - Wall Cavity | A | Integrated Unit Summer Peak Savings (kW) | Achievable Technical Potential | 0 | 0 | 0 | 0 | 0 | 0 | 0 | 0 | 0 | 0 | 0 | 0 | 0 | 0 | 0 | 0 | 0 | 0 | 0 | 0 | 0 | 0 | 0 | 0 | 0 | 0 | 0 | 0 | 0 | 0 | 0
F3_Industrial_Paper and Printing_Existing_Space Heating_Natural Gas_Insulation - Wall Cavity_A_Achievable Technical Potential | F3 | Industrial | Paper and Printing | Existing | Space Heating | Natural Gas | Insulation - Wall Cavity | A | Integrated Unit Winter Peak Savings (kW) | Achievable Technical Potential | 0 | 0 | 0 | 0 | 0 | 0 | 0 | 0 | 0 | 0 | 0 | 0 | 0 | 0 | 0 | 0 | 0 | 0 | 0 | 0 | 0 | 0 | 0 | 0 | 0 | 0 | 0 | 0 | 0 | 0 | 0
F4_Industrial_Paper and Printing_Existing_Space Heating_Natural Gas_Insulation - Wall Cavity_A_Achievable Technical Potential | F4 | Industrial | Paper and Printing | Existing | Space Heating | Natural Gas | Insulation - Wall Cavity | A | Incremental Energy Savings (MWh or mTherms) | Achievable Technical Potential | 0 | 0 | 0 | 0 | 0 | 0.038097 | 0.065698 | 0.09961 | 0.13608 | 0.16811 | 0.18674 | 0.19284 | 0.18473 | 0.16245 | 0.13718 | 0.10761 | 0.080967 | 0.057574 | 0.038843 | 0.025388 | 0.015775 | 0.0093969 | 0.0062454 | 0 | 0 | 0 | 0 | 0 | 0 | 0 | 0
F5_Industrial_Paper and Printing_Existing_Space Heating_Natural Gas_Insulation - Wall Cavity_A_Achievable Technical Potential | F5 | Industrial | Paper and Printing | Existing | Space Heating | Natural Gas | Insulation - Wall Cavity | A | Incremental Summer Peak Savings (MW) | Achievable Technical Potential | 0 | 0 | 0 | 0 | 0 | 0 | 0 | 0 | 0 | 0 | 0 | 0 | 0 | 0 | 0 | 0 | 0 | 0 | 0 | 0 | 0 | 0 | 0 | 0 | 0 | 0 | 0 | 0 | 0 | 0 | 0
F6_Industrial_Paper and Printing_Existing_Space Heating_Natural Gas_Insulation - Wall Cavity_A_Achievable Technical Potential | F6 | Industrial | Paper and Printing | Existing | Space Heating | Natural Gas | Insulation - Wall Cavity | A | Incremental Winter Peak Savings (MW) | Achievable Technical Potential | 0 | 0 | 0 | 0 | 0 | 0 | 0 | 0 | 0 | 0 | 0 | 0 | 0 | 0 | 0 | 0 | 0 | 0 | 0 | 0 | 0 | 0 | 0 | 0 | 0 | 0 | 0 | 0 | 0 | 0 | 0
F7_Industrial_Paper and Printing_Existing_Space Heating_Natural Gas_Insulation - Wall Cavity_A_Achievable Technical Potential | F7 | Industrial | Paper and Printing | Existing | Space Heating | Natural Gas | Insulation - Wall Cavity | A | Cumulative Energy Savings (MWh or mTherms) | Achievable Technical Potential | 0 | 0 | 0 | 0 | 0 | 0.038097 | 0.10326 | 0.20085 | 0.33196 | 0.49008 | 0.65937 | 0.82684 | 0.97838 | 1.0992 | 1.194 | 1.2558 | 1.2957 | 1.3143 | 1.3169 | 1.315 | 1.3051 | 1.2916 | 1.2787 | 1.264 | 1.2507 | 1.2411 | 1.2327 | 1.225 | 0 | 0 | 0
F8_Industrial_Paper and Printing_Existing_Space Heating_Natural Gas_Insulation - Wall Cavity_A_Achievable Technical Potential | F8 | Industrial | Paper and Printing | Existing | Space Heating | Natural Gas | Insulation - Wall Cavity | A | Cumulative Summer Peak Savings (MW) | Achievable Technical Potential | 0 | 0 | 0 | 0 | 0 | 0 | 0 | 0 | 0 | 0 | 0 | 0 | 0 | 0 | 0 | 0 | 0 | 0 | 0 | 0 | 0 | 0 | 0 | 0 | 0 | 0 | 0 | 0 | 0 | 0 | 0
F9_Industrial_Paper and Printing_Existing_Space Heating_Natural Gas_Insulation - Wall Cavity_A_Achievable Technical Potential | F9 | Industrial | Paper and Printing | Existing | Space Heating | Natural Gas | Insulation - Wall Cavity | A | Cumulative Winter Peak Savings (MW) | Achievable Technical Potential | 0 | 0 | 0 | 0 | 0 | 0 | 0 | 0 | 0 | 0 | 0 | 0 | 0 | 0 | 0 | 0 | 0 | 0 | 0 | 0 | 0 | 0 | 0 | 0 | 0 | 0 | 0 | 0 | 0 | 0 | 0
F10_Industrial_Paper and Printing_Existing_Space Heating_Natural Gas_Insulation - Wall Cavity_A_Achievable Technical Potential | F10 | Industrial | Paper and Printing | Existing | Space Heating | Natural Gas | Insulation - Wall Cavity | A | Purchases (Incremental) | Achievable Technical Potential | 0 | 0 | 0 | 0 | 0 | 2136.8001 | 3737.3478 | 5779.3669 | 8095.488 | 10311.8681 | 11877.7376 | 12756.455 | 12730.5539 | 11693.1706 | 10270.5886 | 8377.4725 | 6516.6575 | 4777.5802 | 3314.4752 | 2212.2676 | 1401.985 | 850.0631 | 573.4667 | 0 | 0 | 0 | 0 | 0 | 0 | 0 | 0
F11_Industrial_Paper and Printing_Existing_Space Heating_Natural Gas_Insulation - Wall Cavity_A_Achievable Technical Potential | F11 | Industrial | Paper and Printing | Existing | Space Heating | Natural Gas | Insulation - Wall Cavity | A | Purchases (Cumulative) | Achievable Technical Potential | 0 | 0 | 0 | 0 | 0 | 2136.8001 | 5874.1478 | 11653.5147 | 19749.0028 | 30060.8708 | 41938.6084 | 54695.0634 | 67425.6173 | 79118.7879 | 89389.3765 | 97766.849 | 104283.5066 | 109061.0868 | 112375.562 | 114587.8295 | 115989.8145 | 116839.8776 | 117413.3443 | 117413.3443 | 117413.3443 | 117413.3443 | 117413.3443 | 117413.3443 | 117413.3443 | 117413.3443 | 117413.3443
F1_Industrial_Paper and Printing_Existing_Space Heating_Natural Gas_Insulation - Ducting_A_Achievable Technical Potential | F1 | Industrial | Paper and Printing | Existing | Space Heating | Natural Gas | Insulation - Ducting | A | Integrated Unit Energy Savings (kWh or therms) | Achievable Technical Potential | 0 | 0 | 0 | 0 | 0 | 0.0016198 | 0.0015882 | 0.0015454 | 0.0014947 | 0.0014369 | 0.0013729 | 0.0013078 | 0.0012444 | 0.0011816 | 0.0011282 | 0.0010786 | 0.0010386 | 0.0010032 | 0.00097192 | 0.00094866 | 0.00092707 | 0.00090809 | 0.00089128 | 0.00087792 | 0.00086562 | 0.00085618 | 0.0008478 | 0.00083996 | 0.00131 | 0.0013019 | 0.0012943
F2_Industrial_Paper and Printing_Existing_Space Heating_Natural Gas_Insulation - Ducting_A_Achievable Technical Potential | F2 | Industrial | Paper and Printing | Existing | Space Heating | Natural Gas | Insulation - Ducting | A | Integrated Unit Summer Peak Savings (kW) | Achievable Technical Potential | 0 | 0 | 0 | 0 | 0 | 0 | 0 | 0 | 0 | 0 | 0 | 0 | 0 | 0 | 0 | 0 | 0 | 0 | 0 | 0 | 0 | 0 | 0 | 0 | 0 | 0 | 0 | 0 | 0 | 0 | 0
F3_Industrial_Paper and Printing_Existing_Space Heating_Natural Gas_Insulation - Ducting_A_Achievable Technical Potential | F3 | Industrial | Paper and Printing | Existing | Space Heating | Natural Gas | Insulation - Ducting | A | Integrated Unit Winter Peak Savings (kW) | Achievable Technical Potential | 0 | 0 | 0 | 0 | 0 | 0 | 0 | 0 | 0 | 0 | 0 | 0 | 0 | 0 | 0 | 0 | 0 | 0 | 0 | 0 | 0 | 0 | 0 | 0 | 0 | 0 | 0 | 0 | 0 | 0 | 0
F4_Industrial_Paper and Printing_Existing_Space Heating_Natural Gas_Insulation - Ducting_A_Achievable Technical Potential | F4 | Industrial | Paper and Printing | Existing | Space Heating | Natural Gas | Insulation - Ducting | A | Incremental Energy Savings (MWh or mTherms) | Achievable Technical Potential | 0 | 0 | 0 | 0 | 0 | 0.00043702 | 0.00052584 | 0.00062243 | 0.00069923 | 0.00076736 | 0.00084627 | 0.00088194 | 0.00085552 | 0.00075337 | 0.00062072 | 0.00045483 | 0.00028988 | 0.00016177 | 7.4787e-05 | 3.092e-05 | 1.0942e-05 | 3.3349e-06 | 7.1079e-07 | 1.1469e-07 | 1.3531e-08 | 0 | 0 | 0 | 0 | 0 | 0
F5_Industrial_Paper and Printing_Existing_Space Heating_Natural Gas_Insulation - Ducting_A_Achievable Technical Potential | F5 | Industrial | Paper and Printing | Existing | Space Heating | Natural Gas | Insulation - Ducting | A | Incremental Summer Peak Savings (MW) | Achievable Technical Potential | 0 | 0 | 0 | 0 | 0 | 0 | 0 | 0 | 0 | 0 | 0 | 0 | 0 | 0 | 0 | 0 | 0 | 0 | 0 | 0 | 0 | 0 | 0 | 0 | 0 | 0 | 0 | 0 | 0 | 0 | 0
F6_Industrial_Paper and Printing_Existing_Space Heating_Natural Gas_Insulation - Ducting_A_Achievable Technical Potential | F6 | Industrial | Paper and Printing | Existing | Space Heating | Natural Gas | Insulation - Ducting | A | Incremental Winter Peak Savings (MW) | Achievable Technical Potential | 0 | 0 | 0 | 0 | 0 | 0 | 0 | 0 | 0 | 0 | 0 | 0 | 0 | 0 | 0 | 0 | 0 | 0 | 0 | 0 | 0 | 0 | 0 | 0 | 0 | 0 | 0 | 0 | 0 | 0 | 0
F7_Industrial_Paper and Printing_Existing_Space Heating_Natural Gas_Insulation - Ducting_A_Achievable Technical Potential | F7 | Industrial | Paper and Printing | Existing | Space Heating | Natural Gas | Insulation - Ducting | A | Cumulative Energy Savings (MWh or mTherms) | Achievable Technical Potential | 0 | 0 | 0 | 0 | 0 | 0.00043702 | 0.00095434 | 0.001551 | 0.0021994 | 0.0028817 | 0.0035996 | 0.0043108 | 0.0049573 | 0.0054604 | 0.0058347 | 0.0060329 | 0.0060989 | 0.0060529 | 0.005939 | 0.0058277 | 0.005706 | 0.0055925 | 0.0054897 | 0.0054076 | 0.0053318 | 0.0052737 | 0.005222 | 0.0051738 | 0 | 0 | 0
F8_Industrial_Paper and Printing_Existing_Space Heating_Natural Gas_Insulation - Ducting_A_Achievable Technical Potential | F8 | Industrial | Paper and Printing | Existing | Space Heating | Natural Gas | Insulation - Ducting | A | Cumulative Summer Peak Savings (MW) | Achievable Technical Potential | 0 | 0 | 0 | 0 | 0 | 0 | 0 | 0 | 0 | 0 | 0 | 0 | 0 | 0 | 0 | 0 | 0 | 0 | 0 | 0 | 0 | 0 | 0 | 0 | 0 | 0 | 0 | 0 | 0 | 0 | 0
F9_Industrial_Paper and Printing_Existing_Space Heating_Natural Gas_Insulation - Ducting_A_Achievable Technical Potential | F9 | Industrial | Paper and Printing | Existing | Space Heating | Natural Gas | Insulation - Ducting | A | Cumulative Winter Peak Savings (MW) | Achievable Technical Potential | 0 | 0 | 0 | 0 | 0 | 0 | 0 | 0 | 0 | 0 | 0 | 0 | 0 | 0 | 0 | 0 | 0 | 0 | 0 | 0 | 0 | 0 | 0 | 0 | 0 | 0 | 0 | 0 | 0 | 0 | 0
F10_Industrial_Paper and Printing_Existing_Space Heating_Natural Gas_Insulation - Ducting_A_Achievable Technical Potential | F10 | Industrial | Paper and Printing | Existing | Space Heating | Natural Gas | Insulation - Ducting | A | Purchases (Incremental) | Achievable Technical Potential | 0 | 0 | 0 | 0 | 0 | 269.7966 | 331.0854 | 402.7623 | 467.7964 | 534.0222 | 616.4077 | 674.361 | 687.5086 | 637.606 | 550.1689 | 421.6839 | 279.1156 | 161.2514 | 76.947 | 32.5931 | 11.803 | 3.6724 | 0.7975 | 0.13064 | 0.015632 | 0 | 0 | 0 | 0 | 0 | 0
F11_Industrial_Paper and Printing_Existing_Space Heating_Natural Gas_Insulation - Ducting_A_Achievable Technical Potential | F11 | Industrial | Paper and Printing | Existing | Space Heating | Natural Gas | Insulation - Ducting | A | Purchases (Cumulative) | Achievable Technical Potential | 0 | 0 | 0 | 0 | 0 | 269.7966 | 600.882 | 1003.6443 | 1471.4407 | 2005.4629 | 2621.8706 | 3296.2315 | 3983.7401 | 4621.3461 | 5171.5151 | 5593.199 | 5872.3146 | 6033.566 | 6110.513 | 6143.1061 | 6154.9091 | 6158.5815 | 6159.379 | 6159.5097 | 6159.5253 | 6159.5253 | 6159.5253 | 6159.5253 | 6159.5253 | 6159.5253 | 6159.5253
F1_Industrial_Paper and Printing_Existing_Space Heating_Natural Gas_HVAC - Duct Repair and Sealing_A_Achievable Technical Potential | F1 | Industrial | Paper and Printing | Existing | Space Heating | Natural Gas | HVAC - Duct Repair and Sealing | A | Integrated Unit Energy Savings (kWh or therms) | Achievable Technical Potential | 0 | 0 | 0 | 0 | 0 | 0.0038168 | 0.0037477 | 0.0036543 | 0.0035446 | 0.0034197 | 0.0032813 | 0.0031399 | 0.0030011 | 0.0028628 | 0.0027435 | 0.0026318 | 0.0025405 | 0.002459 | 0.0023866 | 0.0023316 | 0.0022806 | 0.0022355 | 0.0021954 | 0.0021633 | 0.0021337 | 0.0021108 | 0.0020904 | 0.0020713 | 0.0030839 | 0.0030649 | 0.0030471
F2_Industrial_Paper and Printing_Existing_Space Heating_Natural Gas_HVAC - Duct Repair and Sealing_A_Achievable Technical Potential | F2 | Industrial | Paper and Printing | Existing | Space Heating | Natural Gas | HVAC - Duct Repair and Sealing | A | Integrated Unit Summer Peak Savings (kW) | Achievable Technical Potential | 0 | 0 | 0 | 0 | 0 | 0 | 0 | 0 | 0 | 0 | 0 | 0 | 0 | 0 | 0 | 0 | 0 | 0 | 0 | 0 | 0 | 0 | 0 | 0 | 0 | 0 | 0 | 0 | 0 | 0 | 0
F3_Industrial_Paper and Printing_Existing_Space Heating_Natural Gas_HVAC - Duct Repair and Sealing_A_Achievable Technical Potential | F3 | Industrial | Paper and Printing | Existing | Space Heating | Natural Gas | HVAC - Duct Repair and Sealing | A | Integrated Unit Winter Peak Savings (kW) | Achievable Technical Potential | 0 | 0 | 0 | 0 | 0 | 0 | 0 | 0 | 0 | 0 | 0 | 0 | 0 | 0 | 0 | 0 | 0 | 0 | 0 | 0 | 0 | 0 | 0 | 0 | 0 | 0 | 0 | 0 | 0 | 0 | 0
F4_Industrial_Paper and Printing_Existing_Space Heating_Natural Gas_HVAC - Duct Repair and Sealing_A_Achievable Technical Potential | F4 | Industrial | Paper and Printing | Existing | Space Heating | Natural Gas | HVAC - Duct Repair and Sealing | A | Incremental Energy Savings (MWh or mTherms) | Achievable Technical Potential | 0 | 0 | 0 | 0 | 0 | 0.0020954 | 0.0020564 | 0.0019933 | 0.0019345 | 0.0018679 | 0.0017695 | 0.0016886 | 0.0016107 | 0.0015121 | 0.0014546 | 0.0013821 | 0.0013343 | 0.001285 | 0.001236 | 0.001209 | 0.0011777 | 0.0011499 | 0.0011251 | 0.0011049 | 0.0010864 | 0 | 0 | 0 | 0 | 0 | 0
F5_Industrial_Paper and Printing_Existing_Space Heating_Natural Gas_HVAC - Duct Repair and Sealing_A_Achievable Technical Potential | F5 | Industrial | Paper and Printing | Existing | Space Heating | Natural Gas | HVAC - Duct Repair and Sealing | A | Incremental Summer Peak Savings (MW) | Achievable Technical Potential | 0 | 0 | 0 | 0 | 0 | 0 | 0 | 0 | 0 | 0 | 0 | 0 | 0 | 0 | 0 | 0 | 0 | 0 | 0 | 0 | 0 | 0 | 0 | 0 | 0 | 0 | 0 | 0 | 0 | 0 | 0
F6_Industrial_Paper and Printing_Existing_Space Heating_Natural Gas_HVAC - Duct Repair and Sealing_A_Achievable Technical Potential | F6 | Industrial | Paper and Printing | Existing | Space Heating | Natural Gas | HVAC - Duct Repair and Sealing | A | Incremental Winter Peak Savings (MW) | Achievable Technical Potential | 0 | 0 | 0 | 0 | 0 | 0 | 0 | 0 | 0 | 0 | 0 | 0 | 0 | 0 | 0 | 0 | 0 | 0 | 0 | 0 | 0 | 0 | 0 | 0 | 0 | 0 | 0 | 0 | 0 | 0 | 0
F7_Industrial_Paper and Printing_Existing_Space Heating_Natural Gas_HVAC - Duct Repair and Sealing_A_Achievable Technical Potential | F7 | Industrial | Paper and Printing | Existing | Space Heating | Natural Gas | HVAC - Duct Repair and Sealing | A | Cumulative Energy Savings (MWh or mTherms) | Achievable Technical Potential | 0 | 0 | 0 | 0 | 0 | 0.0020954 | 0.0041139 | 0.0060047 | 0.0077588 | 0.0093534 | 0.010744 | 0.01197 | 0.013052 | 0.013962 | 0.014835 | 0.015613 | 0.016405 | 0.017165 | 0.017895 | 0.018692 | 0.019461 | 0.020225 | 0.020988 | 0.021786 | 0.022575 | 0.022332 | 0.022116 | 0.021914 | 0 | 0 | 0
F8_Industrial_Paper and Printing_Existing_Space Heating_Natural Gas_HVAC - Duct Repair and Sealing_A_Achievable Technical Potential | F8 | Industrial | Paper and Printing | Existing | Space Heating | Natural Gas | HVAC - Duct Repair and Sealing | A | Cumulative Summer Peak Savings (MW) | Achievable Technical Potential | 0 | 0 | 0 | 0 | 0 | 0 | 0 | 0 | 0 | 0 | 0 | 0 | 0 | 0 | 0 | 0 | 0 | 0 | 0 | 0 | 0 | 0 | 0 | 0 | 0 | 0 | 0 | 0 | 0 | 0 | 0
F9_Industrial_Paper and Printing_Existing_Space Heating_Natural Gas_HVAC - Duct Repair and Sealing_A_Achievable Technical Potential | F9 | Industrial | Paper and Printing | Existing | Space Heating | Natural Gas | HVAC - Duct Repair and Sealing | A | Cumulative Winter Peak Savings (MW) | Achievable Technical Potential | 0 | 0 | 0 | 0 | 0 | 0 | 0 | 0 | 0 | 0 | 0 | 0 | 0 | 0 | 0 | 0 | 0 | 0 | 0 | 0 | 0 | 0 | 0 | 0 | 0 | 0 | 0 | 0 | 0 | 0 | 0
F10_Industrial_Paper and Printing_Existing_Space Heating_Natural Gas_HVAC - Duct Repair and Sealing_A_Achievable Technical Potential | F10 | Industrial | Paper and Printing | Existing | Space Heating | Natural Gas | HVAC - Duct Repair and Sealing | A | Purchases (Incremental) | Achievable Technical Potential | 0 | 0 | 0 | 0 | 0 | 549.0047 | 548.7034 | 545.4675 | 545.7624 | 546.2137 | 539.2773 | 537.8037 | 536.7117 | 528.1889 | 530.2056 | 525.1493 | 525.2175 | 522.5741 | 517.9127 | 518.5262 | 516.382 | 514.3736 | 512.4994 | 510.7578 | 509.1471 | 0 | 0 | 0 | 0 | 0 | 0
F11_Industrial_Paper and Printing_Existing_Space Heating_Natural Gas_HVAC - Duct Repair and Sealing_A_Achievable Technical Potential | F11 | Industrial | Paper and Printing | Existing | Space Heating | Natural Gas | HVAC - Duct Repair and Sealing | A | Purchases (Cumulative) | Achievable Technical Potential | 0 | 0 | 0 | 0 | 0 | 549.0047 | 1097.7081 | 1643.1757 | 2188.9381 | 2735.1518 | 3274.4291 | 3812.2328 | 4348.9445 | 4877.1334 | 5407.339 | 5932.4883 | 6457.7058 | 6980.2799 | 7498.1926 | 8016.7188 | 8533.1008 | 9047.4744 | 9559.9738 | 10070.7316 | 10579.8788 | 10579.8788 | 10579.8788 | 10579.8788 | 10579.8788 | 10579.8788 | 10579.8788
F1_Industrial_Paper and Printing_Existing_Space Heating_Natural Gas_Windows - High Efficiency_A_Achievable Technical Potential | F1 | Industrial | Paper and Printing | Existing | Space Heating | Natural Gas | Windows - High Efficiency | A | Integrated Unit Energy Savings (kWh or therms) | Achievable Technical Potential | 0 | 0 | 0 | 0 | 0 | 0.0056533 | 0.0055662 | 0.0054462 | 0.0052965 | 0.0051189 | 0.0049155 | 0.0047052 | 0.0044961 | 0.0042848 | 0.0041048 | 0.0039341 | 0.003796 | 0.0036743 | 0.003567 | 0.0034898 | 0.0034187 | 0.0033565 | 0.0033049 | 0.0032659 | 0.0032304 | 0.0032051 | 0.0031832 | 0.0031629 | 0 | 0 | 0
F2_Industrial_Paper and Printing_Existing_Space Heating_Natural Gas_Windows - High Efficiency_A_Achievable Technical Potential | F2 | Industrial | Paper and Printing | Existing | Space Heating | Natural Gas | Windows - High Efficiency | A | Integrated Unit Summer Peak Savings (kW) | Achievable Technical Potential | 0 | 0 | 0 | 0 | 0 | 0 | 0 | 0 | 0 | 0 | 0 | 0 | 0 | 0 | 0 | 0 | 0 | 0 | 0 | 0 | 0 | 0 | 0 | 0 | 0 | 0 | 0 | 0 | 0 | 0 | 0
F3_Industrial_Paper and Printing_Existing_Space Heating_Natural Gas_Windows - High Efficiency_A_Achievable Technical Potential | F3 | Industrial | Paper and Printing | Existing | Space Heating | Natural Gas | Windows - High Efficiency | A | Integrated Unit Winter Peak Savings (kW) | Achievable Technical Potential | 0 | 0 | 0 | 0 | 0 | 0 | 0 | 0 | 0 | 0 | 0 | 0 | 0 | 0 | 0 | 0 | 0 | 0 | 0 | 0 | 0 | 0 | 0 | 0 | 0 | 0 | 0 | 0 | 0 | 0 | 0
F4_Industrial_Paper and Printing_Existing_Space Heating_Natural Gas_Windows - High Efficiency_A_Achievable Technical Potential | F4 | Industrial | Paper and Printing | Existing | Space Heating | Natural Gas | Windows - High Efficiency | A | Incremental Energy Savings (MWh or mTherms) | Achievable Technical Potential | 0 | 0 | 0 | 0 | 0 | 0.0024491 | 0.0048176 | 0.0083201 | 0.013169 | 0.019334 | 0.026253 | 0.034089 | 0.042142 | 0.048885 | 0.055437 | 0.059041 | 0.060612 | 0.058616 | 0.053164 | 0.045785 | 0.03694 | 0.027626 | 0.018763 | 0.011806 | 0.0075918 | 0 | 0 | 0 | 0 | 0 | 0
F5_Industrial_Paper and Printing_Existing_Space Heating_Natural Gas_Windows - High Efficiency_A_Achievable Technical Potential | F5 | Industrial | Paper and Printing | Existing | Space Heating | Natural Gas | Windows - High Efficiency | A | Incremental Summer Peak Savings (MW) | Achievable Technical Potential | 0 | 0 | 0 | 0 | 0 | 0 | 0 | 0 | 0 | 0 | 0 | 0 | 0 | 0 | 0 | 0 | 0 | 0 | 0 | 0 | 0 | 0 | 0 | 0 | 0 | 0 | 0 | 0 | 0 | 0 | 0
F6_Industrial_Paper and Printing_Existing_Space Heating_Natural Gas_Windows - High Efficiency_A_Achievable Technical Potential | F6 | Industrial | Paper and Printing | Existing | Space Heating | Natural Gas | Windows - High Efficiency | A | Incremental Winter Peak Savings (MW) | Achievable Technical Potential | 0 | 0 | 0 | 0 | 0 | 0 | 0 | 0 | 0 | 0 | 0 | 0 | 0 | 0 | 0 | 0 | 0 | 0 | 0 | 0 | 0 | 0 | 0 | 0 | 0 | 0 | 0 | 0 | 0 | 0 | 0
F7_Industrial_Paper and Printing_Existing_Space Heating_Natural Gas_Windows - High Efficiency_A_Achievable Technical Potential | F7 | Industrial | Paper and Printing | Existing | Space Heating | Natural Gas | Windows - High Efficiency | A | Cumulative Energy Savings (MWh or mTherms) | Achievable Technical Potential | 0 | 0 | 0 | 0 | 0 | 0.0024491 | 0.007229 | 0.015393 | 0.028139 | 0.046529 | 0.070933 | 0.10199 | 0.1396 | 0.18192 | 0.22972 | 0.27921 | 0.33002 | 0.37805 | 0.42018 | 0.45686 | 0.4845 | 0.50331 | 0.51434 | 0.52007 | 0.52201 | 0.51792 | 0.51438 | 0.5111 | 0 | 0 | 0
F8_Industrial_Paper and Printing_Existing_Space Heating_Natural Gas_Windows - High Efficiency_A_Achievable Technical Potential | F8 | Industrial | Paper and Printing | Existing | Space Heating | Natural Gas | Windows - High Efficiency | A | Cumulative Summer Peak Savings (MW) | Achievable Technical Potential | 0 | 0 | 0 | 0 | 0 | 0 | 0 | 0 | 0 | 0 | 0 | 0 | 0 | 0 | 0 | 0 | 0 | 0 | 0 | 0 | 0 | 0 | 0 | 0 | 0 | 0 | 0 | 0 | 0 | 0 | 0
F9_Industrial_Paper and Printing_Existing_Space Heating_Natural Gas_Windows - High Efficiency_A_Achievable Technical Potential | F9 | Industrial | Paper and Printing | Existing | Space Heating | Natural Gas | Windows - High Efficiency | A | Cumulative Winter Peak Savings (MW) | Achievable Technical Potential | 0 | 0 | 0 | 0 | 0 | 0 | 0 | 0 | 0 | 0 | 0 | 0 | 0 | 0 | 0 | 0 | 0 | 0 | 0 | 0 | 0 | 0 | 0 | 0 | 0 | 0 | 0 | 0 | 0 | 0 | 0
F10_Industrial_Paper and Printing_Existing_Space Heating_Natural Gas_Windows - High Efficiency_A_Achievable Technical Potential | F10 | Industrial | Paper and Printing | Existing | Space Heating | Natural Gas | Windows - High Efficiency | A | Purchases (Incremental) | Achievable Technical Potential | 0 | 0 | 0 | 0 | 0 | 433.2204 | 865.5039 | 1527.6786 | 2486.3221 | 3777.0102 | 5340.7908 | 7245.0895 | 9373.1824 | 11408.9182 | 13505.1919 | 15007.4541 | 15967.1774 | 15953.1393 | 14904.3815 | 13119.8075 | 10805.0688 | 8230.5633 | 5677.3204 | 3614.8507 | 2350.077 | 0 | 0 | 0 | 0 | 0 | 0
F11_Industrial_Paper and Printing_Existing_Space Heating_Natural Gas_Windows - High Efficiency_A_Achievable Technical Potential | F11 | Industrial | Paper and Printing | Existing | Space Heating | Natural Gas | Windows - High Efficiency | A | Purchases (Cumulative) | Achievable Technical Potential | 0 | 0 | 0 | 0 | 0 | 433.2204 | 1298.7243 | 2826.4028 | 5312.7249 | 9089.7352 | 14430.526 | 21675.6155 | 31048.7979 | 42457.716 | 55962.9079 | 70970.362 | 86937.5394 | 102890.6787 | 117795.0601 | 130914.8676 | 141719.9364 | 149950.4997 | 155627.8201 | 159242.6708 | 161592.7478 | 161592.7478 | 161592.7478 | 161592.7478 | 161592.7478 | 161592.7478 | 161592.7478
F1_Industrial_Paper and Printing_Existing_Space Heating_Natural Gas_Gas Boiler - Maintenance_A_Achievable Technical Potential | F1 | Industrial | Paper and Printing | Existing | Space Heating | Natural Gas | Gas Boiler - Maintenance | A | Integrated Unit Energy Savings (kWh or therms) | Achievable Technical Potential | 0 | 0 | 0 | 0 | 0 | 99.8404 | 99.1054 | 98.3487 | 97.5581 | 96.734 | 95.8923 | 95.0278 | 94.1386 | 93.21 | 92.2005 | 91.2215 | 90.237 | 89.2682 | 88.3137 | 87.3979 | 86.5174 | 85.6134 | 84.7898 | 84.0648 | 83.3565 | 82.713 | 82.1616 | 81.6535 | 86.2691 | 85.9148 | 85.5913
F2_Industrial_Paper and Printing_Existing_Space Heating_Natural Gas_Gas Boiler - Maintenance_A_Achievable Technical Potential | F2 | Industrial | Paper and Printing | Existing | Space Heating | Natural Gas | Gas Boiler - Maintenance | A | Integrated Unit Summer Peak Savings (kW) | Achievable Technical Potential | 0 | 0 | 0 | 0 | 0 | 0 | 0 | 0 | 0 | 0 | 0 | 0 | 0 | 0 | 0 | 0 | 0 | 0 | 0 | 0 | 0 | 0 | 0 | 0 | 0 | 0 | 0 | 0 | 0 | 0 | 0
F3_Industrial_Paper and Printing_Existing_Space Heating_Natural Gas_Gas Boiler - Maintenance_A_Achievable Technical Potential | F3 | Industrial | Paper and Printing | Existing | Space Heating | Natural Gas | Gas Boiler - Maintenance | A | Integrated Unit Winter Peak Savings (kW) | Achievable Technical Potential | 0 | 0 | 0 | 0 | 0 | 0 | 0 | 0 | 0 | 0 | 0 | 0 | 0 | 0 | 0 | 0 | 0 | 0 | 0 | 0 | 0 | 0 | 0 | 0 | 0 | 0 | 0 | 0 | 0 | 0 | 0
F4_Industrial_Paper and Printing_Existing_Space Heating_Natural Gas_Gas Boiler - Maintenance_A_Achievable Technical Potential | F4 | Industrial | Paper and Printing | Existing | Space Heating | Natural Gas | Gas Boiler - Maintenance | A | Incremental Energy Savings (MWh or mTherms) | Achievable Technical Potential | 0 | 0 | 0 | 0 | 0 | 0.0023348 | 0.0016235 | 0.0011088 | 0.00085703 | 0.00074516 | 0.00063109 | 0.0005343 | 0.00044878 | 0.00036895 | 0.00030726 | 0.00025124 | 0.00019358 | 0.00014839 | 0.00011331 | 8.7436e-05 | 7.9148e-05 | 6.1056e-05 | 5.1881e-05 | 4.2994e-05 | 3.4325e-05 | 0 | 0 | 0 | 0 | 0 | 0
F5_Industrial_Paper and Printing_Existing_Space Heating_Natural Gas_Gas Boiler - Maintenance_A_Achievable Technical Potential | F5 | Industrial | Paper and Printing | Existing | Space Heating | Natural Gas | Gas Boiler - Maintenance | A | Incremental Summer Peak Savings (MW) | Achievable Technical Potential | 0 | 0 | 0 | 0 | 0 | 0 | 0 | 0 | 0 | 0 | 0 | 0 | 0 | 0 | 0 | 0 | 0 | 0 | 0 | 0 | 0 | 0 | 0 | 0 | 0 | 0 | 0 | 0 | 0 | 0 | 0
F6_Industrial_Paper and Printing_Existing_Space Heating_Natural Gas_Gas Boiler - Maintenance_A_Achievable Technical Potential | F6 | Industrial | Paper and Printing | Existing | Space Heating | Natural Gas | Gas Boiler - Maintenance | A | Incremental Winter Peak Savings (MW) | Achievable Technical Potential | 0 | 0 | 0 | 0 | 0 | 0 | 0 | 0 | 0 | 0 | 0 | 0 | 0 | 0 | 0 | 0 | 0 | 0 | 0 | 0 | 0 | 0 | 0 | 0 | 0 | 0 | 0 | 0 | 0 | 0 | 0
F7_Industrial_Paper and Printing_Existing_Space Heating_Natural Gas_Gas Boiler - Maintenance_A_Achievable Technical Potential | F7 | Industrial | Paper and Printing | Existing | Space Heating | Natural Gas | Gas Boiler - Maintenance | A | Cumulative Energy Savings (MWh or mTherms) | Achievable Technical Potential | 0 | 0 | 0 | 0 | 0 | 0.0023348 | 0.0039411 | 0.0050198 | 0.0058365 | 0.0065323 | 0.0071066 | 0.0075768 | 0.0079547 | 0.0082452 | 0.0084631 | 0.0086245 | 0.008725 | 0.0087797 | 0.0087992 | 0.0087954 | 0.0087859 | 0.0087552 | 0.0087228 | 0.0086912 | 0.0086523 | 0.0085855 | 0.0085283 | 0.0084755 | 0 | 0 | 0
F8_Industrial_Paper and Printing_Existing_Space Heating_Natural Gas_Gas Boiler - Maintenance_A_Achievable Technical Potential | F8 | Industrial | Paper and Printing | Existing | Space Heating | Natural Gas | Gas Boiler - Maintenance | A | Cumulative Summer Peak Savings (MW) | Achievable Technical Potential | 0 | 0 | 0 | 0 | 0 | 0 | 0 | 0 | 0 | 0 | 0 | 0 | 0 | 0 | 0 | 0 | 0 | 0 | 0 | 0 | 0 | 0 | 0 | 0 | 0 | 0 | 0 | 0 | 0 | 0 | 0
F9_Industrial_Paper and Printing_Existing_Space Heating_Natural Gas_Gas Boiler - Maintenance_A_Achievable Technical Potential | F9 | Industrial | Paper and Printing | Existing | Space Heating | Natural Gas | Gas Boiler - Maintenance | A | Cumulative Winter Peak Savings (MW) | Achievable Technical Potential | 0 | 0 | 0 | 0 | 0 | 0 | 0 | 0 | 0 | 0 | 0 | 0 | 0 | 0 | 0 | 0 | 0 | 0 | 0 | 0 | 0 | 0 | 0 | 0 | 0 | 0 | 0 | 0 | 0 | 0 | 0
F10_Industrial_Paper and Printing_Existing_Space Heating_Natural Gas_Gas Boiler - Maintenance_A_Achievable Technical Potential | F10 | Industrial | Paper and Printing | Existing | Space Heating | Natural Gas | Gas Boiler - Maintenance | A | Purchases (Incremental) | Achievable Technical Potential | 0 | 0 | 0 | 0 | 0 | 0.023385 | 0.016382 | 0.011274 | 0.0087848 | 0.0077032 | 0.0065812 | 0.0056226 | 0.0047672 | 0.0039583 | 0.0033325 | 0.0027542 | 0.0021453 | 0.0016623 | 0.0012831 | 0.0010004 | 0.00091482 | 0.00071316 | 0.00061187 | 0.00051144 | 0.00041178 | 0 | 0 | 0 | 0 | 0 | 0
F11_Industrial_Paper and Printing_Existing_Space Heating_Natural Gas_Gas Boiler - Maintenance_A_Achievable Technical Potential | F11 | Industrial | Paper and Printing | Existing | Space Heating | Natural Gas | Gas Boiler - Maintenance | A | Purchases (Cumulative) | Achievable Technical Potential | 0 | 0 | 0 | 0 | 0 | 0.023385 | 0.039767 | 0.051041 | 0.059826 | 0.067529 | 0.07411 | 0.079733 | 0.0845 | 0.088458 | 0.091791 | 0.094545 | 0.09669 | 0.098352 | 0.099635 | 0.10064 | 0.10155 | 0.10226 | 0.10288 | 0.10339 | 0.1038 | 0.1038 | 0.1038 | 0.1038 | 0.1038 | 0.1038 | 0.1038
F1_Industrial_Paper and Printing_Existing_Process_Natural Gas_Gas Boiler - Maintenance_A_Achievable Technical Potential | F1 | Industrial | Paper and Printing | Existing | Process | Natural Gas | Gas Boiler - Maintenance | A | Integrated Unit Energy Savings (kWh or therms) | Achievable Technical Potential | 0 | 0 | 0 | 0 | 0 | 55.8015 | 55.8015 | 55.8015 | 55.8015 | 55.8015 | 55.8015 | 55.8015 | 55.8015 | 55.8015 | 55.8015 | 55.8015 | 55.8015 | 55.8015 | 55.8015 | 55.8015 | 55.8015 | 55.8015 | 55.8015 | 55.8015 | 55.8015 | 55.8015 | 55.8015 | 55.8015 | 55.8015 | 55.8015 | 55.8015
F2_Industrial_Paper and Printing_Existing_Process_Natural Gas_Gas Boiler - Maintenance_A_Achievable Technical Potential | F2 | Industrial | Paper and Printing | Existing | Process | Natural Gas | Gas Boiler - Maintenance | A | Integrated Unit Summer Peak Savings (kW) | Achievable Technical Potential | 0 | 0 | 0 | 0 | 0 | 0 | 0 | 0 | 0 | 0 | 0 | 0 | 0 | 0 | 0 | 0 | 0 | 0 | 0 | 0 | 0 | 0 | 0 | 0 | 0 | 0 | 0 | 0 | 0 | 0 | 0
F3_Industrial_Paper and Printing_Existing_Process_Natural Gas_Gas Boiler - Maintenance_A_Achievable Technical Potential | F3 | Industrial | Paper and Printing | Existing | Process | Natural Gas | Gas Boiler - Maintenance | A | Integrated Unit Winter Peak Savings (kW) | Achievable Technical Potential | 0 | 0 | 0 | 0 | 0 | 0 | 0 | 0 | 0 | 0 | 0 | 0 | 0 | 0 | 0 | 0 | 0 | 0 | 0 | 0 | 0 | 0 | 0 | 0 | 0 | 0 | 0 | 0 | 0 | 0 | 0
F4_Industrial_Paper and Printing_Existing_Process_Natural Gas_Gas Boiler - Maintenance_A_Achievable Technical Potential | F4 | Industrial | Paper and Printing | Existing | Process | Natural Gas | Gas Boiler - Maintenance | A | Incremental Energy Savings (MWh or mTherms) | Achievable Technical Potential | 0 | 0 | 0 | 0 | 0 | 0.05207 | 0.036477 | 0.025103 | 0.019561 | 0.017152 | 0.014654 | 0.012519 | 0.010615 | 0.0088136 | 0.0074203 | 0.0061327 | 0.0047767 | 0.0037014 | 0.0028569 | 0.0022276 | 0.002037 | 0.001588 | 0.0013624 | 0.0011388 | 0.00091689 | 0 | 0 | 0 | 0 | 0 | 0
F5_Industrial_Paper and Printing_Existing_Process_Natural Gas_Gas Boiler - Maintenance_A_Achievable Technical Potential | F5 | Industrial | Paper and Printing | Existing | Process | Natural Gas | Gas Boiler - Maintenance | A | Incremental Summer Peak Savings (MW) | Achievable Technical Potential | 0 | 0 | 0 | 0 | 0 | 0 | 0 | 0 | 0 | 0 | 0 | 0 | 0 | 0 | 0 | 0 | 0 | 0 | 0 | 0 | 0 | 0 | 0 | 0 | 0 | 0 | 0 | 0 | 0 | 0 | 0
F6_Industrial_Paper and Printing_Existing_Process_Natural Gas_Gas Boiler - Maintenance_A_Achievable Technical Potential | F6 | Industrial | Paper and Printing | Existing | Process | Natural Gas | Gas Boiler - Maintenance | A | Incremental Winter Peak Savings (MW) | Achievable Technical Potential | 0 | 0 | 0 | 0 | 0 | 0 | 0 | 0 | 0 | 0 | 0 | 0 | 0 | 0 | 0 | 0 | 0 | 0 | 0 | 0 | 0 | 0 | 0 | 0 | 0 | 0 | 0 | 0 | 0 | 0 | 0
F7_Industrial_Paper and Printing_Existing_Process_Natural Gas_Gas Boiler - Maintenance_A_Achievable Technical Potential | F7 | Industrial | Paper and Printing | Existing | Process | Natural Gas | Gas Boiler - Maintenance | A | Cumulative Energy Savings (MWh or mTherms) | Achievable Technical Potential | 0 | 0 | 0 | 0 | 0 | 0.05207 | 0.088547 | 0.11365 | 0.13321 | 0.15036 | 0.16502 | 0.17754 | 0.18815 | 0.19696 | 0.20438 | 0.21052 | 0.21529 | 0.219 | 0.22185 | 0.22408 | 0.22612 | 0.2277 | 0.22907 | 0.23021 | 0.23112 | 0.23112 | 0.23112 | 0.23112 | 0 | 0 | 0
F8_Industrial_Paper and Printing_Existing_Process_Natural Gas_Gas Boiler - Maintenance_A_Achievable Technical Potential | F8 | Industrial | Paper and Printing | Existing | Process | Natural Gas | Gas Boiler - Maintenance | A | Cumulative Summer Peak Savings (MW) | Achievable Technical Potential | 0 | 0 | 0 | 0 | 0 | 0 | 0 | 0 | 0 | 0 | 0 | 0 | 0 | 0 | 0 | 0 | 0 | 0 | 0 | 0 | 0 | 0 | 0 | 0 | 0 | 0 | 0 | 0 | 0 | 0 | 0
F9_Industrial_Paper and Printing_Existing_Process_Natural Gas_Gas Boiler - Maintenance_A_Achievable Technical Potential | F9 | Industrial | Paper and Printing | Existing | Process | Natural Gas | Gas Boiler - Maintenance | A | Cumulative Winter Peak Savings (MW) | Achievable Technical Potential | 0 | 0 | 0 | 0 | 0 | 0 | 0 | 0 | 0 | 0 | 0 | 0 | 0 | 0 | 0 | 0 | 0 | 0 | 0 | 0 | 0 | 0 | 0 | 0 | 0 | 0 | 0 | 0 | 0 | 0 | 0
F10_Industrial_Paper and Printing_Existing_Process_Natural Gas_Gas Boiler - Maintenance_A_Achievable Technical Potential | F10 | Industrial | Paper and Printing | Existing | Process | Natural Gas | Gas Boiler - Maintenance | A | Purchases (Incremental) | Achievable Technical Potential | 0 | 0 | 0 | 0 | 0 | 0.93313 | 0.65369 | 0.44986 | 0.35054 | 0.30738 | 0.26261 | 0.22436 | 0.19023 | 0.15795 | 0.13298 | 0.1099 | 0.085602 | 0.066332 | 0.051198 | 0.03992 | 0.036504 | 0.028457 | 0.024416 | 0.020408 | 0.016431 | 0 | 0 | 0 | 0 | 0 | 0
F11_Industrial_Paper and Printing_Existing_Process_Natural Gas_Gas Boiler - Maintenance_A_Achievable Technical Potential | F11 | Industrial | Paper and Printing | Existing | Process | Natural Gas | Gas Boiler - Maintenance | A | Purchases (Cumulative) | Achievable Technical Potential | 0 | 0 | 0 | 0 | 0 | 0.93313 | 1.5868 | 2.0367 | 2.3872 | 2.6946 | 2.9572 | 3.1816 | 3.3718 | 3.5297 | 3.6627 | 3.7726 | 3.8582 | 3.9245 | 3.9757 | 4.0157 | 4.0522 | 4.0806 | 4.105 | 4.1254 | 4.1419 | 4.1419 | 4.1419 | 4.1419 | 4.1419 | 4.1419 | 4.1419
F1_Industrial_Paper and Printing_Existing_Space Heating_Natural Gas_Gas Furnace - Maintenance_A_Achievable Technical Potential | F1 | Industrial | Paper and Printing | Existing | Space Heating | Natural Gas | Gas Furnace - Maintenance | A | Integrated Unit Energy Savings (kWh or therms) | Achievable Technical Potential | 0 | 0 | 0 | 0 | 0 | 0.0091397 | 0.0089744 | 0.0087508 | 0.0084881 | 0.0081893 | 0.0078583 | 0.0075199 | 0.007188 | 0.0068571 | 0.0065718 | 0.0063048 | 0.0060861 | 0.0058913 | 0.0057179 | 0.0055865 | 0.0054644 | 0.0053563 | 0.0052603 | 0.0051834 | 0.0051126 | 0.0050576 | 0.0050087 | 0.004963 | 0.0073847 | 0.0073392 | 0.0072965
F2_Industrial_Paper and Printing_Existing_Space Heating_Natural Gas_Gas Furnace - Maintenance_A_Achievable Technical Potential | F2 | Industrial | Paper and Printing | Existing | Space Heating | Natural Gas | Gas Furnace - Maintenance | A | Integrated Unit Summer Peak Savings (kW) | Achievable Technical Potential | 0 | 0 | 0 | 0 | 0 | 0 | 0 | 0 | 0 | 0 | 0 | 0 | 0 | 0 | 0 | 0 | 0 | 0 | 0 | 0 | 0 | 0 | 0 | 0 | 0 | 0 | 0 | 0 | 0 | 0 | 0
F3_Industrial_Paper and Printing_Existing_Space Heating_Natural Gas_Gas Furnace - Maintenance_A_Achievable Technical Potential | F3 | Industrial | Paper and Printing | Existing | Space Heating | Natural Gas | Gas Furnace - Maintenance | A | Integrated Unit Winter Peak Savings (kW) | Achievable Technical Potential | 0 | 0 | 0 | 0 | 0 | 0 | 0 | 0 | 0 | 0 | 0 | 0 | 0 | 0 | 0 | 0 | 0 | 0 | 0 | 0 | 0 | 0 | 0 | 0 | 0 | 0 | 0 | 0 | 0 | 0 | 0
F4_Industrial_Paper and Printing_Existing_Space Heating_Natural Gas_Gas Furnace - Maintenance_A_Achievable Technical Potential | F4 | Industrial | Paper and Printing | Existing | Space Heating | Natural Gas | Gas Furnace - Maintenance | A | Incremental Energy Savings (MWh or mTherms) | Achievable Technical Potential | 0 | 0 | 0 | 0 | 0 | 3.241e-06 | 2.2294e-06 | 1.496e-06 | 1.1307e-06 | 9.566e-07 | 7.8423e-07 | 6.4115e-07 | 5.1962e-07 | 4.1158e-07 | 3.321e-07 | 2.6332e-07 | 1.9799e-07 | 1.4851e-07 | 1.1125e-07 | 8.4751e-08 | 7.5803e-08 | 5.7925e-08 | 4.8807e-08 | 4.02e-08 | 3.1925e-08 | 0 | 0 | 0 | 0 | 0 | 0
F5_Industrial_Paper and Printing_Existing_Space Heating_Natural Gas_Gas Furnace - Maintenance_A_Achievable Technical Potential | F5 | Industrial | Paper and Printing | Existing | Space Heating | Natural Gas | Gas Furnace - Maintenance | A | Incremental Summer Peak Savings (MW) | Achievable Technical Potential | 0 | 0 | 0 | 0 | 0 | 0 | 0 | 0 | 0 | 0 | 0 | 0 | 0 | 0 | 0 | 0 | 0 | 0 | 0 | 0 | 0 | 0 | 0 | 0 | 0 | 0 | 0 | 0 | 0 | 0 | 0
F6_Industrial_Paper and Printing_Existing_Space Heating_Natural Gas_Gas Furnace - Maintenance_A_Achievable Technical Potential | F6 | Industrial | Paper and Printing | Existing | Space Heating | Natural Gas | Gas Furnace - Maintenance | A | Incremental Winter Peak Savings (MW) | Achievable Technical Potential | 0 | 0 | 0 | 0 | 0 | 0 | 0 | 0 | 0 | 0 | 0 | 0 | 0 | 0 | 0 | 0 | 0 | 0 | 0 | 0 | 0 | 0 | 0 | 0 | 0 | 0 | 0 | 0 | 0 | 0 | 0
F7_Industrial_Paper and Printing_Existing_Space Heating_Natural Gas_Gas Furnace - Maintenance_A_Achievable Technical Potential | F7 | Industrial | Paper and Printing | Existing | Space Heating | Natural Gas | Gas Furnace - Maintenance | A | Cumulative Energy Savings (MWh or mTherms) | Achievable Technical Potential | 0 | 0 | 0 | 0 | 0 | 3.241e-06 | 5.4118e-06 | 6.7729e-06 | 7.7004e-06 | 8.3859e-06 | 8.8311e-06 | 9.092e-06 | 9.2103e-06 | 9.1979e-06 | 9.1474e-06 | 9.039e-06 | 8.9235e-06 | 8.7864e-06 | 8.639e-06 | 8.5252e-06 | 8.4146e-06 | 8.3061e-06 | 8.206e-06 | 8.1263e-06 | 8.0473e-06 | 7.9606e-06 | 7.8837e-06 | 7.8117e-06 | 0 | 0 | 0
F8_Industrial_Paper and Printing_Existing_Space Heating_Natural Gas_Gas Furnace - Maintenance_A_Achievable Technical Potential | F8 | Industrial | Paper and Printing | Existing | Space Heating | Natural Gas | Gas Furnace - Maintenance | A | Cumulative Summer Peak Savings (MW) | Achievable Technical Potential | 0 | 0 | 0 | 0 | 0 | 0 | 0 | 0 | 0 | 0 | 0 | 0 | 0 | 0 | 0 | 0 | 0 | 0 | 0 | 0 | 0 | 0 | 0 | 0 | 0 | 0 | 0 | 0 | 0 | 0 | 0
F9_Industrial_Paper and Printing_Existing_Space Heating_Natural Gas_Gas Furnace - Maintenance_A_Achievable Technical Potential | F9 | Industrial | Paper and Printing | Existing | Space Heating | Natural Gas | Gas Furnace - Maintenance | A | Cumulative Winter Peak Savings (MW) | Achievable Technical Potential | 0 | 0 | 0 | 0 | 0 | 0 | 0 | 0 | 0 | 0 | 0 | 0 | 0 | 0 | 0 | 0 | 0 | 0 | 0 | 0 | 0 | 0 | 0 | 0 | 0 | 0 | 0 | 0 | 0 | 0 | 0
F10_Industrial_Paper and Printing_Existing_Space Heating_Natural Gas_Gas Furnace - Maintenance_A_Achievable Technical Potential | F10 | Industrial | Paper and Printing | Existing | Space Heating | Natural Gas | Gas Furnace - Maintenance | A | Purchases (Incremental) | Achievable Technical Potential | 0 | 0 | 0 | 0 | 0 | 0.35461 | 0.24842 | 0.17096 | 0.13321 | 0.11681 | 0.099797 | 0.08526 | 0.07229 | 0.060023 | 0.050534 | 0.041765 | 0.032531 | 0.025207 | 0.019456 | 0.015171 | 0.013872 | 0.010814 | 0.0092784 | 0.0077555 | 0.0062443 | 0 | 0 | 0 | 0 | 0 | 0
F11_Industrial_Paper and Printing_Existing_Space Heating_Natural Gas_Gas Furnace - Maintenance_A_Achievable Technical Potential | F11 | Industrial | Paper and Printing | Existing | Space Heating | Natural Gas | Gas Furnace - Maintenance | A | Purchases (Cumulative) | Achievable Technical Potential | 0 | 0 | 0 | 0 | 0 | 0.35461 | 0.60302 | 0.77398 | 0.90719 | 1.024 | 1.1238 | 1.2091 | 1.2814 | 1.3414 | 1.3919 | 1.4337 | 1.4662 | 1.4914 | 1.5109 | 1.526 | 1.5399 | 1.5507 | 1.56 | 1.5678 | 1.574 | 1.574 | 1.574 | 1.574 | 1.574 | 1.574 | 1.574
F1_Industrial_Paper and Printing_Existing_Space Heating_Natural Gas_Gas Boiler - Hot Water Reset_A_Achievable Technical Potential | F1 | Industrial | Paper and Printing | Existing | Space Heating | Natural Gas | Gas Boiler - Hot Water Reset | A | Integrated Unit Energy Savings (kWh or therms) | Achievable Technical Potential | 0 | 0 | 0 | 0 | 0 | 362.9608 | 360.1987 | 357.3615 | 354.405 | 351.3291 | 348.1887 | 344.9765 | 341.6803 | 338.2374 | 334.5178 | 330.903 | 327.2785 | 323.7094 | 320.1908 | 316.8239 | 313.5815 | 310.2579 | 307.2266 | 304.5538 | 301.9423 | 299.6084 | 297.6085 | 295.7653 | 313.7059 | 312.4173 | 311.2412
F2_Industrial_Paper and Printing_Existing_Space Heating_Natural Gas_Gas Boiler - Hot Water Reset_A_Achievable Technical Potential | F2 | Industrial | Paper and Printing | Existing | Space Heating | Natural Gas | Gas Boiler - Hot Water Reset | A | Integrated Unit Summer Peak Savings (kW) | Achievable Technical Potential | 0 | 0 | 0 | 0 | 0 | 0 | 0 | 0 | 0 | 0 | 0 | 0 | 0 | 0 | 0 | 0 | 0 | 0 | 0 | 0 | 0 | 0 | 0 | 0 | 0 | 0 | 0 | 0 | 0 | 0 | 0
F3_Industrial_Paper and Printing_Existing_Space Heating_Natural Gas_Gas Boiler - Hot Water Reset_A_Achievable Technical Potential | F3 | Industrial | Paper and Printing | Existing | Space Heating | Natural Gas | Gas Boiler - Hot Water Reset | A | Integrated Unit Winter Peak Savings (kW) | Achievable Technical Potential | 0 | 0 | 0 | 0 | 0 | 0 | 0 | 0 | 0 | 0 | 0 | 0 | 0 | 0 | 0 | 0 | 0 | 0 | 0 | 0 | 0 | 0 | 0 | 0 | 0 | 0 | 0 | 0 | 0 | 0 | 0
F4_Industrial_Paper and Printing_Existing_Space Heating_Natural Gas_Gas Boiler - Hot Water Reset_A_Achievable Technical Potential | F4 | Industrial | Paper and Printing | Existing | Space Heating | Natural Gas | Gas Boiler - Hot Water Reset | A | Incremental Energy Savings (MWh or mTherms) | Achievable Technical Potential | 0 | 0 | 0 | 0 | 0 | 0.004125 | 0.0050235 | 0.0060629 | 0.0069836 | 0.0079031 | 0.0090408 | 0.0097996 | 0.0098952 | 0.0090844 | 0.0077525 | 0.0058778 | 0.0038479 | 0.0021988 | 0.0010378 | 0.00043498 | 0.00015591 | 4.7995e-05 | 1.0321e-05 | 1.676e-06 | 1.9882e-07 | 0 | 0 | 0 | 0 | 0 | 0
F5_Industrial_Paper and Printing_Existing_Space Heating_Natural Gas_Gas Boiler - Hot Water Reset_A_Achievable Technical Potential | F5 | Industrial | Paper and Printing | Existing | Space Heating | Natural Gas | Gas Boiler - Hot Water Reset | A | Incremental Summer Peak Savings (MW) | Achievable Technical Potential | 0 | 0 | 0 | 0 | 0 | 0 | 0 | 0 | 0 | 0 | 0 | 0 | 0 | 0 | 0 | 0 | 0 | 0 | 0 | 0 | 0 | 0 | 0 | 0 | 0 | 0 | 0 | 0 | 0 | 0 | 0
F6_Industrial_Paper and Printing_Existing_Space Heating_Natural Gas_Gas Boiler - Hot Water Reset_A_Achievable Technical Potential | F6 | Industrial | Paper and Printing | Existing | Space Heating | Natural Gas | Gas Boiler - Hot Water Reset | A | Incremental Winter Peak Savings (MW) | Achievable Technical Potential | 0 | 0 | 0 | 0 | 0 | 0 | 0 | 0 | 0 | 0 | 0 | 0 | 0 | 0 | 0 | 0 | 0 | 0 | 0 | 0 | 0 | 0 | 0 | 0 | 0 | 0 | 0 | 0 | 0 | 0 | 0
F7_Industrial_Paper and Printing_Existing_Space Heating_Natural Gas_Gas Boiler - Hot Water Reset_A_Achievable Technical Potential | F7 | Industrial | Paper and Printing | Existing | Space Heating | Natural Gas | Gas Boiler - Hot Water Reset | A | Cumulative Energy Savings (MWh or mTherms) | Achievable Technical Potential | 0 | 0 | 0 | 0 | 0 | 0.004125 | 0.0091171 | 0.015108 | 0.021967 | 0.029679 | 0.038455 | 0.0479 | 0.057337 | 0.065844 | 0.072872 | 0.077962 | 0.080956 | 0.082272 | 0.082416 | 0.081984 | 0.081301 | 0.080487 | 0.079711 | 0.07902 | 0.078342 | 0.077737 | 0.077218 | 0.07674 | 0 | 0 | 0
F8_Industrial_Paper and Printing_Existing_Space Heating_Natural Gas_Gas Boiler - Hot Water Reset_A_Achievable Technical Potential | F8 | Industrial | Paper and Printing | Existing | Space Heating | Natural Gas | Gas Boiler - Hot Water Reset | A | Cumulative Summer Peak Savings (MW) | Achievable Technical Potential | 0 | 0 | 0 | 0 | 0 | 0 | 0 | 0 | 0 | 0 | 0 | 0 | 0 | 0 | 0 | 0 | 0 | 0 | 0 | 0 | 0 | 0 | 0 | 0 | 0 | 0 | 0 | 0 | 0 | 0 | 0
F9_Industrial_Paper and Printing_Existing_Space Heating_Natural Gas_Gas Boiler - Hot Water Reset_A_Achievable Technical Potential | F9 | Industrial | Paper and Printing | Existing | Space Heating | Natural Gas | Gas Boiler - Hot Water Reset | A | Cumulative Winter Peak Savings (MW) | Achievable Technical Potential | 0 | 0 | 0 | 0 | 0 | 0 | 0 | 0 | 0 | 0 | 0 | 0 | 0 | 0 | 0 | 0 | 0 | 0 | 0 | 0 | 0 | 0 | 0 | 0 | 0 | 0 | 0 | 0 | 0 | 0 | 0
F10_Industrial_Paper and Printing_Existing_Space Heating_Natural Gas_Gas Boiler - Hot Water Reset_A_Achievable Technical Potential | F10 | Industrial | Paper and Printing | Existing | Space Heating | Natural Gas | Gas Boiler - Hot Water Reset | A | Purchases (Incremental) | Achievable Technical Potential | 0 | 0 | 0 | 0 | 0 | 0.011365 | 0.013946 | 0.016966 | 0.019705 | 0.022495 | 0.025965 | 0.028406 | 0.02896 | 0.026858 | 0.023175 | 0.017763 | 0.011757 | 0.0067925 | 0.0032413 | 0.0013729 | 0.00049718 | 0.00015469 | 3.3593e-05 | 5.5031e-06 | 6.5847e-07 | 0 | 0 | 0 | 0 | 0 | 0
F11_Industrial_Paper and Printing_Existing_Space Heating_Natural Gas_Gas Boiler - Hot Water Reset_A_Achievable Technical Potential | F11 | Industrial | Paper and Printing | Existing | Space Heating | Natural Gas | Gas Boiler - Hot Water Reset | A | Purchases (Cumulative) | Achievable Technical Potential | 0 | 0 | 0 | 0 | 0 | 0.011365 | 0.025311 | 0.042277 | 0.061982 | 0.084477 | 0.11044 | 0.13885 | 0.16781 | 0.19467 | 0.21784 | 0.23561 | 0.24736 | 0.25415 | 0.2574 | 0.25877 | 0.25927 | 0.25942 | 0.25945 | 0.25946 | 0.25946 | 0.25946 | 0.25946 | 0.25946 | 0.25946 | 0.25946 | 0.25946
F1_Industrial_Paper and Printing_Existing_Process_Natural Gas_Gas Boiler - Hot Water Reset_A_Achievable Technical Potential | F1 | Industrial | Paper and Printing | Existing | Process | Natural Gas | Gas Boiler - Hot Water Reset | A | Integrated Unit Energy Savings (kWh or therms) | Achievable Technical Potential | 0 | 0 | 0 | 0 | 0 | 101.3781 | 101.3049 | 101.2352 | 101.1687 | 101.1033 | 101.0392 | 100.9887 | 100.9466 | 100.9039 | 100.8769 | 100.8465 | 100.8255 | 100.804 | 100.7821 | 100.7688 | 100.7531 | 100.7427 | 100.7326 | 100.7227 | 100.713 | 100.7108 | 100.7088 | 100.707 | 101.4573 | 101.4573 | 101.4573
F2_Industrial_Paper and Printing_Existing_Process_Natural Gas_Gas Boiler - Hot Water Reset_A_Achievable Technical Potential | F2 | Industrial | Paper and Printing | Existing | Process | Natural Gas | Gas Boiler - Hot Water Reset | A | Integrated Unit Summer Peak Savings (kW) | Achievable Technical Potential | 0 | 0 | 0 | 0 | 0 | 0 | 0 | 0 | 0 | 0 | 0 | 0 | 0 | 0 | 0 | 0 | 0 | 0 | 0 | 0 | 0 | 0 | 0 | 0 | 0 | 0 | 0 | 0 | 0 | 0 | 0
F3_Industrial_Paper and Printing_Existing_Process_Natural Gas_Gas Boiler - Hot Water Reset_A_Achievable Technical Potential | F3 | Industrial | Paper and Printing | Existing | Process | Natural Gas | Gas Boiler - Hot Water Reset | A | Integrated Unit Winter Peak Savings (kW) | Achievable Technical Potential | 0 | 0 | 0 | 0 | 0 | 0 | 0 | 0 | 0 | 0 | 0 | 0 | 0 | 0 | 0 | 0 | 0 | 0 | 0 | 0 | 0 | 0 | 0 | 0 | 0 | 0 | 0 | 0 | 0 | 0 | 0
F4_Industrial_Paper and Printing_Existing_Process_Natural Gas_Gas Boiler - Hot Water Reset_A_Achievable Technical Potential | F4 | Industrial | Paper and Printing | Existing | Process | Natural Gas | Gas Boiler - Hot Water Reset | A | Incremental Energy Savings (MWh or mTherms) | Achievable Technical Potential | 0 | 0 | 0 | 0 | 0 | 0.045974 | 0.056377 | 0.068535 | 0.079549 | 0.090751 | 0.10469 | 0.11447 | 0.11665 | 0.10814 | 0.093286 | 0.071479 | 0.047302 | 0.027322 | 0.013035 | 0.0055205 | 0.0019989 | 0.00062186 | 0.00013503 | 2.2117e-05 | 2.6462e-06 | 0 | 0 | 0 | 0 | 0 | 0
F5_Industrial_Paper and Printing_Existing_Process_Natural Gas_Gas Boiler - Hot Water Reset_A_Achievable Technical Potential | F5 | Industrial | Paper and Printing | Existing | Process | Natural Gas | Gas Boiler - Hot Water Reset | A | Incremental Summer Peak Savings (MW) | Achievable Technical Potential | 0 | 0 | 0 | 0 | 0 | 0 | 0 | 0 | 0 | 0 | 0 | 0 | 0 | 0 | 0 | 0 | 0 | 0 | 0 | 0 | 0 | 0 | 0 | 0 | 0 | 0 | 0 | 0 | 0 | 0 | 0
F6_Industrial_Paper and Printing_Existing_Process_Natural Gas_Gas Boiler - Hot Water Reset_A_Achievable Technical Potential | F6 | Industrial | Paper and Printing | Existing | Process | Natural Gas | Gas Boiler - Hot Water Reset | A | Incremental Winter Peak Savings (MW) | Achievable Technical Potential | 0 | 0 | 0 | 0 | 0 | 0 | 0 | 0 | 0 | 0 | 0 | 0 | 0 | 0 | 0 | 0 | 0 | 0 | 0 | 0 | 0 | 0 | 0 | 0 | 0 | 0 | 0 | 0 | 0 | 0 | 0
F7_Industrial_Paper and Printing_Existing_Process_Natural Gas_Gas Boiler - Hot Water Reset_A_Achievable Technical Potential | F7 | Industrial | Paper and Printing | Existing | Process | Natural Gas | Gas Boiler - Hot Water Reset | A | Cumulative Energy Savings (MWh or mTherms) | Achievable Technical Potential | 0 | 0 | 0 | 0 | 0 | 0.045974 | 0.10232 | 0.17078 | 0.25022 | 0.34081 | 0.44528 | 0.55952 | 0.67595 | 0.7838 | 0.87688 | 0.94809 | 0.9952 | 1.0223 | 1.0351 | 1.0405 | 1.0423 | 1.0429 | 1.0429 | 1.0428 | 1.0427 | 1.0427 | 1.0427 | 1.0426 | 0 | 0 | 0
F8_Industrial_Paper and Printing_Existing_Process_Natural Gas_Gas Boiler - Hot Water Reset_A_Achievable Technical Potential | F8 | Industrial | Paper and Printing | Existing | Process | Natural Gas | Gas Boiler - Hot Water Reset | A | Cumulative Summer Peak Savings (MW) | Achievable Technical Potential | 0 | 0 | 0 | 0 | 0 | 0 | 0 | 0 | 0 | 0 | 0 | 0 | 0 | 0 | 0 | 0 | 0 | 0 | 0 | 0 | 0 | 0 | 0 | 0 | 0 | 0 | 0 | 0 | 0 | 0 | 0
F9_Industrial_Paper and Printing_Existing_Process_Natural Gas_Gas Boiler - Hot Water Reset_A_Achievable Technical Potential | F9 | Industrial | Paper and Printing | Existing | Process | Natural Gas | Gas Boiler - Hot Water Reset | A | Cumulative Winter Peak Savings (MW) | Achievable Technical Potential | 0 | 0 | 0 | 0 | 0 | 0 | 0 | 0 | 0 | 0 | 0 | 0 | 0 | 0 | 0 | 0 | 0 | 0 | 0 | 0 | 0 | 0 | 0 | 0 | 0 | 0 | 0 | 0 | 0 | 0 | 0
F10_Industrial_Paper and Printing_Existing_Process_Natural Gas_Gas Boiler - Hot Water Reset_A_Achievable Technical Potential | F10 | Industrial | Paper and Printing | Existing | Process | Natural Gas | Gas Boiler - Hot Water Reset | A | Purchases (Incremental) | Achievable Technical Potential | 0 | 0 | 0 | 0 | 0 | 0.45349 | 0.55651 | 0.67698 | 0.7863 | 0.89761 | 1.0361 | 1.1335 | 1.1556 | 1.0717 | 0.92475 | 0.70879 | 0.46915 | 0.27104 | 0.12934 | 0.054784 | 0.019839 | 0.0061727 | 0.0013405 | 0.00021959 | 2.6275e-05 | 0 | 0 | 0 | 0 | 0 | 0
F11_Industrial_Paper and Printing_Existing_Process_Natural Gas_Gas Boiler - Hot Water Reset_A_Achievable Technical Potential | F11 | Industrial | Paper and Printing | Existing | Process | Natural Gas | Gas Boiler - Hot Water Reset | A | Purchases (Cumulative) | Achievable Technical Potential | 0 | 0 | 0 | 0 | 0 | 0.45349 | 1.01 | 1.687 | 2.4733 | 3.3709 | 4.407 | 5.5405 | 6.6961 | 7.7678 | 8.6925 | 9.4013 | 9.8705 | 10.1415 | 10.2709 | 10.3256 | 10.3455 | 10.3517 | 10.353 | 10.3532 | 10.3532 | 10.3532 | 10.3532 | 10.3532 | 10.3532 | 10.3532 | 10.3532
F1_Industrial_Paper and Printing_Existing_Space Heating_Natural Gas_Steam Trap Maintenance_A_Achievable Technical Potential | F1 | Industrial | Paper and Printing | Existing | Space Heating | Natural Gas | Steam Trap Maintenance | A | Integrated Unit Energy Savings (kWh or therms) | Achievable Technical Potential | 0 | 0 | 0 | 0 | 0 | 128.2283 | 127.2543 | 126.2538 | 125.2112 | 124.1262 | 123.0186 | 121.8855 | 120.7227 | 119.5082 | 118.1957 | 116.9203 | 115.6414 | 114.382 | 113.1406 | 111.9525 | 110.8084 | 109.6357 | 108.5662 | 107.6233 | 106.7021 | 105.8774 | 105.1707 | 104.5194 | 110.8257 | 110.3705 | 109.955
F2_Industrial_Paper and Printing_Existing_Space Heating_Natural Gas_Steam Trap Maintenance_A_Achievable Technical Potential | F2 | Industrial | Paper and Printing | Existing | Space Heating | Natural Gas | Steam Trap Maintenance | A | Integrated Unit Summer Peak Savings (kW) | Achievable Technical Potential | 0 | 0 | 0 | 0 | 0 | 0 | 0 | 0 | 0 | 0 | 0 | 0 | 0 | 0 | 0 | 0 | 0 | 0 | 0 | 0 | 0 | 0 | 0 | 0 | 0 | 0 | 0 | 0 | 0 | 0 | 0
F3_Industrial_Paper and Printing_Existing_Space Heating_Natural Gas_Steam Trap Maintenance_A_Achievable Technical Potential | F3 | Industrial | Paper and Printing | Existing | Space Heating | Natural Gas | Steam Trap Maintenance | A | Integrated Unit Winter Peak Savings (kW) | Achievable Technical Potential | 0 | 0 | 0 | 0 | 0 | 0 | 0 | 0 | 0 | 0 | 0 | 0 | 0 | 0 | 0 | 0 | 0 | 0 | 0 | 0 | 0 | 0 | 0 | 0 | 0 | 0 | 0 | 0 | 0 | 0 | 0
F4_Industrial_Paper and Printing_Existing_Space Heating_Natural Gas_Steam Trap Maintenance_A_Achievable Technical Potential | F4 | Industrial | Paper and Printing | Existing | Space Heating | Natural Gas | Steam Trap Maintenance | A | Incremental Energy Savings (MWh or mTherms) | Achievable Technical Potential | 0 | 0 | 0 | 0 | 0 | 0.00081337 | 0.00080675 | 0.00079569 | 0.00078954 | 0.00078335 | 0.0007665 | 0.00075736 | 0.00074861 | 0.00072931 | 0.00072406 | 0.00070942 | 0.00070175 | 0.00069061 | 0.00067702 | 0.00067071 | 0.00066111 | 0.00065157 | 0.00064286 | 0.00063511 | 0.00062769 | 0 | 0 | 0 | 0 | 0 | 0
F5_Industrial_Paper and Printing_Existing_Space Heating_Natural Gas_Steam Trap Maintenance_A_Achievable Technical Potential | F5 | Industrial | Paper and Printing | Existing | Space Heating | Natural Gas | Steam Trap Maintenance | A | Incremental Summer Peak Savings (MW) | Achievable Technical Potential | 0 | 0 | 0 | 0 | 0 | 0 | 0 | 0 | 0 | 0 | 0 | 0 | 0 | 0 | 0 | 0 | 0 | 0 | 0 | 0 | 0 | 0 | 0 | 0 | 0 | 0 | 0 | 0 | 0 | 0 | 0
F6_Industrial_Paper and Printing_Existing_Space Heating_Natural Gas_Steam Trap Maintenance_A_Achievable Technical Potential | F6 | Industrial | Paper and Printing | Existing | Space Heating | Natural Gas | Steam Trap Maintenance | A | Incremental Winter Peak Savings (MW) | Achievable Technical Potential | 0 | 0 | 0 | 0 | 0 | 0 | 0 | 0 | 0 | 0 | 0 | 0 | 0 | 0 | 0 | 0 | 0 | 0 | 0 | 0 | 0 | 0 | 0 | 0 | 0 | 0 | 0 | 0 | 0 | 0 | 0
F7_Industrial_Paper and Printing_Existing_Space Heating_Natural Gas_Steam Trap Maintenance_A_Achievable Technical Potential | F7 | Industrial | Paper and Printing | Existing | Space Heating | Natural Gas | Steam Trap Maintenance | A | Cumulative Energy Savings (MWh or mTherms) | Achievable Technical Potential | 0 | 0 | 0 | 0 | 0 | 0.00081337 | 0.0016139 | 0.0023969 | 0.0031667 | 0.0039226 | 0.0046541 | 0.0053686 | 0.006066 | 0.0067343 | 0.0073844 | 0.0080141 | 0.0086282 | 0.0092248 | 0.0098017 | 0.01037 | 0.010925 | 0.011461 | 0.011992 | 0.012523 | 0.013043 | 0.012942 | 0.012856 | 0.012776 | 0 | 0 | 0
F8_Industrial_Paper and Printing_Existing_Space Heating_Natural Gas_Steam Trap Maintenance_A_Achievable Technical Potential | F8 | Industrial | Paper and Printing | Existing | Space Heating | Natural Gas | Steam Trap Maintenance | A | Cumulative Summer Peak Savings (MW) | Achievable Technical Potential | 0 | 0 | 0 | 0 | 0 | 0 | 0 | 0 | 0 | 0 | 0 | 0 | 0 | 0 | 0 | 0 | 0 | 0 | 0 | 0 | 0 | 0 | 0 | 0 | 0 | 0 | 0 | 0 | 0 | 0 | 0
F9_Industrial_Paper and Printing_Existing_Space Heating_Natural Gas_Steam Trap Maintenance_A_Achievable Technical Potential | F9 | Industrial | Paper and Printing | Existing | Space Heating | Natural Gas | Steam Trap Maintenance | A | Cumulative Winter Peak Savings (MW) | Achievable Technical Potential | 0 | 0 | 0 | 0 | 0 | 0 | 0 | 0 | 0 | 0 | 0 | 0 | 0 | 0 | 0 | 0 | 0 | 0 | 0 | 0 | 0 | 0 | 0 | 0 | 0 | 0 | 0 | 0 | 0 | 0 | 0
F10_Industrial_Paper and Printing_Existing_Space Heating_Natural Gas_Steam Trap Maintenance_A_Achievable Technical Potential | F10 | Industrial | Paper and Printing | Existing | Space Heating | Natural Gas | Steam Trap Maintenance | A | Purchases (Incremental) | Achievable Technical Potential | 0 | 0 | 0 | 0 | 0 | 0.0063431 | 0.0063397 | 0.0063023 | 0.0063057 | 0.0063109 | 0.0062307 | 0.0062137 | 0.0062011 | 0.0061026 | 0.0061259 | 0.0060675 | 0.0060683 | 0.0060378 | 0.0059839 | 0.005991 | 0.0059662 | 0.005943 | 0.0059214 | 0.0059012 | 0.0058826 | 0 | 0 | 0 | 0 | 0 | 0
F11_Industrial_Paper and Printing_Existing_Space Heating_Natural Gas_Steam Trap Maintenance_A_Achievable Technical Potential | F11 | Industrial | Paper and Printing | Existing | Space Heating | Natural Gas | Steam Trap Maintenance | A | Purchases (Cumulative) | Achievable Technical Potential | 0 | 0 | 0 | 0 | 0 | 0.0063431 | 0.012683 | 0.018985 | 0.025291 | 0.031602 | 0.037832 | 0.044046 | 0.050247 | 0.05635 | 0.062476 | 0.068543 | 0.074612 | 0.080649 | 0.086633 | 0.092624 | 0.09859 | 0.10453 | 0.11045 | 0.11636 | 0.12224 | 0.12224 | 0.12224 | 0.12224 | 0.12224 | 0.12224 | 0.12224
F1_Industrial_Paper and Printing_Existing_Process_Natural Gas_Steam Trap Maintenance_A_Achievable Technical Potential | F1 | Industrial | Paper and Printing | Existing | Process | Natural Gas | Steam Trap Maintenance | A | Integrated Unit Energy Savings (kWh or therms) | Achievable Technical Potential | 0 | 0 | 0 | 0 | 0 | 71.6345 | 71.5877 | 71.5434 | 71.5014 | 71.4601 | 71.42 | 71.3893 | 71.3646 | 71.34 | 71.3256 | 71.3096 | 71.2996 | 71.2897 | 71.2797 | 71.2751 | 71.2693 | 71.2672 | 71.2652 | 71.2635 | 71.2619 | 71.2606 | 71.2595 | 71.2585 | 71.6855 | 71.6855 | 71.6855
F2_Industrial_Paper and Printing_Existing_Process_Natural Gas_Steam Trap Maintenance_A_Achievable Technical Potential | F2 | Industrial | Paper and Printing | Existing | Process | Natural Gas | Steam Trap Maintenance | A | Integrated Unit Summer Peak Savings (kW) | Achievable Technical Potential | 0 | 0 | 0 | 0 | 0 | 0 | 0 | 0 | 0 | 0 | 0 | 0 | 0 | 0 | 0 | 0 | 0 | 0 | 0 | 0 | 0 | 0 | 0 | 0 | 0 | 0 | 0 | 0 | 0 | 0 | 0
F3_Industrial_Paper and Printing_Existing_Process_Natural Gas_Steam Trap Maintenance_A_Achievable Technical Potential | F3 | Industrial | Paper and Printing | Existing | Process | Natural Gas | Steam Trap Maintenance | A | Integrated Unit Winter Peak Savings (kW) | Achievable Technical Potential | 0 | 0 | 0 | 0 | 0 | 0 | 0 | 0 | 0 | 0 | 0 | 0 | 0 | 0 | 0 | 0 | 0 | 0 | 0 | 0 | 0 | 0 | 0 | 0 | 0 | 0 | 0 | 0 | 0 | 0 | 0
F4_Industrial_Paper and Printing_Existing_Process_Natural Gas_Steam Trap Maintenance_A_Achievable Technical Potential | F4 | Industrial | Paper and Printing | Existing | Process | Natural Gas | Steam Trap Maintenance | A | Incremental Energy Savings (MWh or mTherms) | Achievable Technical Potential | 0 | 0 | 0 | 0 | 0 | 0.018131 | 0.01811 | 0.017992 | 0.017991 | 0.017995 | 0.017757 | 0.017701 | 0.017659 | 0.017372 | 0.017435 | 0.017265 | 0.017265 | 0.017175 | 0.01702 | 0.017039 | 0.016967 | 0.016901 | 0.016838 | 0.016781 | 0.016728 | 0 | 0 | 0 | 0 | 0 | 0
F5_Industrial_Paper and Printing_Existing_Process_Natural Gas_Steam Trap Maintenance_A_Achievable Technical Potential | F5 | Industrial | Paper and Printing | Existing | Process | Natural Gas | Steam Trap Maintenance | A | Incremental Summer Peak Savings (MW) | Achievable Technical Potential | 0 | 0 | 0 | 0 | 0 | 0 | 0 | 0 | 0 | 0 | 0 | 0 | 0 | 0 | 0 | 0 | 0 | 0 | 0 | 0 | 0 | 0 | 0 | 0 | 0 | 0 | 0 | 0 | 0 | 0 | 0
F6_Industrial_Paper and Printing_Existing_Process_Natural Gas_Steam Trap Maintenance_A_Achievable Technical Potential | F6 | Industrial | Paper and Printing | Existing | Process | Natural Gas | Steam Trap Maintenance | A | Incremental Winter Peak Savings (MW) | Achievable Technical Potential | 0 | 0 | 0 | 0 | 0 | 0 | 0 | 0 | 0 | 0 | 0 | 0 | 0 | 0 | 0 | 0 | 0 | 0 | 0 | 0 | 0 | 0 | 0 | 0 | 0 | 0 | 0 | 0 | 0 | 0 | 0
F7_Industrial_Paper and Printing_Existing_Process_Natural Gas_Steam Trap Maintenance_A_Achievable Technical Potential | F7 | Industrial | Paper and Printing | Existing | Process | Natural Gas | Steam Trap Maintenance | A | Cumulative Energy Savings (MWh or mTherms) | Achievable Technical Potential | 0 | 0 | 0 | 0 | 0 | 0.018131 | 0.036229 | 0.054198 | 0.072157 | 0.090111 | 0.10782 | 0.12547 | 0.14309 | 0.16041 | 0.17781 | 0.19504 | 0.21227 | 0.22942 | 0.24641 | 0.26343 | 0.28038 | 0.29727 | 0.3141 | 0.33087 | 0.34759 | 0.34759 | 0.34758 | 0.34758 | 0 | 0 | 0
F8_Industrial_Paper and Printing_Existing_Process_Natural Gas_Steam Trap Maintenance_A_Achievable Technical Potential | F8 | Industrial | Paper and Printing | Existing | Process | Natural Gas | Steam Trap Maintenance | A | Cumulative Summer Peak Savings (MW) | Achievable Technical Potential | 0 | 0 | 0 | 0 | 0 | 0 | 0 | 0 | 0 | 0 | 0 | 0 | 0 | 0 | 0 | 0 | 0 | 0 | 0 | 0 | 0 | 0 | 0 | 0 | 0 | 0 | 0 | 0 | 0 | 0 | 0
F9_Industrial_Paper and Printing_Existing_Process_Natural Gas_Steam Trap Maintenance_A_Achievable Technical Potential | F9 | Industrial | Paper and Printing | Existing | Process | Natural Gas | Steam Trap Maintenance | A | Cumulative Winter Peak Savings (MW) | Achievable Technical Potential | 0 | 0 | 0 | 0 | 0 | 0 | 0 | 0 | 0 | 0 | 0 | 0 | 0 | 0 | 0 | 0 | 0 | 0 | 0 | 0 | 0 | 0 | 0 | 0 | 0 | 0 | 0 | 0 | 0 | 0 | 0
F10_Industrial_Paper and Printing_Existing_Process_Natural Gas_Steam Trap Maintenance_A_Achievable Technical Potential | F10 | Industrial | Paper and Printing | Existing | Process | Natural Gas | Steam Trap Maintenance | A | Purchases (Incremental) | Achievable Technical Potential | 0 | 0 | 0 | 0 | 0 | 0.25311 | 0.25297 | 0.25148 | 0.25161 | 0.25182 | 0.24862 | 0.24795 | 0.24744 | 0.24351 | 0.24444 | 0.24211 | 0.24214 | 0.24092 | 0.23878 | 0.23906 | 0.23807 | 0.23714 | 0.23628 | 0.23548 | 0.23473 | 0 | 0 | 0 | 0 | 0 | 0
F11_Industrial_Paper and Printing_Existing_Process_Natural Gas_Steam Trap Maintenance_A_Achievable Technical Potential | F11 | Industrial | Paper and Printing | Existing | Process | Natural Gas | Steam Trap Maintenance | A | Purchases (Cumulative) | Achievable Technical Potential | 0 | 0 | 0 | 0 | 0 | 0.25311 | 0.50608 | 0.75756 | 1.0092 | 1.261 | 1.5096 | 1.7576 | 2.005 | 2.2485 | 2.493 | 2.7351 | 2.9772 | 3.2181 | 3.4569 | 3.696 | 3.934 | 4.1712 | 4.4075 | 4.6429 | 4.8777 | 4.8777 | 4.8777 | 4.8777 | 4.8777 | 4.8777 | 4.8777
F1_Industrial_Paper and Printing_Existing_Space Heating_Natural Gas_Gas Boiler - High Turndown_A_Achievable Technical Potential | F1 | Industrial | Paper and Printing | Existing | Space Heating | Natural Gas | Gas Boiler - High Turndown | A | Integrated Unit Energy Savings (kWh or therms) | Achievable Technical Potential | 0 | 0 | 0 | 0 | 0 | 135.3955 | 133.2531 | 130.5705 | 127.3022 | 123.4724 | 119.1131 | 114.5983 | 110.0698 | 105.4552 | 101.4798 | 97.6792 | 94.5632 | 91.76 | 89.2415 | 87.3778 | 85.6507 | 84.1125 | 82.8018 | 81.7773 | 80.8167 | 80.1062 | 79.4931 | 78.9299 | 117.6397 | 117.1565 | 116.7155
F2_Industrial_Paper and Printing_Existing_Space Heating_Natural Gas_Gas Boiler - High Turndown_A_Achievable Technical Potential | F2 | Industrial | Paper and Printing | Existing | Space Heating | Natural Gas | Gas Boiler - High Turndown | A | Integrated Unit Summer Peak Savings (kW) | Achievable Technical Potential | 0 | 0 | 0 | 0 | 0 | 0 | 0 | 0 | 0 | 0 | 0 | 0 | 0 | 0 | 0 | 0 | 0 | 0 | 0 | 0 | 0 | 0 | 0 | 0 | 0 | 0 | 0 | 0 | 0 | 0 | 0
F3_Industrial_Paper and Printing_Existing_Space Heating_Natural Gas_Gas Boiler - High Turndown_A_Achievable Technical Potential | F3 | Industrial | Paper and Printing | Existing | Space Heating | Natural Gas | Gas Boiler - High Turndown | A | Integrated Unit Winter Peak Savings (kW) | Achievable Technical Potential | 0 | 0 | 0 | 0 | 0 | 0 | 0 | 0 | 0 | 0 | 0 | 0 | 0 | 0 | 0 | 0 | 0 | 0 | 0 | 0 | 0 | 0 | 0 | 0 | 0 | 0 | 0 | 0 | 0 | 0 | 0
F4_Industrial_Paper and Printing_Existing_Space Heating_Natural Gas_Gas Boiler - High Turndown_A_Achievable Technical Potential | F4 | Industrial | Paper and Printing | Existing | Space Heating | Natural Gas | Gas Boiler - High Turndown | A | Incremental Energy Savings (MWh or mTherms) | Achievable Technical Potential | 0 | 0 | 0 | 0 | 0 | 0.0023484 | 0.0023099 | 0.0022501 | 0.0021949 | 0.0021307 | 0.0018264 | 0.0014019 | 0.001075 | 0.00081088 | 0.00062663 | 0.00047793 | 0.00037019 | 0.00028593 | 0.00022048 | 0.00017291 | 0.00013503 | 9.0095e-07 | 3.156e-07 | 1.059e-07 | 3.4019e-08 | 2.8578e-08 | 2.8284e-08 | 2.8016e-08 | 4.1664e-08 | 4.1413e-08 | 4.1187e-08
F5_Industrial_Paper and Printing_Existing_Space Heating_Natural Gas_Gas Boiler - High Turndown_A_Achievable Technical Potential | F5 | Industrial | Paper and Printing | Existing | Space Heating | Natural Gas | Gas Boiler - High Turndown | A | Incremental Summer Peak Savings (MW) | Achievable Technical Potential | 0 | 0 | 0 | 0 | 0 | 0 | 0 | 0 | 0 | 0 | 0 | 0 | 0 | 0 | 0 | 0 | 0 | 0 | 0 | 0 | 0 | 0 | 0 | 0 | 0 | 0 | 0 | 0 | 0 | 0 | 0
F6_Industrial_Paper and Printing_Existing_Space Heating_Natural Gas_Gas Boiler - High Turndown_A_Achievable Technical Potential | F6 | Industrial | Paper and Printing | Existing | Space Heating | Natural Gas | Gas Boiler - High Turndown | A | Incremental Winter Peak Savings (MW) | Achievable Technical Potential | 0 | 0 | 0 | 0 | 0 | 0 | 0 | 0 | 0 | 0 | 0 | 0 | 0 | 0 | 0 | 0 | 0 | 0 | 0 | 0 | 0 | 0 | 0 | 0 | 0 | 0 | 0 | 0 | 0 | 0 | 0
F7_Industrial_Paper and Printing_Existing_Space Heating_Natural Gas_Gas Boiler - High Turndown_A_Achievable Technical Potential | F7 | Industrial | Paper and Printing | Existing | Space Heating | Natural Gas | Gas Boiler - High Turndown | A | Cumulative Energy Savings (MWh or mTherms) | Achievable Technical Potential | 0 | 0 | 0 | 0 | 0 | 0.0023484 | 0.0046211 | 0.0067782 | 0.0088035 | 0.010669 | 0.012119 | 0.013062 | 0.01362 | 0.01386 | 0.013964 | 0.013919 | 0.013846 | 0.013721 | 0.013565 | 0.013455 | 0.013324 | 0.013085 | 0.012882 | 0.012722 | 0.012573 | 0.012462 | 0.012367 | 0.01228 | 0 | 0 | 0
F8_Industrial_Paper and Printing_Existing_Space Heating_Natural Gas_Gas Boiler - High Turndown_A_Achievable Technical Potential | F8 | Industrial | Paper and Printing | Existing | Space Heating | Natural Gas | Gas Boiler - High Turndown | A | Cumulative Summer Peak Savings (MW) | Achievable Technical Potential | 0 | 0 | 0 | 0 | 0 | 0 | 0 | 0 | 0 | 0 | 0 | 0 | 0 | 0 | 0 | 0 | 0 | 0 | 0 | 0 | 0 | 0 | 0 | 0 | 0 | 0 | 0 | 0 | 0 | 0 | 0
F9_Industrial_Paper and Printing_Existing_Space Heating_Natural Gas_Gas Boiler - High Turndown_A_Achievable Technical Potential | F9 | Industrial | Paper and Printing | Existing | Space Heating | Natural Gas | Gas Boiler - High Turndown | A | Cumulative Winter Peak Savings (MW) | Achievable Technical Potential | 0 | 0 | 0 | 0 | 0 | 0 | 0 | 0 | 0 | 0 | 0 | 0 | 0 | 0 | 0 | 0 | 0 | 0 | 0 | 0 | 0 | 0 | 0 | 0 | 0 | 0 | 0 | 0 | 0 | 0 | 0
F10_Industrial_Paper and Printing_Existing_Space Heating_Natural Gas_Gas Boiler - High Turndown_A_Achievable Technical Potential | F10 | Industrial | Paper and Printing | Existing | Space Heating | Natural Gas | Gas Boiler - High Turndown | A | Purchases (Incremental) | Achievable Technical Potential | 0 | 0 | 0 | 0 | 0 | 0.017344 | 0.017335 | 0.017233 | 0.017242 | 0.017256 | 0.015333 | 0.012233 | 0.0097667 | 0.0076893 | 0.0061749 | 0.0048928 | 0.0039148 | 0.0031161 | 0.0024706 | 0.0019788 | 0.0015765 | 1.0711e-05 | 3.8115e-06 | 1.295e-06 | 4.2094e-07 | 3.5676e-07 | 3.558e-07 | 3.5494e-07 | 3.5417e-07 | 3.5348e-07 | 3.5288e-07
F11_Industrial_Paper and Printing_Existing_Space Heating_Natural Gas_Gas Boiler - High Turndown_A_Achievable Technical Potential | F11 | Industrial | Paper and Printing | Existing | Space Heating | Natural Gas | Gas Boiler - High Turndown | A | Purchases (Cumulative) | Achievable Technical Potential | 0 | 0 | 0 | 0 | 0 | 0.017344 | 0.034679 | 0.051912 | 0.069154 | 0.08641 | 0.10174 | 0.11398 | 0.12374 | 0.13143 | 0.13761 | 0.1425 | 0.14642 | 0.14953 | 0.152 | 0.15398 | 0.15556 | 0.15557 | 0.15557 | 0.15557 | 0.15557 | 0.15557 | 0.15557 | 0.15557 | 0.15558 | 0.15558 | 0.15558
F1_Industrial_Paper and Printing_Existing_Process_Natural Gas_Gas Boiler - High Turndown_A_Achievable Technical Potential | F1 | Industrial | Paper and Printing | Existing | Process | Natural Gas | Gas Boiler - High Turndown | A | Integrated Unit Energy Savings (kWh or therms) | Achievable Technical Potential | 0 | 0 | 0 | 0 | 0 | 75.6843 | 75.2785 | 74.8695 | 74.4659 | 74.0622 | 73.6541 | 73.309 | 73.0013 | 72.6819 | 72.4525 | 72.2011 | 72.0068 | 71.8098 | 71.6092 | 71.4614 | 71.2969 | 71.1567 | 71.0177 | 70.8797 | 70.7427 | 70.7276 | 70.7136 | 70.7009 | 76.093 | 76.093 | 76.093
F2_Industrial_Paper and Printing_Existing_Process_Natural Gas_Gas Boiler - High Turndown_A_Achievable Technical Potential | F2 | Industrial | Paper and Printing | Existing | Process | Natural Gas | Gas Boiler - High Turndown | A | Integrated Unit Summer Peak Savings (kW) | Achievable Technical Potential | 0 | 0 | 0 | 0 | 0 | 0 | 0 | 0 | 0 | 0 | 0 | 0 | 0 | 0 | 0 | 0 | 0 | 0 | 0 | 0 | 0 | 0 | 0 | 0 | 0 | 0 | 0 | 0 | 0 | 0 | 0
F3_Industrial_Paper and Printing_Existing_Process_Natural Gas_Gas Boiler - High Turndown_A_Achievable Technical Potential | F3 | Industrial | Paper and Printing | Existing | Process | Natural Gas | Gas Boiler - High Turndown | A | Integrated Unit Winter Peak Savings (kW) | Achievable Technical Potential | 0 | 0 | 0 | 0 | 0 | 0 | 0 | 0 | 0 | 0 | 0 | 0 | 0 | 0 | 0 | 0 | 0 | 0 | 0 | 0 | 0 | 0 | 0 | 0 | 0 | 0 | 0 | 0 | 0 | 0 | 0
F4_Industrial_Paper and Printing_Existing_Process_Natural Gas_Gas Boiler - High Turndown_A_Achievable Technical Potential | F4 | Industrial | Paper and Printing | Existing | Process | Natural Gas | Gas Boiler - High Turndown | A | Incremental Energy Savings (MWh or mTherms) | Achievable Technical Potential | 0 | 0 | 0 | 0 | 0 | 0.052381 | 0.052071 | 0.051483 | 0.051233 | 0.050997 | 0.045065 | 0.035785 | 0.02845 | 0.022301 | 0.017852 | 0.014096 | 0.011248 | 0.0089288 | 0.0070595 | 0.0056427 | 0.0044851 | 3.0413e-05 | 1.0801e-05 | 3.6625e-06 | 1.1882e-06 | 1.0068e-06 | 1.004e-06 | 1.0014e-06 | 1.0754e-06 | 1.0733e-06 | 1.0715e-06
F5_Industrial_Paper and Printing_Existing_Process_Natural Gas_Gas Boiler - High Turndown_A_Achievable Technical Potential | F5 | Industrial | Paper and Printing | Existing | Process | Natural Gas | Gas Boiler - High Turndown | A | Incremental Summer Peak Savings (MW) | Achievable Technical Potential | 0 | 0 | 0 | 0 | 0 | 0 | 0 | 0 | 0 | 0 | 0 | 0 | 0 | 0 | 0 | 0 | 0 | 0 | 0 | 0 | 0 | 0 | 0 | 0 | 0 | 0 | 0 | 0 | 0 | 0 | 0
F6_Industrial_Paper and Printing_Existing_Process_Natural Gas_Gas Boiler - High Turndown_A_Achievable Technical Potential | F6 | Industrial | Paper and Printing | Existing | Process | Natural Gas | Gas Boiler - High Turndown | A | Incremental Winter Peak Savings (MW) | Achievable Technical Potential | 0 | 0 | 0 | 0 | 0 | 0 | 0 | 0 | 0 | 0 | 0 | 0 | 0 | 0 | 0 | 0 | 0 | 0 | 0 | 0 | 0 | 0 | 0 | 0 | 0 | 0 | 0 | 0 | 0 | 0 | 0
F7_Industrial_Paper and Printing_Existing_Process_Natural Gas_Gas Boiler - High Turndown_A_Achievable Technical Potential | F7 | Industrial | Paper and Printing | Existing | Process | Natural Gas | Gas Boiler - High Turndown | A | Cumulative Energy Savings (MWh or mTherms) | Achievable Technical Potential | 0 | 0 | 0 | 0 | 0 | 0.052381 | 0.10417 | 0.15509 | 0.20548 | 0.25537 | 0.29903 | 0.33341 | 0.36046 | 0.38118 | 0.39783 | 0.41055 | 0.42069 | 0.42847 | 0.43433 | 0.43908 | 0.44255 | 0.44171 | 0.44086 | 0.44001 | 0.43916 | 0.43907 | 0.43898 | 0.4389 | 0 | 0 | 0
F8_Industrial_Paper and Printing_Existing_Process_Natural Gas_Gas Boiler - High Turndown_A_Achievable Technical Potential | F8 | Industrial | Paper and Printing | Existing | Process | Natural Gas | Gas Boiler - High Turndown | A | Cumulative Summer Peak Savings (MW) | Achievable Technical Potential | 0 | 0 | 0 | 0 | 0 | 0 | 0 | 0 | 0 | 0 | 0 | 0 | 0 | 0 | 0 | 0 | 0 | 0 | 0 | 0 | 0 | 0 | 0 | 0 | 0 | 0 | 0 | 0 | 0 | 0 | 0
F9_Industrial_Paper and Printing_Existing_Process_Natural Gas_Gas Boiler - High Turndown_A_Achievable Technical Potential | F9 | Industrial | Paper and Printing | Existing | Process | Natural Gas | Gas Boiler - High Turndown | A | Cumulative Winter Peak Savings (MW) | Achievable Technical Potential | 0 | 0 | 0 | 0 | 0 | 0 | 0 | 0 | 0 | 0 | 0 | 0 | 0 | 0 | 0 | 0 | 0 | 0 | 0 | 0 | 0 | 0 | 0 | 0 | 0 | 0 | 0 | 0 | 0 | 0 | 0
F10_Industrial_Paper and Printing_Existing_Process_Natural Gas_Gas Boiler - High Turndown_A_Achievable Technical Potential | F10 | Industrial | Paper and Printing | Existing | Process | Natural Gas | Gas Boiler - High Turndown | A | Purchases (Incremental) | Achievable Technical Potential | 0 | 0 | 0 | 0 | 0 | 0.69209 | 0.69171 | 0.68763 | 0.68801 | 0.68858 | 0.61185 | 0.48814 | 0.38972 | 0.30682 | 0.2464 | 0.19524 | 0.15621 | 0.12434 | 0.098584 | 0.078961 | 0.062907 | 0.00042741 | 0.00015209 | 5.1673e-05 | 1.6797e-05 | 1.4236e-05 | 1.4198e-05 | 1.4163e-05 | 1.4132e-05 | 1.4105e-05 | 1.4081e-05
F11_Industrial_Paper and Printing_Existing_Process_Natural Gas_Gas Boiler - High Turndown_A_Achievable Technical Potential | F11 | Industrial | Paper and Printing | Existing | Process | Natural Gas | Gas Boiler - High Turndown | A | Purchases (Cumulative) | Achievable Technical Potential | 0 | 0 | 0 | 0 | 0 | 0.69209 | 1.3838 | 2.0714 | 2.7594 | 3.448 | 4.0599 | 4.548 | 4.9377 | 5.2446 | 5.491 | 5.6862 | 5.8424 | 5.9667 | 6.0653 | 6.1443 | 6.2072 | 6.2076 | 6.2078 | 6.2078 | 6.2078 | 6.2079 | 6.2079 | 6.2079 | 6.2079 | 6.2079 | 6.2079
F1_Industrial_Paper and Printing_Existing_Space Heating_Natural Gas_Gas Boiler - Burner Control Optimization_A_Achievable Technical Potential | F1 | Industrial | Paper and Printing | Existing | Space Heating | Natural Gas | Gas Boiler - Burner Control Optimization | A | Integrated Unit Energy Savings (kWh or therms) | Achievable Technical Potential | 0 | 0 | 0 | 0 | 0 | 39.263 | 38.6401 | 37.8606 | 36.9114 | 35.7994 | 34.5341 | 33.2241 | 31.9104 | 30.5718 | 29.4189 | 28.3167 | 27.4131 | 26.6002 | 25.8698 | 25.3295 | 24.8287 | 24.3827 | 24.0028 | 23.7058 | 23.4273 | 23.2213 | 23.0436 | 22.8803 | 34.1155 | 33.9754 | 33.8475
F2_Industrial_Paper and Printing_Existing_Space Heating_Natural Gas_Gas Boiler - Burner Control Optimization_A_Achievable Technical Potential | F2 | Industrial | Paper and Printing | Existing | Space Heating | Natural Gas | Gas Boiler - Burner Control Optimization | A | Integrated Unit Summer Peak Savings (kW) | Achievable Technical Potential | 0 | 0 | 0 | 0 | 0 | 0 | 0 | 0 | 0 | 0 | 0 | 0 | 0 | 0 | 0 | 0 | 0 | 0 | 0 | 0 | 0 | 0 | 0 | 0 | 0 | 0 | 0 | 0 | 0 | 0 | 0
F3_Industrial_Paper and Printing_Existing_Space Heating_Natural Gas_Gas Boiler - Burner Control Optimization_A_Achievable Technical Potential | F3 | Industrial | Paper and Printing | Existing | Space Heating | Natural Gas | Gas Boiler - Burner Control Optimization | A | Integrated Unit Winter Peak Savings (kW) | Achievable Technical Potential | 0 | 0 | 0 | 0 | 0 | 0 | 0 | 0 | 0 | 0 | 0 | 0 | 0 | 0 | 0 | 0 | 0 | 0 | 0 | 0 | 0 | 0 | 0 | 0 | 0 | 0 | 0 | 0 | 0 | 0 | 0
F4_Industrial_Paper and Printing_Existing_Space Heating_Natural Gas_Gas Boiler - Burner Control Optimization_A_Achievable Technical Potential | F4 | Industrial | Paper and Printing | Existing | Space Heating | Natural Gas | Gas Boiler - Burner Control Optimization | A | Incremental Energy Savings (MWh or mTherms) | Achievable Technical Potential | 0 | 0 | 0 | 0 | 0 | 0.0001837 | 0.00028402 | 0.00055331 | 0.00094452 | 0.0014262 | 0.0019016 | 0.0023221 | 0.0025967 | 0.0026366 | 0.0025468 | 0.0022662 | 0.0019199 | 0.0015265 | 0.0011443 | 0.00082657 | 0.00056481 | 0.00036834 | 0.00022991 | 0.00013774 | 9.1876e-05 | 0 | 0 | 0 | 0 | 0 | 0
F5_Industrial_Paper and Printing_Existing_Space Heating_Natural Gas_Gas Boiler - Burner Control Optimization_A_Achievable Technical Potential | F5 | Industrial | Paper and Printing | Existing | Space Heating | Natural Gas | Gas Boiler - Burner Control Optimization | A | Incremental Summer Peak Savings (MW) | Achievable Technical Potential | 0 | 0 | 0 | 0 | 0 | 0 | 0 | 0 | 0 | 0 | 0 | 0 | 0 | 0 | 0 | 0 | 0 | 0 | 0 | 0 | 0 | 0 | 0 | 0 | 0 | 0 | 0 | 0 | 0 | 0 | 0
F6_Industrial_Paper and Printing_Existing_Space Heating_Natural Gas_Gas Boiler - Burner Control Optimization_A_Achievable Technical Potential | F6 | Industrial | Paper and Printing | Existing | Space Heating | Natural Gas | Gas Boiler - Burner Control Optimization | A | Incremental Winter Peak Savings (MW) | Achievable Technical Potential | 0 | 0 | 0 | 0 | 0 | 0 | 0 | 0 | 0 | 0 | 0 | 0 | 0 | 0 | 0 | 0 | 0 | 0 | 0 | 0 | 0 | 0 | 0 | 0 | 0 | 0 | 0 | 0 | 0 | 0 | 0
F7_Industrial_Paper and Printing_Existing_Space Heating_Natural Gas_Gas Boiler - Burner Control Optimization_A_Achievable Technical Potential | F7 | Industrial | Paper and Printing | Existing | Space Heating | Natural Gas | Gas Boiler - Burner Control Optimization | A | Cumulative Energy Savings (MWh or mTherms) | Achievable Technical Potential | 0 | 0 | 0 | 0 | 0 | 0.0001837 | 0.00046481 | 0.0010087 | 0.001928 | 0.0032961 | 0.0050812 | 0.0072105 | 0.009522 | 0.011759 | 0.013863 | 0.015609 | 0.017031 | 0.018053 | 0.018701 | 0.019137 | 0.019324 | 0.019345 | 0.019273 | 0.019173 | 0.019039 | 0.018872 | 0.018727 | 0.018595 | 0 | 0 | 0
F8_Industrial_Paper and Printing_Existing_Space Heating_Natural Gas_Gas Boiler - Burner Control Optimization_A_Achievable Technical Potential | F8 | Industrial | Paper and Printing | Existing | Space Heating | Natural Gas | Gas Boiler - Burner Control Optimization | A | Cumulative Summer Peak Savings (MW) | Achievable Technical Potential | 0 | 0 | 0 | 0 | 0 | 0 | 0 | 0 | 0 | 0 | 0 | 0 | 0 | 0 | 0 | 0 | 0 | 0 | 0 | 0 | 0 | 0 | 0 | 0 | 0 | 0 | 0 | 0 | 0 | 0 | 0
F9_Industrial_Paper and Printing_Existing_Space Heating_Natural Gas_Gas Boiler - Burner Control Optimization_A_Achievable Technical Potential | F9 | Industrial | Paper and Printing | Existing | Space Heating | Natural Gas | Gas Boiler - Burner Control Optimization | A | Cumulative Winter Peak Savings (MW) | Achievable Technical Potential | 0 | 0 | 0 | 0 | 0 | 0 | 0 | 0 | 0 | 0 | 0 | 0 | 0 | 0 | 0 | 0 | 0 | 0 | 0 | 0 | 0 | 0 | 0 | 0 | 0 | 0 | 0 | 0 | 0 | 0 | 0
F10_Industrial_Paper and Printing_Existing_Space Heating_Natural Gas_Gas Boiler - Burner Control Optimization_A_Achievable Technical Potential | F10 | Industrial | Paper and Printing | Existing | Space Heating | Natural Gas | Gas Boiler - Burner Control Optimization | A | Purchases (Incremental) | Achievable Technical Potential | 0 | 0 | 0 | 0 | 0 | 0.0046787 | 0.0073505 | 0.014614 | 0.025589 | 0.039838 | 0.055065 | 0.069891 | 0.081374 | 0.086242 | 0.086571 | 0.080029 | 0.070034 | 0.057385 | 0.044235 | 0.032633 | 0.022748 | 0.015107 | 0.0095783 | 0.0058104 | 0.0039217 | 0 | 0 | 0 | 0 | 0 | 0
F11_Industrial_Paper and Printing_Existing_Space Heating_Natural Gas_Gas Boiler - Burner Control Optimization_A_Achievable Technical Potential | F11 | Industrial | Paper and Printing | Existing | Space Heating | Natural Gas | Gas Boiler - Burner Control Optimization | A | Purchases (Cumulative) | Achievable Technical Potential | 0 | 0 | 0 | 0 | 0 | 0.0046787 | 0.012029 | 0.026644 | 0.052232 | 0.09207 | 0.14713 | 0.21703 | 0.2984 | 0.38464 | 0.47121 | 0.55124 | 0.62128 | 0.67866 | 0.7229 | 0.75553 | 0.77828 | 0.79338 | 0.80296 | 0.80877 | 0.81269 | 0.81269 | 0.81269 | 0.81269 | 0.81269 | 0.81269 | 0.81269
F1_Industrial_Paper and Printing_Existing_Process_Natural Gas_Gas Boiler - Burner Control Optimization_A_Achievable Technical Potential | F1 | Industrial | Paper and Printing | Existing | Process | Natural Gas | Gas Boiler - Burner Control Optimization | A | Integrated Unit Energy Savings (kWh or therms) | Achievable Technical Potential | 0 | 0 | 0 | 0 | 0 | 21.944 | 21.822 | 21.699 | 21.5777 | 21.4565 | 21.3341 | 21.231 | 21.1394 | 21.0445 | 20.9766 | 20.9023 | 20.845 | 20.787 | 20.728 | 20.6847 | 20.6366 | 20.5958 | 20.5554 | 20.5154 | 20.4756 | 20.4711 | 20.467 | 20.4632 | 22.067 | 22.067 | 22.067
F2_Industrial_Paper and Printing_Existing_Process_Natural Gas_Gas Boiler - Burner Control Optimization_A_Achievable Technical Potential | F2 | Industrial | Paper and Printing | Existing | Process | Natural Gas | Gas Boiler - Burner Control Optimization | A | Integrated Unit Summer Peak Savings (kW) | Achievable Technical Potential | 0 | 0 | 0 | 0 | 0 | 0 | 0 | 0 | 0 | 0 | 0 | 0 | 0 | 0 | 0 | 0 | 0 | 0 | 0 | 0 | 0 | 0 | 0 | 0 | 0 | 0 | 0 | 0 | 0 | 0 | 0
F3_Industrial_Paper and Printing_Existing_Process_Natural Gas_Gas Boiler - Burner Control Optimization_A_Achievable Technical Potential | F3 | Industrial | Paper and Printing | Existing | Process | Natural Gas | Gas Boiler - Burner Control Optimization | A | Integrated Unit Winter Peak Savings (kW) | Achievable Technical Potential | 0 | 0 | 0 | 0 | 0 | 0 | 0 | 0 | 0 | 0 | 0 | 0 | 0 | 0 | 0 | 0 | 0 | 0 | 0 | 0 | 0 | 0 | 0 | 0 | 0 | 0 | 0 | 0 | 0 | 0 | 0
F4_Industrial_Paper and Printing_Existing_Process_Natural Gas_Gas Boiler - Burner Control Optimization_A_Achievable Technical Potential | F4 | Industrial | Paper and Printing | Existing | Process | Natural Gas | Gas Boiler - Burner Control Optimization | A | Incremental Energy Savings (MWh or mTherms) | Achievable Technical Potential | 0 | 0 | 0 | 0 | 0 | 0.0040968 | 0.0064005 | 0.012654 | 0.022032 | 0.034108 | 0.046876 | 0.05921 | 0.068641 | 0.07242 | 0.072462 | 0.066749 | 0.058253 | 0.047599 | 0.036587 | 0.026934 | 0.018732 | 0.012415 | 0.0078563 | 0.0047566 | 0.0032042 | 0 | 0 | 0 | 0 | 0 | 0
F5_Industrial_Paper and Printing_Existing_Process_Natural Gas_Gas Boiler - Burner Control Optimization_A_Achievable Technical Potential | F5 | Industrial | Paper and Printing | Existing | Process | Natural Gas | Gas Boiler - Burner Control Optimization | A | Incremental Summer Peak Savings (MW) | Achievable Technical Potential | 0 | 0 | 0 | 0 | 0 | 0 | 0 | 0 | 0 | 0 | 0 | 0 | 0 | 0 | 0 | 0 | 0 | 0 | 0 | 0 | 0 | 0 | 0 | 0 | 0 | 0 | 0 | 0 | 0 | 0 | 0
F6_Industrial_Paper and Printing_Existing_Process_Natural Gas_Gas Boiler - Burner Control Optimization_A_Achievable Technical Potential | F6 | Industrial | Paper and Printing | Existing | Process | Natural Gas | Gas Boiler - Burner Control Optimization | A | Incremental Winter Peak Savings (MW) | Achievable Technical Potential | 0 | 0 | 0 | 0 | 0 | 0 | 0 | 0 | 0 | 0 | 0 | 0 | 0 | 0 | 0 | 0 | 0 | 0 | 0 | 0 | 0 | 0 | 0 | 0 | 0 | 0 | 0 | 0 | 0 | 0 | 0
F7_Industrial_Paper and Printing_Existing_Process_Natural Gas_Gas Boiler - Burner Control Optimization_A_Achievable Technical Potential | F7 | Industrial | Paper and Printing | Existing | Process | Natural Gas | Gas Boiler - Burner Control Optimization | A | Cumulative Energy Savings (MWh or mTherms) | Achievable Technical Potential | 0 | 0 | 0 | 0 | 0 | 0.0040968 | 0.010475 | 0.023069 | 0.044973 | 0.078828 | 0.12526 | 0.18386 | 0.25171 | 0.323 | 0.39442 | 0.45977 | 0.51676 | 0.56292 | 0.59791 | 0.6236 | 0.64088 | 0.65203 | 0.65861 | 0.66208 | 0.664 | 0.66385 | 0.66372 | 0.6636 | 0 | 0 | 0
F8_Industrial_Paper and Printing_Existing_Process_Natural Gas_Gas Boiler - Burner Control Optimization_A_Achievable Technical Potential | F8 | Industrial | Paper and Printing | Existing | Process | Natural Gas | Gas Boiler - Burner Control Optimization | A | Cumulative Summer Peak Savings (MW) | Achievable Technical Potential | 0 | 0 | 0 | 0 | 0 | 0 | 0 | 0 | 0 | 0 | 0 | 0 | 0 | 0 | 0 | 0 | 0 | 0 | 0 | 0 | 0 | 0 | 0 | 0 | 0 | 0 | 0 | 0 | 0 | 0 | 0
F9_Industrial_Paper and Printing_Existing_Process_Natural Gas_Gas Boiler - Burner Control Optimization_A_Achievable Technical Potential | F9 | Industrial | Paper and Printing | Existing | Process | Natural Gas | Gas Boiler - Burner Control Optimization | A | Cumulative Winter Peak Savings (MW) | Achievable Technical Potential | 0 | 0 | 0 | 0 | 0 | 0 | 0 | 0 | 0 | 0 | 0 | 0 | 0 | 0 | 0 | 0 | 0 | 0 | 0 | 0 | 0 | 0 | 0 | 0 | 0 | 0 | 0 | 0 | 0 | 0 | 0
F10_Industrial_Paper and Printing_Existing_Process_Natural Gas_Gas Boiler - Burner Control Optimization_A_Achievable Technical Potential | F10 | Industrial | Paper and Printing | Existing | Process | Natural Gas | Gas Boiler - Burner Control Optimization | A | Purchases (Incremental) | Achievable Technical Potential | 0 | 0 | 0 | 0 | 0 | 0.1867 | 0.29331 | 0.58315 | 1.0211 | 1.5896 | 2.1972 | 2.7888 | 3.247 | 3.4413 | 3.4544 | 3.1934 | 2.7946 | 2.2898 | 1.7651 | 1.3021 | 0.90773 | 0.6028 | 0.3822 | 0.23185 | 0.15649 | 0 | 0 | 0 | 0 | 0 | 0
F11_Industrial_Paper and Printing_Existing_Process_Natural Gas_Gas Boiler - Burner Control Optimization_A_Achievable Technical Potential | F11 | Industrial | Paper and Printing | Existing | Process | Natural Gas | Gas Boiler - Burner Control Optimization | A | Purchases (Cumulative) | Achievable Technical Potential | 0 | 0 | 0 | 0 | 0 | 0.1867 | 0.48 | 1.0632 | 2.0842 | 3.6739 | 5.8711 | 8.66 | 11.907 | 15.3483 | 18.8027 | 21.9961 | 24.7907 | 27.0805 | 28.8456 | 30.1478 | 31.0555 | 31.6583 | 32.0405 | 32.2724 | 32.4288 | 32.4288 | 32.4288 | 32.4288 | 32.4288 | 32.4288 | 32.4288
F1_Industrial_Paper and Printing_Existing_Space Heating_Natural Gas_HVAC - Demand Controlled Ventilation_A_Achievable Technical Potential | F1 | Industrial | Paper and Printing | Existing | Space Heating | Natural Gas | HVAC - Demand Controlled Ventilation | A | Integrated Unit Energy Savings (kWh or therms) | Achievable Technical Potential | 0 | 0 | 0 | 0 | 0 | 0.045634 | 0.045126 | 0.044486 | 0.043814 | 0.04311 | 0.042379 | 0.041622 | 0.04086 | 0.040073 | 0.039263 | 0.038473 | 0.037708 | 0.036968 | 0.036261 | 0.035615 | 0.035006 | 0.034433 | 0.033909 | 0.033457 | 0.03304 | 0.032712 | 0.032421 | 0.032148 | 0.036718 | 0.036492 | 0.03628
F2_Industrial_Paper and Printing_Existing_Space Heating_Natural Gas_HVAC - Demand Controlled Ventilation_A_Achievable Technical Potential | F2 | Industrial | Paper and Printing | Existing | Space Heating | Natural Gas | HVAC - Demand Controlled Ventilation | A | Integrated Unit Summer Peak Savings (kW) | Achievable Technical Potential | 0 | 0 | 0 | 0 | 0 | 0 | 0 | 0 | 0 | 0 | 0 | 0 | 0 | 0 | 0 | 0 | 0 | 0 | 0 | 0 | 0 | 0 | 0 | 0 | 0 | 0 | 0 | 0 | 0 | 0 | 0
F3_Industrial_Paper and Printing_Existing_Space Heating_Natural Gas_HVAC - Demand Controlled Ventilation_A_Achievable Technical Potential | F3 | Industrial | Paper and Printing | Existing | Space Heating | Natural Gas | HVAC - Demand Controlled Ventilation | A | Integrated Unit Winter Peak Savings (kW) | Achievable Technical Potential | 0 | 0 | 0 | 0 | 0 | 0 | 0 | 0 | 0 | 0 | 0 | 0 | 0 | 0 | 0 | 0 | 0 | 0 | 0 | 0 | 0 | 0 | 0 | 0 | 0 | 0 | 0 | 0 | 0 | 0 | 0
F4_Industrial_Paper and Printing_Existing_Space Heating_Natural Gas_HVAC - Demand Controlled Ventilation_A_Achievable Technical Potential | F4 | Industrial | Paper and Printing | Existing | Space Heating | Natural Gas | HVAC - Demand Controlled Ventilation | A | Incremental Energy Savings (MWh or mTherms) | Achievable Technical Potential | 0 | 0 | 0 | 0 | 0 | 0.014316 | 0.014149 | 0.013866 | 0.013664 | 0.013456 | 0.013059 | 0.012791 | 0.012531 | 0.012095 | 0.011896 | 0.011545 | 0.011317 | 0.011039 | 0.010732 | 0.010553 | 0.010329 | 0.010121 | 0.0099306 | 0.0097648 | 0.0096127 | 0 | 0 | 0 | 0 | 0 | 0
F5_Industrial_Paper and Printing_Existing_Space Heating_Natural Gas_HVAC - Demand Controlled Ventilation_A_Achievable Technical Potential | F5 | Industrial | Paper and Printing | Existing | Space Heating | Natural Gas | HVAC - Demand Controlled Ventilation | A | Incremental Summer Peak Savings (MW) | Achievable Technical Potential | 0 | 0 | 0 | 0 | 0 | 0 | 0 | 0 | 0 | 0 | 0 | 0 | 0 | 0 | 0 | 0 | 0 | 0 | 0 | 0 | 0 | 0 | 0 | 0 | 0 | 0 | 0 | 0 | 0 | 0 | 0
F6_Industrial_Paper and Printing_Existing_Space Heating_Natural Gas_HVAC - Demand Controlled Ventilation_A_Achievable Technical Potential | F6 | Industrial | Paper and Printing | Existing | Space Heating | Natural Gas | HVAC - Demand Controlled Ventilation | A | Incremental Winter Peak Savings (MW) | Achievable Technical Potential | 0 | 0 | 0 | 0 | 0 | 0 | 0 | 0 | 0 | 0 | 0 | 0 | 0 | 0 | 0 | 0 | 0 | 0 | 0 | 0 | 0 | 0 | 0 | 0 | 0 | 0 | 0 | 0 | 0 | 0 | 0
F7_Industrial_Paper and Printing_Existing_Space Heating_Natural Gas_HVAC - Demand Controlled Ventilation_A_Achievable Technical Potential | F7 | Industrial | Paper and Printing | Existing | Space Heating | Natural Gas | HVAC - Demand Controlled Ventilation | A | Cumulative Energy Savings (MWh or mTherms) | Achievable Technical Potential | 0 | 0 | 0 | 0 | 0 | 0.014316 | 0.028306 | 0.04177 | 0.054804 | 0.067379 | 0.079295 | 0.09067 | 0.10154 | 0.11168 | 0.12132 | 0.13042 | 0.13915 | 0.14746 | 0.15537 | 0.16315 | 0.17069 | 0.17802 | 0.18524 | 0.19253 | 0.19975 | 0.19777 | 0.19601 | 0.19436 | 0 | 0 | 0
F8_Industrial_Paper and Printing_Existing_Space Heating_Natural Gas_HVAC - Demand Controlled Ventilation_A_Achievable Technical Potential | F8 | Industrial | Paper and Printing | Existing | Space Heating | Natural Gas | HVAC - Demand Controlled Ventilation | A | Cumulative Summer Peak Savings (MW) | Achievable Technical Potential | 0 | 0 | 0 | 0 | 0 | 0 | 0 | 0 | 0 | 0 | 0 | 0 | 0 | 0 | 0 | 0 | 0 | 0 | 0 | 0 | 0 | 0 | 0 | 0 | 0 | 0 | 0 | 0 | 0 | 0 | 0
F9_Industrial_Paper and Printing_Existing_Space Heating_Natural Gas_HVAC - Demand Controlled Ventilation_A_Achievable Technical Potential | F9 | Industrial | Paper and Printing | Existing | Space Heating | Natural Gas | HVAC - Demand Controlled Ventilation | A | Cumulative Winter Peak Savings (MW) | Achievable Technical Potential | 0 | 0 | 0 | 0 | 0 | 0 | 0 | 0 | 0 | 0 | 0 | 0 | 0 | 0 | 0 | 0 | 0 | 0 | 0 | 0 | 0 | 0 | 0 | 0 | 0 | 0 | 0 | 0 | 0 | 0 | 0
F10_Industrial_Paper and Printing_Existing_Space Heating_Natural Gas_HVAC - Demand Controlled Ventilation_A_Achievable Technical Potential | F10 | Industrial | Paper and Printing | Existing | Space Heating | Natural Gas | HVAC - Demand Controlled Ventilation | A | Purchases (Incremental) | Achievable Technical Potential | 0 | 0 | 0 | 0 | 0 | 313.717 | 313.5448 | 311.6957 | 311.8642 | 312.1221 | 308.1585 | 307.3164 | 306.6924 | 301.8222 | 302.9746 | 300.0853 | 300.1243 | 298.6137 | 295.9501 | 296.3007 | 295.0754 | 293.9278 | 292.8568 | 291.8616 | 290.9412 | 0 | 0 | 0 | 0 | 0 | 0
F11_Industrial_Paper and Printing_Existing_Space Heating_Natural Gas_HVAC - Demand Controlled Ventilation_A_Achievable Technical Potential | F11 | Industrial | Paper and Printing | Existing | Space Heating | Natural Gas | HVAC - Demand Controlled Ventilation | A | Purchases (Cumulative) | Achievable Technical Potential | 0 | 0 | 0 | 0 | 0 | 313.717 | 627.2618 | 938.9575 | 1250.8218 | 1562.9439 | 1871.1024 | 2178.4187 | 2485.1111 | 2786.9334 | 3089.908 | 3389.9933 | 3690.1176 | 3988.7314 | 4284.6815 | 4580.9822 | 4876.0576 | 5169.9854 | 5462.8422 | 5754.7038 | 6045.645 | 6045.645 | 6045.645 | 6045.645 | 6045.645 | 6045.645 | 6045.645
F1_Industrial_Paper and Printing_Existing_Space Heating_Natural Gas_Gas Boiler - Stack Economizer_A_Achievable Technical Potential | F1 | Industrial | Paper and Printing | Existing | Space Heating | Natural Gas | Gas Boiler - Stack Economizer | A | Integrated Unit Energy Savings (kWh or therms) | Achievable Technical Potential | 0 | 0 | 0 | 0 | 0 | 99.3825 | 98.6479 | 97.8927 | 97.1042 | 96.2826 | 95.4436 | 94.5822 | 93.6962 | 92.7711 | 91.7658 | 90.7908 | 89.8106 | 88.846 | 87.8956 | 86.984 | 86.1075 | 85.2077 | 84.3878 | 83.6661 | 82.961 | 82.3206 | 81.7718 | 81.266 | 85.877 | 85.5242 | 85.2023
F2_Industrial_Paper and Printing_Existing_Space Heating_Natural Gas_Gas Boiler - Stack Economizer_A_Achievable Technical Potential | F2 | Industrial | Paper and Printing | Existing | Space Heating | Natural Gas | Gas Boiler - Stack Economizer | A | Integrated Unit Summer Peak Savings (kW) | Achievable Technical Potential | 0 | 0 | 0 | 0 | 0 | 0 | 0 | 0 | 0 | 0 | 0 | 0 | 0 | 0 | 0 | 0 | 0 | 0 | 0 | 0 | 0 | 0 | 0 | 0 | 0 | 0 | 0 | 0 | 0 | 0 | 0
F3_Industrial_Paper and Printing_Existing_Space Heating_Natural Gas_Gas Boiler - Stack Economizer_A_Achievable Technical Potential | F3 | Industrial | Paper and Printing | Existing | Space Heating | Natural Gas | Gas Boiler - Stack Economizer | A | Integrated Unit Winter Peak Savings (kW) | Achievable Technical Potential | 0 | 0 | 0 | 0 | 0 | 0 | 0 | 0 | 0 | 0 | 0 | 0 | 0 | 0 | 0 | 0 | 0 | 0 | 0 | 0 | 0 | 0 | 0 | 0 | 0 | 0 | 0 | 0 | 0 | 0 | 0
F4_Industrial_Paper and Printing_Existing_Space Heating_Natural Gas_Gas Boiler - Stack Economizer_A_Achievable Technical Potential | F4 | Industrial | Paper and Printing | Existing | Space Heating | Natural Gas | Gas Boiler - Stack Economizer | A | Incremental Energy Savings (MWh or mTherms) | Achievable Technical Potential | 0 | 0 | 0 | 0 | 0 | 0.0045966 | 0.0045601 | 0.0044985 | 0.0044647 | 0.0044306 | 0.0039026 | 0.0030854 | 0.0024403 | 0.0019022 | 0.0015111 | 0.0011846 | 0.00093757 | 0.00073826 | 0.00057908 | 0.000459 | 0.000362 | 2.4338e-06 | 8.5772e-07 | 2.8892e-07 | 9.3124e-08 | 7.8316e-08 | 7.7586e-08 | 7.6919e-08 | 8.1106e-08 | 8.0617e-08 | 8.0176e-08
F5_Industrial_Paper and Printing_Existing_Space Heating_Natural Gas_Gas Boiler - Stack Economizer_A_Achievable Technical Potential | F5 | Industrial | Paper and Printing | Existing | Space Heating | Natural Gas | Gas Boiler - Stack Economizer | A | Incremental Summer Peak Savings (MW) | Achievable Technical Potential | 0 | 0 | 0 | 0 | 0 | 0 | 0 | 0 | 0 | 0 | 0 | 0 | 0 | 0 | 0 | 0 | 0 | 0 | 0 | 0 | 0 | 0 | 0 | 0 | 0 | 0 | 0 | 0 | 0 | 0 | 0
F6_Industrial_Paper and Printing_Existing_Space Heating_Natural Gas_Gas Boiler - Stack Economizer_A_Achievable Technical Potential | F6 | Industrial | Paper and Printing | Existing | Space Heating | Natural Gas | Gas Boiler - Stack Economizer | A | Incremental Winter Peak Savings (MW) | Achievable Technical Potential | 0 | 0 | 0 | 0 | 0 | 0 | 0 | 0 | 0 | 0 | 0 | 0 | 0 | 0 | 0 | 0 | 0 | 0 | 0 | 0 | 0 | 0 | 0 | 0 | 0 | 0 | 0 | 0 | 0 | 0 | 0
F7_Industrial_Paper and Printing_Existing_Space Heating_Natural Gas_Gas Boiler - Stack Economizer_A_Achievable Technical Potential | F7 | Industrial | Paper and Printing | Existing | Space Heating | Natural Gas | Gas Boiler - Stack Economizer | A | Cumulative Energy Savings (MWh or mTherms) | Achievable Technical Potential | 0 | 0 | 0 | 0 | 0 | 0.0045966 | 0.0091228 | 0.013552 | 0.017907 | 0.022186 | 0.025895 | 0.028747 | 0.030918 | 0.032515 | 0.033674 | 0.034501 | 0.035066 | 0.035427 | 0.035628 | 0.035717 | 0.035719 | 0.035348 | 0.035009 | 0.03471 | 0.034417 | 0.034152 | 0.033924 | 0.033715 | 0 | 0 | 0
F8_Industrial_Paper and Printing_Existing_Space Heating_Natural Gas_Gas Boiler - Stack Economizer_A_Achievable Technical Potential | F8 | Industrial | Paper and Printing | Existing | Space Heating | Natural Gas | Gas Boiler - Stack Economizer | A | Cumulative Summer Peak Savings (MW) | Achievable Technical Potential | 0 | 0 | 0 | 0 | 0 | 0 | 0 | 0 | 0 | 0 | 0 | 0 | 0 | 0 | 0 | 0 | 0 | 0 | 0 | 0 | 0 | 0 | 0 | 0 | 0 | 0 | 0 | 0 | 0 | 0 | 0
F9_Industrial_Paper and Printing_Existing_Space Heating_Natural Gas_Gas Boiler - Stack Economizer_A_Achievable Technical Potential | F9 | Industrial | Paper and Printing | Existing | Space Heating | Natural Gas | Gas Boiler - Stack Economizer | A | Cumulative Winter Peak Savings (MW) | Achievable Technical Potential | 0 | 0 | 0 | 0 | 0 | 0 | 0 | 0 | 0 | 0 | 0 | 0 | 0 | 0 | 0 | 0 | 0 | 0 | 0 | 0 | 0 | 0 | 0 | 0 | 0 | 0 | 0 | 0 | 0 | 0 | 0
F10_Industrial_Paper and Printing_Existing_Space Heating_Natural Gas_Gas Boiler - Stack Economizer_A_Achievable Technical Potential | F10 | Industrial | Paper and Printing | Existing | Space Heating | Natural Gas | Gas Boiler - Stack Economizer | A | Purchases (Incremental) | Achievable Technical Potential | 0 | 0 | 0 | 0 | 0 | 0.046252 | 0.046226 | 0.045954 | 0.045979 | 0.046017 | 0.040889 | 0.032622 | 0.026045 | 0.020505 | 0.016466 | 0.013048 | 0.010439 | 0.0083095 | 0.0065883 | 0.0052769 | 0.004204 | 2.8563e-05 | 1.0164e-05 | 3.4532e-06 | 1.1225e-06 | 9.5135e-07 | 9.4881e-07 | 9.4651e-07 | 9.4445e-07 | 9.4262e-07 | 9.4101e-07
F11_Industrial_Paper and Printing_Existing_Space Heating_Natural Gas_Gas Boiler - Stack Economizer_A_Achievable Technical Potential | F11 | Industrial | Paper and Printing | Existing | Space Heating | Natural Gas | Gas Boiler - Stack Economizer | A | Purchases (Cumulative) | Achievable Technical Potential | 0 | 0 | 0 | 0 | 0 | 0.046252 | 0.092478 | 0.13843 | 0.18441 | 0.23043 | 0.27132 | 0.30394 | 0.32998 | 0.35049 | 0.36695 | 0.38 | 0.39044 | 0.39875 | 0.40534 | 0.41062 | 0.41482 | 0.41485 | 0.41486 | 0.41486 | 0.41486 | 0.41486 | 0.41487 | 0.41487 | 0.41487 | 0.41487 | 0.41487
F1_Industrial_Paper and Printing_Existing_Process_Natural Gas_Gas Boiler - Stack Economizer_A_Achievable Technical Potential | F1 | Industrial | Paper and Printing | Existing | Process | Natural Gas | Gas Boiler - Stack Economizer | A | Integrated Unit Energy Savings (kWh or therms) | Achievable Technical Potential | 0 | 0 | 0 | 0 | 0 | 73.0348 | 73.0246 | 73.0174 | 73.012 | 73.0072 | 73.0025 | 72.9988 | 72.9957 | 72.9923 | 72.9904 | 72.988 | 72.9867 | 72.9853 | 72.9838 | 72.9833 | 72.9824 | 72.9817 | 72.981 | 72.9804 | 72.9799 | 72.9797 | 72.9795 | 72.9794 | 73.0493 | 73.0493 | 73.0493
F2_Industrial_Paper and Printing_Existing_Process_Natural Gas_Gas Boiler - Stack Economizer_A_Achievable Technical Potential | F2 | Industrial | Paper and Printing | Existing | Process | Natural Gas | Gas Boiler - Stack Economizer | A | Integrated Unit Summer Peak Savings (kW) | Achievable Technical Potential | 0 | 0 | 0 | 0 | 0 | 0 | 0 | 0 | 0 | 0 | 0 | 0 | 0 | 0 | 0 | 0 | 0 | 0 | 0 | 0 | 0 | 0 | 0 | 0 | 0 | 0 | 0 | 0 | 0 | 0 | 0
F3_Industrial_Paper and Printing_Existing_Process_Natural Gas_Gas Boiler - Stack Economizer_A_Achievable Technical Potential | F3 | Industrial | Paper and Printing | Existing | Process | Natural Gas | Gas Boiler - Stack Economizer | A | Integrated Unit Winter Peak Savings (kW) | Achievable Technical Potential | 0 | 0 | 0 | 0 | 0 | 0 | 0 | 0 | 0 | 0 | 0 | 0 | 0 | 0 | 0 | 0 | 0 | 0 | 0 | 0 | 0 | 0 | 0 | 0 | 0 | 0 | 0 | 0 | 0 | 0 | 0
F4_Industrial_Paper and Printing_Existing_Process_Natural Gas_Gas Boiler - Stack Economizer_A_Achievable Technical Potential | F4 | Industrial | Paper and Printing | Existing | Process | Natural Gas | Gas Boiler - Stack Economizer | A | Incremental Energy Savings (MWh or mTherms) | Achievable Technical Potential | 0 | 0 | 0 | 0 | 0 | 0.13479 | 0.1347 | 0.13389 | 0.13395 | 0.13406 | 0.11911 | 0.095023 | 0.075861 | 0.059722 | 0.047959 | 0.038 | 0.030403 | 0.0242 | 0.019187 | 0.015368 | 0.012243 | 8.3181e-05 | 2.9599e-05 | 1.0056e-05 | 3.2688e-06 | 2.7704e-06 | 2.763e-06 | 2.7563e-06 | 2.753e-06 | 2.7476e-06 | 2.7429e-06
F5_Industrial_Paper and Printing_Existing_Process_Natural Gas_Gas Boiler - Stack Economizer_A_Achievable Technical Potential | F5 | Industrial | Paper and Printing | Existing | Process | Natural Gas | Gas Boiler - Stack Economizer | A | Incremental Summer Peak Savings (MW) | Achievable Technical Potential | 0 | 0 | 0 | 0 | 0 | 0 | 0 | 0 | 0 | 0 | 0 | 0 | 0 | 0 | 0 | 0 | 0 | 0 | 0 | 0 | 0 | 0 | 0 | 0 | 0 | 0 | 0 | 0 | 0 | 0 | 0
F6_Industrial_Paper and Printing_Existing_Process_Natural Gas_Gas Boiler - Stack Economizer_A_Achievable Technical Potential | F6 | Industrial | Paper and Printing | Existing | Process | Natural Gas | Gas Boiler - Stack Economizer | A | Incremental Winter Peak Savings (MW) | Achievable Technical Potential | 0 | 0 | 0 | 0 | 0 | 0 | 0 | 0 | 0 | 0 | 0 | 0 | 0 | 0 | 0 | 0 | 0 | 0 | 0 | 0 | 0 | 0 | 0 | 0 | 0 | 0 | 0 | 0 | 0 | 0 | 0
F7_Industrial_Paper and Printing_Existing_Process_Natural Gas_Gas Boiler - Stack Economizer_A_Achievable Technical Potential | F7 | Industrial | Paper and Printing | Existing | Process | Natural Gas | Gas Boiler - Stack Economizer | A | Cumulative Energy Savings (MWh or mTherms) | Achievable Technical Potential | 0 | 0 | 0 | 0 | 0 | 0.13479 | 0.26947 | 0.40334 | 0.53726 | 0.67128 | 0.79035 | 0.88533 | 0.96116 | 1.0208 | 1.0688 | 1.1067 | 1.1371 | 1.1613 | 1.1805 | 1.1958 | 1.208 | 1.2081 | 1.2081 | 1.2081 | 1.2081 | 1.2081 | 1.2081 | 1.2081 | 0 | 0 | 0
F8_Industrial_Paper and Printing_Existing_Process_Natural Gas_Gas Boiler - Stack Economizer_A_Achievable Technical Potential | F8 | Industrial | Paper and Printing | Existing | Process | Natural Gas | Gas Boiler - Stack Economizer | A | Cumulative Summer Peak Savings (MW) | Achievable Technical Potential | 0 | 0 | 0 | 0 | 0 | 0 | 0 | 0 | 0 | 0 | 0 | 0 | 0 | 0 | 0 | 0 | 0 | 0 | 0 | 0 | 0 | 0 | 0 | 0 | 0 | 0 | 0 | 0 | 0 | 0 | 0
F9_Industrial_Paper and Printing_Existing_Process_Natural Gas_Gas Boiler - Stack Economizer_A_Achievable Technical Potential | F9 | Industrial | Paper and Printing | Existing | Process | Natural Gas | Gas Boiler - Stack Economizer | A | Cumulative Winter Peak Savings (MW) | Achievable Technical Potential | 0 | 0 | 0 | 0 | 0 | 0 | 0 | 0 | 0 | 0 | 0 | 0 | 0 | 0 | 0 | 0 | 0 | 0 | 0 | 0 | 0 | 0 | 0 | 0 | 0 | 0 | 0 | 0 | 0 | 0 | 0
F10_Industrial_Paper and Printing_Existing_Process_Natural Gas_Gas Boiler - Stack Economizer_A_Achievable Technical Potential | F10 | Industrial | Paper and Printing | Existing | Process | Natural Gas | Gas Boiler - Stack Economizer | A | Purchases (Incremental) | Achievable Technical Potential | 0 | 0 | 0 | 0 | 0 | 1.8456 | 1.8446 | 1.8337 | 1.8347 | 1.8362 | 1.6316 | 1.3017 | 1.0393 | 0.8182 | 0.65706 | 0.52063 | 0.41656 | 0.33157 | 0.26289 | 0.21056 | 0.16775 | 0.0011398 | 0.00040557 | 0.00013779 | 4.4791e-05 | 3.7962e-05 | 3.786e-05 | 3.7769e-05 | 3.7686e-05 | 3.7613e-05 | 3.7549e-05
F11_Industrial_Paper and Printing_Existing_Process_Natural Gas_Gas Boiler - Stack Economizer_A_Achievable Technical Potential | F11 | Industrial | Paper and Printing | Existing | Process | Natural Gas | Gas Boiler - Stack Economizer | A | Purchases (Cumulative) | Achievable Technical Potential | 0 | 0 | 0 | 0 | 0 | 1.8456 | 3.6902 | 5.5238 | 7.3585 | 9.1947 | 10.8263 | 12.128 | 13.1673 | 13.9855 | 14.6425 | 15.1632 | 15.5797 | 15.9113 | 16.1742 | 16.3848 | 16.5525 | 16.5537 | 16.5541 | 16.5542 | 16.5542 | 16.5543 | 16.5543 | 16.5544 | 16.5544 | 16.5544 | 16.5545
F1_Industrial_Paper and Printing_Existing_Space Heating_Natural Gas_Gas Furnace Tube Inserts_A_Achievable Technical Potential | F1 | Industrial | Paper and Printing | Existing | Space Heating | Natural Gas | Gas Furnace Tube Inserts | A | Integrated Unit Energy Savings (kWh or therms) | Achievable Technical Potential | 0 | 0 | 0 | 0 | 0 | 0.086153 | 0.085315 | 0.084246 | 0.083137 | 0.081995 | 0.080846 | 0.079685 | 0.078557 | 0.077446 | 0.076294 | 0.075233 | 0.074207 | 0.07323 | 0.072298 | 0.071394 | 0.070523 | 0.069657 | 0.068822 | 0.068079 | 0.067375 | 0.066721 | 0.066142 | 0.065598 | 0.069231 | 0.068805 | 0.068405
F2_Industrial_Paper and Printing_Existing_Space Heating_Natural Gas_Gas Furnace Tube Inserts_A_Achievable Technical Potential | F2 | Industrial | Paper and Printing | Existing | Space Heating | Natural Gas | Gas Furnace Tube Inserts | A | Integrated Unit Summer Peak Savings (kW) | Achievable Technical Potential | 0 | 0 | 0 | 0 | 0 | 0 | 0 | 0 | 0 | 0 | 0 | 0 | 0 | 0 | 0 | 0 | 0 | 0 | 0 | 0 | 0 | 0 | 0 | 0 | 0 | 0 | 0 | 0 | 0 | 0 | 0
F3_Industrial_Paper and Printing_Existing_Space Heating_Natural Gas_Gas Furnace Tube Inserts_A_Achievable Technical Potential | F3 | Industrial | Paper and Printing | Existing | Space Heating | Natural Gas | Gas Furnace Tube Inserts | A | Integrated Unit Winter Peak Savings (kW) | Achievable Technical Potential | 0 | 0 | 0 | 0 | 0 | 0 | 0 | 0 | 0 | 0 | 0 | 0 | 0 | 0 | 0 | 0 | 0 | 0 | 0 | 0 | 0 | 0 | 0 | 0 | 0 | 0 | 0 | 0 | 0 | 0 | 0
F4_Industrial_Paper and Printing_Existing_Space Heating_Natural Gas_Gas Furnace Tube Inserts_A_Achievable Technical Potential | F4 | Industrial | Paper and Printing | Existing | Space Heating | Natural Gas | Gas Furnace Tube Inserts | A | Incremental Energy Savings (MWh or mTherms) | Achievable Technical Potential | 0 | 0 | 0 | 0 | 0 | 0 | 0 | 0 | 0 | 0 | 0 | 0 | 0 | 0 | 0 | 0 | 0 | 0 | 0 | 0 | 0 | 0 | 0 | 0 | 0 | 0 | 0 | 0 | 0 | 0 | 0
F5_Industrial_Paper and Printing_Existing_Space Heating_Natural Gas_Gas Furnace Tube Inserts_A_Achievable Technical Potential | F5 | Industrial | Paper and Printing | Existing | Space Heating | Natural Gas | Gas Furnace Tube Inserts | A | Incremental Summer Peak Savings (MW) | Achievable Technical Potential | 0 | 0 | 0 | 0 | 0 | 0 | 0 | 0 | 0 | 0 | 0 | 0 | 0 | 0 | 0 | 0 | 0 | 0 | 0 | 0 | 0 | 0 | 0 | 0 | 0 | 0 | 0 | 0 | 0 | 0 | 0
F6_Industrial_Paper and Printing_Existing_Space Heating_Natural Gas_Gas Furnace Tube Inserts_A_Achievable Technical Potential | F6 | Industrial | Paper and Printing | Existing | Space Heating | Natural Gas | Gas Furnace Tube Inserts | A | Incremental Winter Peak Savings (MW) | Achievable Technical Potential | 0 | 0 | 0 | 0 | 0 | 0 | 0 | 0 | 0 | 0 | 0 | 0 | 0 | 0 | 0 | 0 | 0 | 0 | 0 | 0 | 0 | 0 | 0 | 0 | 0 | 0 | 0 | 0 | 0 | 0 | 0
F7_Industrial_Paper and Printing_Existing_Space Heating_Natural Gas_Gas Furnace Tube Inserts_A_Achievable Technical Potential | F7 | Industrial | Paper and Printing | Existing | Space Heating | Natural Gas | Gas Furnace Tube Inserts | A | Cumulative Energy Savings (MWh or mTherms) | Achievable Technical Potential | 0 | 0 | 0 | 0 | 0 | 0 | 0 | 0 | 0 | 0 | 0 | 0 | 0 | 0 | 0 | 0 | 0 | 0 | 0 | 0 | 0 | 0 | 0 | 0 | 0 | 0 | 0 | 0 | 0 | 0 | 0
F8_Industrial_Paper and Printing_Existing_Space Heating_Natural Gas_Gas Furnace Tube Inserts_A_Achievable Technical Potential | F8 | Industrial | Paper and Printing | Existing | Space Heating | Natural Gas | Gas Furnace Tube Inserts | A | Cumulative Summer Peak Savings (MW) | Achievable Technical Potential | 0 | 0 | 0 | 0 | 0 | 0 | 0 | 0 | 0 | 0 | 0 | 0 | 0 | 0 | 0 | 0 | 0 | 0 | 0 | 0 | 0 | 0 | 0 | 0 | 0 | 0 | 0 | 0 | 0 | 0 | 0
F9_Industrial_Paper and Printing_Existing_Space Heating_Natural Gas_Gas Furnace Tube Inserts_A_Achievable Technical Potential | F9 | Industrial | Paper and Printing | Existing | Space Heating | Natural Gas | Gas Furnace Tube Inserts | A | Cumulative Winter Peak Savings (MW) | Achievable Technical Potential | 0 | 0 | 0 | 0 | 0 | 0 | 0 | 0 | 0 | 0 | 0 | 0 | 0 | 0 | 0 | 0 | 0 | 0 | 0 | 0 | 0 | 0 | 0 | 0 | 0 | 0 | 0 | 0 | 0 | 0 | 0
F10_Industrial_Paper and Printing_Existing_Space Heating_Natural Gas_Gas Furnace Tube Inserts_A_Achievable Technical Potential | F10 | Industrial | Paper and Printing | Existing | Space Heating | Natural Gas | Gas Furnace Tube Inserts | A | Purchases (Incremental) | Achievable Technical Potential | 0 | 0 | 0 | 0 | 0 | 0 | 0 | 0 | 0 | 0 | 0 | 0 | 0 | 0 | 0 | 0 | 0 | 0 | 0 | 0 | 0 | 0 | 0 | 0 | 0 | 0 | 0 | 0 | 0 | 0 | 0
F11_Industrial_Paper and Printing_Existing_Space Heating_Natural Gas_Gas Furnace Tube Inserts_A_Achievable Technical Potential | F11 | Industrial | Paper and Printing | Existing | Space Heating | Natural Gas | Gas Furnace Tube Inserts | A | Purchases (Cumulative) | Achievable Technical Potential | 0 | 0 | 0 | 0 | 0 | 0 | 0 | 0 | 0 | 0 | 0 | 0 | 0 | 0 | 0 | 0 | 0 | 0 | 0 | 0 | 0 | 0 | 0 | 0 | 0 | 0 | 0 | 0 | 0 | 0 | 0
F1_Industrial_Paper and Printing_Existing_Space Heating_Natural Gas_Space Heating - Heat Recovery Ventilator_A_Achievable Technical Potential | F1 | Industrial | Paper and Printing | Existing | Space Heating | Natural Gas | Space Heating - Heat Recovery Ventilator | A | Integrated Unit Energy Savings (kWh or therms) | Achievable Technical Potential | 0 | 0 | 0 | 0 | 0 | 0.013137 | 0.012938 | 0.012661 | 0.012315 | 0.011905 | 0.011434 | 0.010947 | 0.010463 | 0.0099734 | 0.0095563 | 0.0091609 | 0.0088409 | 0.0085591 | 0.008311 | 0.0081325 | 0.0079685 | 0.0078248 | 0.0077062 | 0.0076167 | 0.0075354 | 0.0074764 | 0.0074254 | 0.007378 | 0 | 0 | 0
F2_Industrial_Paper and Printing_Existing_Space Heating_Natural Gas_Space Heating - Heat Recovery Ventilator_A_Achievable Technical Potential | F2 | Industrial | Paper and Printing | Existing | Space Heating | Natural Gas | Space Heating - Heat Recovery Ventilator | A | Integrated Unit Summer Peak Savings (kW) | Achievable Technical Potential | 0 | 0 | 0 | 0 | 0 | 0 | 0 | 0 | 0 | 0 | 0 | 0 | 0 | 0 | 0 | 0 | 0 | 0 | 0 | 0 | 0 | 0 | 0 | 0 | 0 | 0 | 0 | 0 | 0 | 0 | 0
F3_Industrial_Paper and Printing_Existing_Space Heating_Natural Gas_Space Heating - Heat Recovery Ventilator_A_Achievable Technical Potential | F3 | Industrial | Paper and Printing | Existing | Space Heating | Natural Gas | Space Heating - Heat Recovery Ventilator | A | Integrated Unit Winter Peak Savings (kW) | Achievable Technical Potential | 0 | 0 | 0 | 0 | 0 | 0 | 0 | 0 | 0 | 0 | 0 | 0 | 0 | 0 | 0 | 0 | 0 | 0 | 0 | 0 | 0 | 0 | 0 | 0 | 0 | 0 | 0 | 0 | 0 | 0 | 0
F4_Industrial_Paper and Printing_Existing_Space Heating_Natural Gas_Space Heating - Heat Recovery Ventilator_A_Achievable Technical Potential | F4 | Industrial | Paper and Printing | Existing | Space Heating | Natural Gas | Space Heating - Heat Recovery Ventilator | A | Incremental Energy Savings (MWh or mTherms) | Achievable Technical Potential | 0 | 0 | 0 | 0 | 0 | 0.010088 | 0.0099292 | 0.0096597 | 0.0094011 | 0.0090951 | 0.0086246 | 0.0082347 | 0.0078544 | 0.0073682 | 0.007087 | 0.0067289 | 0.0064948 | 0.0062561 | 0.0060205 | 0.0058982 | 0.0057553 | 0.0056296 | 0.0055241 | 0.0054413 | 0.0053663 | 0 | 0 | 0 | 0 | 0 | 0
F5_Industrial_Paper and Printing_Existing_Space Heating_Natural Gas_Space Heating - Heat Recovery Ventilator_A_Achievable Technical Potential | F5 | Industrial | Paper and Printing | Existing | Space Heating | Natural Gas | Space Heating - Heat Recovery Ventilator | A | Incremental Summer Peak Savings (MW) | Achievable Technical Potential | 0 | 0 | 0 | 0 | 0 | 0 | 0 | 0 | 0 | 0 | 0 | 0 | 0 | 0 | 0 | 0 | 0 | 0 | 0 | 0 | 0 | 0 | 0 | 0 | 0 | 0 | 0 | 0 | 0 | 0 | 0
F6_Industrial_Paper and Printing_Existing_Space Heating_Natural Gas_Space Heating - Heat Recovery Ventilator_A_Achievable Technical Potential | F6 | Industrial | Paper and Printing | Existing | Space Heating | Natural Gas | Space Heating - Heat Recovery Ventilator | A | Incremental Winter Peak Savings (MW) | Achievable Technical Potential | 0 | 0 | 0 | 0 | 0 | 0 | 0 | 0 | 0 | 0 | 0 | 0 | 0 | 0 | 0 | 0 | 0 | 0 | 0 | 0 | 0 | 0 | 0 | 0 | 0 | 0 | 0 | 0 | 0 | 0 | 0
F7_Industrial_Paper and Printing_Existing_Space Heating_Natural Gas_Space Heating - Heat Recovery Ventilator_A_Achievable Technical Potential | F7 | Industrial | Paper and Printing | Existing | Space Heating | Natural Gas | Space Heating - Heat Recovery Ventilator | A | Cumulative Energy Savings (MWh or mTherms) | Achievable Technical Potential | 0 | 0 | 0 | 0 | 0 | 0.010088 | 0.019864 | 0.029099 | 0.037706 | 0.045543 | 0.052368 | 0.058372 | 0.063644 | 0.068035 | 0.072277 | 0.076015 | 0.079855 | 0.083565 | 0.087163 | 0.091189 | 0.095106 | 0.099021 | 0.10304 | 0.10729 | 0.11151 | 0.11064 | 0.10988 | 0.10918 | 0 | 0 | 0
F8_Industrial_Paper and Printing_Existing_Space Heating_Natural Gas_Space Heating - Heat Recovery Ventilator_A_Achievable Technical Potential | F8 | Industrial | Paper and Printing | Existing | Space Heating | Natural Gas | Space Heating - Heat Recovery Ventilator | A | Cumulative Summer Peak Savings (MW) | Achievable Technical Potential | 0 | 0 | 0 | 0 | 0 | 0 | 0 | 0 | 0 | 0 | 0 | 0 | 0 | 0 | 0 | 0 | 0 | 0 | 0 | 0 | 0 | 0 | 0 | 0 | 0 | 0 | 0 | 0 | 0 | 0 | 0
F9_Industrial_Paper and Printing_Existing_Space Heating_Natural Gas_Space Heating - Heat Recovery Ventilator_A_Achievable Technical Potential | F9 | Industrial | Paper and Printing | Existing | Space Heating | Natural Gas | Space Heating - Heat Recovery Ventilator | A | Cumulative Winter Peak Savings (MW) | Achievable Technical Potential | 0 | 0 | 0 | 0 | 0 | 0 | 0 | 0 | 0 | 0 | 0 | 0 | 0 | 0 | 0 | 0 | 0 | 0 | 0 | 0 | 0 | 0 | 0 | 0 | 0 | 0 | 0 | 0 | 0 | 0 | 0
F10_Industrial_Paper and Printing_Existing_Space Heating_Natural Gas_Space Heating - Heat Recovery Ventilator_A_Achievable Technical Potential | F10 | Industrial | Paper and Printing | Existing | Space Heating | Natural Gas | Space Heating - Heat Recovery Ventilator | A | Purchases (Incremental) | Achievable Technical Potential | 0 | 0 | 0 | 0 | 0 | 767.8934 | 767.472 | 762.9459 | 763.3584 | 763.9896 | 754.2877 | 752.2265 | 750.6991 | 738.7783 | 741.599 | 734.5269 | 734.6222 | 730.9248 | 724.405 | 725.2631 | 722.264 | 719.4548 | 716.8334 | 714.3974 | 712.1445 | 0 | 0 | 0 | 0 | 0 | 0
F11_Industrial_Paper and Printing_Existing_Space Heating_Natural Gas_Space Heating - Heat Recovery Ventilator_A_Achievable Technical Potential | F11 | Industrial | Paper and Printing | Existing | Space Heating | Natural Gas | Space Heating - Heat Recovery Ventilator | A | Purchases (Cumulative) | Achievable Technical Potential | 0 | 0 | 0 | 0 | 0 | 767.8934 | 1535.3654 | 2298.3113 | 3061.6696 | 3825.6592 | 4579.9469 | 5332.1734 | 6082.8725 | 6821.6508 | 7563.2498 | 8297.7767 | 9032.3988 | 9763.3236 | 10487.7286 | 11212.9917 | 11935.2557 | 12654.7105 | 13371.5439 | 14085.9413 | 14798.0858 | 14798.0858 | 14798.0858 | 14798.0858 | 14798.0858 | 14798.0858 | 14798.0858
F1_Industrial_Paper and Printing_Existing_Space Heating_Natural Gas_Thermostat - Programmable_A_Achievable Technical Potential | F1 | Industrial | Paper and Printing | Existing | Space Heating | Natural Gas | Thermostat - Programmable | A | Integrated Unit Energy Savings (kWh or therms) | Achievable Technical Potential | 0 | 0 | 0 | 0 | 0 | 0.0065208 | 0.0064155 | 0.006272 | 0.0060939 | 0.005883 | 0.0056416 | 0.0053919 | 0.0051429 | 0.0048904 | 0.0046742 | 0.0044678 | 0.0042994 | 0.00415 | 0.0040177 | 0.0039216 | 0.0038335 | 0.0037568 | 0.0036935 | 0.0036454 | 0.003602 | 0.0035734 | 0.0035487 | 0.0035257 | 0 | 0 | 0
F2_Industrial_Paper and Printing_Existing_Space Heating_Natural Gas_Thermostat - Programmable_A_Achievable Technical Potential | F2 | Industrial | Paper and Printing | Existing | Space Heating | Natural Gas | Thermostat - Programmable | A | Integrated Unit Summer Peak Savings (kW) | Achievable Technical Potential | 0 | 0 | 0 | 0 | 0 | 0 | 0 | 0 | 0 | 0 | 0 | 0 | 0 | 0 | 0 | 0 | 0 | 0 | 0 | 0 | 0 | 0 | 0 | 0 | 0 | 0 | 0 | 0 | 0 | 0 | 0
F3_Industrial_Paper and Printing_Existing_Space Heating_Natural Gas_Thermostat - Programmable_A_Achievable Technical Potential | F3 | Industrial | Paper and Printing | Existing | Space Heating | Natural Gas | Thermostat - Programmable | A | Integrated Unit Winter Peak Savings (kW) | Achievable Technical Potential | 0 | 0 | 0 | 0 | 0 | 0 | 0 | 0 | 0 | 0 | 0 | 0 | 0 | 0 | 0 | 0 | 0 | 0 | 0 | 0 | 0 | 0 | 0 | 0 | 0 | 0 | 0 | 0 | 0 | 0 | 0
F4_Industrial_Paper and Printing_Existing_Space Heating_Natural Gas_Thermostat - Programmable_A_Achievable Technical Potential | F4 | Industrial | Paper and Printing | Existing | Space Heating | Natural Gas | Thermostat - Programmable | A | Incremental Energy Savings (MWh or mTherms) | Achievable Technical Potential | 0 | 0 | 0 | 0 | 0 | 0.015022 | 0.014771 | 0.014355 | 0.013955 | 0.013484 | 0.012766 | 0.012168 | 0.011582 | 0.010839 | 0.010399 | 0.0098452 | 0.0094754 | 0.0091 | 0.0087313 | 0.0085326 | 0.0083064 | 0.0081085 | 0.007943 | 0.0078128 | 0.0076954 | 0 | 0 | 0 | 0 | 0 | 0
F5_Industrial_Paper and Printing_Existing_Space Heating_Natural Gas_Thermostat - Programmable_A_Achievable Technical Potential | F5 | Industrial | Paper and Printing | Existing | Space Heating | Natural Gas | Thermostat - Programmable | A | Incremental Summer Peak Savings (MW) | Achievable Technical Potential | 0 | 0 | 0 | 0 | 0 | 0 | 0 | 0 | 0 | 0 | 0 | 0 | 0 | 0 | 0 | 0 | 0 | 0 | 0 | 0 | 0 | 0 | 0 | 0 | 0 | 0 | 0 | 0 | 0 | 0 | 0
F6_Industrial_Paper and Printing_Existing_Space Heating_Natural Gas_Thermostat - Programmable_A_Achievable Technical Potential | F6 | Industrial | Paper and Printing | Existing | Space Heating | Natural Gas | Thermostat - Programmable | A | Incremental Winter Peak Savings (MW) | Achievable Technical Potential | 0 | 0 | 0 | 0 | 0 | 0 | 0 | 0 | 0 | 0 | 0 | 0 | 0 | 0 | 0 | 0 | 0 | 0 | 0 | 0 | 0 | 0 | 0 | 0 | 0 | 0 | 0 | 0 | 0 | 0 | 0
F7_Industrial_Paper and Printing_Existing_Space Heating_Natural Gas_Thermostat - Programmable_A_Achievable Technical Potential | F7 | Industrial | Paper and Printing | Existing | Space Heating | Natural Gas | Thermostat - Programmable | A | Cumulative Energy Savings (MWh or mTherms) | Achievable Technical Potential | 0 | 0 | 0 | 0 | 0 | 0.015022 | 0.029551 | 0.043245 | 0.055972 | 0.067519 | 0.077515 | 0.086251 | 0.09385 | 0.10008 | 0.10606 | 0.11122 | 0.1165 | 0.12155 | 0.12641 | 0.13192 | 0.13726 | 0.14262 | 0.14816 | 0.15405 | 0.15991 | 0.15864 | 0.15754 | 0.15652 | 0 | 0 | 0
F8_Industrial_Paper and Printing_Existing_Space Heating_Natural Gas_Thermostat - Programmable_A_Achievable Technical Potential | F8 | Industrial | Paper and Printing | Existing | Space Heating | Natural Gas | Thermostat - Programmable | A | Cumulative Summer Peak Savings (MW) | Achievable Technical Potential | 0 | 0 | 0 | 0 | 0 | 0 | 0 | 0 | 0 | 0 | 0 | 0 | 0 | 0 | 0 | 0 | 0 | 0 | 0 | 0 | 0 | 0 | 0 | 0 | 0 | 0 | 0 | 0 | 0 | 0 | 0
F9_Industrial_Paper and Printing_Existing_Space Heating_Natural Gas_Thermostat - Programmable_A_Achievable Technical Potential | F9 | Industrial | Paper and Printing | Existing | Space Heating | Natural Gas | Thermostat - Programmable | A | Cumulative Winter Peak Savings (MW) | Achievable Technical Potential | 0 | 0 | 0 | 0 | 0 | 0 | 0 | 0 | 0 | 0 | 0 | 0 | 0 | 0 | 0 | 0 | 0 | 0 | 0 | 0 | 0 | 0 | 0 | 0 | 0 | 0 | 0 | 0 | 0 | 0 | 0
F10_Industrial_Paper and Printing_Existing_Space Heating_Natural Gas_Thermostat - Programmable_A_Achievable Technical Potential | F10 | Industrial | Paper and Printing | Existing | Space Heating | Natural Gas | Thermostat - Programmable | A | Purchases (Incremental) | Achievable Technical Potential | 0 | 0 | 0 | 0 | 0 | 2303.6802 | 2302.4159 | 2288.8377 | 2290.0751 | 2291.9687 | 2262.8631 | 2256.6794 | 2252.0974 | 2216.3349 | 2224.7969 | 2203.5806 | 2203.8666 | 2192.7744 | 2173.215 | 2175.7893 | 2166.7919 | 2158.3645 | 2150.5002 | 2143.1921 | 2136.4336 | 0 | 0 | 0 | 0 | 0 | 0
F11_Industrial_Paper and Printing_Existing_Space Heating_Natural Gas_Thermostat - Programmable_A_Achievable Technical Potential | F11 | Industrial | Paper and Printing | Existing | Space Heating | Natural Gas | Thermostat - Programmable | A | Purchases (Cumulative) | Achievable Technical Potential | 0 | 0 | 0 | 0 | 0 | 2303.6802 | 4606.0961 | 6894.9338 | 9185.0089 | 11476.9776 | 13739.8407 | 15996.5202 | 18248.6176 | 20464.9525 | 22689.7494 | 24893.33 | 27097.1965 | 29289.9709 | 31463.1859 | 33638.9752 | 35805.7671 | 37964.1316 | 40114.6317 | 42257.8238 | 44394.2574 | 44394.2574 | 44394.2574 | 44394.2574 | 44394.2574 | 44394.2574 | 44394.2574
F1_Industrial_Paper and Printing_Existing_Space Heating_Natural Gas_ENERGY STAR Connected Thermostat_A_Achievable Technical Potential | F1 | Industrial | Paper and Printing | Existing | Space Heating | Natural Gas | ENERGY STAR Connected Thermostat | A | Integrated Unit Energy Savings (kWh or therms) | Achievable Technical Potential | 0 | 0 | 0 | 0 | 0 | 0.015346 | 0.015094 | 0.014752 | 0.014329 | 0.01383 | 0.013259 | 0.012668 | 0.01208 | 0.011483 | 0.010973 | 0.010485 | 0.010087 | 0.0097338 | 0.0094206 | 0.0091929 | 0.0089837 | 0.0088014 | 0.0086507 | 0.0085356 | 0.0084315 | 0.0083644 | 0.0083064 | 0.0082525 | 0 | 0 | 0
F2_Industrial_Paper and Printing_Existing_Space Heating_Natural Gas_ENERGY STAR Connected Thermostat_A_Achievable Technical Potential | F2 | Industrial | Paper and Printing | Existing | Space Heating | Natural Gas | ENERGY STAR Connected Thermostat | A | Integrated Unit Summer Peak Savings (kW) | Achievable Technical Potential | 0 | 0 | 0 | 0 | 0 | 0 | 0 | 0 | 0 | 0 | 0 | 0 | 0 | 0 | 0 | 0 | 0 | 0 | 0 | 0 | 0 | 0 | 0 | 0 | 0 | 0 | 0 | 0 | 0 | 0 | 0
F3_Industrial_Paper and Printing_Existing_Space Heating_Natural Gas_ENERGY STAR Connected Thermostat_A_Achievable Technical Potential | F3 | Industrial | Paper and Printing | Existing | Space Heating | Natural Gas | ENERGY STAR Connected Thermostat | A | Integrated Unit Winter Peak Savings (kW) | Achievable Technical Potential | 0 | 0 | 0 | 0 | 0 | 0 | 0 | 0 | 0 | 0 | 0 | 0 | 0 | 0 | 0 | 0 | 0 | 0 | 0 | 0 | 0 | 0 | 0 | 0 | 0 | 0 | 0 | 0 | 0 | 0 | 0
F4_Industrial_Paper and Printing_Existing_Space Heating_Natural Gas_ENERGY STAR Connected Thermostat_A_Achievable Technical Potential | F4 | Industrial | Paper and Printing | Existing | Space Heating | Natural Gas | ENERGY STAR Connected Thermostat | A | Incremental Energy Savings (MWh or mTherms) | Achievable Technical Potential | 0 | 0 | 0 | 0 | 0 | 0.035352 | 0.034753 | 0.033766 | 0.032816 | 0.031698 | 0.030003 | 0.028588 | 0.027205 | 0.025451 | 0.024412 | 0.023105 | 0.022231 | 0.021344 | 0.020473 | 0.020002 | 0.019466 | 0.018997 | 0.018603 | 0.018293 | 0.018013 | 0 | 0 | 0 | 0 | 0 | 0
F5_Industrial_Paper and Printing_Existing_Space Heating_Natural Gas_ENERGY STAR Connected Thermostat_A_Achievable Technical Potential | F5 | Industrial | Paper and Printing | Existing | Space Heating | Natural Gas | ENERGY STAR Connected Thermostat | A | Incremental Summer Peak Savings (MW) | Achievable Technical Potential | 0 | 0 | 0 | 0 | 0 | 0 | 0 | 0 | 0 | 0 | 0 | 0 | 0 | 0 | 0 | 0 | 0 | 0 | 0 | 0 | 0 | 0 | 0 | 0 | 0 | 0 | 0 | 0 | 0 | 0 | 0
F6_Industrial_Paper and Printing_Existing_Space Heating_Natural Gas_ENERGY STAR Connected Thermostat_A_Achievable Technical Potential | F6 | Industrial | Paper and Printing | Existing | Space Heating | Natural Gas | ENERGY STAR Connected Thermostat | A | Incremental Winter Peak Savings (MW) | Achievable Technical Potential | 0 | 0 | 0 | 0 | 0 | 0 | 0 | 0 | 0 | 0 | 0 | 0 | 0 | 0 | 0 | 0 | 0 | 0 | 0 | 0 | 0 | 0 | 0 | 0 | 0 | 0 | 0 | 0 | 0 | 0 | 0
F7_Industrial_Paper and Printing_Existing_Space Heating_Natural Gas_ENERGY STAR Connected Thermostat_A_Achievable Technical Potential | F7 | Industrial | Paper and Printing | Existing | Space Heating | Natural Gas | ENERGY STAR Connected Thermostat | A | Cumulative Energy Savings (MWh or mTherms) | Achievable Technical Potential | 0 | 0 | 0 | 0 | 0 | 0.035352 | 0.069525 | 0.10172 | 0.13162 | 0.15873 | 0.18217 | 0.20265 | 0.22044 | 0.235 | 0.24897 | 0.26101 | 0.27334 | 0.2851 | 0.2964 | 0.30924 | 0.32167 | 0.33414 | 0.34702 | 0.36069 | 0.37431 | 0.37133 | 0.36875 | 0.36636 | 0 | 0 | 0
F8_Industrial_Paper and Printing_Existing_Space Heating_Natural Gas_ENERGY STAR Connected Thermostat_A_Achievable Technical Potential | F8 | Industrial | Paper and Printing | Existing | Space Heating | Natural Gas | ENERGY STAR Connected Thermostat | A | Cumulative Summer Peak Savings (MW) | Achievable Technical Potential | 0 | 0 | 0 | 0 | 0 | 0 | 0 | 0 | 0 | 0 | 0 | 0 | 0 | 0 | 0 | 0 | 0 | 0 | 0 | 0 | 0 | 0 | 0 | 0 | 0 | 0 | 0 | 0 | 0 | 0 | 0
F9_Industrial_Paper and Printing_Existing_Space Heating_Natural Gas_ENERGY STAR Connected Thermostat_A_Achievable Technical Potential | F9 | Industrial | Paper and Printing | Existing | Space Heating | Natural Gas | ENERGY STAR Connected Thermostat | A | Cumulative Winter Peak Savings (MW) | Achievable Technical Potential | 0 | 0 | 0 | 0 | 0 | 0 | 0 | 0 | 0 | 0 | 0 | 0 | 0 | 0 | 0 | 0 | 0 | 0 | 0 | 0 | 0 | 0 | 0 | 0 | 0 | 0 | 0 | 0 | 0 | 0 | 0
F10_Industrial_Paper and Printing_Existing_Space Heating_Natural Gas_ENERGY STAR Connected Thermostat_A_Achievable Technical Potential | F10 | Industrial | Paper and Printing | Existing | Space Heating | Natural Gas | ENERGY STAR Connected Thermostat | A | Purchases (Incremental) | Achievable Technical Potential | 0 | 0 | 0 | 0 | 0 | 2303.6802 | 2302.4159 | 2288.8377 | 2290.0751 | 2291.9687 | 2262.8631 | 2256.6794 | 2252.0974 | 2216.3349 | 2224.7969 | 2203.5806 | 2203.8666 | 2192.7744 | 2173.215 | 2175.7893 | 2166.7919 | 2158.3645 | 2150.5002 | 2143.1921 | 2136.4336 | 0 | 0 | 0 | 0 | 0 | 0
F11_Industrial_Paper and Printing_Existing_Space Heating_Natural Gas_ENERGY STAR Connected Thermostat_A_Achievable Technical Potential | F11 | Industrial | Paper and Printing | Existing | Space Heating | Natural Gas | ENERGY STAR Connected Thermostat | A | Purchases (Cumulative) | Achievable Technical Potential | 0 | 0 | 0 | 0 | 0 | 2303.6802 | 4606.0961 | 6894.9338 | 9185.0089 | 11476.9776 | 13739.8407 | 15996.5202 | 18248.6176 | 20464.9525 | 22689.7494 | 24893.33 | 27097.1965 | 29289.9709 | 31463.1859 | 33638.9752 | 35805.7671 | 37964.1316 | 40114.6317 | 42257.8238 | 44394.2574 | 44394.2574 | 44394.2574 | 44394.2574 | 44394.2574 | 44394.2574 | 44394.2574
F1_Industrial_Paper and Printing_Existing_Space Heating_Natural Gas_Destratification Fans (HVLS)_A_Achievable Technical Potential | F1 | Industrial | Paper and Printing | Existing | Space Heating | Natural Gas | Destratification Fans (HVLS) | A | Integrated Unit Energy Savings (kWh or therms) | Achievable Technical Potential | 0 | 0 | 0 | 0 | 0 | 0.01536 | 0.015122 | 0.014794 | 0.014383 | 0.013895 | 0.013336 | 0.012756 | 0.012177 | 0.01159 | 0.011087 | 0.010609 | 0.010219 | 0.0098734 | 0.0095686 | 0.0093482 | 0.0091465 | 0.0089712 | 0.0088273 | 0.008719 | 0.0086216 | 0.0085535 | 0.0084947 | 0.00844 | 0 | 0 | 0
F2_Industrial_Paper and Printing_Existing_Space Heating_Natural Gas_Destratification Fans (HVLS)_A_Achievable Technical Potential | F2 | Industrial | Paper and Printing | Existing | Space Heating | Natural Gas | Destratification Fans (HVLS) | A | Integrated Unit Summer Peak Savings (kW) | Achievable Technical Potential | 0 | 0 | 0 | 0 | 0 | 0 | 0 | 0 | 0 | 0 | 0 | 0 | 0 | 0 | 0 | 0 | 0 | 0 | 0 | 0 | 0 | 0 | 0 | 0 | 0 | 0 | 0 | 0 | 0 | 0 | 0
F3_Industrial_Paper and Printing_Existing_Space Heating_Natural Gas_Destratification Fans (HVLS)_A_Achievable Technical Potential | F3 | Industrial | Paper and Printing | Existing | Space Heating | Natural Gas | Destratification Fans (HVLS) | A | Integrated Unit Winter Peak Savings (kW) | Achievable Technical Potential | 0 | 0 | 0 | 0 | 0 | 0 | 0 | 0 | 0 | 0 | 0 | 0 | 0 | 0 | 0 | 0 | 0 | 0 | 0 | 0 | 0 | 0 | 0 | 0 | 0 | 0 | 0 | 0 | 0 | 0 | 0
F4_Industrial_Paper and Printing_Existing_Space Heating_Natural Gas_Destratification Fans (HVLS)_A_Achievable Technical Potential | F4 | Industrial | Paper and Printing | Existing | Space Heating | Natural Gas | Destratification Fans (HVLS) | A | Incremental Energy Savings (MWh or mTherms) | Achievable Technical Potential | 0 | 0 | 0 | 0 | 0 | 0.035384 | 0.034817 | 0.03386 | 0.032939 | 0.031848 | 0.030177 | 0.028785 | 0.027423 | 0.025687 | 0.024667 | 0.023377 | 0.022521 | 0.02165 | 0.020795 | 0.02034 | 0.019818 | 0.019363 | 0.018983 | 0.018687 | 0.018419 | 0 | 0 | 0 | 0 | 0 | 0
F5_Industrial_Paper and Printing_Existing_Space Heating_Natural Gas_Destratification Fans (HVLS)_A_Achievable Technical Potential | F5 | Industrial | Paper and Printing | Existing | Space Heating | Natural Gas | Destratification Fans (HVLS) | A | Incremental Summer Peak Savings (MW) | Achievable Technical Potential | 0 | 0 | 0 | 0 | 0 | 0 | 0 | 0 | 0 | 0 | 0 | 0 | 0 | 0 | 0 | 0 | 0 | 0 | 0 | 0 | 0 | 0 | 0 | 0 | 0 | 0 | 0 | 0 | 0 | 0 | 0
F6_Industrial_Paper and Printing_Existing_Space Heating_Natural Gas_Destratification Fans (HVLS)_A_Achievable Technical Potential | F6 | Industrial | Paper and Printing | Existing | Space Heating | Natural Gas | Destratification Fans (HVLS) | A | Incremental Winter Peak Savings (MW) | Achievable Technical Potential | 0 | 0 | 0 | 0 | 0 | 0 | 0 | 0 | 0 | 0 | 0 | 0 | 0 | 0 | 0 | 0 | 0 | 0 | 0 | 0 | 0 | 0 | 0 | 0 | 0 | 0 | 0 | 0 | 0 | 0 | 0
F7_Industrial_Paper and Printing_Existing_Space Heating_Natural Gas_Destratification Fans (HVLS)_A_Achievable Technical Potential | F7 | Industrial | Paper and Printing | Existing | Space Heating | Natural Gas | Destratification Fans (HVLS) | A | Cumulative Energy Savings (MWh or mTherms) | Achievable Technical Potential | 0 | 0 | 0 | 0 | 0 | 0.035384 | 0.069653 | 0.102 | 0.13211 | 0.15948 | 0.18323 | 0.20404 | 0.22221 | 0.23719 | 0.25157 | 0.26408 | 0.2769 | 0.28919 | 0.30106 | 0.31446 | 0.3275 | 0.34058 | 0.35411 | 0.36845 | 0.38275 | 0.37973 | 0.37711 | 0.37469 | 0 | 0 | 0
F8_Industrial_Paper and Printing_Existing_Space Heating_Natural Gas_Destratification Fans (HVLS)_A_Achievable Technical Potential | F8 | Industrial | Paper and Printing | Existing | Space Heating | Natural Gas | Destratification Fans (HVLS) | A | Cumulative Summer Peak Savings (MW) | Achievable Technical Potential | 0 | 0 | 0 | 0 | 0 | 0 | 0 | 0 | 0 | 0 | 0 | 0 | 0 | 0 | 0 | 0 | 0 | 0 | 0 | 0 | 0 | 0 | 0 | 0 | 0 | 0 | 0 | 0 | 0 | 0 | 0
F9_Industrial_Paper and Printing_Existing_Space Heating_Natural Gas_Destratification Fans (HVLS)_A_Achievable Technical Potential | F9 | Industrial | Paper and Printing | Existing | Space Heating | Natural Gas | Destratification Fans (HVLS) | A | Cumulative Winter Peak Savings (MW) | Achievable Technical Potential | 0 | 0 | 0 | 0 | 0 | 0 | 0 | 0 | 0 | 0 | 0 | 0 | 0 | 0 | 0 | 0 | 0 | 0 | 0 | 0 | 0 | 0 | 0 | 0 | 0 | 0 | 0 | 0 | 0 | 0 | 0
F10_Industrial_Paper and Printing_Existing_Space Heating_Natural Gas_Destratification Fans (HVLS)_A_Achievable Technical Potential | F10 | Industrial | Paper and Printing | Existing | Space Heating | Natural Gas | Destratification Fans (HVLS) | A | Purchases (Incremental) | Achievable Technical Potential | 0 | 0 | 0 | 0 | 0 | 2303.6802 | 2302.4159 | 2288.8377 | 2290.0751 | 2291.9687 | 2262.8631 | 2256.6794 | 2252.0974 | 2216.3349 | 2224.7969 | 2203.5806 | 2203.8666 | 2192.7744 | 2173.215 | 2175.7893 | 2166.7919 | 2158.3645 | 2150.5002 | 2143.1921 | 2136.4336 | 0 | 0 | 0 | 0 | 0 | 0
F11_Industrial_Paper and Printing_Existing_Space Heating_Natural Gas_Destratification Fans (HVLS)_A_Achievable Technical Potential | F11 | Industrial | Paper and Printing | Existing | Space Heating | Natural Gas | Destratification Fans (HVLS) | A | Purchases (Cumulative) | Achievable Technical Potential | 0 | 0 | 0 | 0 | 0 | 2303.6802 | 4606.0961 | 6894.9338 | 9185.0089 | 11476.9776 | 13739.8407 | 15996.5202 | 18248.6176 | 20464.9525 | 22689.7494 | 24893.33 | 27097.1965 | 29289.9709 | 31463.1859 | 33638.9752 | 35805.7671 | 37964.1316 | 40114.6317 | 42257.8238 | 44394.2574 | 44394.2574 | 44394.2574 | 44394.2574 | 44394.2574 | 44394.2574 | 44394.2574
F1_Industrial_Paper and Printing_Existing_Space Heating_Natural Gas_Gas Boiler - Insulate Steam Lines/Condensate Tank_A_Achievable Technical Potential | F1 | Industrial | Paper and Printing | Existing | Space Heating | Natural Gas | Gas Boiler - Insulate Steam Lines/Condensate Tank | A | Integrated Unit Energy Savings (kWh or therms) | Achievable Technical Potential | 0 | 0 | 0 | 0 | 0 | 1079.4619 | 1069.5925 | 1059.2768 | 1048.3406 | 1036.6715 | 1024.2002 | 1011.0521 | 997.0671 | 981.7849 | 965.6324 | 949.0622 | 932.6496 | 916.3407 | 900.4043 | 886.057 | 872.5467 | 859.6495 | 848.3806 | 838.7543 | 829.7078 | 823.1139 | 817.4552 | 812.2439 | 934.2822 | 930.4445 | 926.9418
F2_Industrial_Paper and Printing_Existing_Space Heating_Natural Gas_Gas Boiler - Insulate Steam Lines/Condensate Tank_A_Achievable Technical Potential | F2 | Industrial | Paper and Printing | Existing | Space Heating | Natural Gas | Gas Boiler - Insulate Steam Lines/Condensate Tank | A | Integrated Unit Summer Peak Savings (kW) | Achievable Technical Potential | 0 | 0 | 0 | 0 | 0 | 0 | 0 | 0 | 0 | 0 | 0 | 0 | 0 | 0 | 0 | 0 | 0 | 0 | 0 | 0 | 0 | 0 | 0 | 0 | 0 | 0 | 0 | 0 | 0 | 0 | 0
F3_Industrial_Paper and Printing_Existing_Space Heating_Natural Gas_Gas Boiler - Insulate Steam Lines/Condensate Tank_A_Achievable Technical Potential | F3 | Industrial | Paper and Printing | Existing | Space Heating | Natural Gas | Gas Boiler - Insulate Steam Lines/Condensate Tank | A | Integrated Unit Winter Peak Savings (kW) | Achievable Technical Potential | 0 | 0 | 0 | 0 | 0 | 0 | 0 | 0 | 0 | 0 | 0 | 0 | 0 | 0 | 0 | 0 | 0 | 0 | 0 | 0 | 0 | 0 | 0 | 0 | 0 | 0 | 0 | 0 | 0 | 0 | 0
F4_Industrial_Paper and Printing_Existing_Space Heating_Natural Gas_Gas Boiler - Insulate Steam Lines/Condensate Tank_A_Achievable Technical Potential | F4 | Industrial | Paper and Printing | Existing | Space Heating | Natural Gas | Gas Boiler - Insulate Steam Lines/Condensate Tank | A | Incremental Energy Savings (MWh or mTherms) | Achievable Technical Potential | 0 | 0 | 0 | 0 | 0 | 0.002853 | 0.0028254 | 0.0027816 | 0.0027544 | 0.002726 | 0.002659 | 0.0026177 | 0.0025762 | 0.0024964 | 0.0024647 | 0.0023994 | 0.0023582 | 0.0023053 | 0.002245 | 0.0022118 | 0.0021691 | 0.0021287 | 0.0020932 | 0.0020624 | 0.0020337 | 0 | 0 | 0 | 0 | 0 | 0
F5_Industrial_Paper and Printing_Existing_Space Heating_Natural Gas_Gas Boiler - Insulate Steam Lines/Condensate Tank_A_Achievable Technical Potential | F5 | Industrial | Paper and Printing | Existing | Space Heating | Natural Gas | Gas Boiler - Insulate Steam Lines/Condensate Tank | A | Incremental Summer Peak Savings (MW) | Achievable Technical Potential | 0 | 0 | 0 | 0 | 0 | 0 | 0 | 0 | 0 | 0 | 0 | 0 | 0 | 0 | 0 | 0 | 0 | 0 | 0 | 0 | 0 | 0 | 0 | 0 | 0 | 0 | 0 | 0 | 0 | 0 | 0
F6_Industrial_Paper and Printing_Existing_Space Heating_Natural Gas_Gas Boiler - Insulate Steam Lines/Condensate Tank_A_Achievable Technical Potential | F6 | Industrial | Paper and Printing | Existing | Space Heating | Natural Gas | Gas Boiler - Insulate Steam Lines/Condensate Tank | A | Incremental Winter Peak Savings (MW) | Achievable Technical Potential | 0 | 0 | 0 | 0 | 0 | 0 | 0 | 0 | 0 | 0 | 0 | 0 | 0 | 0 | 0 | 0 | 0 | 0 | 0 | 0 | 0 | 0 | 0 | 0 | 0 | 0 | 0 | 0 | 0 | 0 | 0
F7_Industrial_Paper and Printing_Existing_Space Heating_Natural Gas_Gas Boiler - Insulate Steam Lines/Condensate Tank_A_Achievable Technical Potential | F7 | Industrial | Paper and Printing | Existing | Space Heating | Natural Gas | Gas Boiler - Insulate Steam Lines/Condensate Tank | A | Cumulative Energy Savings (MWh or mTherms) | Achievable Technical Potential | 0 | 0 | 0 | 0 | 0 | 0.002853 | 0.0056523 | 0.0083793 | 0.011047 | 0.01365 | 0.016145 | 0.018555 | 0.020875 | 0.023051 | 0.025137 | 0.027105 | 0.028994 | 0.030793 | 0.032502 | 0.034196 | 0.035844 | 0.037443 | 0.039045 | 0.040664 | 0.042259 | 0.041923 | 0.041635 | 0.04137 | 0 | 0 | 0
F8_Industrial_Paper and Printing_Existing_Space Heating_Natural Gas_Gas Boiler - Insulate Steam Lines/Condensate Tank_A_Achievable Technical Potential | F8 | Industrial | Paper and Printing | Existing | Space Heating | Natural Gas | Gas Boiler - Insulate Steam Lines/Condensate Tank | A | Cumulative Summer Peak Savings (MW) | Achievable Technical Potential | 0 | 0 | 0 | 0 | 0 | 0 | 0 | 0 | 0 | 0 | 0 | 0 | 0 | 0 | 0 | 0 | 0 | 0 | 0 | 0 | 0 | 0 | 0 | 0 | 0 | 0 | 0 | 0 | 0 | 0 | 0
F9_Industrial_Paper and Printing_Existing_Space Heating_Natural Gas_Gas Boiler - Insulate Steam Lines/Condensate Tank_A_Achievable Technical Potential | F9 | Industrial | Paper and Printing | Existing | Space Heating | Natural Gas | Gas Boiler - Insulate Steam Lines/Condensate Tank | A | Cumulative Winter Peak Savings (MW) | Achievable Technical Potential | 0 | 0 | 0 | 0 | 0 | 0 | 0 | 0 | 0 | 0 | 0 | 0 | 0 | 0 | 0 | 0 | 0 | 0 | 0 | 0 | 0 | 0 | 0 | 0 | 0 | 0 | 0 | 0 | 0 | 0 | 0
F10_Industrial_Paper and Printing_Existing_Space Heating_Natural Gas_Gas Boiler - Insulate Steam Lines/Condensate Tank_A_Achievable Technical Potential | F10 | Industrial | Paper and Printing | Existing | Space Heating | Natural Gas | Gas Boiler - Insulate Steam Lines/Condensate Tank | A | Purchases (Incremental) | Achievable Technical Potential | 0 | 0 | 0 | 0 | 0 | 0.002643 | 0.0026415 | 0.0026259 | 0.0026274 | 0.0026295 | 0.0025961 | 0.002589 | 0.0025838 | 0.0025428 | 0.0025525 | 0.0025281 | 0.0025285 | 0.0025157 | 0.0024933 | 0.0024962 | 0.0024859 | 0.0024763 | 0.0024672 | 0.0024588 | 0.0024511 | 0 | 0 | 0 | 0 | 0 | 0
F11_Industrial_Paper and Printing_Existing_Space Heating_Natural Gas_Gas Boiler - Insulate Steam Lines/Condensate Tank_A_Achievable Technical Potential | F11 | Industrial | Paper and Printing | Existing | Space Heating | Natural Gas | Gas Boiler - Insulate Steam Lines/Condensate Tank | A | Purchases (Cumulative) | Achievable Technical Potential | 0 | 0 | 0 | 0 | 0 | 0.002643 | 0.0052845 | 0.0079104 | 0.010538 | 0.013167 | 0.015763 | 0.018353 | 0.020936 | 0.023479 | 0.026032 | 0.02856 | 0.031088 | 0.033604 | 0.036097 | 0.038593 | 0.041079 | 0.043556 | 0.046023 | 0.048482 | 0.050933 | 0.050933 | 0.050933 | 0.050933 | 0.050933 | 0.050933 | 0.050933
F1_Industrial_Paper and Printing_Existing_Process_Natural Gas_Gas Boiler - Insulate Steam Lines/Condensate Tank_A_Achievable Technical Potential | F1 | Industrial | Paper and Printing | Existing | Process | Natural Gas | Gas Boiler - Insulate Steam Lines/Condensate Tank | A | Integrated Unit Energy Savings (kWh or therms) | Achievable Technical Potential | 0 | 0 | 0 | 0 | 0 | 601.5182 | 598.7331 | 595.9223 | 593.1453 | 590.362 | 587.5402 | 585.1436 | 583.0011 | 580.7759 | 579.1752 | 577.4263 | 576.0793 | 574.7176 | 573.3344 | 572.319 | 571.1875 | 570.2231 | 569.2666 | 568.317 | 567.3744 | 567.2691 | 567.1724 | 567.0842 | 604.3224 | 604.3224 | 604.3224
F2_Industrial_Paper and Printing_Existing_Process_Natural Gas_Gas Boiler - Insulate Steam Lines/Condensate Tank_A_Achievable Technical Potential | F2 | Industrial | Paper and Printing | Existing | Process | Natural Gas | Gas Boiler - Insulate Steam Lines/Condensate Tank | A | Integrated Unit Summer Peak Savings (kW) | Achievable Technical Potential | 0 | 0 | 0 | 0 | 0 | 0 | 0 | 0 | 0 | 0 | 0 | 0 | 0 | 0 | 0 | 0 | 0 | 0 | 0 | 0 | 0 | 0 | 0 | 0 | 0 | 0 | 0 | 0 | 0 | 0 | 0
F3_Industrial_Paper and Printing_Existing_Process_Natural Gas_Gas Boiler - Insulate Steam Lines/Condensate Tank_A_Achievable Technical Potential | F3 | Industrial | Paper and Printing | Existing | Process | Natural Gas | Gas Boiler - Insulate Steam Lines/Condensate Tank | A | Integrated Unit Winter Peak Savings (kW) | Achievable Technical Potential | 0 | 0 | 0 | 0 | 0 | 0 | 0 | 0 | 0 | 0 | 0 | 0 | 0 | 0 | 0 | 0 | 0 | 0 | 0 | 0 | 0 | 0 | 0 | 0 | 0 | 0 | 0 | 0 | 0 | 0 | 0
F4_Industrial_Paper and Printing_Existing_Process_Natural Gas_Gas Boiler - Insulate Steam Lines/Condensate Tank_A_Achievable Technical Potential | F4 | Industrial | Paper and Printing | Existing | Process | Natural Gas | Gas Boiler - Insulate Steam Lines/Condensate Tank | A | Incremental Energy Savings (MWh or mTherms) | Achievable Technical Potential | 0 | 0 | 0 | 0 | 0 | 0.063437 | 0.063109 | 0.062442 | 0.062185 | 0.061944 | 0.060865 | 0.060452 | 0.060108 | 0.058928 | 0.05899 | 0.058251 | 0.058122 | 0.057693 | 0.057041 | 0.057007 | 0.056659 | 0.056344 | 0.056044 | 0.05576 | 0.055492 | 0 | 0 | 0 | 0 | 0 | 0
F5_Industrial_Paper and Printing_Existing_Process_Natural Gas_Gas Boiler - Insulate Steam Lines/Condensate Tank_A_Achievable Technical Potential | F5 | Industrial | Paper and Printing | Existing | Process | Natural Gas | Gas Boiler - Insulate Steam Lines/Condensate Tank | A | Incremental Summer Peak Savings (MW) | Achievable Technical Potential | 0 | 0 | 0 | 0 | 0 | 0 | 0 | 0 | 0 | 0 | 0 | 0 | 0 | 0 | 0 | 0 | 0 | 0 | 0 | 0 | 0 | 0 | 0 | 0 | 0 | 0 | 0 | 0 | 0 | 0 | 0
F6_Industrial_Paper and Printing_Existing_Process_Natural Gas_Gas Boiler - Insulate Steam Lines/Condensate Tank_A_Achievable Technical Potential | F6 | Industrial | Paper and Printing | Existing | Process | Natural Gas | Gas Boiler - Insulate Steam Lines/Condensate Tank | A | Incremental Winter Peak Savings (MW) | Achievable Technical Potential | 0 | 0 | 0 | 0 | 0 | 0 | 0 | 0 | 0 | 0 | 0 | 0 | 0 | 0 | 0 | 0 | 0 | 0 | 0 | 0 | 0 | 0 | 0 | 0 | 0 | 0 | 0 | 0 | 0 | 0 | 0
F7_Industrial_Paper and Printing_Existing_Process_Natural Gas_Gas Boiler - Insulate Steam Lines/Condensate Tank_A_Achievable Technical Potential | F7 | Industrial | Paper and Printing | Existing | Process | Natural Gas | Gas Boiler - Insulate Steam Lines/Condensate Tank | A | Cumulative Energy Savings (MWh or mTherms) | Achievable Technical Potential | 0 | 0 | 0 | 0 | 0 | 0.063437 | 0.12625 | 0.1881 | 0.24941 | 0.31019 | 0.36957 | 0.42851 | 0.48705 | 0.54412 | 0.60161 | 0.65804 | 0.71463 | 0.77063 | 0.82582 | 0.88137 | 0.93628 | 0.99104 | 1.0454 | 1.0994 | 1.1531 | 1.1529 | 1.1527 | 1.1525 | 0 | 0 | 0
F8_Industrial_Paper and Printing_Existing_Process_Natural Gas_Gas Boiler - Insulate Steam Lines/Condensate Tank_A_Achievable Technical Potential | F8 | Industrial | Paper and Printing | Existing | Process | Natural Gas | Gas Boiler - Insulate Steam Lines/Condensate Tank | A | Cumulative Summer Peak Savings (MW) | Achievable Technical Potential | 0 | 0 | 0 | 0 | 0 | 0 | 0 | 0 | 0 | 0 | 0 | 0 | 0 | 0 | 0 | 0 | 0 | 0 | 0 | 0 | 0 | 0 | 0 | 0 | 0 | 0 | 0 | 0 | 0 | 0 | 0
F9_Industrial_Paper and Printing_Existing_Process_Natural Gas_Gas Boiler - Insulate Steam Lines/Condensate Tank_A_Achievable Technical Potential | F9 | Industrial | Paper and Printing | Existing | Process | Natural Gas | Gas Boiler - Insulate Steam Lines/Condensate Tank | A | Cumulative Winter Peak Savings (MW) | Achievable Technical Potential | 0 | 0 | 0 | 0 | 0 | 0 | 0 | 0 | 0 | 0 | 0 | 0 | 0 | 0 | 0 | 0 | 0 | 0 | 0 | 0 | 0 | 0 | 0 | 0 | 0 | 0 | 0 | 0 | 0 | 0 | 0
F10_Industrial_Paper and Printing_Existing_Process_Natural Gas_Gas Boiler - Insulate Steam Lines/Condensate Tank_A_Achievable Technical Potential | F10 | Industrial | Paper and Printing | Existing | Process | Natural Gas | Gas Boiler - Insulate Steam Lines/Condensate Tank | A | Purchases (Incremental) | Achievable Technical Potential | 0 | 0 | 0 | 0 | 0 | 0.10546 | 0.1054 | 0.10478 | 0.10484 | 0.10493 | 0.10359 | 0.10331 | 0.1031 | 0.10146 | 0.10185 | 0.10088 | 0.10089 | 0.10039 | 0.09949 | 0.099607 | 0.099196 | 0.09881 | 0.09845 | 0.098115 | 0.097806 | 0 | 0 | 0 | 0 | 0 | 0
F11_Industrial_Paper and Printing_Existing_Process_Natural Gas_Gas Boiler - Insulate Steam Lines/Condensate Tank_A_Achievable Technical Potential | F11 | Industrial | Paper and Printing | Existing | Process | Natural Gas | Gas Boiler - Insulate Steam Lines/Condensate Tank | A | Purchases (Cumulative) | Achievable Technical Potential | 0 | 0 | 0 | 0 | 0 | 0.10546 | 0.21087 | 0.31565 | 0.42049 | 0.52541 | 0.62901 | 0.73232 | 0.83542 | 0.93688 | 1.0387 | 1.1396 | 1.2405 | 1.3409 | 1.4404 | 1.54 | 1.6392 | 1.738 | 1.8364 | 1.9346 | 2.0324 | 2.0324 | 2.0324 | 2.0324 | 2.0324 | 2.0324 | 2.0324
F1_Industrial_Paper and Printing_Existing_Space Heating_Natural Gas_Gas Boiler - Insulate Hot Water Lines_A_Achievable Technical Potential | F1 | Industrial | Paper and Printing | Existing | Space Heating | Natural Gas | Gas Boiler - Insulate Hot Water Lines | A | Integrated Unit Energy Savings (kWh or therms) | Achievable Technical Potential | 0 | 0 | 0 | 0 | 0 | 1221.7501 | 1212.343 | 1202.6594 | 1192.5569 | 1182.0338 | 1171.2586 | 1160.2322 | 1148.9229 | 1137.1182 | 1124.4425 | 1112.1403 | 1099.8695 | 1087.8142 | 1075.9491 | 1064.6278 | 1053.7214 | 1042.5457 | 1032.3542 | 1023.3683 | 1014.5895 | 1006.744 | 1000.0209 | 993.8245 | 1056.0327 | 1051.695 | 1047.7358
F2_Industrial_Paper and Printing_Existing_Space Heating_Natural Gas_Gas Boiler - Insulate Hot Water Lines_A_Achievable Technical Potential | F2 | Industrial | Paper and Printing | Existing | Space Heating | Natural Gas | Gas Boiler - Insulate Hot Water Lines | A | Integrated Unit Summer Peak Savings (kW) | Achievable Technical Potential | 0 | 0 | 0 | 0 | 0 | 0 | 0 | 0 | 0 | 0 | 0 | 0 | 0 | 0 | 0 | 0 | 0 | 0 | 0 | 0 | 0 | 0 | 0 | 0 | 0 | 0 | 0 | 0 | 0 | 0 | 0
F3_Industrial_Paper and Printing_Existing_Space Heating_Natural Gas_Gas Boiler - Insulate Hot Water Lines_A_Achievable Technical Potential | F3 | Industrial | Paper and Printing | Existing | Space Heating | Natural Gas | Gas Boiler - Insulate Hot Water Lines | A | Integrated Unit Winter Peak Savings (kW) | Achievable Technical Potential | 0 | 0 | 0 | 0 | 0 | 0 | 0 | 0 | 0 | 0 | 0 | 0 | 0 | 0 | 0 | 0 | 0 | 0 | 0 | 0 | 0 | 0 | 0 | 0 | 0 | 0 | 0 | 0 | 0 | 0 | 0
F4_Industrial_Paper and Printing_Existing_Space Heating_Natural Gas_Gas Boiler - Insulate Hot Water Lines_A_Achievable Technical Potential | F4 | Industrial | Paper and Printing | Existing | Space Heating | Natural Gas | Gas Boiler - Insulate Hot Water Lines | A | Incremental Energy Savings (MWh or mTherms) | Achievable Technical Potential | 0 | 0 | 0 | 0 | 0 | 0.0064581 | 0.0064049 | 0.0063162 | 0.0062666 | 0.0062164 | 0.0060815 | 0.0060078 | 0.0059372 | 0.0057828 | 0.0057402 | 0.0056233 | 0.0055619 | 0.0054733 | 0.0053653 | 0.0053151 | 0.0052389 | 0.0051632 | 0.0050941 | 0.0050326 | 0.0049737 | 0 | 0 | 0 | 0 | 0 | 0
F5_Industrial_Paper and Printing_Existing_Space Heating_Natural Gas_Gas Boiler - Insulate Hot Water Lines_A_Achievable Technical Potential | F5 | Industrial | Paper and Printing | Existing | Space Heating | Natural Gas | Gas Boiler - Insulate Hot Water Lines | A | Incremental Summer Peak Savings (MW) | Achievable Technical Potential | 0 | 0 | 0 | 0 | 0 | 0 | 0 | 0 | 0 | 0 | 0 | 0 | 0 | 0 | 0 | 0 | 0 | 0 | 0 | 0 | 0 | 0 | 0 | 0 | 0 | 0 | 0 | 0 | 0 | 0 | 0
F6_Industrial_Paper and Printing_Existing_Space Heating_Natural Gas_Gas Boiler - Insulate Hot Water Lines_A_Achievable Technical Potential | F6 | Industrial | Paper and Printing | Existing | Space Heating | Natural Gas | Gas Boiler - Insulate Hot Water Lines | A | Incremental Winter Peak Savings (MW) | Achievable Technical Potential | 0 | 0 | 0 | 0 | 0 | 0 | 0 | 0 | 0 | 0 | 0 | 0 | 0 | 0 | 0 | 0 | 0 | 0 | 0 | 0 | 0 | 0 | 0 | 0 | 0 | 0 | 0 | 0 | 0 | 0 | 0
F7_Industrial_Paper and Printing_Existing_Space Heating_Natural Gas_Gas Boiler - Insulate Hot Water Lines_A_Achievable Technical Potential | F7 | Industrial | Paper and Printing | Existing | Space Heating | Natural Gas | Gas Boiler - Insulate Hot Water Lines | A | Cumulative Energy Savings (MWh or mTherms) | Achievable Technical Potential | 0 | 0 | 0 | 0 | 0 | 0.0064581 | 0.012813 | 0.019027 | 0.025134 | 0.031128 | 0.036926 | 0.042586 | 0.048108 | 0.053397 | 0.058542 | 0.063525 | 0.068386 | 0.07311 | 0.077677 | 0.082175 | 0.086572 | 0.090817 | 0.095024 | 0.099229 | 0.10335 | 0.10255 | 0.10187 | 0.10124 | 0 | 0 | 0
F8_Industrial_Paper and Printing_Existing_Space Heating_Natural Gas_Gas Boiler - Insulate Hot Water Lines_A_Achievable Technical Potential | F8 | Industrial | Paper and Printing | Existing | Space Heating | Natural Gas | Gas Boiler - Insulate Hot Water Lines | A | Cumulative Summer Peak Savings (MW) | Achievable Technical Potential | 0 | 0 | 0 | 0 | 0 | 0 | 0 | 0 | 0 | 0 | 0 | 0 | 0 | 0 | 0 | 0 | 0 | 0 | 0 | 0 | 0 | 0 | 0 | 0 | 0 | 0 | 0 | 0 | 0 | 0 | 0
F9_Industrial_Paper and Printing_Existing_Space Heating_Natural Gas_Gas Boiler - Insulate Hot Water Lines_A_Achievable Technical Potential | F9 | Industrial | Paper and Printing | Existing | Space Heating | Natural Gas | Gas Boiler - Insulate Hot Water Lines | A | Cumulative Winter Peak Savings (MW) | Achievable Technical Potential | 0 | 0 | 0 | 0 | 0 | 0 | 0 | 0 | 0 | 0 | 0 | 0 | 0 | 0 | 0 | 0 | 0 | 0 | 0 | 0 | 0 | 0 | 0 | 0 | 0 | 0 | 0 | 0 | 0 | 0 | 0
F10_Industrial_Paper and Printing_Existing_Space Heating_Natural Gas_Gas Boiler - Insulate Hot Water Lines_A_Achievable Technical Potential | F10 | Industrial | Paper and Printing | Existing | Space Heating | Natural Gas | Gas Boiler - Insulate Hot Water Lines | A | Purchases (Incremental) | Achievable Technical Potential | 0 | 0 | 0 | 0 | 0 | 0.0052859 | 0.005283 | 0.0052519 | 0.0052547 | 0.0052591 | 0.0051923 | 0.0051781 | 0.0051676 | 0.0050855 | 0.0051049 | 0.0050563 | 0.0050569 | 0.0050315 | 0.0049866 | 0.0049925 | 0.0049718 | 0.0049525 | 0.0049345 | 0.0049177 | 0.0049022 | 0 | 0 | 0 | 0 | 0 | 0
F11_Industrial_Paper and Printing_Existing_Space Heating_Natural Gas_Gas Boiler - Insulate Hot Water Lines_A_Achievable Technical Potential | F11 | Industrial | Paper and Printing | Existing | Space Heating | Natural Gas | Gas Boiler - Insulate Hot Water Lines | A | Purchases (Cumulative) | Achievable Technical Potential | 0 | 0 | 0 | 0 | 0 | 0.0052859 | 0.010569 | 0.015821 | 0.021076 | 0.026335 | 0.031527 | 0.036705 | 0.041873 | 0.046958 | 0.052063 | 0.057119 | 0.062176 | 0.067208 | 0.072194 | 0.077187 | 0.082159 | 0.087111 | 0.092046 | 0.096963 | 0.10187 | 0.10187 | 0.10187 | 0.10187 | 0.10187 | 0.10187 | 0.10187
F1_Industrial_Paper and Printing_Existing_Process_Natural Gas_Gas Boiler - Insulate Hot Water Lines_A_Achievable Technical Potential | F1 | Industrial | Paper and Printing | Existing | Process | Natural Gas | Gas Boiler - Insulate Hot Water Lines | A | Integrated Unit Energy Savings (kWh or therms) | Achievable Technical Potential | 0 | 0 | 0 | 0 | 0 | 682.4216 | 681.7821 | 681.1321 | 680.4767 | 679.8 | 679.0803 | 678.4337 | 677.8377 | 677.2296 | 676.8053 | 676.3845 | 676.1149 | 675.8826 | 675.675 | 675.5736 | 675.4511 | 675.3684 | 675.2894 | 675.213 | 675.1389 | 675.1159 | 675.0947 | 675.0754 | 683.0744 | 683.0744 | 683.0744
F2_Industrial_Paper and Printing_Existing_Process_Natural Gas_Gas Boiler - Insulate Hot Water Lines_A_Achievable Technical Potential | F2 | Industrial | Paper and Printing | Existing | Process | Natural Gas | Gas Boiler - Insulate Hot Water Lines | A | Integrated Unit Summer Peak Savings (kW) | Achievable Technical Potential | 0 | 0 | 0 | 0 | 0 | 0 | 0 | 0 | 0 | 0 | 0 | 0 | 0 | 0 | 0 | 0 | 0 | 0 | 0 | 0 | 0 | 0 | 0 | 0 | 0 | 0 | 0 | 0 | 0 | 0 | 0
F3_Industrial_Paper and Printing_Existing_Process_Natural Gas_Gas Boiler - Insulate Hot Water Lines_A_Achievable Technical Potential | F3 | Industrial | Paper and Printing | Existing | Process | Natural Gas | Gas Boiler - Insulate Hot Water Lines | A | Integrated Unit Winter Peak Savings (kW) | Achievable Technical Potential | 0 | 0 | 0 | 0 | 0 | 0 | 0 | 0 | 0 | 0 | 0 | 0 | 0 | 0 | 0 | 0 | 0 | 0 | 0 | 0 | 0 | 0 | 0 | 0 | 0 | 0 | 0 | 0 | 0 | 0 | 0
F4_Industrial_Paper and Printing_Existing_Process_Natural Gas_Gas Boiler - Insulate Hot Water Lines_A_Achievable Technical Potential | F4 | Industrial | Paper and Printing | Existing | Process | Natural Gas | Gas Boiler - Insulate Hot Water Lines | A | Incremental Energy Savings (MWh or mTherms) | Achievable Technical Potential | 0 | 0 | 0 | 0 | 0 | 0.14394 | 0.14373 | 0.14274 | 0.14268 | 0.14266 | 0.1407 | 0.14018 | 0.13977 | 0.13743 | 0.13787 | 0.13647 | 0.13643 | 0.1357 | 0.13445 | 0.13458 | 0.134 | 0.13347 | 0.13296 | 0.1325 | 0.13206 | 0 | 0 | 0 | 0 | 0 | 0
F5_Industrial_Paper and Printing_Existing_Process_Natural Gas_Gas Boiler - Insulate Hot Water Lines_A_Achievable Technical Potential | F5 | Industrial | Paper and Printing | Existing | Process | Natural Gas | Gas Boiler - Insulate Hot Water Lines | A | Incremental Summer Peak Savings (MW) | Achievable Technical Potential | 0 | 0 | 0 | 0 | 0 | 0 | 0 | 0 | 0 | 0 | 0 | 0 | 0 | 0 | 0 | 0 | 0 | 0 | 0 | 0 | 0 | 0 | 0 | 0 | 0 | 0 | 0 | 0 | 0 | 0 | 0
F6_Industrial_Paper and Printing_Existing_Process_Natural Gas_Gas Boiler - Insulate Hot Water Lines_A_Achievable Technical Potential | F6 | Industrial | Paper and Printing | Existing | Process | Natural Gas | Gas Boiler - Insulate Hot Water Lines | A | Incremental Winter Peak Savings (MW) | Achievable Technical Potential | 0 | 0 | 0 | 0 | 0 | 0 | 0 | 0 | 0 | 0 | 0 | 0 | 0 | 0 | 0 | 0 | 0 | 0 | 0 | 0 | 0 | 0 | 0 | 0 | 0 | 0 | 0 | 0 | 0 | 0 | 0
F7_Industrial_Paper and Printing_Existing_Process_Natural Gas_Gas Boiler - Insulate Hot Water Lines_A_Achievable Technical Potential | F7 | Industrial | Paper and Printing | Existing | Process | Natural Gas | Gas Boiler - Insulate Hot Water Lines | A | Cumulative Energy Savings (MWh or mTherms) | Achievable Technical Potential | 0 | 0 | 0 | 0 | 0 | 0.14394 | 0.28753 | 0.43 | 0.57227 | 0.71435 | 0.85429 | 0.99366 | 1.1326 | 1.269 | 1.406 | 1.5416 | 1.6775 | 1.8126 | 1.9465 | 2.0808 | 2.2144 | 2.3476 | 2.4803 | 2.6125 | 2.7443 | 2.7442 | 2.7441 | 2.744 | 0 | 0 | 0
F8_Industrial_Paper and Printing_Existing_Process_Natural Gas_Gas Boiler - Insulate Hot Water Lines_A_Achievable Technical Potential | F8 | Industrial | Paper and Printing | Existing | Process | Natural Gas | Gas Boiler - Insulate Hot Water Lines | A | Cumulative Summer Peak Savings (MW) | Achievable Technical Potential | 0 | 0 | 0 | 0 | 0 | 0 | 0 | 0 | 0 | 0 | 0 | 0 | 0 | 0 | 0 | 0 | 0 | 0 | 0 | 0 | 0 | 0 | 0 | 0 | 0 | 0 | 0 | 0 | 0 | 0 | 0
F9_Industrial_Paper and Printing_Existing_Process_Natural Gas_Gas Boiler - Insulate Hot Water Lines_A_Achievable Technical Potential | F9 | Industrial | Paper and Printing | Existing | Process | Natural Gas | Gas Boiler - Insulate Hot Water Lines | A | Cumulative Winter Peak Savings (MW) | Achievable Technical Potential | 0 | 0 | 0 | 0 | 0 | 0 | 0 | 0 | 0 | 0 | 0 | 0 | 0 | 0 | 0 | 0 | 0 | 0 | 0 | 0 | 0 | 0 | 0 | 0 | 0 | 0 | 0 | 0 | 0 | 0 | 0
F10_Industrial_Paper and Printing_Existing_Process_Natural Gas_Gas Boiler - Insulate Hot Water Lines_A_Achievable Technical Potential | F10 | Industrial | Paper and Printing | Existing | Process | Natural Gas | Gas Boiler - Insulate Hot Water Lines | A | Purchases (Incremental) | Achievable Technical Potential | 0 | 0 | 0 | 0 | 0 | 0.21092 | 0.21081 | 0.20957 | 0.20968 | 0.20985 | 0.20719 | 0.20662 | 0.2062 | 0.20293 | 0.2037 | 0.20176 | 0.20179 | 0.20077 | 0.19898 | 0.19921 | 0.19839 | 0.19762 | 0.1969 | 0.19623 | 0.19561 | 0 | 0 | 0 | 0 | 0 | 0
F11_Industrial_Paper and Printing_Existing_Process_Natural Gas_Gas Boiler - Insulate Hot Water Lines_A_Achievable Technical Potential | F11 | Industrial | Paper and Printing | Existing | Process | Natural Gas | Gas Boiler - Insulate Hot Water Lines | A | Purchases (Cumulative) | Achievable Technical Potential | 0 | 0 | 0 | 0 | 0 | 0.21092 | 0.42173 | 0.6313 | 0.84098 | 1.0508 | 1.258 | 1.4646 | 1.6708 | 1.8738 | 2.0775 | 2.2792 | 2.481 | 2.6818 | 2.8808 | 3.08 | 3.2784 | 3.476 | 3.6729 | 3.8691 | 4.0647 | 4.0647 | 4.0647 | 4.0647 | 4.0647 | 4.0647 | 4.0647
F1_Industrial_Paper and Printing_Existing_Process_Natural Gas_Process - Insulate Heated Process Fluids_A_Achievable Technical Potential | F1 | Industrial | Paper and Printing | Existing | Process | Natural Gas | Process - Insulate Heated Process Fluids | A | Integrated Unit Energy Savings (kWh or therms) | Achievable Technical Potential | 0 | 0 | 0 | 0 | 0 | 556.5147 | 553.8034 | 551.0681 | 548.3672 | 545.6619 | 542.9132 | 540.5651 | 538.453 | 536.2503 | 534.6469 | 532.89 | 531.5177 | 530.1243 | 528.7042 | 527.6415 | 526.4618 | 525.4366 | 524.4192 | 523.4086 | 522.4052 | 522.3005 | 522.2043 | 522.1167 | 559.2448 | 559.2448 | 559.2448
F2_Industrial_Paper and Printing_Existing_Process_Natural Gas_Process - Insulate Heated Process Fluids_A_Achievable Technical Potential | F2 | Industrial | Paper and Printing | Existing | Process | Natural Gas | Process - Insulate Heated Process Fluids | A | Integrated Unit Summer Peak Savings (kW) | Achievable Technical Potential | 0 | 0 | 0 | 0 | 0 | 0 | 0 | 0 | 0 | 0 | 0 | 0 | 0 | 0 | 0 | 0 | 0 | 0 | 0 | 0 | 0 | 0 | 0 | 0 | 0 | 0 | 0 | 0 | 0 | 0 | 0
F3_Industrial_Paper and Printing_Existing_Process_Natural Gas_Process - Insulate Heated Process Fluids_A_Achievable Technical Potential | F3 | Industrial | Paper and Printing | Existing | Process | Natural Gas | Process - Insulate Heated Process Fluids | A | Integrated Unit Winter Peak Savings (kW) | Achievable Technical Potential | 0 | 0 | 0 | 0 | 0 | 0 | 0 | 0 | 0 | 0 | 0 | 0 | 0 | 0 | 0 | 0 | 0 | 0 | 0 | 0 | 0 | 0 | 0 | 0 | 0 | 0 | 0 | 0 | 0 | 0 | 0
F4_Industrial_Paper and Printing_Existing_Process_Natural Gas_Process - Insulate Heated Process Fluids_A_Achievable Technical Potential | F4 | Industrial | Paper and Printing | Existing | Process | Natural Gas | Process - Insulate Heated Process Fluids | A | Incremental Energy Savings (MWh or mTherms) | Achievable Technical Potential | 0 | 0 | 0 | 0 | 0 | 0.12839 | 0.12769 | 0.12631 | 0.12576 | 0.12524 | 0.11073 | 0.087957 | 0.069949 | 0.054845 | 0.043912 | 0.03468 | 0.027676 | 0.021972 | 0.017374 | 0.013888 | 0.011039 | 7.4859e-05 | 2.6586e-05 | 9.0153e-06 | 2.9249e-06 | 2.4784e-06 | 2.4714e-06 | 2.465e-06 | 2.6345e-06 | 2.6294e-06 | 2.6249e-06
F5_Industrial_Paper and Printing_Existing_Process_Natural Gas_Process - Insulate Heated Process Fluids_A_Achievable Technical Potential | F5 | Industrial | Paper and Printing | Existing | Process | Natural Gas | Process - Insulate Heated Process Fluids | A | Incremental Summer Peak Savings (MW) | Achievable Technical Potential | 0 | 0 | 0 | 0 | 0 | 0 | 0 | 0 | 0 | 0 | 0 | 0 | 0 | 0 | 0 | 0 | 0 | 0 | 0 | 0 | 0 | 0 | 0 | 0 | 0 | 0 | 0 | 0 | 0 | 0 | 0
F6_Industrial_Paper and Printing_Existing_Process_Natural Gas_Process - Insulate Heated Process Fluids_A_Achievable Technical Potential | F6 | Industrial | Paper and Printing | Existing | Process | Natural Gas | Process - Insulate Heated Process Fluids | A | Incremental Winter Peak Savings (MW) | Achievable Technical Potential | 0 | 0 | 0 | 0 | 0 | 0 | 0 | 0 | 0 | 0 | 0 | 0 | 0 | 0 | 0 | 0 | 0 | 0 | 0 | 0 | 0 | 0 | 0 | 0 | 0 | 0 | 0 | 0 | 0 | 0 | 0
F7_Industrial_Paper and Printing_Existing_Process_Natural Gas_Process - Insulate Heated Process Fluids_A_Achievable Technical Potential | F7 | Industrial | Paper and Printing | Existing | Process | Natural Gas | Process - Insulate Heated Process Fluids | A | Cumulative Energy Savings (MWh or mTherms) | Achievable Technical Potential | 0 | 0 | 0 | 0 | 0 | 0.12839 | 0.25545 | 0.3805 | 0.5044 | 0.62715 | 0.73472 | 0.8195 | 0.88625 | 0.93746 | 0.97857 | 1.01 | 1.0351 | 1.0544 | 1.0689 | 1.0807 | 1.0893 | 1.0872 | 1.0852 | 1.0831 | 1.081 | 1.0808 | 1.0806 | 1.0804 | 0 | 0 | 0
F8_Industrial_Paper and Printing_Existing_Process_Natural Gas_Process - Insulate Heated Process Fluids_A_Achievable Technical Potential | F8 | Industrial | Paper and Printing | Existing | Process | Natural Gas | Process - Insulate Heated Process Fluids | A | Cumulative Summer Peak Savings (MW) | Achievable Technical Potential | 0 | 0 | 0 | 0 | 0 | 0 | 0 | 0 | 0 | 0 | 0 | 0 | 0 | 0 | 0 | 0 | 0 | 0 | 0 | 0 | 0 | 0 | 0 | 0 | 0 | 0 | 0 | 0 | 0 | 0 | 0
F9_Industrial_Paper and Printing_Existing_Process_Natural Gas_Process - Insulate Heated Process Fluids_A_Achievable Technical Potential | F9 | Industrial | Paper and Printing | Existing | Process | Natural Gas | Process - Insulate Heated Process Fluids | A | Cumulative Winter Peak Savings (MW) | Achievable Technical Potential | 0 | 0 | 0 | 0 | 0 | 0 | 0 | 0 | 0 | 0 | 0 | 0 | 0 | 0 | 0 | 0 | 0 | 0 | 0 | 0 | 0 | 0 | 0 | 0 | 0 | 0 | 0 | 0 | 0 | 0 | 0
F10_Industrial_Paper and Printing_Existing_Process_Natural Gas_Process - Insulate Heated Process Fluids_A_Achievable Technical Potential | F10 | Industrial | Paper and Printing | Existing | Process | Natural Gas | Process - Insulate Heated Process Fluids | A | Purchases (Incremental) | Achievable Technical Potential | 0 | 0 | 0 | 0 | 0 | 0.2307 | 0.23057 | 0.22921 | 0.22934 | 0.22953 | 0.20395 | 0.16271 | 0.12991 | 0.10227 | 0.082132 | 0.065079 | 0.05207 | 0.041446 | 0.032861 | 0.02632 | 0.020969 | 0.00014247 | 5.0697e-05 | 1.7224e-05 | 5.5989e-06 | 4.7452e-06 | 4.7325e-06 | 4.7211e-06 | 4.7108e-06 | 4.7016e-06 | 4.6936e-06
F11_Industrial_Paper and Printing_Existing_Process_Natural Gas_Process - Insulate Heated Process Fluids_A_Achievable Technical Potential | F11 | Industrial | Paper and Printing | Existing | Process | Natural Gas | Process - Insulate Heated Process Fluids | A | Purchases (Cumulative) | Achievable Technical Potential | 0 | 0 | 0 | 0 | 0 | 0.2307 | 0.46127 | 0.69048 | 0.91982 | 1.1493 | 1.3533 | 1.516 | 1.6459 | 1.7482 | 1.8303 | 1.8954 | 1.9475 | 1.9889 | 2.0218 | 2.0481 | 2.0691 | 2.0692 | 2.0693 | 2.0693 | 2.0693 | 2.0693 | 2.0693 | 2.0693 | 2.0693 | 2.0693 | 2.0693
F1_Industrial_Paper and Printing_Existing_Process_Natural Gas_Process Heat Recovery_A_Achievable Technical Potential | F1 | Industrial | Paper and Printing | Existing | Process | Natural Gas | Process Heat Recovery | A | Integrated Unit Energy Savings (kWh or therms) | Achievable Technical Potential | 0 | 0 | 0 | 0 | 0 | 73.2194 | 73.0504 | 72.8794 | 72.7094 | 72.5376 | 72.3547 | 72.1847 | 72.0205 | 71.8437 | 71.7031 | 71.5499 | 71.4227 | 71.2933 | 71.161 | 71.0535 | 70.9358 | 70.8224 | 70.7095 | 70.5971 | 70.4851 | 70.4767 | 70.4691 | 70.4621 | 0 | 0 | 0
F2_Industrial_Paper and Printing_Existing_Process_Natural Gas_Process Heat Recovery_A_Achievable Technical Potential | F2 | Industrial | Paper and Printing | Existing | Process | Natural Gas | Process Heat Recovery | A | Integrated Unit Summer Peak Savings (kW) | Achievable Technical Potential | 0 | 0 | 0 | 0 | 0 | 0 | 0 | 0 | 0 | 0 | 0 | 0 | 0 | 0 | 0 | 0 | 0 | 0 | 0 | 0 | 0 | 0 | 0 | 0 | 0 | 0 | 0 | 0 | 0 | 0 | 0
F3_Industrial_Paper and Printing_Existing_Process_Natural Gas_Process Heat Recovery_A_Achievable Technical Potential | F3 | Industrial | Paper and Printing | Existing | Process | Natural Gas | Process Heat Recovery | A | Integrated Unit Winter Peak Savings (kW) | Achievable Technical Potential | 0 | 0 | 0 | 0 | 0 | 0 | 0 | 0 | 0 | 0 | 0 | 0 | 0 | 0 | 0 | 0 | 0 | 0 | 0 | 0 | 0 | 0 | 0 | 0 | 0 | 0 | 0 | 0 | 0 | 0 | 0
F4_Industrial_Paper and Printing_Existing_Process_Natural Gas_Process Heat Recovery_A_Achievable Technical Potential | F4 | Industrial | Paper and Printing | Existing | Process | Natural Gas | Process Heat Recovery | A | Incremental Energy Savings (MWh or mTherms) | Achievable Technical Potential | 0 | 0 | 0 | 0 | 0 | 0.6081 | 0.60636 | 0.60137 | 0.60029 | 0.59937 | 0.53124 | 0.42284 | 0.33681 | 0.26452 | 0.21201 | 0.16763 | 0.13388 | 0.10637 | 0.084184 | 0.067325 | 0.053549 | 0.00036324 | 0.00012905 | 4.3775e-05 | 1.4207e-05 | 1.2039e-05 | 1.2006e-05 | 1.1976e-05 | 0 | 0 | 0
F5_Industrial_Paper and Printing_Existing_Process_Natural Gas_Process Heat Recovery_A_Achievable Technical Potential | F5 | Industrial | Paper and Printing | Existing | Process | Natural Gas | Process Heat Recovery | A | Incremental Summer Peak Savings (MW) | Achievable Technical Potential | 0 | 0 | 0 | 0 | 0 | 0 | 0 | 0 | 0 | 0 | 0 | 0 | 0 | 0 | 0 | 0 | 0 | 0 | 0 | 0 | 0 | 0 | 0 | 0 | 0 | 0 | 0 | 0 | 0 | 0 | 0
F6_Industrial_Paper and Printing_Existing_Process_Natural Gas_Process Heat Recovery_A_Achievable Technical Potential | F6 | Industrial | Paper and Printing | Existing | Process | Natural Gas | Process Heat Recovery | A | Incremental Winter Peak Savings (MW) | Achievable Technical Potential | 0 | 0 | 0 | 0 | 0 | 0 | 0 | 0 | 0 | 0 | 0 | 0 | 0 | 0 | 0 | 0 | 0 | 0 | 0 | 0 | 0 | 0 | 0 | 0 | 0 | 0 | 0 | 0 | 0 | 0 | 0
F7_Industrial_Paper and Printing_Existing_Process_Natural Gas_Process Heat Recovery_A_Achievable Technical Potential | F7 | Industrial | Paper and Printing | Existing | Process | Natural Gas | Process Heat Recovery | A | Cumulative Energy Savings (MWh or mTherms) | Achievable Technical Potential | 0 | 0 | 0 | 0 | 0 | 0.6081 | 1.2131 | 1.8116 | 2.4077 | 3.0013 | 3.525 | 3.9396 | 4.2674 | 4.5215 | 4.7246 | 4.8822 | 5.0074 | 5.1047 | 5.1794 | 5.2389 | 5.2837 | 5.2757 | 5.2674 | 5.2591 | 5.2507 | 5.2501 | 5.2496 | 5.249 | 0 | 0 | 0
F8_Industrial_Paper and Printing_Existing_Process_Natural Gas_Process Heat Recovery_A_Achievable Technical Potential | F8 | Industrial | Paper and Printing | Existing | Process | Natural Gas | Process Heat Recovery | A | Cumulative Summer Peak Savings (MW) | Achievable Technical Potential | 0 | 0 | 0 | 0 | 0 | 0 | 0 | 0 | 0 | 0 | 0 | 0 | 0 | 0 | 0 | 0 | 0 | 0 | 0 | 0 | 0 | 0 | 0 | 0 | 0 | 0 | 0 | 0 | 0 | 0 | 0
F9_Industrial_Paper and Printing_Existing_Process_Natural Gas_Process Heat Recovery_A_Achievable Technical Potential | F9 | Industrial | Paper and Printing | Existing | Process | Natural Gas | Process Heat Recovery | A | Cumulative Winter Peak Savings (MW) | Achievable Technical Potential | 0 | 0 | 0 | 0 | 0 | 0 | 0 | 0 | 0 | 0 | 0 | 0 | 0 | 0 | 0 | 0 | 0 | 0 | 0 | 0 | 0 | 0 | 0 | 0 | 0 | 0 | 0 | 0 | 0 | 0 | 0
F10_Industrial_Paper and Printing_Existing_Process_Natural Gas_Process Heat Recovery_A_Achievable Technical Potential | F10 | Industrial | Paper and Printing | Existing | Process | Natural Gas | Process Heat Recovery | A | Purchases (Incremental) | Achievable Technical Potential | 0 | 0 | 0 | 0 | 0 | 8.3051 | 8.3006 | 8.2516 | 8.2561 | 8.2629 | 7.3422 | 5.8577 | 4.6766 | 3.6819 | 2.9568 | 2.3429 | 1.8745 | 1.4921 | 1.183 | 0.94753 | 0.75489 | 0.0051289 | 0.0018251 | 0.00062007 | 0.00020156 | 0.00017083 | 0.00017037 | 0.00016996 | 9.3059e-07 | 9.3059e-07 | 9.3059e-07
F11_Industrial_Paper and Printing_Existing_Process_Natural Gas_Process Heat Recovery_A_Achievable Technical Potential | F11 | Industrial | Paper and Printing | Existing | Process | Natural Gas | Process Heat Recovery | A | Purchases (Cumulative) | Achievable Technical Potential | 0 | 0 | 0 | 0 | 0 | 8.3051 | 16.6057 | 24.8573 | 33.1134 | 41.3763 | 48.7185 | 54.5761 | 59.2528 | 62.9347 | 65.8914 | 68.2343 | 70.1088 | 71.6009 | 72.7839 | 73.7314 | 74.4863 | 74.4915 | 74.4933 | 74.4939 | 74.4941 | 74.4943 | 74.4944 | 74.4946 | 74.4946 | 74.4946 | 74.4946
F1_Industrial_Paper and Printing_Existing_Space Heating_Natural Gas_Building Automation System_A_Achievable Technical Potential | F1 | Industrial | Paper and Printing | Existing | Space Heating | Natural Gas | Building Automation System | A | Integrated Unit Energy Savings (kWh or therms) | Achievable Technical Potential | 0 | 0 | 0 | 0 | 0 | 0.015441 | 0.015337 | 0.015211 | 0.015075 | 0.014929 | 0.014775 | 0.014615 | 0.014451 | 0.014279 | 0.014096 | 0.013916 | 0.013739 | 0.01357 | 0.013408 | 0.013257 | 0.013112 | 0.012966 | 0.012837 | 0.012724 | 0.012618 | 0.012534 | 0.012461 | 0.012394 | 0 | 0 | 0
F2_Industrial_Paper and Printing_Existing_Space Heating_Natural Gas_Building Automation System_A_Achievable Technical Potential | F2 | Industrial | Paper and Printing | Existing | Space Heating | Natural Gas | Building Automation System | A | Integrated Unit Summer Peak Savings (kW) | Achievable Technical Potential | 0 | 0 | 0 | 0 | 0 | 0 | 0 | 0 | 0 | 0 | 0 | 0 | 0 | 0 | 0 | 0 | 0 | 0 | 0 | 0 | 0 | 0 | 0 | 0 | 0 | 0 | 0 | 0 | 0 | 0 | 0
F3_Industrial_Paper and Printing_Existing_Space Heating_Natural Gas_Building Automation System_A_Achievable Technical Potential | F3 | Industrial | Paper and Printing | Existing | Space Heating | Natural Gas | Building Automation System | A | Integrated Unit Winter Peak Savings (kW) | Achievable Technical Potential | 0 | 0 | 0 | 0 | 0 | 0 | 0 | 0 | 0 | 0 | 0 | 0 | 0 | 0 | 0 | 0 | 0 | 0 | 0 | 0 | 0 | 0 | 0 | 0 | 0 | 0 | 0 | 0 | 0 | 0 | 0
F4_Industrial_Paper and Printing_Existing_Space Heating_Natural Gas_Building Automation System_A_Achievable Technical Potential | F4 | Industrial | Paper and Printing | Existing | Space Heating | Natural Gas | Building Automation System | A | Incremental Energy Savings (MWh or mTherms) | Achievable Technical Potential | 0 | 0 | 0 | 0 | 0 | 0.0072974 | 0.014481 | 0.025349 | 0.040888 | 0.061512 | 0.086082 | 0.11551 | 0.14776 | 0.17772 | 0.20767 | 0.22783 | 0.23932 | 0.23617 | 0.218 | 0.18974 | 0.15456 | 0.11642 | 0.079504 | 0.050178 | 0.03235 | 0 | 0 | 0 | 0 | 0 | 0
F5_Industrial_Paper and Printing_Existing_Space Heating_Natural Gas_Building Automation System_A_Achievable Technical Potential | F5 | Industrial | Paper and Printing | Existing | Space Heating | Natural Gas | Building Automation System | A | Incremental Summer Peak Savings (MW) | Achievable Technical Potential | 0 | 0 | 0 | 0 | 0 | 0 | 0 | 0 | 0 | 0 | 0 | 0 | 0 | 0 | 0 | 0 | 0 | 0 | 0 | 0 | 0 | 0 | 0 | 0 | 0 | 0 | 0 | 0 | 0 | 0 | 0
F6_Industrial_Paper and Printing_Existing_Space Heating_Natural Gas_Building Automation System_A_Achievable Technical Potential | F6 | Industrial | Paper and Printing | Existing | Space Heating | Natural Gas | Building Automation System | A | Incremental Winter Peak Savings (MW) | Achievable Technical Potential | 0 | 0 | 0 | 0 | 0 | 0 | 0 | 0 | 0 | 0 | 0 | 0 | 0 | 0 | 0 | 0 | 0 | 0 | 0 | 0 | 0 | 0 | 0 | 0 | 0 | 0 | 0 | 0 | 0 | 0 | 0
F7_Industrial_Paper and Printing_Existing_Space Heating_Natural Gas_Building Automation System_A_Achievable Technical Potential | F7 | Industrial | Paper and Printing | Existing | Space Heating | Natural Gas | Building Automation System | A | Cumulative Energy Savings (MWh or mTherms) | Achievable Technical Potential | 0 | 0 | 0 | 0 | 0 | 0.0072974 | 0.021729 | 0.046899 | 0.087368 | 0.14803 | 0.23259 | 0.34558 | 0.48947 | 0.66136 | 0.86056 | 1.0774 | 1.303 | 1.5232 | 1.723 | 1.8933 | 2.0272 | 2.121 | 2.1794 | 2.2104 | 2.2244 | 2.2095 | 2.1967 | 2.1848 | 0 | 0 | 0
F8_Industrial_Paper and Printing_Existing_Space Heating_Natural Gas_Building Automation System_A_Achievable Technical Potential | F8 | Industrial | Paper and Printing | Existing | Space Heating | Natural Gas | Building Automation System | A | Cumulative Summer Peak Savings (MW) | Achievable Technical Potential | 0 | 0 | 0 | 0 | 0 | 0 | 0 | 0 | 0 | 0 | 0 | 0 | 0 | 0 | 0 | 0 | 0 | 0 | 0 | 0 | 0 | 0 | 0 | 0 | 0 | 0 | 0 | 0 | 0 | 0 | 0
F9_Industrial_Paper and Printing_Existing_Space Heating_Natural Gas_Building Automation System_A_Achievable Technical Potential | F9 | Industrial | Paper and Printing | Existing | Space Heating | Natural Gas | Building Automation System | A | Cumulative Winter Peak Savings (MW) | Achievable Technical Potential | 0 | 0 | 0 | 0 | 0 | 0 | 0 | 0 | 0 | 0 | 0 | 0 | 0 | 0 | 0 | 0 | 0 | 0 | 0 | 0 | 0 | 0 | 0 | 0 | 0 | 0 | 0 | 0 | 0 | 0 | 0
F10_Industrial_Paper and Printing_Existing_Space Heating_Natural Gas_Building Automation System_A_Achievable Technical Potential | F10 | Industrial | Paper and Printing | Existing | Space Heating | Natural Gas | Building Automation System | A | Purchases (Incremental) | Achievable Technical Potential | 0 | 0 | 0 | 0 | 0 | 472.6041 | 944.186 | 1666.5585 | 2712.3514 | 4120.3748 | 5826.3172 | 7903.734 | 10225.2899 | 12446.0925 | 14732.9366 | 16371.7681 | 17418.739 | 17403.4247 | 16259.3252 | 14312.5173 | 11787.3477 | 8978.7963 | 6193.4405 | 3943.4734 | 2563.7204 | 0 | 0 | 0 | 0 | 0 | 0
F11_Industrial_Paper and Printing_Existing_Space Heating_Natural Gas_Building Automation System_A_Achievable Technical Potential | F11 | Industrial | Paper and Printing | Existing | Space Heating | Natural Gas | Building Automation System | A | Purchases (Cumulative) | Achievable Technical Potential | 0 | 0 | 0 | 0 | 0 | 472.6041 | 1416.7901 | 3083.3486 | 5795.6999 | 9916.0747 | 15742.392 | 23646.126 | 33871.4159 | 46317.5084 | 61050.445 | 77422.2131 | 94840.9521 | 112244.3767 | 128503.702 | 142816.2193 | 154603.567 | 163582.3633 | 169775.8038 | 173719.2772 | 176282.9976 | 176282.9976 | 176282.9976 | 176282.9976 | 176282.9976 | 176282.9976 | 176282.9976
F1_Industrial_Paper and Printing_Existing_Space Heating_Natural Gas_Steam System Efficiency Improvements_A_Achievable Technical Potential | F1 | Industrial | Paper and Printing | Existing | Space Heating | Natural Gas | Steam System Efficiency Improvements | A | Integrated Unit Energy Savings (kWh or therms) | Achievable Technical Potential | 0 | 0 | 0 | 0 | 0 | 0.13676 | 0.1343 | 0.13121 | 0.12744 | 0.12303 | 0.11802 | 0.11286 | 0.10773 | 0.10252 | 0.098091 | 0.093862 | 0.090424 | 0.087341 | 0.084582 | 0.082566 | 0.080703 | 0.079066 | 0.077681 | 0.076602 | 0.075599 | 0.074917 | 0.074328 | 0.073787 | 0.11902 | 0.11854 | 0.11809
F2_Industrial_Paper and Printing_Existing_Space Heating_Natural Gas_Steam System Efficiency Improvements_A_Achievable Technical Potential | F2 | Industrial | Paper and Printing | Existing | Space Heating | Natural Gas | Steam System Efficiency Improvements | A | Integrated Unit Summer Peak Savings (kW) | Achievable Technical Potential | 0 | 0 | 0 | 0 | 0 | 0 | 0 | 0 | 0 | 0 | 0 | 0 | 0 | 0 | 0 | 0 | 0 | 0 | 0 | 0 | 0 | 0 | 0 | 0 | 0 | 0 | 0 | 0 | 0 | 0 | 0
F3_Industrial_Paper and Printing_Existing_Space Heating_Natural Gas_Steam System Efficiency Improvements_A_Achievable Technical Potential | F3 | Industrial | Paper and Printing | Existing | Space Heating | Natural Gas | Steam System Efficiency Improvements | A | Integrated Unit Winter Peak Savings (kW) | Achievable Technical Potential | 0 | 0 | 0 | 0 | 0 | 0 | 0 | 0 | 0 | 0 | 0 | 0 | 0 | 0 | 0 | 0 | 0 | 0 | 0 | 0 | 0 | 0 | 0 | 0 | 0 | 0 | 0 | 0 | 0 | 0 | 0
F4_Industrial_Paper and Printing_Existing_Space Heating_Natural Gas_Steam System Efficiency Improvements_A_Achievable Technical Potential | F4 | Industrial | Paper and Printing | Existing | Space Heating | Natural Gas | Steam System Efficiency Improvements | A | Incremental Energy Savings (MWh or mTherms) | Achievable Technical Potential | 0 | 0 | 0 | 0 | 0 | 0.00045808 | 0.0008987 | 0.0015497 | 0.0024497 | 0.0035926 | 0.0048732 | 0.006322 | 0.0078068 | 0.009043 | 0.010242 | 0.010891 | 0.011163 | 0.010773 | 0.0097466 | 0.008375 | 0.0067418 | 0.0050313 | 0.0034097 | 0.0021409 | 0.0013736 | 0 | 0 | 0 | 0 | 0 | 0
F5_Industrial_Paper and Printing_Existing_Space Heating_Natural Gas_Steam System Efficiency Improvements_A_Achievable Technical Potential | F5 | Industrial | Paper and Printing | Existing | Space Heating | Natural Gas | Steam System Efficiency Improvements | A | Incremental Summer Peak Savings (MW) | Achievable Technical Potential | 0 | 0 | 0 | 0 | 0 | 0 | 0 | 0 | 0 | 0 | 0 | 0 | 0 | 0 | 0 | 0 | 0 | 0 | 0 | 0 | 0 | 0 | 0 | 0 | 0 | 0 | 0 | 0 | 0 | 0 | 0
F6_Industrial_Paper and Printing_Existing_Space Heating_Natural Gas_Steam System Efficiency Improvements_A_Achievable Technical Potential | F6 | Industrial | Paper and Printing | Existing | Space Heating | Natural Gas | Steam System Efficiency Improvements | A | Incremental Winter Peak Savings (MW) | Achievable Technical Potential | 0 | 0 | 0 | 0 | 0 | 0 | 0 | 0 | 0 | 0 | 0 | 0 | 0 | 0 | 0 | 0 | 0 | 0 | 0 | 0 | 0 | 0 | 0 | 0 | 0 | 0 | 0 | 0 | 0 | 0 | 0
F7_Industrial_Paper and Printing_Existing_Space Heating_Natural Gas_Steam System Efficiency Improvements_A_Achievable Technical Potential | F7 | Industrial | Paper and Printing | Existing | Space Heating | Natural Gas | Steam System Efficiency Improvements | A | Cumulative Energy Savings (MWh or mTherms) | Achievable Technical Potential | 0 | 0 | 0 | 0 | 0 | 0.00045808 | 0.0013485 | 0.0028672 | 0.0052345 | 0.008646 | 0.013167 | 0.018914 | 0.02586 | 0.033653 | 0.042441 | 0.051502 | 0.060778 | 0.069478 | 0.077031 | 0.083569 | 0.088426 | 0.091664 | 0.093467 | 0.09431 | 0.094448 | 0.093597 | 0.092861 | 0.092185 | 0 | 0 | 0
F8_Industrial_Paper and Printing_Existing_Space Heating_Natural Gas_Steam System Efficiency Improvements_A_Achievable Technical Potential | F8 | Industrial | Paper and Printing | Existing | Space Heating | Natural Gas | Steam System Efficiency Improvements | A | Cumulative Summer Peak Savings (MW) | Achievable Technical Potential | 0 | 0 | 0 | 0 | 0 | 0 | 0 | 0 | 0 | 0 | 0 | 0 | 0 | 0 | 0 | 0 | 0 | 0 | 0 | 0 | 0 | 0 | 0 | 0 | 0 | 0 | 0 | 0 | 0 | 0 | 0
F9_Industrial_Paper and Printing_Existing_Space Heating_Natural Gas_Steam System Efficiency Improvements_A_Achievable Technical Potential | F9 | Industrial | Paper and Printing | Existing | Space Heating | Natural Gas | Steam System Efficiency Improvements | A | Cumulative Winter Peak Savings (MW) | Achievable Technical Potential | 0 | 0 | 0 | 0 | 0 | 0 | 0 | 0 | 0 | 0 | 0 | 0 | 0 | 0 | 0 | 0 | 0 | 0 | 0 | 0 | 0 | 0 | 0 | 0 | 0 | 0 | 0 | 0 | 0 | 0 | 0
F10_Industrial_Paper and Printing_Existing_Space Heating_Natural Gas_Steam System Efficiency Improvements_A_Achievable Technical Potential | F10 | Industrial | Paper and Printing | Existing | Space Heating | Natural Gas | Steam System Efficiency Improvements | A | Purchases (Incremental) | Achievable Technical Potential | 0 | 0 | 0 | 0 | 0 | 3.3494 | 6.6916 | 11.8111 | 19.2228 | 29.2016 | 41.2918 | 56.0147 | 72.4679 | 88.207 | 104.4141 | 116.0287 | 123.4487 | 123.3402 | 115.2318 | 101.4346 | 83.5384 | 63.6338 | 43.8937 | 27.9479 | 18.1694 | 0 | 0 | 0 | 0 | 0 | 0
F11_Industrial_Paper and Printing_Existing_Space Heating_Natural Gas_Steam System Efficiency Improvements_A_Achievable Technical Potential | F11 | Industrial | Paper and Printing | Existing | Space Heating | Natural Gas | Steam System Efficiency Improvements | A | Purchases (Cumulative) | Achievable Technical Potential | 0 | 0 | 0 | 0 | 0 | 3.3494 | 10.041 | 21.8521 | 41.0748 | 70.2764 | 111.5683 | 167.583 | 240.0509 | 328.2578 | 432.672 | 548.7007 | 672.1494 | 795.4896 | 910.7215 | 1012.156 | 1095.6944 | 1159.3282 | 1203.2219 | 1231.1698 | 1249.3392 | 1249.3392 | 1249.3392 | 1249.3392 | 1249.3392 | 1249.3392 | 1249.3392
F1_Industrial_Paper and Printing_Existing_Process_Natural Gas_Steam System Efficiency Improvements_A_Achievable Technical Potential | F1 | Industrial | Paper and Printing | Existing | Process | Natural Gas | Steam System Efficiency Improvements | A | Integrated Unit Energy Savings (kWh or therms) | Achievable Technical Potential | 0 | 0 | 0 | 0 | 0 | 0.076558 | 0.076131 | 0.075698 | 0.075268 | 0.074835 | 0.074394 | 0.074017 | 0.073677 | 0.073323 | 0.073065 | 0.072784 | 0.072567 | 0.072349 | 0.072131 | 0.071972 | 0.071798 | 0.071652 | 0.071508 | 0.071366 | 0.071226 | 0.07121 | 0.071195 | 0.071182 | 0.076988 | 0.076988 | 0.076988
F2_Industrial_Paper and Printing_Existing_Process_Natural Gas_Steam System Efficiency Improvements_A_Achievable Technical Potential | F2 | Industrial | Paper and Printing | Existing | Process | Natural Gas | Steam System Efficiency Improvements | A | Integrated Unit Summer Peak Savings (kW) | Achievable Technical Potential | 0 | 0 | 0 | 0 | 0 | 0 | 0 | 0 | 0 | 0 | 0 | 0 | 0 | 0 | 0 | 0 | 0 | 0 | 0 | 0 | 0 | 0 | 0 | 0 | 0 | 0 | 0 | 0 | 0 | 0 | 0
F3_Industrial_Paper and Printing_Existing_Process_Natural Gas_Steam System Efficiency Improvements_A_Achievable Technical Potential | F3 | Industrial | Paper and Printing | Existing | Process | Natural Gas | Steam System Efficiency Improvements | A | Integrated Unit Winter Peak Savings (kW) | Achievable Technical Potential | 0 | 0 | 0 | 0 | 0 | 0 | 0 | 0 | 0 | 0 | 0 | 0 | 0 | 0 | 0 | 0 | 0 | 0 | 0 | 0 | 0 | 0 | 0 | 0 | 0 | 0 | 0 | 0 | 0 | 0 | 0
F4_Industrial_Paper and Printing_Existing_Process_Natural Gas_Steam System Efficiency Improvements_A_Achievable Technical Potential | F4 | Industrial | Paper and Printing | Existing | Process | Natural Gas | Steam System Efficiency Improvements | A | Incremental Energy Savings (MWh or mTherms) | Achievable Technical Potential | 0 | 0 | 0 | 0 | 0 | 2.4846e-06 | 4.9361e-06 | 8.663e-06 | 1.4019e-05 | 2.1174e-05 | 2.9765e-05 | 4.0172e-05 | 5.1734e-05 | 6.2667e-05 | 7.392e-05 | 8.1827e-05 | 8.68e-05 | 8.6464e-05 | 8.0536e-05 | 7.0737e-05 | 5.8116e-05 | 4.4179e-05 | 3.0413e-05 | 1.9326e-05 | 1.2539e-05 | 0 | 0 | 0 | 0 | 0 | 0
F5_Industrial_Paper and Printing_Existing_Process_Natural Gas_Steam System Efficiency Improvements_A_Achievable Technical Potential | F5 | Industrial | Paper and Printing | Existing | Process | Natural Gas | Steam System Efficiency Improvements | A | Incremental Summer Peak Savings (MW) | Achievable Technical Potential | 0 | 0 | 0 | 0 | 0 | 0 | 0 | 0 | 0 | 0 | 0 | 0 | 0 | 0 | 0 | 0 | 0 | 0 | 0 | 0 | 0 | 0 | 0 | 0 | 0 | 0 | 0 | 0 | 0 | 0 | 0
F6_Industrial_Paper and Printing_Existing_Process_Natural Gas_Steam System Efficiency Improvements_A_Achievable Technical Potential | F6 | Industrial | Paper and Printing | Existing | Process | Natural Gas | Steam System Efficiency Improvements | A | Incremental Winter Peak Savings (MW) | Achievable Technical Potential | 0 | 0 | 0 | 0 | 0 | 0 | 0 | 0 | 0 | 0 | 0 | 0 | 0 | 0 | 0 | 0 | 0 | 0 | 0 | 0 | 0 | 0 | 0 | 0 | 0 | 0 | 0 | 0 | 0 | 0 | 0
F7_Industrial_Paper and Printing_Existing_Process_Natural Gas_Steam System Efficiency Improvements_A_Achievable Technical Potential | F7 | Industrial | Paper and Printing | Existing | Process | Natural Gas | Steam System Efficiency Improvements | A | Cumulative Energy Savings (MWh or mTherms) | Achievable Technical Potential | 0 | 0 | 0 | 0 | 0 | 2.4846e-06 | 7.4068e-06 | 1.6028e-05 | 2.9956e-05 | 5.0958e-05 | 8.0422e-05 | 0.00012019 | 0.00017137 | 0.00023321 | 0.00030631 | 0.00038696 | 0.00047261 | 0.00055766 | 0.00063651 | 0.00070585 | 0.00076225 | 0.00080488 | 0.00083368 | 0.00085135 | 0.00086222 | 0.00086202 | 0.00086184 | 0.00086168 | 0 | 0 | 0
F8_Industrial_Paper and Printing_Existing_Process_Natural Gas_Steam System Efficiency Improvements_A_Achievable Technical Potential | F8 | Industrial | Paper and Printing | Existing | Process | Natural Gas | Steam System Efficiency Improvements | A | Cumulative Summer Peak Savings (MW) | Achievable Technical Potential | 0 | 0 | 0 | 0 | 0 | 0 | 0 | 0 | 0 | 0 | 0 | 0 | 0 | 0 | 0 | 0 | 0 | 0 | 0 | 0 | 0 | 0 | 0 | 0 | 0 | 0 | 0 | 0 | 0 | 0 | 0
F9_Industrial_Paper and Printing_Existing_Process_Natural Gas_Steam System Efficiency Improvements_A_Achievable Technical Potential | F9 | Industrial | Paper and Printing | Existing | Process | Natural Gas | Steam System Efficiency Improvements | A | Cumulative Winter Peak Savings (MW) | Achievable Technical Potential | 0 | 0 | 0 | 0 | 0 | 0 | 0 | 0 | 0 | 0 | 0 | 0 | 0 | 0 | 0 | 0 | 0 | 0 | 0 | 0 | 0 | 0 | 0 | 0 | 0 | 0 | 0 | 0 | 0 | 0 | 0
F10_Industrial_Paper and Printing_Existing_Process_Natural Gas_Steam System Efficiency Improvements_A_Achievable Technical Potential | F10 | Industrial | Paper and Printing | Existing | Process | Natural Gas | Steam System Efficiency Improvements | A | Purchases (Incremental) | Achievable Technical Potential | 0 | 0 | 0 | 0 | 0 | 0.032454 | 0.064837 | 0.11444 | 0.18626 | 0.28295 | 0.40009 | 0.54275 | 0.70217 | 0.85467 | 1.0117 | 1.1242 | 1.1961 | 1.1951 | 1.1165 | 0.98284 | 0.80944 | 0.61657 | 0.4253 | 0.2708 | 0.17605 | 0 | 0 | 0 | 0 | 0 | 0
F11_Industrial_Paper and Printing_Existing_Process_Natural Gas_Steam System Efficiency Improvements_A_Achievable Technical Potential | F11 | Industrial | Paper and Printing | Existing | Process | Natural Gas | Steam System Efficiency Improvements | A | Purchases (Cumulative) | Achievable Technical Potential | 0 | 0 | 0 | 0 | 0 | 0.032454 | 0.097291 | 0.21173 | 0.39799 | 0.68094 | 1.081 | 1.6238 | 2.3259 | 3.1806 | 4.1923 | 5.3166 | 6.5127 | 7.7078 | 8.8243 | 9.8072 | 10.6166 | 11.2332 | 11.6585 | 11.9293 | 12.1053 | 12.1053 | 12.1053 | 12.1053 | 12.1053 | 12.1053 | 12.1053
F1_Industrial_Paper and Printing_Existing_Space Heating_Natural Gas_Strategic Energy Management_A_Achievable Technical Potential | F1 | Industrial | Paper and Printing | Existing | Space Heating | Natural Gas | Strategic Energy Management | A | Integrated Unit Energy Savings (kWh or therms) | Achievable Technical Potential | 0 | 0 | 0 | 0 | 0 | 56.1001 | 55.7675 | 55.3547 | 54.9053 | 54.4188 | 53.9046 | 53.3653 | 52.8114 | 52.232 | 51.6038 | 50.9932 | 50.3857 | 49.8095 | 49.2603 | 48.7457 | 48.2558 | 47.7598 | 47.3264 | 46.9533 | 46.6037 | 46.2938 | 46.0281 | 45.7801 | 0 | 0 | 0
F2_Industrial_Paper and Printing_Existing_Space Heating_Natural Gas_Strategic Energy Management_A_Achievable Technical Potential | F2 | Industrial | Paper and Printing | Existing | Space Heating | Natural Gas | Strategic Energy Management | A | Integrated Unit Summer Peak Savings (kW) | Achievable Technical Potential | 0 | 0 | 0 | 0 | 0 | 0 | 0 | 0 | 0 | 0 | 0 | 0 | 0 | 0 | 0 | 0 | 0 | 0 | 0 | 0 | 0 | 0 | 0 | 0 | 0 | 0 | 0 | 0 | 0 | 0 | 0
F3_Industrial_Paper and Printing_Existing_Space Heating_Natural Gas_Strategic Energy Management_A_Achievable Technical Potential | F3 | Industrial | Paper and Printing | Existing | Space Heating | Natural Gas | Strategic Energy Management | A | Integrated Unit Winter Peak Savings (kW) | Achievable Technical Potential | 0 | 0 | 0 | 0 | 0 | 0 | 0 | 0 | 0 | 0 | 0 | 0 | 0 | 0 | 0 | 0 | 0 | 0 | 0 | 0 | 0 | 0 | 0 | 0 | 0 | 0 | 0 | 0 | 0 | 0 | 0
F4_Industrial_Paper and Printing_Existing_Space Heating_Natural Gas_Strategic Energy Management_A_Achievable Technical Potential | F4 | Industrial | Paper and Printing | Existing | Space Heating | Natural Gas | Strategic Energy Management | A | Incremental Energy Savings (MWh or mTherms) | Achievable Technical Potential | 0 | 0 | 0 | 0 | 0 | 0.045924 | 0.045627 | 0.045022 | 0.044681 | 0.044321 | 0.043345 | 0.042794 | 0.042264 | 0.041137 | 0.040797 | 0.03993 | 0.039459 | 0.038812 | 0.038041 | 0.037689 | 0.037155 | 0.03663 | 0.036166 | 0.035759 | 0.035381 | 0 | 0 | 0 | 0 | 0 | 0
F5_Industrial_Paper and Printing_Existing_Space Heating_Natural Gas_Strategic Energy Management_A_Achievable Technical Potential | F5 | Industrial | Paper and Printing | Existing | Space Heating | Natural Gas | Strategic Energy Management | A | Incremental Summer Peak Savings (MW) | Achievable Technical Potential | 0 | 0 | 0 | 0 | 0 | 0 | 0 | 0 | 0 | 0 | 0 | 0 | 0 | 0 | 0 | 0 | 0 | 0 | 0 | 0 | 0 | 0 | 0 | 0 | 0 | 0 | 0 | 0 | 0 | 0 | 0
F6_Industrial_Paper and Printing_Existing_Space Heating_Natural Gas_Strategic Energy Management_A_Achievable Technical Potential | F6 | Industrial | Paper and Printing | Existing | Space Heating | Natural Gas | Strategic Energy Management | A | Incremental Winter Peak Savings (MW) | Achievable Technical Potential | 0 | 0 | 0 | 0 | 0 | 0 | 0 | 0 | 0 | 0 | 0 | 0 | 0 | 0 | 0 | 0 | 0 | 0 | 0 | 0 | 0 | 0 | 0 | 0 | 0 | 0 | 0 | 0 | 0 | 0 | 0
F7_Industrial_Paper and Printing_Existing_Space Heating_Natural Gas_Strategic Energy Management_A_Achievable Technical Potential | F7 | Industrial | Paper and Printing | Existing | Space Heating | Natural Gas | Strategic Energy Management | A | Cumulative Energy Savings (MWh or mTherms) | Achievable Technical Potential | 0 | 0 | 0 | 0 | 0 | 0.045924 | 0.091279 | 0.13563 | 0.1792 | 0.22194 | 0.26319 | 0.30335 | 0.34246 | 0.37984 | 0.41607 | 0.45108 | 0.48516 | 0.51843 | 0.55075 | 0.58269 | 0.61399 | 0.6443 | 0.67463 | 0.70506 | 0.7352 | 0.73031 | 0.72612 | 0.7222 | 0 | 0 | 0
F8_Industrial_Paper and Printing_Existing_Space Heating_Natural Gas_Strategic Energy Management_A_Achievable Technical Potential | F8 | Industrial | Paper and Printing | Existing | Space Heating | Natural Gas | Strategic Energy Management | A | Cumulative Summer Peak Savings (MW) | Achievable Technical Potential | 0 | 0 | 0 | 0 | 0 | 0 | 0 | 0 | 0 | 0 | 0 | 0 | 0 | 0 | 0 | 0 | 0 | 0 | 0 | 0 | 0 | 0 | 0 | 0 | 0 | 0 | 0 | 0 | 0 | 0 | 0
F9_Industrial_Paper and Printing_Existing_Space Heating_Natural Gas_Strategic Energy Management_A_Achievable Technical Potential | F9 | Industrial | Paper and Printing | Existing | Space Heating | Natural Gas | Strategic Energy Management | A | Cumulative Winter Peak Savings (MW) | Achievable Technical Potential | 0 | 0 | 0 | 0 | 0 | 0 | 0 | 0 | 0 | 0 | 0 | 0 | 0 | 0 | 0 | 0 | 0 | 0 | 0 | 0 | 0 | 0 | 0 | 0 | 0 | 0 | 0 | 0 | 0 | 0 | 0
F10_Industrial_Paper and Printing_Existing_Space Heating_Natural Gas_Strategic Energy Management_A_Achievable Technical Potential | F10 | Industrial | Paper and Printing | Existing | Space Heating | Natural Gas | Strategic Energy Management | A | Purchases (Incremental) | Achievable Technical Potential | 0 | 0 | 0 | 0 | 0 | 0.81861 | 0.81816 | 0.81334 | 0.81378 | 0.81445 | 0.80411 | 0.80191 | 0.80028 | 0.78757 | 0.79058 | 0.78304 | 0.78314 | 0.7792 | 0.77225 | 0.77317 | 0.76997 | 0.76697 | 0.76418 | 0.76158 | 0.75918 | 0 | 0 | 0 | 0 | 0 | 0
F11_Industrial_Paper and Printing_Existing_Space Heating_Natural Gas_Strategic Energy Management_A_Achievable Technical Potential | F11 | Industrial | Paper and Printing | Existing | Space Heating | Natural Gas | Strategic Energy Management | A | Purchases (Cumulative) | Achievable Technical Potential | 0 | 0 | 0 | 0 | 0 | 0.81861 | 1.6368 | 2.4501 | 3.2639 | 4.0783 | 4.8824 | 5.6844 | 6.4846 | 7.2722 | 8.0628 | 8.8458 | 9.629 | 10.4082 | 11.1804 | 11.9536 | 12.7236 | 13.4905 | 14.2547 | 15.0163 | 15.7755 | 15.7755 | 15.7755 | 15.7755 | 15.7755 | 15.7755 | 15.7755
F1_Industrial_Paper and Printing_Existing_Process_Natural Gas_Strategic Energy Management_A_Achievable Technical Potential | F1 | Industrial | Paper and Printing | Existing | Process | Natural Gas | Strategic Energy Management | A | Integrated Unit Energy Savings (kWh or therms) | Achievable Technical Potential | 0 | 0 | 0 | 0 | 0 | 56.8022 | 56.7178 | 56.6322 | 56.5467 | 56.4595 | 56.3667 | 56.2815 | 56.2007 | 56.1153 | 56.0503 | 55.9815 | 55.9283 | 55.8763 | 55.8246 | 55.7859 | 55.7429 | 55.7032 | 55.6639 | 55.6248 | 55.5859 | 55.5821 | 55.5787 | 55.5755 | 0 | 0 | 0
F2_Industrial_Paper and Printing_Existing_Process_Natural Gas_Strategic Energy Management_A_Achievable Technical Potential | F2 | Industrial | Paper and Printing | Existing | Process | Natural Gas | Strategic Energy Management | A | Integrated Unit Summer Peak Savings (kW) | Achievable Technical Potential | 0 | 0 | 0 | 0 | 0 | 0 | 0 | 0 | 0 | 0 | 0 | 0 | 0 | 0 | 0 | 0 | 0 | 0 | 0 | 0 | 0 | 0 | 0 | 0 | 0 | 0 | 0 | 0 | 0 | 0 | 0
F3_Industrial_Paper and Printing_Existing_Process_Natural Gas_Strategic Energy Management_A_Achievable Technical Potential | F3 | Industrial | Paper and Printing | Existing | Process | Natural Gas | Strategic Energy Management | A | Integrated Unit Winter Peak Savings (kW) | Achievable Technical Potential | 0 | 0 | 0 | 0 | 0 | 0 | 0 | 0 | 0 | 0 | 0 | 0 | 0 | 0 | 0 | 0 | 0 | 0 | 0 | 0 | 0 | 0 | 0 | 0 | 0 | 0 | 0 | 0 | 0 | 0 | 0
F4_Industrial_Paper and Printing_Existing_Process_Natural Gas_Strategic Energy Management_A_Achievable Technical Potential | F4 | Industrial | Paper and Printing | Existing | Process | Natural Gas | Strategic Energy Management | A | Incremental Energy Savings (MWh or mTherms) | Achievable Technical Potential | 0 | 0 | 0 | 0 | 0 | 0.21566 | 0.21522 | 0.21363 | 0.21342 | 0.21327 | 0.21021 | 0.20932 | 0.2086 | 0.20497 | 0.20552 | 0.20331 | 0.20314 | 0.20193 | 0.19994 | 0.20004 | 0.19906 | 0.19814 | 0.19728 | 0.19647 | 0.19572 | 0 | 0 | 0 | 0 | 0 | 0
F5_Industrial_Paper and Printing_Existing_Process_Natural Gas_Strategic Energy Management_A_Achievable Technical Potential | F5 | Industrial | Paper and Printing | Existing | Process | Natural Gas | Strategic Energy Management | A | Incremental Summer Peak Savings (MW) | Achievable Technical Potential | 0 | 0 | 0 | 0 | 0 | 0 | 0 | 0 | 0 | 0 | 0 | 0 | 0 | 0 | 0 | 0 | 0 | 0 | 0 | 0 | 0 | 0 | 0 | 0 | 0 | 0 | 0 | 0 | 0 | 0 | 0
F6_Industrial_Paper and Printing_Existing_Process_Natural Gas_Strategic Energy Management_A_Achievable Technical Potential | F6 | Industrial | Paper and Printing | Existing | Process | Natural Gas | Strategic Energy Management | A | Incremental Winter Peak Savings (MW) | Achievable Technical Potential | 0 | 0 | 0 | 0 | 0 | 0 | 0 | 0 | 0 | 0 | 0 | 0 | 0 | 0 | 0 | 0 | 0 | 0 | 0 | 0 | 0 | 0 | 0 | 0 | 0 | 0 | 0 | 0 | 0 | 0 | 0
F7_Industrial_Paper and Printing_Existing_Process_Natural Gas_Strategic Energy Management_A_Achievable Technical Potential | F7 | Industrial | Paper and Printing | Existing | Process | Natural Gas | Strategic Energy Management | A | Cumulative Energy Savings (MWh or mTherms) | Achievable Technical Potential | 0 | 0 | 0 | 0 | 0 | 0.21566 | 0.43056 | 0.64353 | 0.85598 | 1.0679 | 1.2764 | 1.4838 | 1.6902 | 1.8926 | 2.096 | 2.2967 | 2.4977 | 2.6973 | 2.8947 | 3.0927 | 3.2894 | 3.4852 | 3.68 | 3.8739 | 4.0669 | 4.0667 | 4.0664 | 4.0662 | 0 | 0 | 0
F8_Industrial_Paper and Printing_Existing_Process_Natural Gas_Strategic Energy Management_A_Achievable Technical Potential | F8 | Industrial | Paper and Printing | Existing | Process | Natural Gas | Strategic Energy Management | A | Cumulative Summer Peak Savings (MW) | Achievable Technical Potential | 0 | 0 | 0 | 0 | 0 | 0 | 0 | 0 | 0 | 0 | 0 | 0 | 0 | 0 | 0 | 0 | 0 | 0 | 0 | 0 | 0 | 0 | 0 | 0 | 0 | 0 | 0 | 0 | 0 | 0 | 0
F9_Industrial_Paper and Printing_Existing_Process_Natural Gas_Strategic Energy Management_A_Achievable Technical Potential | F9 | Industrial | Paper and Printing | Existing | Process | Natural Gas | Strategic Energy Management | A | Cumulative Winter Peak Savings (MW) | Achievable Technical Potential | 0 | 0 | 0 | 0 | 0 | 0 | 0 | 0 | 0 | 0 | 0 | 0 | 0 | 0 | 0 | 0 | 0 | 0 | 0 | 0 | 0 | 0 | 0 | 0 | 0 | 0 | 0 | 0 | 0 | 0 | 0
F10_Industrial_Paper and Printing_Existing_Process_Natural Gas_Strategic Energy Management_A_Achievable Technical Potential | F10 | Industrial | Paper and Printing | Existing | Process | Natural Gas | Strategic Energy Management | A | Purchases (Incremental) | Achievable Technical Potential | 0 | 0 | 0 | 0 | 0 | 3.7966 | 3.7946 | 3.7722 | 3.7742 | 3.7773 | 3.7294 | 3.7192 | 3.7116 | 3.6527 | 3.6666 | 3.6317 | 3.6321 | 3.6139 | 3.5816 | 3.5859 | 3.571 | 3.5572 | 3.5442 | 3.5321 | 3.521 | 0 | 0 | 0 | 0 | 0 | 0
F11_Industrial_Paper and Printing_Existing_Process_Natural Gas_Strategic Energy Management_A_Achievable Technical Potential | F11 | Industrial | Paper and Printing | Existing | Process | Natural Gas | Strategic Energy Management | A | Purchases (Cumulative) | Achievable Technical Potential | 0 | 0 | 0 | 0 | 0 | 3.7966 | 7.5912 | 11.3634 | 15.1376 | 18.9149 | 22.6443 | 26.3635 | 30.0751 | 33.7278 | 37.3944 | 41.0261 | 44.6583 | 48.2721 | 51.8537 | 55.4396 | 59.0107 | 62.5678 | 66.112 | 69.6441 | 73.1651 | 73.1651 | 73.1651 | 73.1651 | 73.1651 | 73.1651 | 73.1651
F1_Industrial_Paper and Printing_Existing_Miscellaneous_Natural Gas_Strategic Energy Management_A_Achievable Technical Potential | F1 | Industrial | Paper and Printing | Existing | Miscellaneous | Natural Gas | Strategic Energy Management | A | Integrated Unit Energy Savings (kWh or therms) | Achievable Technical Potential | 0 | 0 | 0 | 0 | 0 | 18.0192 | 18.0192 | 18.0192 | 18.0192 | 18.0192 | 18.0192 | 18.0192 | 18.0192 | 18.0192 | 18.0192 | 18.0192 | 18.0192 | 18.0192 | 18.0192 | 18.0192 | 18.0192 | 18.0192 | 18.0192 | 18.0192 | 18.0192 | 18.0192 | 18.0192 | 18.0192 | 0 | 0 | 0
F2_Industrial_Paper and Printing_Existing_Miscellaneous_Natural Gas_Strategic Energy Management_A_Achievable Technical Potential | F2 | Industrial | Paper and Printing | Existing | Miscellaneous | Natural Gas | Strategic Energy Management | A | Integrated Unit Summer Peak Savings (kW) | Achievable Technical Potential | 0 | 0 | 0 | 0 | 0 | 0 | 0 | 0 | 0 | 0 | 0 | 0 | 0 | 0 | 0 | 0 | 0 | 0 | 0 | 0 | 0 | 0 | 0 | 0 | 0 | 0 | 0 | 0 | 0 | 0 | 0
F3_Industrial_Paper and Printing_Existing_Miscellaneous_Natural Gas_Strategic Energy Management_A_Achievable Technical Potential | F3 | Industrial | Paper and Printing | Existing | Miscellaneous | Natural Gas | Strategic Energy Management | A | Integrated Unit Winter Peak Savings (kW) | Achievable Technical Potential | 0 | 0 | 0 | 0 | 0 | 0 | 0 | 0 | 0 | 0 | 0 | 0 | 0 | 0 | 0 | 0 | 0 | 0 | 0 | 0 | 0 | 0 | 0 | 0 | 0 | 0 | 0 | 0 | 0 | 0 | 0
F4_Industrial_Paper and Printing_Existing_Miscellaneous_Natural Gas_Strategic Energy Management_A_Achievable Technical Potential | F4 | Industrial | Paper and Printing | Existing | Miscellaneous | Natural Gas | Strategic Energy Management | A | Incremental Energy Savings (MWh or mTherms) | Achievable Technical Potential | 0 | 0 | 0 | 0 | 0 | 0.017103 | 0.017094 | 0.016993 | 0.017002 | 0.017016 | 0.0168 | 0.016754 | 0.01672 | 0.016455 | 0.016517 | 0.01636 | 0.016362 | 0.01628 | 0.016134 | 0.016154 | 0.016087 | 0.016024 | 0.015966 | 0.015912 | 0.015861 | 0 | 0 | 0 | 0 | 0 | 0
F5_Industrial_Paper and Printing_Existing_Miscellaneous_Natural Gas_Strategic Energy Management_A_Achievable Technical Potential | F5 | Industrial | Paper and Printing | Existing | Miscellaneous | Natural Gas | Strategic Energy Management | A | Incremental Summer Peak Savings (MW) | Achievable Technical Potential | 0 | 0 | 0 | 0 | 0 | 0 | 0 | 0 | 0 | 0 | 0 | 0 | 0 | 0 | 0 | 0 | 0 | 0 | 0 | 0 | 0 | 0 | 0 | 0 | 0 | 0 | 0 | 0 | 0 | 0 | 0
F6_Industrial_Paper and Printing_Existing_Miscellaneous_Natural Gas_Strategic Energy Management_A_Achievable Technical Potential | F6 | Industrial | Paper and Printing | Existing | Miscellaneous | Natural Gas | Strategic Energy Management | A | Incremental Winter Peak Savings (MW) | Achievable Technical Potential | 0 | 0 | 0 | 0 | 0 | 0 | 0 | 0 | 0 | 0 | 0 | 0 | 0 | 0 | 0 | 0 | 0 | 0 | 0 | 0 | 0 | 0 | 0 | 0 | 0 | 0 | 0 | 0 | 0 | 0 | 0
F7_Industrial_Paper and Printing_Existing_Miscellaneous_Natural Gas_Strategic Energy Management_A_Achievable Technical Potential | F7 | Industrial | Paper and Printing | Existing | Miscellaneous | Natural Gas | Strategic Energy Management | A | Cumulative Energy Savings (MWh or mTherms) | Achievable Technical Potential | 0 | 0 | 0 | 0 | 0 | 0.017103 | 0.034197 | 0.05119 | 0.068192 | 0.085208 | 0.10201 | 0.11876 | 0.13548 | 0.15194 | 0.16845 | 0.18481 | 0.20118 | 0.21746 | 0.23359 | 0.24974 | 0.26583 | 0.28186 | 0.29782 | 0.31373 | 0.32959 | 0.32959 | 0.32959 | 0.32959 | 0 | 0 | 0
F8_Industrial_Paper and Printing_Existing_Miscellaneous_Natural Gas_Strategic Energy Management_A_Achievable Technical Potential | F8 | Industrial | Paper and Printing | Existing | Miscellaneous | Natural Gas | Strategic Energy Management | A | Cumulative Summer Peak Savings (MW) | Achievable Technical Potential | 0 | 0 | 0 | 0 | 0 | 0 | 0 | 0 | 0 | 0 | 0 | 0 | 0 | 0 | 0 | 0 | 0 | 0 | 0 | 0 | 0 | 0 | 0 | 0 | 0 | 0 | 0 | 0 | 0 | 0 | 0
F9_Industrial_Paper and Printing_Existing_Miscellaneous_Natural Gas_Strategic Energy Management_A_Achievable Technical Potential | F9 | Industrial | Paper and Printing | Existing | Miscellaneous | Natural Gas | Strategic Energy Management | A | Cumulative Winter Peak Savings (MW) | Achievable Technical Potential | 0 | 0 | 0 | 0 | 0 | 0 | 0 | 0 | 0 | 0 | 0 | 0 | 0 | 0 | 0 | 0 | 0 | 0 | 0 | 0 | 0 | 0 | 0 | 0 | 0 | 0 | 0 | 0 | 0 | 0 | 0
F10_Industrial_Paper and Printing_Existing_Miscellaneous_Natural Gas_Strategic Energy Management_A_Achievable Technical Potential | F10 | Industrial | Paper and Printing | Existing | Miscellaneous | Natural Gas | Strategic Energy Management | A | Purchases (Incremental) | Achievable Technical Potential | 0 | 0 | 0 | 0 | 0 | 0.94916 | 0.94864 | 0.94305 | 0.94355 | 0.94434 | 0.93234 | 0.9298 | 0.92791 | 0.91317 | 0.91666 | 0.90792 | 0.90804 | 0.90347 | 0.89541 | 0.89647 | 0.89276 | 0.88929 | 0.88605 | 0.88304 | 0.88025 | 0 | 0 | 0 | 0 | 0 | 0
F11_Industrial_Paper and Printing_Existing_Miscellaneous_Natural Gas_Strategic Energy Management_A_Achievable Technical Potential | F11 | Industrial | Paper and Printing | Existing | Miscellaneous | Natural Gas | Strategic Energy Management | A | Purchases (Cumulative) | Achievable Technical Potential | 0 | 0 | 0 | 0 | 0 | 0.94916 | 1.8978 | 2.8408 | 3.7844 | 4.7287 | 5.6611 | 6.5909 | 7.5188 | 8.432 | 9.3486 | 10.2565 | 11.1646 | 12.068 | 12.9634 | 13.8599 | 14.7527 | 15.642 | 16.528 | 17.411 | 18.2913 | 18.2913 | 18.2913 | 18.2913 | 18.2913 | 18.2913 | 18.2913
F1_Industrial_Paper and Printing_Existing_Space Heating_Natural Gas_Commissioning_A_Achievable Technical Potential | F1 | Industrial | Paper and Printing | Existing | Space Heating | Natural Gas | Commissioning | A | Integrated Unit Energy Savings (kWh or therms) | Achievable Technical Potential | 0 | 0 | 0 | 0 | 0 | 67.5431 | 67.1733 | 66.7075 | 66.1977 | 65.6436 | 65.0586 | 64.4411 | 63.805 | 63.1393 | 62.407 | 61.6965 | 60.9836 | 60.3073 | 59.663 | 59.0555 | 58.4793 | 57.8944 | 57.3851 | 56.9484 | 56.5398 | 56.1649 | 55.8435 | 55.5433 | 0 | 0 | 0
F2_Industrial_Paper and Printing_Existing_Space Heating_Natural Gas_Commissioning_A_Achievable Technical Potential | F2 | Industrial | Paper and Printing | Existing | Space Heating | Natural Gas | Commissioning | A | Integrated Unit Summer Peak Savings (kW) | Achievable Technical Potential | 0 | 0 | 0 | 0 | 0 | 0 | 0 | 0 | 0 | 0 | 0 | 0 | 0 | 0 | 0 | 0 | 0 | 0 | 0 | 0 | 0 | 0 | 0 | 0 | 0 | 0 | 0 | 0 | 0 | 0 | 0
F3_Industrial_Paper and Printing_Existing_Space Heating_Natural Gas_Commissioning_A_Achievable Technical Potential | F3 | Industrial | Paper and Printing | Existing | Space Heating | Natural Gas | Commissioning | A | Integrated Unit Winter Peak Savings (kW) | Achievable Technical Potential | 0 | 0 | 0 | 0 | 0 | 0 | 0 | 0 | 0 | 0 | 0 | 0 | 0 | 0 | 0 | 0 | 0 | 0 | 0 | 0 | 0 | 0 | 0 | 0 | 0 | 0 | 0 | 0 | 0 | 0 | 0
F4_Industrial_Paper and Printing_Existing_Space Heating_Natural Gas_Commissioning_A_Achievable Technical Potential | F4 | Industrial | Paper and Printing | Existing | Space Heating | Natural Gas | Commissioning | A | Incremental Energy Savings (MWh or mTherms) | Achievable Technical Potential | 0 | 0 | 0 | 0 | 0 | 0 | 0 | 0 | 0 | 0 | 0 | 0 | 0 | 0 | 0 | 0 | 0 | 0 | 0 | 0 | 0 | 0 | 0 | 0 | 0 | 0 | 0 | 0 | 0 | 0 | 0
F5_Industrial_Paper and Printing_Existing_Space Heating_Natural Gas_Commissioning_A_Achievable Technical Potential | F5 | Industrial | Paper and Printing | Existing | Space Heating | Natural Gas | Commissioning | A | Incremental Summer Peak Savings (MW) | Achievable Technical Potential | 0 | 0 | 0 | 0 | 0 | 0 | 0 | 0 | 0 | 0 | 0 | 0 | 0 | 0 | 0 | 0 | 0 | 0 | 0 | 0 | 0 | 0 | 0 | 0 | 0 | 0 | 0 | 0 | 0 | 0 | 0
F6_Industrial_Paper and Printing_Existing_Space Heating_Natural Gas_Commissioning_A_Achievable Technical Potential | F6 | Industrial | Paper and Printing | Existing | Space Heating | Natural Gas | Commissioning | A | Incremental Winter Peak Savings (MW) | Achievable Technical Potential | 0 | 0 | 0 | 0 | 0 | 0 | 0 | 0 | 0 | 0 | 0 | 0 | 0 | 0 | 0 | 0 | 0 | 0 | 0 | 0 | 0 | 0 | 0 | 0 | 0 | 0 | 0 | 0 | 0 | 0 | 0
F7_Industrial_Paper and Printing_Existing_Space Heating_Natural Gas_Commissioning_A_Achievable Technical Potential | F7 | Industrial | Paper and Printing | Existing | Space Heating | Natural Gas | Commissioning | A | Cumulative Energy Savings (MWh or mTherms) | Achievable Technical Potential | 0 | 0 | 0 | 0 | 0 | 0 | 0 | 0 | 0 | 0 | 0 | 0 | 0 | 0 | 0 | 0 | 0 | 0 | 0 | 0 | 0 | 0 | 0 | 0 | 0 | 0 | 0 | 0 | 0 | 0 | 0
F8_Industrial_Paper and Printing_Existing_Space Heating_Natural Gas_Commissioning_A_Achievable Technical Potential | F8 | Industrial | Paper and Printing | Existing | Space Heating | Natural Gas | Commissioning | A | Cumulative Summer Peak Savings (MW) | Achievable Technical Potential | 0 | 0 | 0 | 0 | 0 | 0 | 0 | 0 | 0 | 0 | 0 | 0 | 0 | 0 | 0 | 0 | 0 | 0 | 0 | 0 | 0 | 0 | 0 | 0 | 0 | 0 | 0 | 0 | 0 | 0 | 0
F9_Industrial_Paper and Printing_Existing_Space Heating_Natural Gas_Commissioning_A_Achievable Technical Potential | F9 | Industrial | Paper and Printing | Existing | Space Heating | Natural Gas | Commissioning | A | Cumulative Winter Peak Savings (MW) | Achievable Technical Potential | 0 | 0 | 0 | 0 | 0 | 0 | 0 | 0 | 0 | 0 | 0 | 0 | 0 | 0 | 0 | 0 | 0 | 0 | 0 | 0 | 0 | 0 | 0 | 0 | 0 | 0 | 0 | 0 | 0 | 0 | 0
F10_Industrial_Paper and Printing_Existing_Space Heating_Natural Gas_Commissioning_A_Achievable Technical Potential | F10 | Industrial | Paper and Printing | Existing | Space Heating | Natural Gas | Commissioning | A | Purchases (Incremental) | Achievable Technical Potential | 0 | 0 | 0 | 0 | 0 | 0 | 0 | 0 | 0 | 0 | 0 | 0 | 0 | 0 | 0 | 0 | 0 | 0 | 0 | 0 | 0 | 0 | 0 | 0 | 0 | 0 | 0 | 0 | 0 | 0 | 0
F11_Industrial_Paper and Printing_Existing_Space Heating_Natural Gas_Commissioning_A_Achievable Technical Potential | F11 | Industrial | Paper and Printing | Existing | Space Heating | Natural Gas | Commissioning | A | Purchases (Cumulative) | Achievable Technical Potential | 0 | 0 | 0 | 0 | 0 | 0 | 0 | 0 | 0 | 0 | 0 | 0 | 0 | 0 | 0 | 0 | 0 | 0 | 0 | 0 | 0 | 0 | 0 | 0 | 0 | 0 | 0 | 0 | 0 | 0 | 0
F1_Industrial_Paper and Printing_Existing_Process_Natural Gas_Commissioning_A_Achievable Technical Potential | F1 | Industrial | Paper and Printing | Existing | Process | Natural Gas | Commissioning | A | Integrated Unit Energy Savings (kWh or therms) | Achievable Technical Potential | 0 | 0 | 0 | 0 | 0 | 317.5129 | 317.5129 | 317.5129 | 317.5129 | 317.5129 | 317.5129 | 317.5129 | 317.5129 | 317.5129 | 317.5129 | 317.5129 | 317.5129 | 317.5129 | 317.5129 | 317.5129 | 317.5129 | 317.5129 | 317.5129 | 317.5129 | 317.5129 | 317.5129 | 317.5129 | 317.5129 | 0 | 0 | 0
F2_Industrial_Paper and Printing_Existing_Process_Natural Gas_Commissioning_A_Achievable Technical Potential | F2 | Industrial | Paper and Printing | Existing | Process | Natural Gas | Commissioning | A | Integrated Unit Summer Peak Savings (kW) | Achievable Technical Potential | 0 | 0 | 0 | 0 | 0 | 0 | 0 | 0 | 0 | 0 | 0 | 0 | 0 | 0 | 0 | 0 | 0 | 0 | 0 | 0 | 0 | 0 | 0 | 0 | 0 | 0 | 0 | 0 | 0 | 0 | 0
F3_Industrial_Paper and Printing_Existing_Process_Natural Gas_Commissioning_A_Achievable Technical Potential | F3 | Industrial | Paper and Printing | Existing | Process | Natural Gas | Commissioning | A | Integrated Unit Winter Peak Savings (kW) | Achievable Technical Potential | 0 | 0 | 0 | 0 | 0 | 0 | 0 | 0 | 0 | 0 | 0 | 0 | 0 | 0 | 0 | 0 | 0 | 0 | 0 | 0 | 0 | 0 | 0 | 0 | 0 | 0 | 0 | 0 | 0 | 0 | 0
F4_Industrial_Paper and Printing_Existing_Process_Natural Gas_Commissioning_A_Achievable Technical Potential | F4 | Industrial | Paper and Printing | Existing | Process | Natural Gas | Commissioning | A | Incremental Energy Savings (MWh or mTherms) | Achievable Technical Potential | 0 | 0 | 0 | 0 | 0 | 0 | 0 | 0 | 0 | 0 | 0 | 0 | 0 | 0 | 0 | 0 | 0 | 0 | 0 | 0 | 0 | 0 | 0 | 0 | 0 | 0 | 0 | 0 | 0 | 0 | 0
F5_Industrial_Paper and Printing_Existing_Process_Natural Gas_Commissioning_A_Achievable Technical Potential | F5 | Industrial | Paper and Printing | Existing | Process | Natural Gas | Commissioning | A | Incremental Summer Peak Savings (MW) | Achievable Technical Potential | 0 | 0 | 0 | 0 | 0 | 0 | 0 | 0 | 0 | 0 | 0 | 0 | 0 | 0 | 0 | 0 | 0 | 0 | 0 | 0 | 0 | 0 | 0 | 0 | 0 | 0 | 0 | 0 | 0 | 0 | 0
F6_Industrial_Paper and Printing_Existing_Process_Natural Gas_Commissioning_A_Achievable Technical Potential | F6 | Industrial | Paper and Printing | Existing | Process | Natural Gas | Commissioning | A | Incremental Winter Peak Savings (MW) | Achievable Technical Potential | 0 | 0 | 0 | 0 | 0 | 0 | 0 | 0 | 0 | 0 | 0 | 0 | 0 | 0 | 0 | 0 | 0 | 0 | 0 | 0 | 0 | 0 | 0 | 0 | 0 | 0 | 0 | 0 | 0 | 0 | 0
F7_Industrial_Paper and Printing_Existing_Process_Natural Gas_Commissioning_A_Achievable Technical Potential | F7 | Industrial | Paper and Printing | Existing | Process | Natural Gas | Commissioning | A | Cumulative Energy Savings (MWh or mTherms) | Achievable Technical Potential | 0 | 0 | 0 | 0 | 0 | 0 | 0 | 0 | 0 | 0 | 0 | 0 | 0 | 0 | 0 | 0 | 0 | 0 | 0 | 0 | 0 | 0 | 0 | 0 | 0 | 0 | 0 | 0 | 0 | 0 | 0
F8_Industrial_Paper and Printing_Existing_Process_Natural Gas_Commissioning_A_Achievable Technical Potential | F8 | Industrial | Paper and Printing | Existing | Process | Natural Gas | Commissioning | A | Cumulative Summer Peak Savings (MW) | Achievable Technical Potential | 0 | 0 | 0 | 0 | 0 | 0 | 0 | 0 | 0 | 0 | 0 | 0 | 0 | 0 | 0 | 0 | 0 | 0 | 0 | 0 | 0 | 0 | 0 | 0 | 0 | 0 | 0 | 0 | 0 | 0 | 0
F9_Industrial_Paper and Printing_Existing_Process_Natural Gas_Commissioning_A_Achievable Technical Potential | F9 | Industrial | Paper and Printing | Existing | Process | Natural Gas | Commissioning | A | Cumulative Winter Peak Savings (MW) | Achievable Technical Potential | 0 | 0 | 0 | 0 | 0 | 0 | 0 | 0 | 0 | 0 | 0 | 0 | 0 | 0 | 0 | 0 | 0 | 0 | 0 | 0 | 0 | 0 | 0 | 0 | 0 | 0 | 0 | 0 | 0 | 0 | 0
F10_Industrial_Paper and Printing_Existing_Process_Natural Gas_Commissioning_A_Achievable Technical Potential | F10 | Industrial | Paper and Printing | Existing | Process | Natural Gas | Commissioning | A | Purchases (Incremental) | Achievable Technical Potential | 0 | 0 | 0 | 0 | 0 | 0 | 0 | 0 | 0 | 0 | 0 | 0 | 0 | 0 | 0 | 0 | 0 | 0 | 0 | 0 | 0 | 0 | 0 | 0 | 0 | 0 | 0 | 0 | 0 | 0 | 0
F11_Industrial_Paper and Printing_Existing_Process_Natural Gas_Commissioning_A_Achievable Technical Potential | F11 | Industrial | Paper and Printing | Existing | Process | Natural Gas | Commissioning | A | Purchases (Cumulative) | Achievable Technical Potential | 0 | 0 | 0 | 0 | 0 | 0 | 0 | 0 | 0 | 0 | 0 | 0 | 0 | 0 | 0 | 0 | 0 | 0 | 0 | 0 | 0 | 0 | 0 | 0 | 0 | 0 | 0 | 0 | 0 | 0 | 0
F1_Industrial_Paper and Printing_Existing_Space Heating_Natural Gas_Retrocommissioning_A_Achievable Technical Potential | F1 | Industrial | Paper and Printing | Existing | Space Heating | Natural Gas | Retrocommissioning | A | Integrated Unit Energy Savings (kWh or therms) | Achievable Technical Potential | 0 | 0 | 0 | 0 | 0 | 9.3801 | 9.3277 | 9.2621 | 9.1904 | 9.1126 | 9.0305 | 8.9442 | 8.8554 | 8.7625 | 8.6606 | 8.5616 | 8.4625 | 8.3685 | 8.2789 | 8.1945 | 8.1144 | 8.0332 | 7.9625 | 7.9019 | 7.8452 | 7.7932 | 7.7485 | 7.7069 | 0 | 0 | 0
F2_Industrial_Paper and Printing_Existing_Space Heating_Natural Gas_Retrocommissioning_A_Achievable Technical Potential | F2 | Industrial | Paper and Printing | Existing | Space Heating | Natural Gas | Retrocommissioning | A | Integrated Unit Summer Peak Savings (kW) | Achievable Technical Potential | 0 | 0 | 0 | 0 | 0 | 0 | 0 | 0 | 0 | 0 | 0 | 0 | 0 | 0 | 0 | 0 | 0 | 0 | 0 | 0 | 0 | 0 | 0 | 0 | 0 | 0 | 0 | 0 | 0 | 0 | 0
F3_Industrial_Paper and Printing_Existing_Space Heating_Natural Gas_Retrocommissioning_A_Achievable Technical Potential | F3 | Industrial | Paper and Printing | Existing | Space Heating | Natural Gas | Retrocommissioning | A | Integrated Unit Winter Peak Savings (kW) | Achievable Technical Potential | 0 | 0 | 0 | 0 | 0 | 0 | 0 | 0 | 0 | 0 | 0 | 0 | 0 | 0 | 0 | 0 | 0 | 0 | 0 | 0 | 0 | 0 | 0 | 0 | 0 | 0 | 0 | 0 | 0 | 0 | 0
F4_Industrial_Paper and Printing_Existing_Space Heating_Natural Gas_Retrocommissioning_A_Achievable Technical Potential | F4 | Industrial | Paper and Printing | Existing | Space Heating | Natural Gas | Retrocommissioning | A | Incremental Energy Savings (MWh or mTherms) | Achievable Technical Potential | 0 | 0 | 0 | 0 | 0 | 0.0069247 | 0.0068823 | 0.0067935 | 0.0067446 | 0.006693 | 0.0065485 | 0.0064682 | 0.006391 | 0.0062235 | 0.0061746 | 0.0060459 | 0.0059766 | 0.0058805 | 0.0057656 | 0.0057136 | 0.0056344 | 0.0055563 | 0.0054874 | 0.0054271 | 0.0053711 | 0 | 0 | 0 | 0 | 0 | 0
F5_Industrial_Paper and Printing_Existing_Space Heating_Natural Gas_Retrocommissioning_A_Achievable Technical Potential | F5 | Industrial | Paper and Printing | Existing | Space Heating | Natural Gas | Retrocommissioning | A | Incremental Summer Peak Savings (MW) | Achievable Technical Potential | 0 | 0 | 0 | 0 | 0 | 0 | 0 | 0 | 0 | 0 | 0 | 0 | 0 | 0 | 0 | 0 | 0 | 0 | 0 | 0 | 0 | 0 | 0 | 0 | 0 | 0 | 0 | 0 | 0 | 0 | 0
F6_Industrial_Paper and Printing_Existing_Space Heating_Natural Gas_Retrocommissioning_A_Achievable Technical Potential | F6 | Industrial | Paper and Printing | Existing | Space Heating | Natural Gas | Retrocommissioning | A | Incremental Winter Peak Savings (MW) | Achievable Technical Potential | 0 | 0 | 0 | 0 | 0 | 0 | 0 | 0 | 0 | 0 | 0 | 0 | 0 | 0 | 0 | 0 | 0 | 0 | 0 | 0 | 0 | 0 | 0 | 0 | 0 | 0 | 0 | 0 | 0 | 0 | 0
F7_Industrial_Paper and Printing_Existing_Space Heating_Natural Gas_Retrocommissioning_A_Achievable Technical Potential | F7 | Industrial | Paper and Printing | Existing | Space Heating | Natural Gas | Retrocommissioning | A | Cumulative Energy Savings (MWh or mTherms) | Achievable Technical Potential | 0 | 0 | 0 | 0 | 0 | 0.0069247 | 0.013768 | 0.020465 | 0.027051 | 0.033515 | 0.039762 | 0.04585 | 0.051786 | 0.057466 | 0.062972 | 0.068299 | 0.073485 | 0.078548 | 0.083473 | 0.088336 | 0.093107 | 0.097732 | 0.10236 | 0.10701 | 0.11161 | 0.11087 | 0.11024 | 0.10964 | 0 | 0 | 0
F8_Industrial_Paper and Printing_Existing_Space Heating_Natural Gas_Retrocommissioning_A_Achievable Technical Potential | F8 | Industrial | Paper and Printing | Existing | Space Heating | Natural Gas | Retrocommissioning | A | Cumulative Summer Peak Savings (MW) | Achievable Technical Potential | 0 | 0 | 0 | 0 | 0 | 0 | 0 | 0 | 0 | 0 | 0 | 0 | 0 | 0 | 0 | 0 | 0 | 0 | 0 | 0 | 0 | 0 | 0 | 0 | 0 | 0 | 0 | 0 | 0 | 0 | 0
F9_Industrial_Paper and Printing_Existing_Space Heating_Natural Gas_Retrocommissioning_A_Achievable Technical Potential | F9 | Industrial | Paper and Printing | Existing | Space Heating | Natural Gas | Retrocommissioning | A | Cumulative Winter Peak Savings (MW) | Achievable Technical Potential | 0 | 0 | 0 | 0 | 0 | 0 | 0 | 0 | 0 | 0 | 0 | 0 | 0 | 0 | 0 | 0 | 0 | 0 | 0 | 0 | 0 | 0 | 0 | 0 | 0 | 0 | 0 | 0 | 0 | 0 | 0
F10_Industrial_Paper and Printing_Existing_Space Heating_Natural Gas_Retrocommissioning_A_Achievable Technical Potential | F10 | Industrial | Paper and Printing | Existing | Space Heating | Natural Gas | Retrocommissioning | A | Purchases (Incremental) | Achievable Technical Potential | 0 | 0 | 0 | 0 | 0 | 0.73824 | 0.73783 | 0.73348 | 0.73388 | 0.73448 | 0.72516 | 0.72317 | 0.72171 | 0.71025 | 0.71296 | 0.70616 | 0.70625 | 0.7027 | 0.69643 | 0.69725 | 0.69437 | 0.69167 | 0.68915 | 0.68681 | 0.68464 | 0 | 0 | 0 | 0 | 0 | 0
F11_Industrial_Paper and Printing_Existing_Space Heating_Natural Gas_Retrocommissioning_A_Achievable Technical Potential | F11 | Industrial | Paper and Printing | Existing | Space Heating | Natural Gas | Retrocommissioning | A | Purchases (Cumulative) | Achievable Technical Potential | 0 | 0 | 0 | 0 | 0 | 0.73824 | 1.4761 | 2.2095 | 2.9434 | 3.6779 | 4.4031 | 5.1262 | 5.8479 | 6.5582 | 7.2711 | 7.9773 | 8.6836 | 9.3862 | 10.0827 | 10.7799 | 11.4743 | 12.166 | 12.8551 | 13.5419 | 14.2266 | 14.2266 | 14.2266 | 14.2266 | 14.2266 | 14.2266 | 14.2266
F1_Industrial_Paper and Printing_Existing_Process_Natural Gas_Retrocommissioning_A_Achievable Technical Potential | F1 | Industrial | Paper and Printing | Existing | Process | Natural Gas | Retrocommissioning | A | Integrated Unit Energy Savings (kWh or therms) | Achievable Technical Potential | 0 | 0 | 0 | 0 | 0 | 0 | 0 | 0 | 0 | 0 | 0 | 0 | 0 | 0 | 0 | 0 | 0 | 0 | 0 | 0 | 0 | 0 | 0 | 0 | 0 | 0 | 0 | 0 | 0 | 0 | 0
F2_Industrial_Paper and Printing_Existing_Process_Natural Gas_Retrocommissioning_A_Achievable Technical Potential | F2 | Industrial | Paper and Printing | Existing | Process | Natural Gas | Retrocommissioning | A | Integrated Unit Summer Peak Savings (kW) | Achievable Technical Potential | 0 | 0 | 0 | 0 | 0 | 0 | 0 | 0 | 0 | 0 | 0 | 0 | 0 | 0 | 0 | 0 | 0 | 0 | 0 | 0 | 0 | 0 | 0 | 0 | 0 | 0 | 0 | 0 | 0 | 0 | 0
F3_Industrial_Paper and Printing_Existing_Process_Natural Gas_Retrocommissioning_A_Achievable Technical Potential | F3 | Industrial | Paper and Printing | Existing | Process | Natural Gas | Retrocommissioning | A | Integrated Unit Winter Peak Savings (kW) | Achievable Technical Potential | 0 | 0 | 0 | 0 | 0 | 0 | 0 | 0 | 0 | 0 | 0 | 0 | 0 | 0 | 0 | 0 | 0 | 0 | 0 | 0 | 0 | 0 | 0 | 0 | 0 | 0 | 0 | 0 | 0 | 0 | 0
F4_Industrial_Paper and Printing_Existing_Process_Natural Gas_Retrocommissioning_A_Achievable Technical Potential | F4 | Industrial | Paper and Printing | Existing | Process | Natural Gas | Retrocommissioning | A | Incremental Energy Savings (MWh or mTherms) | Achievable Technical Potential | 0 | 0 | 0 | 0 | 0 | 0 | 0 | 0 | 0 | 0 | 0 | 0 | 0 | 0 | 0 | 0 | 0 | 0 | 0 | 0 | 0 | 0 | 0 | 0 | 0 | 0 | 0 | 0 | 0 | 0 | 0
F5_Industrial_Paper and Printing_Existing_Process_Natural Gas_Retrocommissioning_A_Achievable Technical Potential | F5 | Industrial | Paper and Printing | Existing | Process | Natural Gas | Retrocommissioning | A | Incremental Summer Peak Savings (MW) | Achievable Technical Potential | 0 | 0 | 0 | 0 | 0 | 0 | 0 | 0 | 0 | 0 | 0 | 0 | 0 | 0 | 0 | 0 | 0 | 0 | 0 | 0 | 0 | 0 | 0 | 0 | 0 | 0 | 0 | 0 | 0 | 0 | 0
F6_Industrial_Paper and Printing_Existing_Process_Natural Gas_Retrocommissioning_A_Achievable Technical Potential | F6 | Industrial | Paper and Printing | Existing | Process | Natural Gas | Retrocommissioning | A | Incremental Winter Peak Savings (MW) | Achievable Technical Potential | 0 | 0 | 0 | 0 | 0 | 0 | 0 | 0 | 0 | 0 | 0 | 0 | 0 | 0 | 0 | 0 | 0 | 0 | 0 | 0 | 0 | 0 | 0 | 0 | 0 | 0 | 0 | 0 | 0 | 0 | 0
F7_Industrial_Paper and Printing_Existing_Process_Natural Gas_Retrocommissioning_A_Achievable Technical Potential | F7 | Industrial | Paper and Printing | Existing | Process | Natural Gas | Retrocommissioning | A | Cumulative Energy Savings (MWh or mTherms) | Achievable Technical Potential | 0 | 0 | 0 | 0 | 0 | 0 | 0 | 0 | 0 | 0 | 0 | 0 | 0 | 0 | 0 | 0 | 0 | 0 | 0 | 0 | 0 | 0 | 0 | 0 | 0 | 0 | 0 | 0 | 0 | 0 | 0
F8_Industrial_Paper and Printing_Existing_Process_Natural Gas_Retrocommissioning_A_Achievable Technical Potential | F8 | Industrial | Paper and Printing | Existing | Process | Natural Gas | Retrocommissioning | A | Cumulative Summer Peak Savings (MW) | Achievable Technical Potential | 0 | 0 | 0 | 0 | 0 | 0 | 0 | 0 | 0 | 0 | 0 | 0 | 0 | 0 | 0 | 0 | 0 | 0 | 0 | 0 | 0 | 0 | 0 | 0 | 0 | 0 | 0 | 0 | 0 | 0 | 0
F9_Industrial_Paper and Printing_Existing_Process_Natural Gas_Retrocommissioning_A_Achievable Technical Potential | F9 | Industrial | Paper and Printing | Existing | Process | Natural Gas | Retrocommissioning | A | Cumulative Winter Peak Savings (MW) | Achievable Technical Potential | 0 | 0 | 0 | 0 | 0 | 0 | 0 | 0 | 0 | 0 | 0 | 0 | 0 | 0 | 0 | 0 | 0 | 0 | 0 | 0 | 0 | 0 | 0 | 0 | 0 | 0 | 0 | 0 | 0 | 0 | 0
F10_Industrial_Paper and Printing_Existing_Process_Natural Gas_Retrocommissioning_A_Achievable Technical Potential | F10 | Industrial | Paper and Printing | Existing | Process | Natural Gas | Retrocommissioning | A | Purchases (Incremental) | Achievable Technical Potential | 0 | 0 | 0 | 0 | 0 | 0.73824 | 0.73783 | 0.73348 | 0.73388 | 0.73448 | 0.72516 | 0.72317 | 0.72171 | 0.71025 | 0.71296 | 0.70616 | 0.70625 | 0.7027 | 0.69643 | 0.69725 | 0.69437 | 0.69167 | 0.68915 | 0.68681 | 0.68464 | 0 | 0 | 0 | 0 | 0 | 0
F11_Industrial_Paper and Printing_Existing_Process_Natural Gas_Retrocommissioning_A_Achievable Technical Potential | F11 | Industrial | Paper and Printing | Existing | Process | Natural Gas | Retrocommissioning | A | Purchases (Cumulative) | Achievable Technical Potential | 0 | 0 | 0 | 0 | 0 | 0.73824 | 1.4761 | 2.2095 | 2.9434 | 3.6779 | 4.4031 | 5.1262 | 5.8479 | 6.5582 | 7.2711 | 7.9773 | 8.6836 | 9.3862 | 10.0827 | 10.7799 | 11.4743 | 12.166 | 12.8551 | 13.5419 | 14.2266 | 14.2266 | 14.2266 | 14.2266 | 14.2266 | 14.2266 | 14.2266
F1_Industrial_Paper and Printing_New_Space Heating_Natural Gas_Insulation - Roof/Ceiling_A_Achievable Technical Potential | F1 | Industrial | Paper and Printing | New | Space Heating | Natural Gas | Insulation - Roof/Ceiling | A | Integrated Unit Energy Savings (kWh or therms) | Achievable Technical Potential | 0 | 0 | 0 | 0 | 0 | 0.093599 | 0.091995 | 0.090648 | 0.08946 | 0.088361 | 0.087359 | 0.086148 | 0.084815 | 0.083432 | 0.082032 | 0.080721 | 0.079505 | 0.078451 | 0.07718 | 0.076198 | 0.075469 | 0.074926 | 0.074656 | 0.074528 | 0.074504 | 0.074551 | 0.074616 | 0.074699 | 0 | 0 | 0
F2_Industrial_Paper and Printing_New_Space Heating_Natural Gas_Insulation - Roof/Ceiling_A_Achievable Technical Potential | F2 | Industrial | Paper and Printing | New | Space Heating | Natural Gas | Insulation - Roof/Ceiling | A | Integrated Unit Summer Peak Savings (kW) | Achievable Technical Potential | 0 | 0 | 0 | 0 | 0 | 0 | 0 | 0 | 0 | 0 | 0 | 0 | 0 | 0 | 0 | 0 | 0 | 0 | 0 | 0 | 0 | 0 | 0 | 0 | 0 | 0 | 0 | 0 | 0 | 0 | 0
F3_Industrial_Paper and Printing_New_Space Heating_Natural Gas_Insulation - Roof/Ceiling_A_Achievable Technical Potential | F3 | Industrial | Paper and Printing | New | Space Heating | Natural Gas | Insulation - Roof/Ceiling | A | Integrated Unit Winter Peak Savings (kW) | Achievable Technical Potential | 0 | 0 | 0 | 0 | 0 | 0 | 0 | 0 | 0 | 0 | 0 | 0 | 0 | 0 | 0 | 0 | 0 | 0 | 0 | 0 | 0 | 0 | 0 | 0 | 0 | 0 | 0 | 0 | 0 | 0 | 0
F4_Industrial_Paper and Printing_New_Space Heating_Natural Gas_Insulation - Roof/Ceiling_A_Achievable Technical Potential | F4 | Industrial | Paper and Printing | New | Space Heating | Natural Gas | Insulation - Roof/Ceiling | A | Incremental Energy Savings (MWh or mTherms) | Achievable Technical Potential | 0 | 0 | 0 | 0 | 0 | 0 | 0 | 0 | 0 | 0 | 0 | 0 | 0 | 0 | 0 | 0 | 0 | 0 | 0 | 0 | 0 | 0 | 0 | 0 | 0 | 0 | 0 | 0 | 0 | 0 | 0
F5_Industrial_Paper and Printing_New_Space Heating_Natural Gas_Insulation - Roof/Ceiling_A_Achievable Technical Potential | F5 | Industrial | Paper and Printing | New | Space Heating | Natural Gas | Insulation - Roof/Ceiling | A | Incremental Summer Peak Savings (MW) | Achievable Technical Potential | 0 | 0 | 0 | 0 | 0 | 0 | 0 | 0 | 0 | 0 | 0 | 0 | 0 | 0 | 0 | 0 | 0 | 0 | 0 | 0 | 0 | 0 | 0 | 0 | 0 | 0 | 0 | 0 | 0 | 0 | 0
F6_Industrial_Paper and Printing_New_Space Heating_Natural Gas_Insulation - Roof/Ceiling_A_Achievable Technical Potential | F6 | Industrial | Paper and Printing | New | Space Heating | Natural Gas | Insulation - Roof/Ceiling | A | Incremental Winter Peak Savings (MW) | Achievable Technical Potential | 0 | 0 | 0 | 0 | 0 | 0 | 0 | 0 | 0 | 0 | 0 | 0 | 0 | 0 | 0 | 0 | 0 | 0 | 0 | 0 | 0 | 0 | 0 | 0 | 0 | 0 | 0 | 0 | 0 | 0 | 0
F7_Industrial_Paper and Printing_New_Space Heating_Natural Gas_Insulation - Roof/Ceiling_A_Achievable Technical Potential | F7 | Industrial | Paper and Printing | New | Space Heating | Natural Gas | Insulation - Roof/Ceiling | A | Cumulative Energy Savings (MWh or mTherms) | Achievable Technical Potential | 0 | 0 | 0 | 0 | 0 | 0 | 0 | 0 | 0 | 0 | 0 | 0 | 0 | 0 | 0 | 0 | 0 | 0 | 0 | 0 | 0 | 0 | 0 | 0 | 0 | 0 | 0 | 0 | 0 | 0 | 0
F8_Industrial_Paper and Printing_New_Space Heating_Natural Gas_Insulation - Roof/Ceiling_A_Achievable Technical Potential | F8 | Industrial | Paper and Printing | New | Space Heating | Natural Gas | Insulation - Roof/Ceiling | A | Cumulative Summer Peak Savings (MW) | Achievable Technical Potential | 0 | 0 | 0 | 0 | 0 | 0 | 0 | 0 | 0 | 0 | 0 | 0 | 0 | 0 | 0 | 0 | 0 | 0 | 0 | 0 | 0 | 0 | 0 | 0 | 0 | 0 | 0 | 0 | 0 | 0 | 0
F9_Industrial_Paper and Printing_New_Space Heating_Natural Gas_Insulation - Roof/Ceiling_A_Achievable Technical Potential | F9 | Industrial | Paper and Printing | New | Space Heating | Natural Gas | Insulation - Roof/Ceiling | A | Cumulative Winter Peak Savings (MW) | Achievable Technical Potential | 0 | 0 | 0 | 0 | 0 | 0 | 0 | 0 | 0 | 0 | 0 | 0 | 0 | 0 | 0 | 0 | 0 | 0 | 0 | 0 | 0 | 0 | 0 | 0 | 0 | 0 | 0 | 0 | 0 | 0 | 0
F10_Industrial_Paper and Printing_New_Space Heating_Natural Gas_Insulation - Roof/Ceiling_A_Achievable Technical Potential | F10 | Industrial | Paper and Printing | New | Space Heating | Natural Gas | Insulation - Roof/Ceiling | A | Purchases (Incremental) | Achievable Technical Potential | 0 | 0 | 0 | 0 | 0 | 0 | 0 | 0 | 0 | 0 | 0 | 0 | 0 | 0 | 0 | 0 | 0 | 0 | 0 | 0 | 0 | 0 | 0 | 0 | 0 | 0 | 0 | 0 | 0 | 0 | 0
F11_Industrial_Paper and Printing_New_Space Heating_Natural Gas_Insulation - Roof/Ceiling_A_Achievable Technical Potential | F11 | Industrial | Paper and Printing | New | Space Heating | Natural Gas | Insulation - Roof/Ceiling | A | Purchases (Cumulative) | Achievable Technical Potential | 0 | 0 | 0 | 0 | 0 | 0 | 0 | 0 | 0 | 0 | 0 | 0 | 0 | 0 | 0 | 0 | 0 | 0 | 0 | 0 | 0 | 0 | 0 | 0 | 0 | 0 | 0 | 0 | 0 | 0 | 0
F1_Industrial_Paper and Printing_New_Space Heating_Natural Gas_Insulation - Wall Cavity_A_Achievable Technical Potential | F1 | Industrial | Paper and Printing | New | Space Heating | Natural Gas | Insulation - Wall Cavity | A | Integrated Unit Energy Savings (kWh or therms) | Achievable Technical Potential | 0 | 0 | 0 | 0 | 0 | 0.016856 | 0.016567 | 0.016325 | 0.016111 | 0.015913 | 0.015733 | 0.015514 | 0.015275 | 0.015025 | 0.014773 | 0.014537 | 0.014318 | 0.014128 | 0.013899 | 0.013723 | 0.013591 | 0.013493 | 0.013445 | 0.013422 | 0.013418 | 0.013426 | 0.013438 | 0.013453 | 0 | 0 | 0
F2_Industrial_Paper and Printing_New_Space Heating_Natural Gas_Insulation - Wall Cavity_A_Achievable Technical Potential | F2 | Industrial | Paper and Printing | New | Space Heating | Natural Gas | Insulation - Wall Cavity | A | Integrated Unit Summer Peak Savings (kW) | Achievable Technical Potential | 0 | 0 | 0 | 0 | 0 | 0 | 0 | 0 | 0 | 0 | 0 | 0 | 0 | 0 | 0 | 0 | 0 | 0 | 0 | 0 | 0 | 0 | 0 | 0 | 0 | 0 | 0 | 0 | 0 | 0 | 0
F3_Industrial_Paper and Printing_New_Space Heating_Natural Gas_Insulation - Wall Cavity_A_Achievable Technical Potential | F3 | Industrial | Paper and Printing | New | Space Heating | Natural Gas | Insulation - Wall Cavity | A | Integrated Unit Winter Peak Savings (kW) | Achievable Technical Potential | 0 | 0 | 0 | 0 | 0 | 0 | 0 | 0 | 0 | 0 | 0 | 0 | 0 | 0 | 0 | 0 | 0 | 0 | 0 | 0 | 0 | 0 | 0 | 0 | 0 | 0 | 0 | 0 | 0 | 0 | 0
F4_Industrial_Paper and Printing_New_Space Heating_Natural Gas_Insulation - Wall Cavity_A_Achievable Technical Potential | F4 | Industrial | Paper and Printing | New | Space Heating | Natural Gas | Insulation - Wall Cavity | A | Incremental Energy Savings (MWh or mTherms) | Achievable Technical Potential | 0 | 0 | 0 | 0 | 0 | 0 | 0 | 0 | 0 | 0 | 0 | 0 | 0 | 0 | 0 | 0 | 0 | 0 | 0 | 0 | 0 | 0 | 0 | 0 | 0 | 0 | 0 | 0 | 0 | 0 | 0
F5_Industrial_Paper and Printing_New_Space Heating_Natural Gas_Insulation - Wall Cavity_A_Achievable Technical Potential | F5 | Industrial | Paper and Printing | New | Space Heating | Natural Gas | Insulation - Wall Cavity | A | Incremental Summer Peak Savings (MW) | Achievable Technical Potential | 0 | 0 | 0 | 0 | 0 | 0 | 0 | 0 | 0 | 0 | 0 | 0 | 0 | 0 | 0 | 0 | 0 | 0 | 0 | 0 | 0 | 0 | 0 | 0 | 0 | 0 | 0 | 0 | 0 | 0 | 0
F6_Industrial_Paper and Printing_New_Space Heating_Natural Gas_Insulation - Wall Cavity_A_Achievable Technical Potential | F6 | Industrial | Paper and Printing | New | Space Heating | Natural Gas | Insulation - Wall Cavity | A | Incremental Winter Peak Savings (MW) | Achievable Technical Potential | 0 | 0 | 0 | 0 | 0 | 0 | 0 | 0 | 0 | 0 | 0 | 0 | 0 | 0 | 0 | 0 | 0 | 0 | 0 | 0 | 0 | 0 | 0 | 0 | 0 | 0 | 0 | 0 | 0 | 0 | 0
F7_Industrial_Paper and Printing_New_Space Heating_Natural Gas_Insulation - Wall Cavity_A_Achievable Technical Potential | F7 | Industrial | Paper and Printing | New | Space Heating | Natural Gas | Insulation - Wall Cavity | A | Cumulative Energy Savings (MWh or mTherms) | Achievable Technical Potential | 0 | 0 | 0 | 0 | 0 | 0 | 0 | 0 | 0 | 0 | 0 | 0 | 0 | 0 | 0 | 0 | 0 | 0 | 0 | 0 | 0 | 0 | 0 | 0 | 0 | 0 | 0 | 0 | 0 | 0 | 0
F8_Industrial_Paper and Printing_New_Space Heating_Natural Gas_Insulation - Wall Cavity_A_Achievable Technical Potential | F8 | Industrial | Paper and Printing | New | Space Heating | Natural Gas | Insulation - Wall Cavity | A | Cumulative Summer Peak Savings (MW) | Achievable Technical Potential | 0 | 0 | 0 | 0 | 0 | 0 | 0 | 0 | 0 | 0 | 0 | 0 | 0 | 0 | 0 | 0 | 0 | 0 | 0 | 0 | 0 | 0 | 0 | 0 | 0 | 0 | 0 | 0 | 0 | 0 | 0
F9_Industrial_Paper and Printing_New_Space Heating_Natural Gas_Insulation - Wall Cavity_A_Achievable Technical Potential | F9 | Industrial | Paper and Printing | New | Space Heating | Natural Gas | Insulation - Wall Cavity | A | Cumulative Winter Peak Savings (MW) | Achievable Technical Potential | 0 | 0 | 0 | 0 | 0 | 0 | 0 | 0 | 0 | 0 | 0 | 0 | 0 | 0 | 0 | 0 | 0 | 0 | 0 | 0 | 0 | 0 | 0 | 0 | 0 | 0 | 0 | 0 | 0 | 0 | 0
F10_Industrial_Paper and Printing_New_Space Heating_Natural Gas_Insulation - Wall Cavity_A_Achievable Technical Potential | F10 | Industrial | Paper and Printing | New | Space Heating | Natural Gas | Insulation - Wall Cavity | A | Purchases (Incremental) | Achievable Technical Potential | 0 | 0 | 0 | 0 | 0 | 0 | 0 | 0 | 0 | 0 | 0 | 0 | 0 | 0 | 0 | 0 | 0 | 0 | 0 | 0 | 0 | 0 | 0 | 0 | 0 | 0 | 0 | 0 | 0 | 0 | 0
F11_Industrial_Paper and Printing_New_Space Heating_Natural Gas_Insulation - Wall Cavity_A_Achievable Technical Potential | F11 | Industrial | Paper and Printing | New | Space Heating | Natural Gas | Insulation - Wall Cavity | A | Purchases (Cumulative) | Achievable Technical Potential | 0 | 0 | 0 | 0 | 0 | 0 | 0 | 0 | 0 | 0 | 0 | 0 | 0 | 0 | 0 | 0 | 0 | 0 | 0 | 0 | 0 | 0 | 0 | 0 | 0 | 0 | 0 | 0 | 0 | 0 | 0
F1_Industrial_Paper and Printing_New_Space Heating_Natural Gas_Insulation - Ducting_A_Achievable Technical Potential | F1 | Industrial | Paper and Printing | New | Space Heating | Natural Gas | Insulation - Ducting | A | Integrated Unit Energy Savings (kWh or therms) | Achievable Technical Potential | 0 | 0 | 0 | 0 | 0 | 0 | 0 | 0 | 0 | 0 | 0 | 0 | 0 | 0 | 0 | 0 | 0 | 0 | 0 | 0 | 0 | 0 | 0 | 0 | 0 | 0 | 0 | 0 | 0 | 0 | 0
F2_Industrial_Paper and Printing_New_Space Heating_Natural Gas_Insulation - Ducting_A_Achievable Technical Potential | F2 | Industrial | Paper and Printing | New | Space Heating | Natural Gas | Insulation - Ducting | A | Integrated Unit Summer Peak Savings (kW) | Achievable Technical Potential | 0 | 0 | 0 | 0 | 0 | 0 | 0 | 0 | 0 | 0 | 0 | 0 | 0 | 0 | 0 | 0 | 0 | 0 | 0 | 0 | 0 | 0 | 0 | 0 | 0 | 0 | 0 | 0 | 0 | 0 | 0
F3_Industrial_Paper and Printing_New_Space Heating_Natural Gas_Insulation - Ducting_A_Achievable Technical Potential | F3 | Industrial | Paper and Printing | New | Space Heating | Natural Gas | Insulation - Ducting | A | Integrated Unit Winter Peak Savings (kW) | Achievable Technical Potential | 0 | 0 | 0 | 0 | 0 | 0 | 0 | 0 | 0 | 0 | 0 | 0 | 0 | 0 | 0 | 0 | 0 | 0 | 0 | 0 | 0 | 0 | 0 | 0 | 0 | 0 | 0 | 0 | 0 | 0 | 0
F4_Industrial_Paper and Printing_New_Space Heating_Natural Gas_Insulation - Ducting_A_Achievable Technical Potential | F4 | Industrial | Paper and Printing | New | Space Heating | Natural Gas | Insulation - Ducting | A | Incremental Energy Savings (MWh or mTherms) | Achievable Technical Potential | 0 | 0 | 0 | 0 | 0 | 0 | 0 | 0 | 0 | 0 | 0 | 0 | 0 | 0 | 0 | 0 | 0 | 0 | 0 | 0 | 0 | 0 | 0 | 0 | 0 | 0 | 0 | 0 | 0 | 0 | 0
F5_Industrial_Paper and Printing_New_Space Heating_Natural Gas_Insulation - Ducting_A_Achievable Technical Potential | F5 | Industrial | Paper and Printing | New | Space Heating | Natural Gas | Insulation - Ducting | A | Incremental Summer Peak Savings (MW) | Achievable Technical Potential | 0 | 0 | 0 | 0 | 0 | 0 | 0 | 0 | 0 | 0 | 0 | 0 | 0 | 0 | 0 | 0 | 0 | 0 | 0 | 0 | 0 | 0 | 0 | 0 | 0 | 0 | 0 | 0 | 0 | 0 | 0
F6_Industrial_Paper and Printing_New_Space Heating_Natural Gas_Insulation - Ducting_A_Achievable Technical Potential | F6 | Industrial | Paper and Printing | New | Space Heating | Natural Gas | Insulation - Ducting | A | Incremental Winter Peak Savings (MW) | Achievable Technical Potential | 0 | 0 | 0 | 0 | 0 | 0 | 0 | 0 | 0 | 0 | 0 | 0 | 0 | 0 | 0 | 0 | 0 | 0 | 0 | 0 | 0 | 0 | 0 | 0 | 0 | 0 | 0 | 0 | 0 | 0 | 0
F7_Industrial_Paper and Printing_New_Space Heating_Natural Gas_Insulation - Ducting_A_Achievable Technical Potential | F7 | Industrial | Paper and Printing | New | Space Heating | Natural Gas | Insulation - Ducting | A | Cumulative Energy Savings (MWh or mTherms) | Achievable Technical Potential | 0 | 0 | 0 | 0 | 0 | 0 | 0 | 0 | 0 | 0 | 0 | 0 | 0 | 0 | 0 | 0 | 0 | 0 | 0 | 0 | 0 | 0 | 0 | 0 | 0 | 0 | 0 | 0 | 0 | 0 | 0
F8_Industrial_Paper and Printing_New_Space Heating_Natural Gas_Insulation - Ducting_A_Achievable Technical Potential | F8 | Industrial | Paper and Printing | New | Space Heating | Natural Gas | Insulation - Ducting | A | Cumulative Summer Peak Savings (MW) | Achievable Technical Potential | 0 | 0 | 0 | 0 | 0 | 0 | 0 | 0 | 0 | 0 | 0 | 0 | 0 | 0 | 0 | 0 | 0 | 0 | 0 | 0 | 0 | 0 | 0 | 0 | 0 | 0 | 0 | 0 | 0 | 0 | 0
F9_Industrial_Paper and Printing_New_Space Heating_Natural Gas_Insulation - Ducting_A_Achievable Technical Potential | F9 | Industrial | Paper and Printing | New | Space Heating | Natural Gas | Insulation - Ducting | A | Cumulative Winter Peak Savings (MW) | Achievable Technical Potential | 0 | 0 | 0 | 0 | 0 | 0 | 0 | 0 | 0 | 0 | 0 | 0 | 0 | 0 | 0 | 0 | 0 | 0 | 0 | 0 | 0 | 0 | 0 | 0 | 0 | 0 | 0 | 0 | 0 | 0 | 0
F10_Industrial_Paper and Printing_New_Space Heating_Natural Gas_Insulation - Ducting_A_Achievable Technical Potential | F10 | Industrial | Paper and Printing | New | Space Heating | Natural Gas | Insulation - Ducting | A | Purchases (Incremental) | Achievable Technical Potential | 0 | 0 | 0 | 0 | 0 | 0 | 0 | 0 | 0 | 0 | 0 | 0 | 0 | 0 | 0 | 0 | 0 | 0 | 0 | 0 | 0 | 0 | 0 | 0 | 0 | 0 | 0 | 0 | 0 | 0 | 0
F11_Industrial_Paper and Printing_New_Space Heating_Natural Gas_Insulation - Ducting_A_Achievable Technical Potential | F11 | Industrial | Paper and Printing | New | Space Heating | Natural Gas | Insulation - Ducting | A | Purchases (Cumulative) | Achievable Technical Potential | 0 | 0 | 0 | 0 | 0 | 0 | 0 | 0 | 0 | 0 | 0 | 0 | 0 | 0 | 0 | 0 | 0 | 0 | 0 | 0 | 0 | 0 | 0 | 0 | 0 | 0 | 0 | 0 | 0 | 0 | 0
F1_Industrial_Paper and Printing_New_Space Heating_Natural Gas_HVAC - Duct Repair and Sealing_A_Achievable Technical Potential | F1 | Industrial | Paper and Printing | New | Space Heating | Natural Gas | HVAC - Duct Repair and Sealing | A | Integrated Unit Energy Savings (kWh or therms) | Achievable Technical Potential | 0 | 0 | 0 | 0 | 0 | 0 | 0 | 0 | 0 | 0 | 0 | 0 | 0 | 0 | 0 | 0 | 0 | 0 | 0 | 0 | 0 | 0 | 0 | 0 | 0 | 0 | 0 | 0 | 0 | 0 | 0
F2_Industrial_Paper and Printing_New_Space Heating_Natural Gas_HVAC - Duct Repair and Sealing_A_Achievable Technical Potential | F2 | Industrial | Paper and Printing | New | Space Heating | Natural Gas | HVAC - Duct Repair and Sealing | A | Integrated Unit Summer Peak Savings (kW) | Achievable Technical Potential | 0 | 0 | 0 | 0 | 0 | 0 | 0 | 0 | 0 | 0 | 0 | 0 | 0 | 0 | 0 | 0 | 0 | 0 | 0 | 0 | 0 | 0 | 0 | 0 | 0 | 0 | 0 | 0 | 0 | 0 | 0
F3_Industrial_Paper and Printing_New_Space Heating_Natural Gas_HVAC - Duct Repair and Sealing_A_Achievable Technical Potential | F3 | Industrial | Paper and Printing | New | Space Heating | Natural Gas | HVAC - Duct Repair and Sealing | A | Integrated Unit Winter Peak Savings (kW) | Achievable Technical Potential | 0 | 0 | 0 | 0 | 0 | 0 | 0 | 0 | 0 | 0 | 0 | 0 | 0 | 0 | 0 | 0 | 0 | 0 | 0 | 0 | 0 | 0 | 0 | 0 | 0 | 0 | 0 | 0 | 0 | 0 | 0
F4_Industrial_Paper and Printing_New_Space Heating_Natural Gas_HVAC - Duct Repair and Sealing_A_Achievable Technical Potential | F4 | Industrial | Paper and Printing | New | Space Heating | Natural Gas | HVAC - Duct Repair and Sealing | A | Incremental Energy Savings (MWh or mTherms) | Achievable Technical Potential | 0 | 0 | 0 | 0 | 0 | 0 | 0 | 0 | 0 | 0 | 0 | 0 | 0 | 0 | 0 | 0 | 0 | 0 | 0 | 0 | 0 | 0 | 0 | 0 | 0 | 0 | 0 | 0 | 0 | 0 | 0
F5_Industrial_Paper and Printing_New_Space Heating_Natural Gas_HVAC - Duct Repair and Sealing_A_Achievable Technical Potential | F5 | Industrial | Paper and Printing | New | Space Heating | Natural Gas | HVAC - Duct Repair and Sealing | A | Incremental Summer Peak Savings (MW) | Achievable Technical Potential | 0 | 0 | 0 | 0 | 0 | 0 | 0 | 0 | 0 | 0 | 0 | 0 | 0 | 0 | 0 | 0 | 0 | 0 | 0 | 0 | 0 | 0 | 0 | 0 | 0 | 0 | 0 | 0 | 0 | 0 | 0
F6_Industrial_Paper and Printing_New_Space Heating_Natural Gas_HVAC - Duct Repair and Sealing_A_Achievable Technical Potential | F6 | Industrial | Paper and Printing | New | Space Heating | Natural Gas | HVAC - Duct Repair and Sealing | A | Incremental Winter Peak Savings (MW) | Achievable Technical Potential | 0 | 0 | 0 | 0 | 0 | 0 | 0 | 0 | 0 | 0 | 0 | 0 | 0 | 0 | 0 | 0 | 0 | 0 | 0 | 0 | 0 | 0 | 0 | 0 | 0 | 0 | 0 | 0 | 0 | 0 | 0
F7_Industrial_Paper and Printing_New_Space Heating_Natural Gas_HVAC - Duct Repair and Sealing_A_Achievable Technical Potential | F7 | Industrial | Paper and Printing | New | Space Heating | Natural Gas | HVAC - Duct Repair and Sealing | A | Cumulative Energy Savings (MWh or mTherms) | Achievable Technical Potential | 0 | 0 | 0 | 0 | 0 | 0 | 0 | 0 | 0 | 0 | 0 | 0 | 0 | 0 | 0 | 0 | 0 | 0 | 0 | 0 | 0 | 0 | 0 | 0 | 0 | 0 | 0 | 0 | 0 | 0 | 0
F8_Industrial_Paper and Printing_New_Space Heating_Natural Gas_HVAC - Duct Repair and Sealing_A_Achievable Technical Potential | F8 | Industrial | Paper and Printing | New | Space Heating | Natural Gas | HVAC - Duct Repair and Sealing | A | Cumulative Summer Peak Savings (MW) | Achievable Technical Potential | 0 | 0 | 0 | 0 | 0 | 0 | 0 | 0 | 0 | 0 | 0 | 0 | 0 | 0 | 0 | 0 | 0 | 0 | 0 | 0 | 0 | 0 | 0 | 0 | 0 | 0 | 0 | 0 | 0 | 0 | 0
F9_Industrial_Paper and Printing_New_Space Heating_Natural Gas_HVAC - Duct Repair and Sealing_A_Achievable Technical Potential | F9 | Industrial | Paper and Printing | New | Space Heating | Natural Gas | HVAC - Duct Repair and Sealing | A | Cumulative Winter Peak Savings (MW) | Achievable Technical Potential | 0 | 0 | 0 | 0 | 0 | 0 | 0 | 0 | 0 | 0 | 0 | 0 | 0 | 0 | 0 | 0 | 0 | 0 | 0 | 0 | 0 | 0 | 0 | 0 | 0 | 0 | 0 | 0 | 0 | 0 | 0
F10_Industrial_Paper and Printing_New_Space Heating_Natural Gas_HVAC - Duct Repair and Sealing_A_Achievable Technical Potential | F10 | Industrial | Paper and Printing | New | Space Heating | Natural Gas | HVAC - Duct Repair and Sealing | A | Purchases (Incremental) | Achievable Technical Potential | 0 | 0 | 0 | 0 | 0 | 0 | 0 | 0 | 0 | 0 | 0 | 0 | 0 | 0 | 0 | 0 | 0 | 0 | 0 | 0 | 0 | 0 | 0 | 0 | 0 | 0 | 0 | 0 | 0 | 0 | 0
F11_Industrial_Paper and Printing_New_Space Heating_Natural Gas_HVAC - Duct Repair and Sealing_A_Achievable Technical Potential | F11 | Industrial | Paper and Printing | New | Space Heating | Natural Gas | HVAC - Duct Repair and Sealing | A | Purchases (Cumulative) | Achievable Technical Potential | 0 | 0 | 0 | 0 | 0 | 0 | 0 | 0 | 0 | 0 | 0 | 0 | 0 | 0 | 0 | 0 | 0 | 0 | 0 | 0 | 0 | 0 | 0 | 0 | 0 | 0 | 0 | 0 | 0 | 0 | 0
F1_Industrial_Paper and Printing_New_Space Heating_Natural Gas_Windows - High Efficiency_A_Achievable Technical Potential | F1 | Industrial | Paper and Printing | New | Space Heating | Natural Gas | Windows - High Efficiency | A | Integrated Unit Energy Savings (kWh or therms) | Achievable Technical Potential | 0 | 0 | 0 | 0 | 0 | 0.0053487 | 0.0052562 | 0.0051785 | 0.00511 | 0.0050467 | 0.0049889 | 0.0049192 | 0.0048426 | 0.0047631 | 0.0046827 | 0.0046074 | 0.0045376 | 0.004477 | 0.004404 | 0.0043476 | 0.0043057 | 0.0042746 | 0.004259 | 0.0042516 | 0.00425 | 0.0042531 | 0.004257 | 0.004262 | 0 | 0 | 0
F2_Industrial_Paper and Printing_New_Space Heating_Natural Gas_Windows - High Efficiency_A_Achievable Technical Potential | F2 | Industrial | Paper and Printing | New | Space Heating | Natural Gas | Windows - High Efficiency | A | Integrated Unit Summer Peak Savings (kW) | Achievable Technical Potential | 0 | 0 | 0 | 0 | 0 | 0 | 0 | 0 | 0 | 0 | 0 | 0 | 0 | 0 | 0 | 0 | 0 | 0 | 0 | 0 | 0 | 0 | 0 | 0 | 0 | 0 | 0 | 0 | 0 | 0 | 0
F3_Industrial_Paper and Printing_New_Space Heating_Natural Gas_Windows - High Efficiency_A_Achievable Technical Potential | F3 | Industrial | Paper and Printing | New | Space Heating | Natural Gas | Windows - High Efficiency | A | Integrated Unit Winter Peak Savings (kW) | Achievable Technical Potential | 0 | 0 | 0 | 0 | 0 | 0 | 0 | 0 | 0 | 0 | 0 | 0 | 0 | 0 | 0 | 0 | 0 | 0 | 0 | 0 | 0 | 0 | 0 | 0 | 0 | 0 | 0 | 0 | 0 | 0 | 0
F4_Industrial_Paper and Printing_New_Space Heating_Natural Gas_Windows - High Efficiency_A_Achievable Technical Potential | F4 | Industrial | Paper and Printing | New | Space Heating | Natural Gas | Windows - High Efficiency | A | Incremental Energy Savings (MWh or mTherms) | Achievable Technical Potential | 0 | 0 | 0 | 0 | 0 | 0 | 0 | 0 | 0 | 0 | 0 | 0 | 0 | 0 | 0 | 0 | 0 | 0 | 0 | 0 | 0 | 0 | 0 | 0 | 0 | 0 | 0 | 0 | 0 | 0 | 0
F5_Industrial_Paper and Printing_New_Space Heating_Natural Gas_Windows - High Efficiency_A_Achievable Technical Potential | F5 | Industrial | Paper and Printing | New | Space Heating | Natural Gas | Windows - High Efficiency | A | Incremental Summer Peak Savings (MW) | Achievable Technical Potential | 0 | 0 | 0 | 0 | 0 | 0 | 0 | 0 | 0 | 0 | 0 | 0 | 0 | 0 | 0 | 0 | 0 | 0 | 0 | 0 | 0 | 0 | 0 | 0 | 0 | 0 | 0 | 0 | 0 | 0 | 0
F6_Industrial_Paper and Printing_New_Space Heating_Natural Gas_Windows - High Efficiency_A_Achievable Technical Potential | F6 | Industrial | Paper and Printing | New | Space Heating | Natural Gas | Windows - High Efficiency | A | Incremental Winter Peak Savings (MW) | Achievable Technical Potential | 0 | 0 | 0 | 0 | 0 | 0 | 0 | 0 | 0 | 0 | 0 | 0 | 0 | 0 | 0 | 0 | 0 | 0 | 0 | 0 | 0 | 0 | 0 | 0 | 0 | 0 | 0 | 0 | 0 | 0 | 0
F7_Industrial_Paper and Printing_New_Space Heating_Natural Gas_Windows - High Efficiency_A_Achievable Technical Potential | F7 | Industrial | Paper and Printing | New | Space Heating | Natural Gas | Windows - High Efficiency | A | Cumulative Energy Savings (MWh or mTherms) | Achievable Technical Potential | 0 | 0 | 0 | 0 | 0 | 0 | 0 | 0 | 0 | 0 | 0 | 0 | 0 | 0 | 0 | 0 | 0 | 0 | 0 | 0 | 0 | 0 | 0 | 0 | 0 | 0 | 0 | 0 | 0 | 0 | 0
F8_Industrial_Paper and Printing_New_Space Heating_Natural Gas_Windows - High Efficiency_A_Achievable Technical Potential | F8 | Industrial | Paper and Printing | New | Space Heating | Natural Gas | Windows - High Efficiency | A | Cumulative Summer Peak Savings (MW) | Achievable Technical Potential | 0 | 0 | 0 | 0 | 0 | 0 | 0 | 0 | 0 | 0 | 0 | 0 | 0 | 0 | 0 | 0 | 0 | 0 | 0 | 0 | 0 | 0 | 0 | 0 | 0 | 0 | 0 | 0 | 0 | 0 | 0
F9_Industrial_Paper and Printing_New_Space Heating_Natural Gas_Windows - High Efficiency_A_Achievable Technical Potential | F9 | Industrial | Paper and Printing | New | Space Heating | Natural Gas | Windows - High Efficiency | A | Cumulative Winter Peak Savings (MW) | Achievable Technical Potential | 0 | 0 | 0 | 0 | 0 | 0 | 0 | 0 | 0 | 0 | 0 | 0 | 0 | 0 | 0 | 0 | 0 | 0 | 0 | 0 | 0 | 0 | 0 | 0 | 0 | 0 | 0 | 0 | 0 | 0 | 0
F10_Industrial_Paper and Printing_New_Space Heating_Natural Gas_Windows - High Efficiency_A_Achievable Technical Potential | F10 | Industrial | Paper and Printing | New | Space Heating | Natural Gas | Windows - High Efficiency | A | Purchases (Incremental) | Achievable Technical Potential | 0 | 0 | 0 | 0 | 0 | 0 | 0 | 0 | 0 | 0 | 0 | 0 | 0 | 0 | 0 | 0 | 0 | 0 | 0 | 0 | 0 | 0 | 0 | 0 | 0 | 0 | 0 | 0 | 0 | 0 | 0
F11_Industrial_Paper and Printing_New_Space Heating_Natural Gas_Windows - High Efficiency_A_Achievable Technical Potential | F11 | Industrial | Paper and Printing | New | Space Heating | Natural Gas | Windows - High Efficiency | A | Purchases (Cumulative) | Achievable Technical Potential | 0 | 0 | 0 | 0 | 0 | 0 | 0 | 0 | 0 | 0 | 0 | 0 | 0 | 0 | 0 | 0 | 0 | 0 | 0 | 0 | 0 | 0 | 0 | 0 | 0 | 0 | 0 | 0 | 0 | 0 | 0
F1_Industrial_Paper and Printing_New_Space Heating_Natural Gas_Gas Boiler - Maintenance_A_Achievable Technical Potential | F1 | Industrial | Paper and Printing | New | Space Heating | Natural Gas | Gas Boiler - Maintenance | A | Integrated Unit Energy Savings (kWh or therms) | Achievable Technical Potential | 0 | 0 | 0 | 0 | 0 | 0 | 0 | 0 | 0 | 0 | 0 | 0 | 0 | 0 | 0 | 0 | 0 | 0 | 0 | 0 | 0 | 0 | 0 | 0 | 0 | 0 | 0 | 0 | 0 | 0 | 0
F2_Industrial_Paper and Printing_New_Space Heating_Natural Gas_Gas Boiler - Maintenance_A_Achievable Technical Potential | F2 | Industrial | Paper and Printing | New | Space Heating | Natural Gas | Gas Boiler - Maintenance | A | Integrated Unit Summer Peak Savings (kW) | Achievable Technical Potential | 0 | 0 | 0 | 0 | 0 | 0 | 0 | 0 | 0 | 0 | 0 | 0 | 0 | 0 | 0 | 0 | 0 | 0 | 0 | 0 | 0 | 0 | 0 | 0 | 0 | 0 | 0 | 0 | 0 | 0 | 0
F3_Industrial_Paper and Printing_New_Space Heating_Natural Gas_Gas Boiler - Maintenance_A_Achievable Technical Potential | F3 | Industrial | Paper and Printing | New | Space Heating | Natural Gas | Gas Boiler - Maintenance | A | Integrated Unit Winter Peak Savings (kW) | Achievable Technical Potential | 0 | 0 | 0 | 0 | 0 | 0 | 0 | 0 | 0 | 0 | 0 | 0 | 0 | 0 | 0 | 0 | 0 | 0 | 0 | 0 | 0 | 0 | 0 | 0 | 0 | 0 | 0 | 0 | 0 | 0 | 0
F4_Industrial_Paper and Printing_New_Space Heating_Natural Gas_Gas Boiler - Maintenance_A_Achievable Technical Potential | F4 | Industrial | Paper and Printing | New | Space Heating | Natural Gas | Gas Boiler - Maintenance | A | Incremental Energy Savings (MWh or mTherms) | Achievable Technical Potential | 0 | 0 | 0 | 0 | 0 | 0 | 0 | 0 | 0 | 0 | 0 | 0 | 0 | 0 | 0 | 0 | 0 | 0 | 0 | 0 | 0 | 0 | 0 | 0 | 0 | 0 | 0 | 0 | 0 | 0 | 0
F5_Industrial_Paper and Printing_New_Space Heating_Natural Gas_Gas Boiler - Maintenance_A_Achievable Technical Potential | F5 | Industrial | Paper and Printing | New | Space Heating | Natural Gas | Gas Boiler - Maintenance | A | Incremental Summer Peak Savings (MW) | Achievable Technical Potential | 0 | 0 | 0 | 0 | 0 | 0 | 0 | 0 | 0 | 0 | 0 | 0 | 0 | 0 | 0 | 0 | 0 | 0 | 0 | 0 | 0 | 0 | 0 | 0 | 0 | 0 | 0 | 0 | 0 | 0 | 0
F6_Industrial_Paper and Printing_New_Space Heating_Natural Gas_Gas Boiler - Maintenance_A_Achievable Technical Potential | F6 | Industrial | Paper and Printing | New | Space Heating | Natural Gas | Gas Boiler - Maintenance | A | Incremental Winter Peak Savings (MW) | Achievable Technical Potential | 0 | 0 | 0 | 0 | 0 | 0 | 0 | 0 | 0 | 0 | 0 | 0 | 0 | 0 | 0 | 0 | 0 | 0 | 0 | 0 | 0 | 0 | 0 | 0 | 0 | 0 | 0 | 0 | 0 | 0 | 0
F7_Industrial_Paper and Printing_New_Space Heating_Natural Gas_Gas Boiler - Maintenance_A_Achievable Technical Potential | F7 | Industrial | Paper and Printing | New | Space Heating | Natural Gas | Gas Boiler - Maintenance | A | Cumulative Energy Savings (MWh or mTherms) | Achievable Technical Potential | 0 | 0 | 0 | 0 | 0 | 0 | 0 | 0 | 0 | 0 | 0 | 0 | 0 | 0 | 0 | 0 | 0 | 0 | 0 | 0 | 0 | 0 | 0 | 0 | 0 | 0 | 0 | 0 | 0 | 0 | 0
F8_Industrial_Paper and Printing_New_Space Heating_Natural Gas_Gas Boiler - Maintenance_A_Achievable Technical Potential | F8 | Industrial | Paper and Printing | New | Space Heating | Natural Gas | Gas Boiler - Maintenance | A | Cumulative Summer Peak Savings (MW) | Achievable Technical Potential | 0 | 0 | 0 | 0 | 0 | 0 | 0 | 0 | 0 | 0 | 0 | 0 | 0 | 0 | 0 | 0 | 0 | 0 | 0 | 0 | 0 | 0 | 0 | 0 | 0 | 0 | 0 | 0 | 0 | 0 | 0
F9_Industrial_Paper and Printing_New_Space Heating_Natural Gas_Gas Boiler - Maintenance_A_Achievable Technical Potential | F9 | Industrial | Paper and Printing | New | Space Heating | Natural Gas | Gas Boiler - Maintenance | A | Cumulative Winter Peak Savings (MW) | Achievable Technical Potential | 0 | 0 | 0 | 0 | 0 | 0 | 0 | 0 | 0 | 0 | 0 | 0 | 0 | 0 | 0 | 0 | 0 | 0 | 0 | 0 | 0 | 0 | 0 | 0 | 0 | 0 | 0 | 0 | 0 | 0 | 0
F10_Industrial_Paper and Printing_New_Space Heating_Natural Gas_Gas Boiler - Maintenance_A_Achievable Technical Potential | F10 | Industrial | Paper and Printing | New | Space Heating | Natural Gas | Gas Boiler - Maintenance | A | Purchases (Incremental) | Achievable Technical Potential | 0 | 0 | 0 | 0 | 0 | 0 | 0 | 0 | 0 | 0 | 0 | 0 | 0 | 0 | 0 | 0 | 0 | 0 | 0 | 0 | 0 | 0 | 0 | 0 | 0 | 0 | 0 | 0 | 0 | 0 | 0
F11_Industrial_Paper and Printing_New_Space Heating_Natural Gas_Gas Boiler - Maintenance_A_Achievable Technical Potential | F11 | Industrial | Paper and Printing | New | Space Heating | Natural Gas | Gas Boiler - Maintenance | A | Purchases (Cumulative) | Achievable Technical Potential | 0 | 0 | 0 | 0 | 0 | 0 | 0 | 0 | 0 | 0 | 0 | 0 | 0 | 0 | 0 | 0 | 0 | 0 | 0 | 0 | 0 | 0 | 0 | 0 | 0 | 0 | 0 | 0 | 0 | 0 | 0
F1_Industrial_Paper and Printing_New_Process_Natural Gas_Gas Boiler - Maintenance_A_Achievable Technical Potential | F1 | Industrial | Paper and Printing | New | Process | Natural Gas | Gas Boiler - Maintenance | A | Integrated Unit Energy Savings (kWh or therms) | Achievable Technical Potential | 0 | 0 | 0 | 0 | 0 | 55.8015 | 55.8015 | 55.8015 | 55.8015 | 55.8015 | 55.8015 | 55.8015 | 55.8015 | 55.8015 | 55.8015 | 55.8015 | 55.8015 | 55.8015 | 55.8015 | 55.8015 | 55.8015 | 55.8015 | 55.8015 | 55.8015 | 55.8015 | 55.8015 | 55.8015 | 55.8015 | 55.8015 | 55.8015 | 55.8015
F2_Industrial_Paper and Printing_New_Process_Natural Gas_Gas Boiler - Maintenance_A_Achievable Technical Potential | F2 | Industrial | Paper and Printing | New | Process | Natural Gas | Gas Boiler - Maintenance | A | Integrated Unit Summer Peak Savings (kW) | Achievable Technical Potential | 0 | 0 | 0 | 0 | 0 | 0 | 0 | 0 | 0 | 0 | 0 | 0 | 0 | 0 | 0 | 0 | 0 | 0 | 0 | 0 | 0 | 0 | 0 | 0 | 0 | 0 | 0 | 0 | 0 | 0 | 0
F3_Industrial_Paper and Printing_New_Process_Natural Gas_Gas Boiler - Maintenance_A_Achievable Technical Potential | F3 | Industrial | Paper and Printing | New | Process | Natural Gas | Gas Boiler - Maintenance | A | Integrated Unit Winter Peak Savings (kW) | Achievable Technical Potential | 0 | 0 | 0 | 0 | 0 | 0 | 0 | 0 | 0 | 0 | 0 | 0 | 0 | 0 | 0 | 0 | 0 | 0 | 0 | 0 | 0 | 0 | 0 | 0 | 0 | 0 | 0 | 0 | 0 | 0 | 0
F4_Industrial_Paper and Printing_New_Process_Natural Gas_Gas Boiler - Maintenance_A_Achievable Technical Potential | F4 | Industrial | Paper and Printing | New | Process | Natural Gas | Gas Boiler - Maintenance | A | Incremental Energy Savings (MWh or mTherms) | Achievable Technical Potential | 0 | 0 | 0 | 0 | 0 | 0.0028187 | 0.0023407 | 0.0018729 | 0.0028187 | 0.0023407 | 0.0018729 | 0.0028187 | 0.0023407 | 0.0018729 | 0.0028187 | 0.0023407 | 0.0018729 | 0.0028187 | 0.0023407 | 0.0018729 | 0.0028187 | 0.0023407 | 0.0018729 | 0.0028187 | 0.0023407 | 0.0018729 | 0.0028187 | 0.0023407 | 0.0018729 | 0.0028187 | 0.0023407
F5_Industrial_Paper and Printing_New_Process_Natural Gas_Gas Boiler - Maintenance_A_Achievable Technical Potential | F5 | Industrial | Paper and Printing | New | Process | Natural Gas | Gas Boiler - Maintenance | A | Incremental Summer Peak Savings (MW) | Achievable Technical Potential | 0 | 0 | 0 | 0 | 0 | 0 | 0 | 0 | 0 | 0 | 0 | 0 | 0 | 0 | 0 | 0 | 0 | 0 | 0 | 0 | 0 | 0 | 0 | 0 | 0 | 0 | 0 | 0 | 0 | 0 | 0
F6_Industrial_Paper and Printing_New_Process_Natural Gas_Gas Boiler - Maintenance_A_Achievable Technical Potential | F6 | Industrial | Paper and Printing | New | Process | Natural Gas | Gas Boiler - Maintenance | A | Incremental Winter Peak Savings (MW) | Achievable Technical Potential | 0 | 0 | 0 | 0 | 0 | 0 | 0 | 0 | 0 | 0 | 0 | 0 | 0 | 0 | 0 | 0 | 0 | 0 | 0 | 0 | 0 | 0 | 0 | 0 | 0 | 0 | 0 | 0 | 0 | 0 | 0
F7_Industrial_Paper and Printing_New_Process_Natural Gas_Gas Boiler - Maintenance_A_Achievable Technical Potential | F7 | Industrial | Paper and Printing | New | Process | Natural Gas | Gas Boiler - Maintenance | A | Cumulative Energy Savings (MWh or mTherms) | Achievable Technical Potential | 0 | 0 | 0 | 0 | 0 | 0.0028187 | 0.0051594 | 0.0070323 | 0.0070323 | 0.0070323 | 0.0070323 | 0.0070323 | 0.0070323 | 0.0070323 | 0.0070323 | 0.0070323 | 0.0070323 | 0.0070323 | 0.0070323 | 0.0070323 | 0.0070323 | 0.0070323 | 0.0070323 | 0.0070323 | 0.0070323 | 0.0070323 | 0.0070323 | 0.0070323 | 0 | 0 | 0
F8_Industrial_Paper and Printing_New_Process_Natural Gas_Gas Boiler - Maintenance_A_Achievable Technical Potential | F8 | Industrial | Paper and Printing | New | Process | Natural Gas | Gas Boiler - Maintenance | A | Cumulative Summer Peak Savings (MW) | Achievable Technical Potential | 0 | 0 | 0 | 0 | 0 | 0 | 0 | 0 | 0 | 0 | 0 | 0 | 0 | 0 | 0 | 0 | 0 | 0 | 0 | 0 | 0 | 0 | 0 | 0 | 0 | 0 | 0 | 0 | 0 | 0 | 0
F9_Industrial_Paper and Printing_New_Process_Natural Gas_Gas Boiler - Maintenance_A_Achievable Technical Potential | F9 | Industrial | Paper and Printing | New | Process | Natural Gas | Gas Boiler - Maintenance | A | Cumulative Winter Peak Savings (MW) | Achievable Technical Potential | 0 | 0 | 0 | 0 | 0 | 0 | 0 | 0 | 0 | 0 | 0 | 0 | 0 | 0 | 0 | 0 | 0 | 0 | 0 | 0 | 0 | 0 | 0 | 0 | 0 | 0 | 0 | 0 | 0 | 0 | 0
F10_Industrial_Paper and Printing_New_Process_Natural Gas_Gas Boiler - Maintenance_A_Achievable Technical Potential | F10 | Industrial | Paper and Printing | New | Process | Natural Gas | Gas Boiler - Maintenance | A | Purchases (Incremental) | Achievable Technical Potential | 0 | 0 | 0 | 0 | 0 | 0.050514 | 0.041947 | 0.033564 | 0.050514 | 0.041947 | 0.033564 | 0.050514 | 0.041947 | 0.033564 | 0.050514 | 0.041947 | 0.033564 | 0.050514 | 0.041947 | 0.033564 | 0.050514 | 0.041947 | 0.033564 | 0.050514 | 0.041947 | 0.033564 | 0.050514 | 0.041947 | 0.033564 | 0.050514 | 0.041947
F11_Industrial_Paper and Printing_New_Process_Natural Gas_Gas Boiler - Maintenance_A_Achievable Technical Potential | F11 | Industrial | Paper and Printing | New | Process | Natural Gas | Gas Boiler - Maintenance | A | Purchases (Cumulative) | Achievable Technical Potential | 0 | 0 | 0 | 0 | 0 | 0.050514 | 0.09246 | 0.12602 | 0.12602 | 0.12602 | 0.12602 | 0.12602 | 0.12602 | 0.12602 | 0.12602 | 0.12602 | 0.12602 | 0.12602 | 0.12602 | 0.12602 | 0.12602 | 0.12602 | 0.12602 | 0.12602 | 0.12602 | 0.12602 | 0.12602 | 0.12602 | 0.12602 | 0.12602 | 0.12602
F1_Industrial_Paper and Printing_New_Space Heating_Natural Gas_Gas Furnace - Maintenance_A_Achievable Technical Potential | F1 | Industrial | Paper and Printing | New | Space Heating | Natural Gas | Gas Furnace - Maintenance | A | Integrated Unit Energy Savings (kWh or therms) | Achievable Technical Potential | 0 | 0 | 0 | 0 | 0 | 0 | 0 | 0 | 0 | 0 | 0 | 0 | 0 | 0 | 0 | 0 | 0 | 0 | 0 | 0 | 0 | 0 | 0 | 0 | 0 | 0 | 0 | 0 | 0 | 0 | 0
F2_Industrial_Paper and Printing_New_Space Heating_Natural Gas_Gas Furnace - Maintenance_A_Achievable Technical Potential | F2 | Industrial | Paper and Printing | New | Space Heating | Natural Gas | Gas Furnace - Maintenance | A | Integrated Unit Summer Peak Savings (kW) | Achievable Technical Potential | 0 | 0 | 0 | 0 | 0 | 0 | 0 | 0 | 0 | 0 | 0 | 0 | 0 | 0 | 0 | 0 | 0 | 0 | 0 | 0 | 0 | 0 | 0 | 0 | 0 | 0 | 0 | 0 | 0 | 0 | 0
F3_Industrial_Paper and Printing_New_Space Heating_Natural Gas_Gas Furnace - Maintenance_A_Achievable Technical Potential | F3 | Industrial | Paper and Printing | New | Space Heating | Natural Gas | Gas Furnace - Maintenance | A | Integrated Unit Winter Peak Savings (kW) | Achievable Technical Potential | 0 | 0 | 0 | 0 | 0 | 0 | 0 | 0 | 0 | 0 | 0 | 0 | 0 | 0 | 0 | 0 | 0 | 0 | 0 | 0 | 0 | 0 | 0 | 0 | 0 | 0 | 0 | 0 | 0 | 0 | 0
F4_Industrial_Paper and Printing_New_Space Heating_Natural Gas_Gas Furnace - Maintenance_A_Achievable Technical Potential | F4 | Industrial | Paper and Printing | New | Space Heating | Natural Gas | Gas Furnace - Maintenance | A | Incremental Energy Savings (MWh or mTherms) | Achievable Technical Potential | 0 | 0 | 0 | 0 | 0 | 0 | 0 | 0 | 0 | 0 | 0 | 0 | 0 | 0 | 0 | 0 | 0 | 0 | 0 | 0 | 0 | 0 | 0 | 0 | 0 | 0 | 0 | 0 | 0 | 0 | 0
F5_Industrial_Paper and Printing_New_Space Heating_Natural Gas_Gas Furnace - Maintenance_A_Achievable Technical Potential | F5 | Industrial | Paper and Printing | New | Space Heating | Natural Gas | Gas Furnace - Maintenance | A | Incremental Summer Peak Savings (MW) | Achievable Technical Potential | 0 | 0 | 0 | 0 | 0 | 0 | 0 | 0 | 0 | 0 | 0 | 0 | 0 | 0 | 0 | 0 | 0 | 0 | 0 | 0 | 0 | 0 | 0 | 0 | 0 | 0 | 0 | 0 | 0 | 0 | 0
F6_Industrial_Paper and Printing_New_Space Heating_Natural Gas_Gas Furnace - Maintenance_A_Achievable Technical Potential | F6 | Industrial | Paper and Printing | New | Space Heating | Natural Gas | Gas Furnace - Maintenance | A | Incremental Winter Peak Savings (MW) | Achievable Technical Potential | 0 | 0 | 0 | 0 | 0 | 0 | 0 | 0 | 0 | 0 | 0 | 0 | 0 | 0 | 0 | 0 | 0 | 0 | 0 | 0 | 0 | 0 | 0 | 0 | 0 | 0 | 0 | 0 | 0 | 0 | 0
F7_Industrial_Paper and Printing_New_Space Heating_Natural Gas_Gas Furnace - Maintenance_A_Achievable Technical Potential | F7 | Industrial | Paper and Printing | New | Space Heating | Natural Gas | Gas Furnace - Maintenance | A | Cumulative Energy Savings (MWh or mTherms) | Achievable Technical Potential | 0 | 0 | 0 | 0 | 0 | 0 | 0 | 0 | 0 | 0 | 0 | 0 | 0 | 0 | 0 | 0 | 0 | 0 | 0 | 0 | 0 | 0 | 0 | 0 | 0 | 0 | 0 | 0 | 0 | 0 | 0
F8_Industrial_Paper and Printing_New_Space Heating_Natural Gas_Gas Furnace - Maintenance_A_Achievable Technical Potential | F8 | Industrial | Paper and Printing | New | Space Heating | Natural Gas | Gas Furnace - Maintenance | A | Cumulative Summer Peak Savings (MW) | Achievable Technical Potential | 0 | 0 | 0 | 0 | 0 | 0 | 0 | 0 | 0 | 0 | 0 | 0 | 0 | 0 | 0 | 0 | 0 | 0 | 0 | 0 | 0 | 0 | 0 | 0 | 0 | 0 | 0 | 0 | 0 | 0 | 0
F9_Industrial_Paper and Printing_New_Space Heating_Natural Gas_Gas Furnace - Maintenance_A_Achievable Technical Potential | F9 | Industrial | Paper and Printing | New | Space Heating | Natural Gas | Gas Furnace - Maintenance | A | Cumulative Winter Peak Savings (MW) | Achievable Technical Potential | 0 | 0 | 0 | 0 | 0 | 0 | 0 | 0 | 0 | 0 | 0 | 0 | 0 | 0 | 0 | 0 | 0 | 0 | 0 | 0 | 0 | 0 | 0 | 0 | 0 | 0 | 0 | 0 | 0 | 0 | 0
F10_Industrial_Paper and Printing_New_Space Heating_Natural Gas_Gas Furnace - Maintenance_A_Achievable Technical Potential | F10 | Industrial | Paper and Printing | New | Space Heating | Natural Gas | Gas Furnace - Maintenance | A | Purchases (Incremental) | Achievable Technical Potential | 0 | 0 | 0 | 0 | 0 | 0 | 0 | 0 | 0 | 0 | 0 | 0 | 0 | 0 | 0 | 0 | 0 | 0 | 0 | 0 | 0 | 0 | 0 | 0 | 0 | 0 | 0 | 0 | 0 | 0 | 0
F11_Industrial_Paper and Printing_New_Space Heating_Natural Gas_Gas Furnace - Maintenance_A_Achievable Technical Potential | F11 | Industrial | Paper and Printing | New | Space Heating | Natural Gas | Gas Furnace - Maintenance | A | Purchases (Cumulative) | Achievable Technical Potential | 0 | 0 | 0 | 0 | 0 | 0 | 0 | 0 | 0 | 0 | 0 | 0 | 0 | 0 | 0 | 0 | 0 | 0 | 0 | 0 | 0 | 0 | 0 | 0 | 0 | 0 | 0 | 0 | 0 | 0 | 0
F1_Industrial_Paper and Printing_New_Space Heating_Natural Gas_Gas Boiler - Hot Water Reset_A_Achievable Technical Potential | F1 | Industrial | Paper and Printing | New | Space Heating | Natural Gas | Gas Boiler - Hot Water Reset | A | Integrated Unit Energy Savings (kWh or therms) | Achievable Technical Potential | 0 | 0 | 0 | 0 | 0 | 0 | 0 | 0 | 0 | 0 | 0 | 0 | 0 | 0 | 0 | 0 | 0 | 0 | 0 | 0 | 0 | 0 | 0 | 0 | 0 | 0 | 0 | 0 | 0 | 0 | 0
F2_Industrial_Paper and Printing_New_Space Heating_Natural Gas_Gas Boiler - Hot Water Reset_A_Achievable Technical Potential | F2 | Industrial | Paper and Printing | New | Space Heating | Natural Gas | Gas Boiler - Hot Water Reset | A | Integrated Unit Summer Peak Savings (kW) | Achievable Technical Potential | 0 | 0 | 0 | 0 | 0 | 0 | 0 | 0 | 0 | 0 | 0 | 0 | 0 | 0 | 0 | 0 | 0 | 0 | 0 | 0 | 0 | 0 | 0 | 0 | 0 | 0 | 0 | 0 | 0 | 0 | 0
F3_Industrial_Paper and Printing_New_Space Heating_Natural Gas_Gas Boiler - Hot Water Reset_A_Achievable Technical Potential | F3 | Industrial | Paper and Printing | New | Space Heating | Natural Gas | Gas Boiler - Hot Water Reset | A | Integrated Unit Winter Peak Savings (kW) | Achievable Technical Potential | 0 | 0 | 0 | 0 | 0 | 0 | 0 | 0 | 0 | 0 | 0 | 0 | 0 | 0 | 0 | 0 | 0 | 0 | 0 | 0 | 0 | 0 | 0 | 0 | 0 | 0 | 0 | 0 | 0 | 0 | 0
F4_Industrial_Paper and Printing_New_Space Heating_Natural Gas_Gas Boiler - Hot Water Reset_A_Achievable Technical Potential | F4 | Industrial | Paper and Printing | New | Space Heating | Natural Gas | Gas Boiler - Hot Water Reset | A | Incremental Energy Savings (MWh or mTherms) | Achievable Technical Potential | 0 | 0 | 0 | 0 | 0 | 0 | 0 | 0 | 0 | 0 | 0 | 0 | 0 | 0 | 0 | 0 | 0 | 0 | 0 | 0 | 0 | 0 | 0 | 0 | 0 | 0 | 0 | 0 | 0 | 0 | 0
F5_Industrial_Paper and Printing_New_Space Heating_Natural Gas_Gas Boiler - Hot Water Reset_A_Achievable Technical Potential | F5 | Industrial | Paper and Printing | New | Space Heating | Natural Gas | Gas Boiler - Hot Water Reset | A | Incremental Summer Peak Savings (MW) | Achievable Technical Potential | 0 | 0 | 0 | 0 | 0 | 0 | 0 | 0 | 0 | 0 | 0 | 0 | 0 | 0 | 0 | 0 | 0 | 0 | 0 | 0 | 0 | 0 | 0 | 0 | 0 | 0 | 0 | 0 | 0 | 0 | 0
F6_Industrial_Paper and Printing_New_Space Heating_Natural Gas_Gas Boiler - Hot Water Reset_A_Achievable Technical Potential | F6 | Industrial | Paper and Printing | New | Space Heating | Natural Gas | Gas Boiler - Hot Water Reset | A | Incremental Winter Peak Savings (MW) | Achievable Technical Potential | 0 | 0 | 0 | 0 | 0 | 0 | 0 | 0 | 0 | 0 | 0 | 0 | 0 | 0 | 0 | 0 | 0 | 0 | 0 | 0 | 0 | 0 | 0 | 0 | 0 | 0 | 0 | 0 | 0 | 0 | 0
F7_Industrial_Paper and Printing_New_Space Heating_Natural Gas_Gas Boiler - Hot Water Reset_A_Achievable Technical Potential | F7 | Industrial | Paper and Printing | New | Space Heating | Natural Gas | Gas Boiler - Hot Water Reset | A | Cumulative Energy Savings (MWh or mTherms) | Achievable Technical Potential | 0 | 0 | 0 | 0 | 0 | 0 | 0 | 0 | 0 | 0 | 0 | 0 | 0 | 0 | 0 | 0 | 0 | 0 | 0 | 0 | 0 | 0 | 0 | 0 | 0 | 0 | 0 | 0 | 0 | 0 | 0
F8_Industrial_Paper and Printing_New_Space Heating_Natural Gas_Gas Boiler - Hot Water Reset_A_Achievable Technical Potential | F8 | Industrial | Paper and Printing | New | Space Heating | Natural Gas | Gas Boiler - Hot Water Reset | A | Cumulative Summer Peak Savings (MW) | Achievable Technical Potential | 0 | 0 | 0 | 0 | 0 | 0 | 0 | 0 | 0 | 0 | 0 | 0 | 0 | 0 | 0 | 0 | 0 | 0 | 0 | 0 | 0 | 0 | 0 | 0 | 0 | 0 | 0 | 0 | 0 | 0 | 0
F9_Industrial_Paper and Printing_New_Space Heating_Natural Gas_Gas Boiler - Hot Water Reset_A_Achievable Technical Potential | F9 | Industrial | Paper and Printing | New | Space Heating | Natural Gas | Gas Boiler - Hot Water Reset | A | Cumulative Winter Peak Savings (MW) | Achievable Technical Potential | 0 | 0 | 0 | 0 | 0 | 0 | 0 | 0 | 0 | 0 | 0 | 0 | 0 | 0 | 0 | 0 | 0 | 0 | 0 | 0 | 0 | 0 | 0 | 0 | 0 | 0 | 0 | 0 | 0 | 0 | 0
F10_Industrial_Paper and Printing_New_Space Heating_Natural Gas_Gas Boiler - Hot Water Reset_A_Achievable Technical Potential | F10 | Industrial | Paper and Printing | New | Space Heating | Natural Gas | Gas Boiler - Hot Water Reset | A | Purchases (Incremental) | Achievable Technical Potential | 0 | 0 | 0 | 0 | 0 | 0 | 0 | 0 | 0 | 0 | 0 | 0 | 0 | 0 | 0 | 0 | 0 | 0 | 0 | 0 | 0 | 0 | 0 | 0 | 0 | 0 | 0 | 0 | 0 | 0 | 0
F11_Industrial_Paper and Printing_New_Space Heating_Natural Gas_Gas Boiler - Hot Water Reset_A_Achievable Technical Potential | F11 | Industrial | Paper and Printing | New | Space Heating | Natural Gas | Gas Boiler - Hot Water Reset | A | Purchases (Cumulative) | Achievable Technical Potential | 0 | 0 | 0 | 0 | 0 | 0 | 0 | 0 | 0 | 0 | 0 | 0 | 0 | 0 | 0 | 0 | 0 | 0 | 0 | 0 | 0 | 0 | 0 | 0 | 0 | 0 | 0 | 0 | 0 | 0 | 0
F1_Industrial_Paper and Printing_New_Process_Natural Gas_Gas Boiler - Hot Water Reset_A_Achievable Technical Potential | F1 | Industrial | Paper and Printing | New | Process | Natural Gas | Gas Boiler - Hot Water Reset | A | Integrated Unit Energy Savings (kWh or therms) | Achievable Technical Potential | 0 | 0 | 0 | 0 | 0 | 101.3952 | 101.3457 | 101.3038 | 101.2699 | 101.2376 | 101.2118 | 101.1955 | 101.1862 | 101.1821 | 101.1814 | 101.1835 | 101.1874 | 101.1926 | 101.1986 | 101.2051 | 101.217 | 101.2278 | 101.2376 | 101.2466 | 101.2549 | 101.2625 | 101.2695 | 101.276 | 101.4573 | 101.4573 | 101.4573
F2_Industrial_Paper and Printing_New_Process_Natural Gas_Gas Boiler - Hot Water Reset_A_Achievable Technical Potential | F2 | Industrial | Paper and Printing | New | Process | Natural Gas | Gas Boiler - Hot Water Reset | A | Integrated Unit Summer Peak Savings (kW) | Achievable Technical Potential | 0 | 0 | 0 | 0 | 0 | 0 | 0 | 0 | 0 | 0 | 0 | 0 | 0 | 0 | 0 | 0 | 0 | 0 | 0 | 0 | 0 | 0 | 0 | 0 | 0 | 0 | 0 | 0 | 0 | 0 | 0
F3_Industrial_Paper and Printing_New_Process_Natural Gas_Gas Boiler - Hot Water Reset_A_Achievable Technical Potential | F3 | Industrial | Paper and Printing | New | Process | Natural Gas | Gas Boiler - Hot Water Reset | A | Integrated Unit Winter Peak Savings (kW) | Achievable Technical Potential | 0 | 0 | 0 | 0 | 0 | 0 | 0 | 0 | 0 | 0 | 0 | 0 | 0 | 0 | 0 | 0 | 0 | 0 | 0 | 0 | 0 | 0 | 0 | 0 | 0 | 0 | 0 | 0 | 0 | 0 | 0
F4_Industrial_Paper and Printing_New_Process_Natural Gas_Gas Boiler - Hot Water Reset_A_Achievable Technical Potential | F4 | Industrial | Paper and Printing | New | Process | Natural Gas | Gas Boiler - Hot Water Reset | A | Incremental Energy Savings (MWh or mTherms) | Achievable Technical Potential | 0 | 0 | 0 | 0 | 0 | 0.0049783 | 0.0072382 | 0.010234 | 0.013467 | 0.017172 | 0.022195 | 0.026645 | 0.029561 | 0.03006 | 0.027703 | 0.022887 | 0.016097 | 0.0098983 | 0.0050303 | 0.0022391 | 0.00085464 | 0.0049701 | 0.0072305 | 0.010228 | 0.013465 | 0.017176 | 0.022208 | 0.026666 | 0.02964 | 0.030142 | 0.027779
F5_Industrial_Paper and Printing_New_Process_Natural Gas_Gas Boiler - Hot Water Reset_A_Achievable Technical Potential | F5 | Industrial | Paper and Printing | New | Process | Natural Gas | Gas Boiler - Hot Water Reset | A | Incremental Summer Peak Savings (MW) | Achievable Technical Potential | 0 | 0 | 0 | 0 | 0 | 0 | 0 | 0 | 0 | 0 | 0 | 0 | 0 | 0 | 0 | 0 | 0 | 0 | 0 | 0 | 0 | 0 | 0 | 0 | 0 | 0 | 0 | 0 | 0 | 0 | 0
F6_Industrial_Paper and Printing_New_Process_Natural Gas_Gas Boiler - Hot Water Reset_A_Achievable Technical Potential | F6 | Industrial | Paper and Printing | New | Process | Natural Gas | Gas Boiler - Hot Water Reset | A | Incremental Winter Peak Savings (MW) | Achievable Technical Potential | 0 | 0 | 0 | 0 | 0 | 0 | 0 | 0 | 0 | 0 | 0 | 0 | 0 | 0 | 0 | 0 | 0 | 0 | 0 | 0 | 0 | 0 | 0 | 0 | 0 | 0 | 0 | 0 | 0 | 0 | 0
F7_Industrial_Paper and Printing_New_Process_Natural Gas_Gas Boiler - Hot Water Reset_A_Achievable Technical Potential | F7 | Industrial | Paper and Printing | New | Process | Natural Gas | Gas Boiler - Hot Water Reset | A | Cumulative Energy Savings (MWh or mTherms) | Achievable Technical Potential | 0 | 0 | 0 | 0 | 0 | 0.0049783 | 0.012214 | 0.022443 | 0.035902 | 0.053063 | 0.075245 | 0.10188 | 0.13143 | 0.16148 | 0.18919 | 0.21208 | 0.22818 | 0.23809 | 0.24314 | 0.24539 | 0.24627 | 0.2463 | 0.24632 | 0.24635 | 0.24637 | 0.24639 | 0.2464 | 0.24642 | 0 | 0 | 0
F8_Industrial_Paper and Printing_New_Process_Natural Gas_Gas Boiler - Hot Water Reset_A_Achievable Technical Potential | F8 | Industrial | Paper and Printing | New | Process | Natural Gas | Gas Boiler - Hot Water Reset | A | Cumulative Summer Peak Savings (MW) | Achievable Technical Potential | 0 | 0 | 0 | 0 | 0 | 0 | 0 | 0 | 0 | 0 | 0 | 0 | 0 | 0 | 0 | 0 | 0 | 0 | 0 | 0 | 0 | 0 | 0 | 0 | 0 | 0 | 0 | 0 | 0 | 0 | 0
F9_Industrial_Paper and Printing_New_Process_Natural Gas_Gas Boiler - Hot Water Reset_A_Achievable Technical Potential | F9 | Industrial | Paper and Printing | New | Process | Natural Gas | Gas Boiler - Hot Water Reset | A | Cumulative Winter Peak Savings (MW) | Achievable Technical Potential | 0 | 0 | 0 | 0 | 0 | 0 | 0 | 0 | 0 | 0 | 0 | 0 | 0 | 0 | 0 | 0 | 0 | 0 | 0 | 0 | 0 | 0 | 0 | 0 | 0 | 0 | 0 | 0 | 0 | 0 | 0
F10_Industrial_Paper and Printing_New_Process_Natural Gas_Gas Boiler - Hot Water Reset_A_Achievable Technical Potential | F10 | Industrial | Paper and Printing | New | Process | Natural Gas | Gas Boiler - Hot Water Reset | A | Purchases (Incremental) | Achievable Technical Potential | 0 | 0 | 0 | 0 | 0 | 0.049098 | 0.071421 | 0.10102 | 0.13298 | 0.16962 | 0.2193 | 0.2633 | 0.29214 | 0.29709 | 0.2738 | 0.22619 | 0.15908 | 0.097816 | 0.049707 | 0.022124 | 0.0084436 | 0.049098 | 0.071421 | 0.10102 | 0.13298 | 0.16962 | 0.2193 | 0.2633 | 0.29214 | 0.29709 | 0.2738
F11_Industrial_Paper and Printing_New_Process_Natural Gas_Gas Boiler - Hot Water Reset_A_Achievable Technical Potential | F11 | Industrial | Paper and Printing | New | Process | Natural Gas | Gas Boiler - Hot Water Reset | A | Purchases (Cumulative) | Achievable Technical Potential | 0 | 0 | 0 | 0 | 0 | 0.049098 | 0.12052 | 0.22154 | 0.35452 | 0.52414 | 0.74344 | 1.0067 | 1.2989 | 1.596 | 1.8698 | 2.096 | 2.255 | 2.3529 | 2.4026 | 2.4247 | 2.4331 | 2.4331 | 2.4331 | 2.4331 | 2.4331 | 2.4331 | 2.4331 | 2.4331 | 2.4331 | 2.4331 | 2.4331
F1_Industrial_Paper and Printing_New_Space Heating_Natural Gas_Steam Trap Maintenance_A_Achievable Technical Potential | F1 | Industrial | Paper and Printing | New | Space Heating | Natural Gas | Steam Trap Maintenance | A | Integrated Unit Energy Savings (kWh or therms) | Achievable Technical Potential | 0 | 0 | 0 | 0 | 0 | 0 | 0 | 0 | 0 | 0 | 0 | 0 | 0 | 0 | 0 | 0 | 0 | 0 | 0 | 0 | 0 | 0 | 0 | 0 | 0 | 0 | 0 | 0 | 0 | 0 | 0
F2_Industrial_Paper and Printing_New_Space Heating_Natural Gas_Steam Trap Maintenance_A_Achievable Technical Potential | F2 | Industrial | Paper and Printing | New | Space Heating | Natural Gas | Steam Trap Maintenance | A | Integrated Unit Summer Peak Savings (kW) | Achievable Technical Potential | 0 | 0 | 0 | 0 | 0 | 0 | 0 | 0 | 0 | 0 | 0 | 0 | 0 | 0 | 0 | 0 | 0 | 0 | 0 | 0 | 0 | 0 | 0 | 0 | 0 | 0 | 0 | 0 | 0 | 0 | 0
F3_Industrial_Paper and Printing_New_Space Heating_Natural Gas_Steam Trap Maintenance_A_Achievable Technical Potential | F3 | Industrial | Paper and Printing | New | Space Heating | Natural Gas | Steam Trap Maintenance | A | Integrated Unit Winter Peak Savings (kW) | Achievable Technical Potential | 0 | 0 | 0 | 0 | 0 | 0 | 0 | 0 | 0 | 0 | 0 | 0 | 0 | 0 | 0 | 0 | 0 | 0 | 0 | 0 | 0 | 0 | 0 | 0 | 0 | 0 | 0 | 0 | 0 | 0 | 0
F4_Industrial_Paper and Printing_New_Space Heating_Natural Gas_Steam Trap Maintenance_A_Achievable Technical Potential | F4 | Industrial | Paper and Printing | New | Space Heating | Natural Gas | Steam Trap Maintenance | A | Incremental Energy Savings (MWh or mTherms) | Achievable Technical Potential | 0 | 0 | 0 | 0 | 0 | 0 | 0 | 0 | 0 | 0 | 0 | 0 | 0 | 0 | 0 | 0 | 0 | 0 | 0 | 0 | 0 | 0 | 0 | 0 | 0 | 0 | 0 | 0 | 0 | 0 | 0
F5_Industrial_Paper and Printing_New_Space Heating_Natural Gas_Steam Trap Maintenance_A_Achievable Technical Potential | F5 | Industrial | Paper and Printing | New | Space Heating | Natural Gas | Steam Trap Maintenance | A | Incremental Summer Peak Savings (MW) | Achievable Technical Potential | 0 | 0 | 0 | 0 | 0 | 0 | 0 | 0 | 0 | 0 | 0 | 0 | 0 | 0 | 0 | 0 | 0 | 0 | 0 | 0 | 0 | 0 | 0 | 0 | 0 | 0 | 0 | 0 | 0 | 0 | 0
F6_Industrial_Paper and Printing_New_Space Heating_Natural Gas_Steam Trap Maintenance_A_Achievable Technical Potential | F6 | Industrial | Paper and Printing | New | Space Heating | Natural Gas | Steam Trap Maintenance | A | Incremental Winter Peak Savings (MW) | Achievable Technical Potential | 0 | 0 | 0 | 0 | 0 | 0 | 0 | 0 | 0 | 0 | 0 | 0 | 0 | 0 | 0 | 0 | 0 | 0 | 0 | 0 | 0 | 0 | 0 | 0 | 0 | 0 | 0 | 0 | 0 | 0 | 0
F7_Industrial_Paper and Printing_New_Space Heating_Natural Gas_Steam Trap Maintenance_A_Achievable Technical Potential | F7 | Industrial | Paper and Printing | New | Space Heating | Natural Gas | Steam Trap Maintenance | A | Cumulative Energy Savings (MWh or mTherms) | Achievable Technical Potential | 0 | 0 | 0 | 0 | 0 | 0 | 0 | 0 | 0 | 0 | 0 | 0 | 0 | 0 | 0 | 0 | 0 | 0 | 0 | 0 | 0 | 0 | 0 | 0 | 0 | 0 | 0 | 0 | 0 | 0 | 0
F8_Industrial_Paper and Printing_New_Space Heating_Natural Gas_Steam Trap Maintenance_A_Achievable Technical Potential | F8 | Industrial | Paper and Printing | New | Space Heating | Natural Gas | Steam Trap Maintenance | A | Cumulative Summer Peak Savings (MW) | Achievable Technical Potential | 0 | 0 | 0 | 0 | 0 | 0 | 0 | 0 | 0 | 0 | 0 | 0 | 0 | 0 | 0 | 0 | 0 | 0 | 0 | 0 | 0 | 0 | 0 | 0 | 0 | 0 | 0 | 0 | 0 | 0 | 0
F9_Industrial_Paper and Printing_New_Space Heating_Natural Gas_Steam Trap Maintenance_A_Achievable Technical Potential | F9 | Industrial | Paper and Printing | New | Space Heating | Natural Gas | Steam Trap Maintenance | A | Cumulative Winter Peak Savings (MW) | Achievable Technical Potential | 0 | 0 | 0 | 0 | 0 | 0 | 0 | 0 | 0 | 0 | 0 | 0 | 0 | 0 | 0 | 0 | 0 | 0 | 0 | 0 | 0 | 0 | 0 | 0 | 0 | 0 | 0 | 0 | 0 | 0 | 0
F10_Industrial_Paper and Printing_New_Space Heating_Natural Gas_Steam Trap Maintenance_A_Achievable Technical Potential | F10 | Industrial | Paper and Printing | New | Space Heating | Natural Gas | Steam Trap Maintenance | A | Purchases (Incremental) | Achievable Technical Potential | 0 | 0 | 0 | 0 | 0 | 0 | 0 | 0 | 0 | 0 | 0 | 0 | 0 | 0 | 0 | 0 | 0 | 0 | 0 | 0 | 0 | 0 | 0 | 0 | 0 | 0 | 0 | 0 | 0 | 0 | 0
F11_Industrial_Paper and Printing_New_Space Heating_Natural Gas_Steam Trap Maintenance_A_Achievable Technical Potential | F11 | Industrial | Paper and Printing | New | Space Heating | Natural Gas | Steam Trap Maintenance | A | Purchases (Cumulative) | Achievable Technical Potential | 0 | 0 | 0 | 0 | 0 | 0 | 0 | 0 | 0 | 0 | 0 | 0 | 0 | 0 | 0 | 0 | 0 | 0 | 0 | 0 | 0 | 0 | 0 | 0 | 0 | 0 | 0 | 0 | 0 | 0 | 0
F1_Industrial_Paper and Printing_New_Process_Natural Gas_Steam Trap Maintenance_A_Achievable Technical Potential | F1 | Industrial | Paper and Printing | New | Process | Natural Gas | Steam Trap Maintenance | A | Integrated Unit Energy Savings (kWh or therms) | Achievable Technical Potential | 0 | 0 | 0 | 0 | 0 | 71.6416 | 71.6066 | 71.577 | 71.553 | 71.5303 | 71.512 | 71.5005 | 71.4939 | 71.491 | 71.4905 | 71.492 | 71.4948 | 71.4984 | 71.5027 | 71.5073 | 71.5157 | 71.5233 | 71.5303 | 71.5366 | 71.5424 | 71.5478 | 71.5528 | 71.5574 | 71.6855 | 71.6855 | 71.6855
F2_Industrial_Paper and Printing_New_Process_Natural Gas_Steam Trap Maintenance_A_Achievable Technical Potential | F2 | Industrial | Paper and Printing | New | Process | Natural Gas | Steam Trap Maintenance | A | Integrated Unit Summer Peak Savings (kW) | Achievable Technical Potential | 0 | 0 | 0 | 0 | 0 | 0 | 0 | 0 | 0 | 0 | 0 | 0 | 0 | 0 | 0 | 0 | 0 | 0 | 0 | 0 | 0 | 0 | 0 | 0 | 0 | 0 | 0 | 0 | 0 | 0 | 0
F3_Industrial_Paper and Printing_New_Process_Natural Gas_Steam Trap Maintenance_A_Achievable Technical Potential | F3 | Industrial | Paper and Printing | New | Process | Natural Gas | Steam Trap Maintenance | A | Integrated Unit Winter Peak Savings (kW) | Achievable Technical Potential | 0 | 0 | 0 | 0 | 0 | 0 | 0 | 0 | 0 | 0 | 0 | 0 | 0 | 0 | 0 | 0 | 0 | 0 | 0 | 0 | 0 | 0 | 0 | 0 | 0 | 0 | 0 | 0 | 0 | 0 | 0
F4_Industrial_Paper and Printing_New_Process_Natural Gas_Steam Trap Maintenance_A_Achievable Technical Potential | F4 | Industrial | Paper and Printing | New | Process | Natural Gas | Steam Trap Maintenance | A | Incremental Energy Savings (MWh or mTherms) | Achievable Technical Potential | 0 | 0 | 0 | 0 | 0 | 0 | 0 | 0 | 0 | 0 | 0 | 0 | 0 | 0 | 0 | 0 | 0 | 0 | 0 | 0 | 0 | 0 | 0 | 0 | 0 | 0 | 0 | 0 | 0 | 0 | 0
F5_Industrial_Paper and Printing_New_Process_Natural Gas_Steam Trap Maintenance_A_Achievable Technical Potential | F5 | Industrial | Paper and Printing | New | Process | Natural Gas | Steam Trap Maintenance | A | Incremental Summer Peak Savings (MW) | Achievable Technical Potential | 0 | 0 | 0 | 0 | 0 | 0 | 0 | 0 | 0 | 0 | 0 | 0 | 0 | 0 | 0 | 0 | 0 | 0 | 0 | 0 | 0 | 0 | 0 | 0 | 0 | 0 | 0 | 0 | 0 | 0 | 0
F6_Industrial_Paper and Printing_New_Process_Natural Gas_Steam Trap Maintenance_A_Achievable Technical Potential | F6 | Industrial | Paper and Printing | New | Process | Natural Gas | Steam Trap Maintenance | A | Incremental Winter Peak Savings (MW) | Achievable Technical Potential | 0 | 0 | 0 | 0 | 0 | 0 | 0 | 0 | 0 | 0 | 0 | 0 | 0 | 0 | 0 | 0 | 0 | 0 | 0 | 0 | 0 | 0 | 0 | 0 | 0 | 0 | 0 | 0 | 0 | 0 | 0
F7_Industrial_Paper and Printing_New_Process_Natural Gas_Steam Trap Maintenance_A_Achievable Technical Potential | F7 | Industrial | Paper and Printing | New | Process | Natural Gas | Steam Trap Maintenance | A | Cumulative Energy Savings (MWh or mTherms) | Achievable Technical Potential | 0 | 0 | 0 | 0 | 0 | 0 | 0 | 0 | 0 | 0 | 0 | 0 | 0 | 0 | 0 | 0 | 0 | 0 | 0 | 0 | 0 | 0 | 0 | 0 | 0 | 0 | 0 | 0 | 0 | 0 | 0
F8_Industrial_Paper and Printing_New_Process_Natural Gas_Steam Trap Maintenance_A_Achievable Technical Potential | F8 | Industrial | Paper and Printing | New | Process | Natural Gas | Steam Trap Maintenance | A | Cumulative Summer Peak Savings (MW) | Achievable Technical Potential | 0 | 0 | 0 | 0 | 0 | 0 | 0 | 0 | 0 | 0 | 0 | 0 | 0 | 0 | 0 | 0 | 0 | 0 | 0 | 0 | 0 | 0 | 0 | 0 | 0 | 0 | 0 | 0 | 0 | 0 | 0
F9_Industrial_Paper and Printing_New_Process_Natural Gas_Steam Trap Maintenance_A_Achievable Technical Potential | F9 | Industrial | Paper and Printing | New | Process | Natural Gas | Steam Trap Maintenance | A | Cumulative Winter Peak Savings (MW) | Achievable Technical Potential | 0 | 0 | 0 | 0 | 0 | 0 | 0 | 0 | 0 | 0 | 0 | 0 | 0 | 0 | 0 | 0 | 0 | 0 | 0 | 0 | 0 | 0 | 0 | 0 | 0 | 0 | 0 | 0 | 0 | 0 | 0
F10_Industrial_Paper and Printing_New_Process_Natural Gas_Steam Trap Maintenance_A_Achievable Technical Potential | F10 | Industrial | Paper and Printing | New | Process | Natural Gas | Steam Trap Maintenance | A | Purchases (Incremental) | Achievable Technical Potential | 0 | 0 | 0 | 0 | 0 | 0 | 0 | 0 | 0 | 0 | 0 | 0 | 0 | 0 | 0 | 0 | 0 | 0 | 0 | 0 | 0 | 0 | 0 | 0 | 0 | 0 | 0 | 0 | 0 | 0 | 0
F11_Industrial_Paper and Printing_New_Process_Natural Gas_Steam Trap Maintenance_A_Achievable Technical Potential | F11 | Industrial | Paper and Printing | New | Process | Natural Gas | Steam Trap Maintenance | A | Purchases (Cumulative) | Achievable Technical Potential | 0 | 0 | 0 | 0 | 0 | 0 | 0 | 0 | 0 | 0 | 0 | 0 | 0 | 0 | 0 | 0 | 0 | 0 | 0 | 0 | 0 | 0 | 0 | 0 | 0 | 0 | 0 | 0 | 0 | 0 | 0
F1_Industrial_Paper and Printing_New_Space Heating_Natural Gas_Gas Boiler - High Turndown_A_Achievable Technical Potential | F1 | Industrial | Paper and Printing | New | Space Heating | Natural Gas | Gas Boiler - High Turndown | A | Integrated Unit Energy Savings (kWh or therms) | Achievable Technical Potential | 0 | 0 | 0 | 0 | 0 | 0 | 0 | 0 | 0 | 0 | 0 | 0 | 0 | 0 | 0 | 0 | 0 | 0 | 0 | 0 | 0 | 0 | 0 | 0 | 0 | 0 | 0 | 0 | 0 | 0 | 0
F2_Industrial_Paper and Printing_New_Space Heating_Natural Gas_Gas Boiler - High Turndown_A_Achievable Technical Potential | F2 | Industrial | Paper and Printing | New | Space Heating | Natural Gas | Gas Boiler - High Turndown | A | Integrated Unit Summer Peak Savings (kW) | Achievable Technical Potential | 0 | 0 | 0 | 0 | 0 | 0 | 0 | 0 | 0 | 0 | 0 | 0 | 0 | 0 | 0 | 0 | 0 | 0 | 0 | 0 | 0 | 0 | 0 | 0 | 0 | 0 | 0 | 0 | 0 | 0 | 0
F3_Industrial_Paper and Printing_New_Space Heating_Natural Gas_Gas Boiler - High Turndown_A_Achievable Technical Potential | F3 | Industrial | Paper and Printing | New | Space Heating | Natural Gas | Gas Boiler - High Turndown | A | Integrated Unit Winter Peak Savings (kW) | Achievable Technical Potential | 0 | 0 | 0 | 0 | 0 | 0 | 0 | 0 | 0 | 0 | 0 | 0 | 0 | 0 | 0 | 0 | 0 | 0 | 0 | 0 | 0 | 0 | 0 | 0 | 0 | 0 | 0 | 0 | 0 | 0 | 0
F4_Industrial_Paper and Printing_New_Space Heating_Natural Gas_Gas Boiler - High Turndown_A_Achievable Technical Potential | F4 | Industrial | Paper and Printing | New | Space Heating | Natural Gas | Gas Boiler - High Turndown | A | Incremental Energy Savings (MWh or mTherms) | Achievable Technical Potential | 0 | 0 | 0 | 0 | 0 | 0 | 0 | 0 | 0 | 0 | 0 | 0 | 0 | 0 | 0 | 0 | 0 | 0 | 0 | 0 | 0 | 0 | 0 | 0 | 0 | 0 | 0 | 0 | 0 | 0 | 0
F5_Industrial_Paper and Printing_New_Space Heating_Natural Gas_Gas Boiler - High Turndown_A_Achievable Technical Potential | F5 | Industrial | Paper and Printing | New | Space Heating | Natural Gas | Gas Boiler - High Turndown | A | Incremental Summer Peak Savings (MW) | Achievable Technical Potential | 0 | 0 | 0 | 0 | 0 | 0 | 0 | 0 | 0 | 0 | 0 | 0 | 0 | 0 | 0 | 0 | 0 | 0 | 0 | 0 | 0 | 0 | 0 | 0 | 0 | 0 | 0 | 0 | 0 | 0 | 0
F6_Industrial_Paper and Printing_New_Space Heating_Natural Gas_Gas Boiler - High Turndown_A_Achievable Technical Potential | F6 | Industrial | Paper and Printing | New | Space Heating | Natural Gas | Gas Boiler - High Turndown | A | Incremental Winter Peak Savings (MW) | Achievable Technical Potential | 0 | 0 | 0 | 0 | 0 | 0 | 0 | 0 | 0 | 0 | 0 | 0 | 0 | 0 | 0 | 0 | 0 | 0 | 0 | 0 | 0 | 0 | 0 | 0 | 0 | 0 | 0 | 0 | 0 | 0 | 0
F7_Industrial_Paper and Printing_New_Space Heating_Natural Gas_Gas Boiler - High Turndown_A_Achievable Technical Potential | F7 | Industrial | Paper and Printing | New | Space Heating | Natural Gas | Gas Boiler - High Turndown | A | Cumulative Energy Savings (MWh or mTherms) | Achievable Technical Potential | 0 | 0 | 0 | 0 | 0 | 0 | 0 | 0 | 0 | 0 | 0 | 0 | 0 | 0 | 0 | 0 | 0 | 0 | 0 | 0 | 0 | 0 | 0 | 0 | 0 | 0 | 0 | 0 | 0 | 0 | 0
F8_Industrial_Paper and Printing_New_Space Heating_Natural Gas_Gas Boiler - High Turndown_A_Achievable Technical Potential | F8 | Industrial | Paper and Printing | New | Space Heating | Natural Gas | Gas Boiler - High Turndown | A | Cumulative Summer Peak Savings (MW) | Achievable Technical Potential | 0 | 0 | 0 | 0 | 0 | 0 | 0 | 0 | 0 | 0 | 0 | 0 | 0 | 0 | 0 | 0 | 0 | 0 | 0 | 0 | 0 | 0 | 0 | 0 | 0 | 0 | 0 | 0 | 0 | 0 | 0
F9_Industrial_Paper and Printing_New_Space Heating_Natural Gas_Gas Boiler - High Turndown_A_Achievable Technical Potential | F9 | Industrial | Paper and Printing | New | Space Heating | Natural Gas | Gas Boiler - High Turndown | A | Cumulative Winter Peak Savings (MW) | Achievable Technical Potential | 0 | 0 | 0 | 0 | 0 | 0 | 0 | 0 | 0 | 0 | 0 | 0 | 0 | 0 | 0 | 0 | 0 | 0 | 0 | 0 | 0 | 0 | 0 | 0 | 0 | 0 | 0 | 0 | 0 | 0 | 0
F10_Industrial_Paper and Printing_New_Space Heating_Natural Gas_Gas Boiler - High Turndown_A_Achievable Technical Potential | F10 | Industrial | Paper and Printing | New | Space Heating | Natural Gas | Gas Boiler - High Turndown | A | Purchases (Incremental) | Achievable Technical Potential | 0 | 0 | 0 | 0 | 0 | 0 | 0 | 0 | 0 | 0 | 0 | 0 | 0 | 0 | 0 | 0 | 0 | 0 | 0 | 0 | 0 | 0 | 0 | 0 | 0 | 0 | 0 | 0 | 0 | 0 | 0
F11_Industrial_Paper and Printing_New_Space Heating_Natural Gas_Gas Boiler - High Turndown_A_Achievable Technical Potential | F11 | Industrial | Paper and Printing | New | Space Heating | Natural Gas | Gas Boiler - High Turndown | A | Purchases (Cumulative) | Achievable Technical Potential | 0 | 0 | 0 | 0 | 0 | 0 | 0 | 0 | 0 | 0 | 0 | 0 | 0 | 0 | 0 | 0 | 0 | 0 | 0 | 0 | 0 | 0 | 0 | 0 | 0 | 0 | 0 | 0 | 0 | 0 | 0
F1_Industrial_Paper and Printing_New_Process_Natural Gas_Gas Boiler - High Turndown_A_Achievable Technical Potential | F1 | Industrial | Paper and Printing | New | Process | Natural Gas | Gas Boiler - High Turndown | A | Integrated Unit Energy Savings (kWh or therms) | Achievable Technical Potential | 0 | 0 | 0 | 0 | 0 | 75.7178 | 75.4014 | 75.1186 | 74.8589 | 74.6119 | 74.4294 | 74.2937 | 74.1947 | 74.1248 | 74.0775 | 74.0513 | 74.0412 | 74.0437 | 74.0542 | 74.0687 | 74.1062 | 74.1422 | 74.1732 | 74.1998 | 74.2226 | 74.2922 | 74.3567 | 74.4165 | 76.093 | 76.093 | 76.093
F2_Industrial_Paper and Printing_New_Process_Natural Gas_Gas Boiler - High Turndown_A_Achievable Technical Potential | F2 | Industrial | Paper and Printing | New | Process | Natural Gas | Gas Boiler - High Turndown | A | Integrated Unit Summer Peak Savings (kW) | Achievable Technical Potential | 0 | 0 | 0 | 0 | 0 | 0 | 0 | 0 | 0 | 0 | 0 | 0 | 0 | 0 | 0 | 0 | 0 | 0 | 0 | 0 | 0 | 0 | 0 | 0 | 0 | 0 | 0 | 0 | 0 | 0 | 0
F3_Industrial_Paper and Printing_New_Process_Natural Gas_Gas Boiler - High Turndown_A_Achievable Technical Potential | F3 | Industrial | Paper and Printing | New | Process | Natural Gas | Gas Boiler - High Turndown | A | Integrated Unit Winter Peak Savings (kW) | Achievable Technical Potential | 0 | 0 | 0 | 0 | 0 | 0 | 0 | 0 | 0 | 0 | 0 | 0 | 0 | 0 | 0 | 0 | 0 | 0 | 0 | 0 | 0 | 0 | 0 | 0 | 0 | 0 | 0 | 0 | 0 | 0 | 0
F4_Industrial_Paper and Printing_New_Process_Natural Gas_Gas Boiler - High Turndown_A_Achievable Technical Potential | F4 | Industrial | Paper and Printing | New | Process | Natural Gas | Gas Boiler - High Turndown | A | Incremental Energy Savings (MWh or mTherms) | Achievable Technical Potential | 0 | 0 | 0 | 0 | 0 | 0.0056736 | 0.0066936 | 0.0077077 | 0.0087106 | 0.0097085 | 0.0096388 | 0.0084243 | 0.0073099 | 0.0063046 | 0.0054042 | 0.0046137 | 0.0039218 | 0.0033226 | 0.0028058 | 0.0023619 | 0.0055529 | 0.0065818 | 0.0076107 | 0.0086339 | 0.0096579 | 0.009621 | 0.0084314 | 0.0073318 | 0.006472 | 0.0055512 | 0.0047409
F5_Industrial_Paper and Printing_New_Process_Natural Gas_Gas Boiler - High Turndown_A_Achievable Technical Potential | F5 | Industrial | Paper and Printing | New | Process | Natural Gas | Gas Boiler - High Turndown | A | Incremental Summer Peak Savings (MW) | Achievable Technical Potential | 0 | 0 | 0 | 0 | 0 | 0 | 0 | 0 | 0 | 0 | 0 | 0 | 0 | 0 | 0 | 0 | 0 | 0 | 0 | 0 | 0 | 0 | 0 | 0 | 0 | 0 | 0 | 0 | 0 | 0 | 0
F6_Industrial_Paper and Printing_New_Process_Natural Gas_Gas Boiler - High Turndown_A_Achievable Technical Potential | F6 | Industrial | Paper and Printing | New | Process | Natural Gas | Gas Boiler - High Turndown | A | Incremental Winter Peak Savings (MW) | Achievable Technical Potential | 0 | 0 | 0 | 0 | 0 | 0 | 0 | 0 | 0 | 0 | 0 | 0 | 0 | 0 | 0 | 0 | 0 | 0 | 0 | 0 | 0 | 0 | 0 | 0 | 0 | 0 | 0 | 0 | 0 | 0 | 0
F7_Industrial_Paper and Printing_New_Process_Natural Gas_Gas Boiler - High Turndown_A_Achievable Technical Potential | F7 | Industrial | Paper and Printing | New | Process | Natural Gas | Gas Boiler - High Turndown | A | Cumulative Energy Savings (MWh or mTherms) | Achievable Technical Potential | 0 | 0 | 0 | 0 | 0 | 0.0056736 | 0.012344 | 0.020005 | 0.028646 | 0.03826 | 0.047806 | 0.056143 | 0.063378 | 0.069623 | 0.074983 | 0.07957 | 0.083481 | 0.086806 | 0.089624 | 0.092004 | 0.09205 | 0.092095 | 0.092133 | 0.092167 | 0.092195 | 0.092281 | 0.092361 | 0.092436 | 0 | 0 | 0
F8_Industrial_Paper and Printing_New_Process_Natural Gas_Gas Boiler - High Turndown_A_Achievable Technical Potential | F8 | Industrial | Paper and Printing | New | Process | Natural Gas | Gas Boiler - High Turndown | A | Cumulative Summer Peak Savings (MW) | Achievable Technical Potential | 0 | 0 | 0 | 0 | 0 | 0 | 0 | 0 | 0 | 0 | 0 | 0 | 0 | 0 | 0 | 0 | 0 | 0 | 0 | 0 | 0 | 0 | 0 | 0 | 0 | 0 | 0 | 0 | 0 | 0 | 0
F9_Industrial_Paper and Printing_New_Process_Natural Gas_Gas Boiler - High Turndown_A_Achievable Technical Potential | F9 | Industrial | Paper and Printing | New | Process | Natural Gas | Gas Boiler - High Turndown | A | Cumulative Winter Peak Savings (MW) | Achievable Technical Potential | 0 | 0 | 0 | 0 | 0 | 0 | 0 | 0 | 0 | 0 | 0 | 0 | 0 | 0 | 0 | 0 | 0 | 0 | 0 | 0 | 0 | 0 | 0 | 0 | 0 | 0 | 0 | 0 | 0 | 0 | 0
F10_Industrial_Paper and Printing_New_Process_Natural Gas_Gas Boiler - High Turndown_A_Achievable Technical Potential | F10 | Industrial | Paper and Printing | New | Process | Natural Gas | Gas Boiler - High Turndown | A | Purchases (Incremental) | Achievable Technical Potential | 0 | 0 | 0 | 0 | 0 | 0.074931 | 0.088773 | 0.10261 | 0.11636 | 0.13012 | 0.1295 | 0.11339 | 0.098524 | 0.085054 | 0.072953 | 0.062305 | 0.052967 | 0.044873 | 0.037888 | 0.031888 | 0.074931 | 0.088773 | 0.10261 | 0.11636 | 0.13012 | 0.1295 | 0.11339 | 0.098524 | 0.085054 | 0.072953 | 0.062305
F11_Industrial_Paper and Printing_New_Process_Natural Gas_Gas Boiler - High Turndown_A_Achievable Technical Potential | F11 | Industrial | Paper and Printing | New | Process | Natural Gas | Gas Boiler - High Turndown | A | Purchases (Cumulative) | Achievable Technical Potential | 0 | 0 | 0 | 0 | 0 | 0.074931 | 0.1637 | 0.26631 | 0.38267 | 0.51279 | 0.6423 | 0.75569 | 0.85421 | 0.93927 | 1.0122 | 1.0745 | 1.1275 | 1.1724 | 1.2103 | 1.2421 | 1.2421 | 1.2421 | 1.2421 | 1.2421 | 1.2421 | 1.2421 | 1.2421 | 1.2421 | 1.2421 | 1.2421 | 1.2421
F1_Industrial_Paper and Printing_New_Space Heating_Natural Gas_Gas Boiler - Burner Control Optimization_A_Achievable Technical Potential | F1 | Industrial | Paper and Printing | New | Space Heating | Natural Gas | Gas Boiler - Burner Control Optimization | A | Integrated Unit Energy Savings (kWh or therms) | Achievable Technical Potential | 0 | 0 | 0 | 0 | 0 | 0 | 0 | 0 | 0 | 0 | 0 | 0 | 0 | 0 | 0 | 0 | 0 | 0 | 0 | 0 | 0 | 0 | 0 | 0 | 0 | 0 | 0 | 0 | 0 | 0 | 0
F2_Industrial_Paper and Printing_New_Space Heating_Natural Gas_Gas Boiler - Burner Control Optimization_A_Achievable Technical Potential | F2 | Industrial | Paper and Printing | New | Space Heating | Natural Gas | Gas Boiler - Burner Control Optimization | A | Integrated Unit Summer Peak Savings (kW) | Achievable Technical Potential | 0 | 0 | 0 | 0 | 0 | 0 | 0 | 0 | 0 | 0 | 0 | 0 | 0 | 0 | 0 | 0 | 0 | 0 | 0 | 0 | 0 | 0 | 0 | 0 | 0 | 0 | 0 | 0 | 0 | 0 | 0
F3_Industrial_Paper and Printing_New_Space Heating_Natural Gas_Gas Boiler - Burner Control Optimization_A_Achievable Technical Potential | F3 | Industrial | Paper and Printing | New | Space Heating | Natural Gas | Gas Boiler - Burner Control Optimization | A | Integrated Unit Winter Peak Savings (kW) | Achievable Technical Potential | 0 | 0 | 0 | 0 | 0 | 0 | 0 | 0 | 0 | 0 | 0 | 0 | 0 | 0 | 0 | 0 | 0 | 0 | 0 | 0 | 0 | 0 | 0 | 0 | 0 | 0 | 0 | 0 | 0 | 0 | 0
F4_Industrial_Paper and Printing_New_Space Heating_Natural Gas_Gas Boiler - Burner Control Optimization_A_Achievable Technical Potential | F4 | Industrial | Paper and Printing | New | Space Heating | Natural Gas | Gas Boiler - Burner Control Optimization | A | Incremental Energy Savings (MWh or mTherms) | Achievable Technical Potential | 0 | 0 | 0 | 0 | 0 | 0 | 0 | 0 | 0 | 0 | 0 | 0 | 0 | 0 | 0 | 0 | 0 | 0 | 0 | 0 | 0 | 0 | 0 | 0 | 0 | 0 | 0 | 0 | 0 | 0 | 0
F5_Industrial_Paper and Printing_New_Space Heating_Natural Gas_Gas Boiler - Burner Control Optimization_A_Achievable Technical Potential | F5 | Industrial | Paper and Printing | New | Space Heating | Natural Gas | Gas Boiler - Burner Control Optimization | A | Incremental Summer Peak Savings (MW) | Achievable Technical Potential | 0 | 0 | 0 | 0 | 0 | 0 | 0 | 0 | 0 | 0 | 0 | 0 | 0 | 0 | 0 | 0 | 0 | 0 | 0 | 0 | 0 | 0 | 0 | 0 | 0 | 0 | 0 | 0 | 0 | 0 | 0
F6_Industrial_Paper and Printing_New_Space Heating_Natural Gas_Gas Boiler - Burner Control Optimization_A_Achievable Technical Potential | F6 | Industrial | Paper and Printing | New | Space Heating | Natural Gas | Gas Boiler - Burner Control Optimization | A | Incremental Winter Peak Savings (MW) | Achievable Technical Potential | 0 | 0 | 0 | 0 | 0 | 0 | 0 | 0 | 0 | 0 | 0 | 0 | 0 | 0 | 0 | 0 | 0 | 0 | 0 | 0 | 0 | 0 | 0 | 0 | 0 | 0 | 0 | 0 | 0 | 0 | 0
F7_Industrial_Paper and Printing_New_Space Heating_Natural Gas_Gas Boiler - Burner Control Optimization_A_Achievable Technical Potential | F7 | Industrial | Paper and Printing | New | Space Heating | Natural Gas | Gas Boiler - Burner Control Optimization | A | Cumulative Energy Savings (MWh or mTherms) | Achievable Technical Potential | 0 | 0 | 0 | 0 | 0 | 0 | 0 | 0 | 0 | 0 | 0 | 0 | 0 | 0 | 0 | 0 | 0 | 0 | 0 | 0 | 0 | 0 | 0 | 0 | 0 | 0 | 0 | 0 | 0 | 0 | 0
F8_Industrial_Paper and Printing_New_Space Heating_Natural Gas_Gas Boiler - Burner Control Optimization_A_Achievable Technical Potential | F8 | Industrial | Paper and Printing | New | Space Heating | Natural Gas | Gas Boiler - Burner Control Optimization | A | Cumulative Summer Peak Savings (MW) | Achievable Technical Potential | 0 | 0 | 0 | 0 | 0 | 0 | 0 | 0 | 0 | 0 | 0 | 0 | 0 | 0 | 0 | 0 | 0 | 0 | 0 | 0 | 0 | 0 | 0 | 0 | 0 | 0 | 0 | 0 | 0 | 0 | 0
F9_Industrial_Paper and Printing_New_Space Heating_Natural Gas_Gas Boiler - Burner Control Optimization_A_Achievable Technical Potential | F9 | Industrial | Paper and Printing | New | Space Heating | Natural Gas | Gas Boiler - Burner Control Optimization | A | Cumulative Winter Peak Savings (MW) | Achievable Technical Potential | 0 | 0 | 0 | 0 | 0 | 0 | 0 | 0 | 0 | 0 | 0 | 0 | 0 | 0 | 0 | 0 | 0 | 0 | 0 | 0 | 0 | 0 | 0 | 0 | 0 | 0 | 0 | 0 | 0 | 0 | 0
F10_Industrial_Paper and Printing_New_Space Heating_Natural Gas_Gas Boiler - Burner Control Optimization_A_Achievable Technical Potential | F10 | Industrial | Paper and Printing | New | Space Heating | Natural Gas | Gas Boiler - Burner Control Optimization | A | Purchases (Incremental) | Achievable Technical Potential | 0 | 0 | 0 | 0 | 0 | 0 | 0 | 0 | 0 | 0 | 0 | 0 | 0 | 0 | 0 | 0 | 0 | 0 | 0 | 0 | 0 | 0 | 0 | 0 | 0 | 0 | 0 | 0 | 0 | 0 | 0
F11_Industrial_Paper and Printing_New_Space Heating_Natural Gas_Gas Boiler - Burner Control Optimization_A_Achievable Technical Potential | F11 | Industrial | Paper and Printing | New | Space Heating | Natural Gas | Gas Boiler - Burner Control Optimization | A | Purchases (Cumulative) | Achievable Technical Potential | 0 | 0 | 0 | 0 | 0 | 0 | 0 | 0 | 0 | 0 | 0 | 0 | 0 | 0 | 0 | 0 | 0 | 0 | 0 | 0 | 0 | 0 | 0 | 0 | 0 | 0 | 0 | 0 | 0 | 0 | 0
F1_Industrial_Paper and Printing_New_Process_Natural Gas_Gas Boiler - Burner Control Optimization_A_Achievable Technical Potential | F1 | Industrial | Paper and Printing | New | Process | Natural Gas | Gas Boiler - Burner Control Optimization | A | Integrated Unit Energy Savings (kWh or therms) | Achievable Technical Potential | 0 | 0 | 0 | 0 | 0 | 21.9538 | 21.8583 | 21.7731 | 21.6948 | 21.6204 | 21.5652 | 21.5244 | 21.4949 | 21.4743 | 21.4604 | 21.453 | 21.4503 | 21.4514 | 21.455 | 21.4597 | 21.4715 | 21.4828 | 21.4925 | 21.501 | 21.5083 | 21.529 | 21.5483 | 21.5661 | 22.067 | 22.067 | 22.067
F2_Industrial_Paper and Printing_New_Process_Natural Gas_Gas Boiler - Burner Control Optimization_A_Achievable Technical Potential | F2 | Industrial | Paper and Printing | New | Process | Natural Gas | Gas Boiler - Burner Control Optimization | A | Integrated Unit Summer Peak Savings (kW) | Achievable Technical Potential | 0 | 0 | 0 | 0 | 0 | 0 | 0 | 0 | 0 | 0 | 0 | 0 | 0 | 0 | 0 | 0 | 0 | 0 | 0 | 0 | 0 | 0 | 0 | 0 | 0 | 0 | 0 | 0 | 0 | 0 | 0
F3_Industrial_Paper and Printing_New_Process_Natural Gas_Gas Boiler - Burner Control Optimization_A_Achievable Technical Potential | F3 | Industrial | Paper and Printing | New | Process | Natural Gas | Gas Boiler - Burner Control Optimization | A | Integrated Unit Winter Peak Savings (kW) | Achievable Technical Potential | 0 | 0 | 0 | 0 | 0 | 0 | 0 | 0 | 0 | 0 | 0 | 0 | 0 | 0 | 0 | 0 | 0 | 0 | 0 | 0 | 0 | 0 | 0 | 0 | 0 | 0 | 0 | 0 | 0 | 0 | 0
F4_Industrial_Paper and Printing_New_Process_Natural Gas_Gas Boiler - Burner Control Optimization_A_Achievable Technical Potential | F4 | Industrial | Paper and Printing | New | Process | Natural Gas | Gas Boiler - Burner Control Optimization | A | Incremental Energy Savings (MWh or mTherms) | Achievable Technical Potential | 0 | 0 | 0 | 0 | 0 | 0.00044375 | 0.0008228 | 0.0018946 | 0.0037465 | 0.0064947 | 0.010029 | 0.013944 | 0.017645 | 0.020485 | 0.021949 | 0.021862 | 0.020326 | 0.017727 | 0.014554 | 0.011285 | 0.0082951 | 0.005793 | 0.003853 | 0.0024463 | 0.0017244 | 0.0018734 | 0.0037212 | 0.0064784 | 0.010263 | 0.014296 | 0.018114
F5_Industrial_Paper and Printing_New_Process_Natural Gas_Gas Boiler - Burner Control Optimization_A_Achievable Technical Potential | F5 | Industrial | Paper and Printing | New | Process | Natural Gas | Gas Boiler - Burner Control Optimization | A | Incremental Summer Peak Savings (MW) | Achievable Technical Potential | 0 | 0 | 0 | 0 | 0 | 0 | 0 | 0 | 0 | 0 | 0 | 0 | 0 | 0 | 0 | 0 | 0 | 0 | 0 | 0 | 0 | 0 | 0 | 0 | 0 | 0 | 0 | 0 | 0 | 0 | 0
F6_Industrial_Paper and Printing_New_Process_Natural Gas_Gas Boiler - Burner Control Optimization_A_Achievable Technical Potential | F6 | Industrial | Paper and Printing | New | Process | Natural Gas | Gas Boiler - Burner Control Optimization | A | Incremental Winter Peak Savings (MW) | Achievable Technical Potential | 0 | 0 | 0 | 0 | 0 | 0 | 0 | 0 | 0 | 0 | 0 | 0 | 0 | 0 | 0 | 0 | 0 | 0 | 0 | 0 | 0 | 0 | 0 | 0 | 0 | 0 | 0 | 0 | 0 | 0 | 0
F7_Industrial_Paper and Printing_New_Process_Natural Gas_Gas Boiler - Burner Control Optimization_A_Achievable Technical Potential | F7 | Industrial | Paper and Printing | New | Process | Natural Gas | Gas Boiler - Burner Control Optimization | A | Cumulative Energy Savings (MWh or mTherms) | Achievable Technical Potential | 0 | 0 | 0 | 0 | 0 | 0.00044375 | 0.0012646 | 0.0031543 | 0.0068895 | 0.01336 | 0.023356 | 0.037256 | 0.054849 | 0.075282 | 0.097183 | 0.11901 | 0.13932 | 0.15706 | 0.17164 | 0.18296 | 0.19136 | 0.19725 | 0.20119 | 0.20328 | 0.20427 | 0.20446 | 0.20465 | 0.20482 | 0 | 0 | 0
F8_Industrial_Paper and Printing_New_Process_Natural Gas_Gas Boiler - Burner Control Optimization_A_Achievable Technical Potential | F8 | Industrial | Paper and Printing | New | Process | Natural Gas | Gas Boiler - Burner Control Optimization | A | Cumulative Summer Peak Savings (MW) | Achievable Technical Potential | 0 | 0 | 0 | 0 | 0 | 0 | 0 | 0 | 0 | 0 | 0 | 0 | 0 | 0 | 0 | 0 | 0 | 0 | 0 | 0 | 0 | 0 | 0 | 0 | 0 | 0 | 0 | 0 | 0 | 0 | 0
F9_Industrial_Paper and Printing_New_Process_Natural Gas_Gas Boiler - Burner Control Optimization_A_Achievable Technical Potential | F9 | Industrial | Paper and Printing | New | Process | Natural Gas | Gas Boiler - Burner Control Optimization | A | Cumulative Winter Peak Savings (MW) | Achievable Technical Potential | 0 | 0 | 0 | 0 | 0 | 0 | 0 | 0 | 0 | 0 | 0 | 0 | 0 | 0 | 0 | 0 | 0 | 0 | 0 | 0 | 0 | 0 | 0 | 0 | 0 | 0 | 0 | 0 | 0 | 0 | 0
F10_Industrial_Paper and Printing_New_Process_Natural Gas_Gas Boiler - Burner Control Optimization_A_Achievable Technical Potential | F10 | Industrial | Paper and Printing | New | Process | Natural Gas | Gas Boiler - Burner Control Optimization | A | Purchases (Incremental) | Achievable Technical Potential | 0 | 0 | 0 | 0 | 0 | 0.020213 | 0.037642 | 0.087017 | 0.17269 | 0.3004 | 0.46506 | 0.64783 | 0.82087 | 0.95396 | 1.0228 | 1.0191 | 0.94758 | 0.82639 | 0.67836 | 0.52586 | 0.38633 | 0.26966 | 0.17927 | 0.11378 | 0.080175 | 0.087017 | 0.17269 | 0.3004 | 0.46506 | 0.64783 | 0.82087
F11_Industrial_Paper and Printing_New_Process_Natural Gas_Gas Boiler - Burner Control Optimization_A_Achievable Technical Potential | F11 | Industrial | Paper and Printing | New | Process | Natural Gas | Gas Boiler - Burner Control Optimization | A | Purchases (Cumulative) | Achievable Technical Potential | 0 | 0 | 0 | 0 | 0 | 0.020213 | 0.057856 | 0.14487 | 0.31756 | 0.61796 | 1.083 | 1.7309 | 2.5517 | 3.5057 | 4.5285 | 5.5475 | 6.4951 | 7.3215 | 7.9999 | 8.5257 | 8.9121 | 9.1817 | 9.361 | 9.4546 | 9.4971 | 9.4971 | 9.4971 | 9.4971 | 9.4971 | 9.4971 | 9.4971
F1_Industrial_Paper and Printing_New_Space Heating_Natural Gas_HVAC - Demand Controlled Ventilation_A_Achievable Technical Potential | F1 | Industrial | Paper and Printing | New | Space Heating | Natural Gas | HVAC - Demand Controlled Ventilation | A | Integrated Unit Energy Savings (kWh or therms) | Achievable Technical Potential | 0 | 0 | 0 | 0 | 0 | 0 | 0 | 0 | 0 | 0 | 0 | 0 | 0 | 0 | 0 | 0 | 0 | 0 | 0 | 0 | 0 | 0 | 0 | 0 | 0 | 0 | 0 | 0 | 0 | 0 | 0
F2_Industrial_Paper and Printing_New_Space Heating_Natural Gas_HVAC - Demand Controlled Ventilation_A_Achievable Technical Potential | F2 | Industrial | Paper and Printing | New | Space Heating | Natural Gas | HVAC - Demand Controlled Ventilation | A | Integrated Unit Summer Peak Savings (kW) | Achievable Technical Potential | 0 | 0 | 0 | 0 | 0 | 0 | 0 | 0 | 0 | 0 | 0 | 0 | 0 | 0 | 0 | 0 | 0 | 0 | 0 | 0 | 0 | 0 | 0 | 0 | 0 | 0 | 0 | 0 | 0 | 0 | 0
F3_Industrial_Paper and Printing_New_Space Heating_Natural Gas_HVAC - Demand Controlled Ventilation_A_Achievable Technical Potential | F3 | Industrial | Paper and Printing | New | Space Heating | Natural Gas | HVAC - Demand Controlled Ventilation | A | Integrated Unit Winter Peak Savings (kW) | Achievable Technical Potential | 0 | 0 | 0 | 0 | 0 | 0 | 0 | 0 | 0 | 0 | 0 | 0 | 0 | 0 | 0 | 0 | 0 | 0 | 0 | 0 | 0 | 0 | 0 | 0 | 0 | 0 | 0 | 0 | 0 | 0 | 0
F4_Industrial_Paper and Printing_New_Space Heating_Natural Gas_HVAC - Demand Controlled Ventilation_A_Achievable Technical Potential | F4 | Industrial | Paper and Printing | New | Space Heating | Natural Gas | HVAC - Demand Controlled Ventilation | A | Incremental Energy Savings (MWh or mTherms) | Achievable Technical Potential | 0 | 0 | 0 | 0 | 0 | 0 | 0 | 0 | 0 | 0 | 0 | 0 | 0 | 0 | 0 | 0 | 0 | 0 | 0 | 0 | 0 | 0 | 0 | 0 | 0 | 0 | 0 | 0 | 0 | 0 | 0
F5_Industrial_Paper and Printing_New_Space Heating_Natural Gas_HVAC - Demand Controlled Ventilation_A_Achievable Technical Potential | F5 | Industrial | Paper and Printing | New | Space Heating | Natural Gas | HVAC - Demand Controlled Ventilation | A | Incremental Summer Peak Savings (MW) | Achievable Technical Potential | 0 | 0 | 0 | 0 | 0 | 0 | 0 | 0 | 0 | 0 | 0 | 0 | 0 | 0 | 0 | 0 | 0 | 0 | 0 | 0 | 0 | 0 | 0 | 0 | 0 | 0 | 0 | 0 | 0 | 0 | 0
F6_Industrial_Paper and Printing_New_Space Heating_Natural Gas_HVAC - Demand Controlled Ventilation_A_Achievable Technical Potential | F6 | Industrial | Paper and Printing | New | Space Heating | Natural Gas | HVAC - Demand Controlled Ventilation | A | Incremental Winter Peak Savings (MW) | Achievable Technical Potential | 0 | 0 | 0 | 0 | 0 | 0 | 0 | 0 | 0 | 0 | 0 | 0 | 0 | 0 | 0 | 0 | 0 | 0 | 0 | 0 | 0 | 0 | 0 | 0 | 0 | 0 | 0 | 0 | 0 | 0 | 0
F7_Industrial_Paper and Printing_New_Space Heating_Natural Gas_HVAC - Demand Controlled Ventilation_A_Achievable Technical Potential | F7 | Industrial | Paper and Printing | New | Space Heating | Natural Gas | HVAC - Demand Controlled Ventilation | A | Cumulative Energy Savings (MWh or mTherms) | Achievable Technical Potential | 0 | 0 | 0 | 0 | 0 | 0 | 0 | 0 | 0 | 0 | 0 | 0 | 0 | 0 | 0 | 0 | 0 | 0 | 0 | 0 | 0 | 0 | 0 | 0 | 0 | 0 | 0 | 0 | 0 | 0 | 0
F8_Industrial_Paper and Printing_New_Space Heating_Natural Gas_HVAC - Demand Controlled Ventilation_A_Achievable Technical Potential | F8 | Industrial | Paper and Printing | New | Space Heating | Natural Gas | HVAC - Demand Controlled Ventilation | A | Cumulative Summer Peak Savings (MW) | Achievable Technical Potential | 0 | 0 | 0 | 0 | 0 | 0 | 0 | 0 | 0 | 0 | 0 | 0 | 0 | 0 | 0 | 0 | 0 | 0 | 0 | 0 | 0 | 0 | 0 | 0 | 0 | 0 | 0 | 0 | 0 | 0 | 0
F9_Industrial_Paper and Printing_New_Space Heating_Natural Gas_HVAC - Demand Controlled Ventilation_A_Achievable Technical Potential | F9 | Industrial | Paper and Printing | New | Space Heating | Natural Gas | HVAC - Demand Controlled Ventilation | A | Cumulative Winter Peak Savings (MW) | Achievable Technical Potential | 0 | 0 | 0 | 0 | 0 | 0 | 0 | 0 | 0 | 0 | 0 | 0 | 0 | 0 | 0 | 0 | 0 | 0 | 0 | 0 | 0 | 0 | 0 | 0 | 0 | 0 | 0 | 0 | 0 | 0 | 0
F10_Industrial_Paper and Printing_New_Space Heating_Natural Gas_HVAC - Demand Controlled Ventilation_A_Achievable Technical Potential | F10 | Industrial | Paper and Printing | New | Space Heating | Natural Gas | HVAC - Demand Controlled Ventilation | A | Purchases (Incremental) | Achievable Technical Potential | 0 | 0 | 0 | 0 | 0 | 0 | 0 | 0 | 0 | 0 | 0 | 0 | 0 | 0 | 0 | 0 | 0 | 0 | 0 | 0 | 0 | 0 | 0 | 0 | 0 | 0 | 0 | 0 | 0 | 0 | 0
F11_Industrial_Paper and Printing_New_Space Heating_Natural Gas_HVAC - Demand Controlled Ventilation_A_Achievable Technical Potential | F11 | Industrial | Paper and Printing | New | Space Heating | Natural Gas | HVAC - Demand Controlled Ventilation | A | Purchases (Cumulative) | Achievable Technical Potential | 0 | 0 | 0 | 0 | 0 | 0 | 0 | 0 | 0 | 0 | 0 | 0 | 0 | 0 | 0 | 0 | 0 | 0 | 0 | 0 | 0 | 0 | 0 | 0 | 0 | 0 | 0 | 0 | 0 | 0 | 0
F1_Industrial_Paper and Printing_New_Space Heating_Natural Gas_Gas Boiler - Stack Economizer_A_Achievable Technical Potential | F1 | Industrial | Paper and Printing | New | Space Heating | Natural Gas | Gas Boiler - Stack Economizer | A | Integrated Unit Energy Savings (kWh or therms) | Achievable Technical Potential | 0 | 0 | 0 | 0 | 0 | 0 | 0 | 0 | 0 | 0 | 0 | 0 | 0 | 0 | 0 | 0 | 0 | 0 | 0 | 0 | 0 | 0 | 0 | 0 | 0 | 0 | 0 | 0 | 0 | 0 | 0
F2_Industrial_Paper and Printing_New_Space Heating_Natural Gas_Gas Boiler - Stack Economizer_A_Achievable Technical Potential | F2 | Industrial | Paper and Printing | New | Space Heating | Natural Gas | Gas Boiler - Stack Economizer | A | Integrated Unit Summer Peak Savings (kW) | Achievable Technical Potential | 0 | 0 | 0 | 0 | 0 | 0 | 0 | 0 | 0 | 0 | 0 | 0 | 0 | 0 | 0 | 0 | 0 | 0 | 0 | 0 | 0 | 0 | 0 | 0 | 0 | 0 | 0 | 0 | 0 | 0 | 0
F3_Industrial_Paper and Printing_New_Space Heating_Natural Gas_Gas Boiler - Stack Economizer_A_Achievable Technical Potential | F3 | Industrial | Paper and Printing | New | Space Heating | Natural Gas | Gas Boiler - Stack Economizer | A | Integrated Unit Winter Peak Savings (kW) | Achievable Technical Potential | 0 | 0 | 0 | 0 | 0 | 0 | 0 | 0 | 0 | 0 | 0 | 0 | 0 | 0 | 0 | 0 | 0 | 0 | 0 | 0 | 0 | 0 | 0 | 0 | 0 | 0 | 0 | 0 | 0 | 0 | 0
F4_Industrial_Paper and Printing_New_Space Heating_Natural Gas_Gas Boiler - Stack Economizer_A_Achievable Technical Potential | F4 | Industrial | Paper and Printing | New | Space Heating | Natural Gas | Gas Boiler - Stack Economizer | A | Incremental Energy Savings (MWh or mTherms) | Achievable Technical Potential | 0 | 0 | 0 | 0 | 0 | 0 | 0 | 0 | 0 | 0 | 0 | 0 | 0 | 0 | 0 | 0 | 0 | 0 | 0 | 0 | 0 | 0 | 0 | 0 | 0 | 0 | 0 | 0 | 0 | 0 | 0
F5_Industrial_Paper and Printing_New_Space Heating_Natural Gas_Gas Boiler - Stack Economizer_A_Achievable Technical Potential | F5 | Industrial | Paper and Printing | New | Space Heating | Natural Gas | Gas Boiler - Stack Economizer | A | Incremental Summer Peak Savings (MW) | Achievable Technical Potential | 0 | 0 | 0 | 0 | 0 | 0 | 0 | 0 | 0 | 0 | 0 | 0 | 0 | 0 | 0 | 0 | 0 | 0 | 0 | 0 | 0 | 0 | 0 | 0 | 0 | 0 | 0 | 0 | 0 | 0 | 0
F6_Industrial_Paper and Printing_New_Space Heating_Natural Gas_Gas Boiler - Stack Economizer_A_Achievable Technical Potential | F6 | Industrial | Paper and Printing | New | Space Heating | Natural Gas | Gas Boiler - Stack Economizer | A | Incremental Winter Peak Savings (MW) | Achievable Technical Potential | 0 | 0 | 0 | 0 | 0 | 0 | 0 | 0 | 0 | 0 | 0 | 0 | 0 | 0 | 0 | 0 | 0 | 0 | 0 | 0 | 0 | 0 | 0 | 0 | 0 | 0 | 0 | 0 | 0 | 0 | 0
F7_Industrial_Paper and Printing_New_Space Heating_Natural Gas_Gas Boiler - Stack Economizer_A_Achievable Technical Potential | F7 | Industrial | Paper and Printing | New | Space Heating | Natural Gas | Gas Boiler - Stack Economizer | A | Cumulative Energy Savings (MWh or mTherms) | Achievable Technical Potential | 0 | 0 | 0 | 0 | 0 | 0 | 0 | 0 | 0 | 0 | 0 | 0 | 0 | 0 | 0 | 0 | 0 | 0 | 0 | 0 | 0 | 0 | 0 | 0 | 0 | 0 | 0 | 0 | 0 | 0 | 0
F8_Industrial_Paper and Printing_New_Space Heating_Natural Gas_Gas Boiler - Stack Economizer_A_Achievable Technical Potential | F8 | Industrial | Paper and Printing | New | Space Heating | Natural Gas | Gas Boiler - Stack Economizer | A | Cumulative Summer Peak Savings (MW) | Achievable Technical Potential | 0 | 0 | 0 | 0 | 0 | 0 | 0 | 0 | 0 | 0 | 0 | 0 | 0 | 0 | 0 | 0 | 0 | 0 | 0 | 0 | 0 | 0 | 0 | 0 | 0 | 0 | 0 | 0 | 0 | 0 | 0
F9_Industrial_Paper and Printing_New_Space Heating_Natural Gas_Gas Boiler - Stack Economizer_A_Achievable Technical Potential | F9 | Industrial | Paper and Printing | New | Space Heating | Natural Gas | Gas Boiler - Stack Economizer | A | Cumulative Winter Peak Savings (MW) | Achievable Technical Potential | 0 | 0 | 0 | 0 | 0 | 0 | 0 | 0 | 0 | 0 | 0 | 0 | 0 | 0 | 0 | 0 | 0 | 0 | 0 | 0 | 0 | 0 | 0 | 0 | 0 | 0 | 0 | 0 | 0 | 0 | 0
F10_Industrial_Paper and Printing_New_Space Heating_Natural Gas_Gas Boiler - Stack Economizer_A_Achievable Technical Potential | F10 | Industrial | Paper and Printing | New | Space Heating | Natural Gas | Gas Boiler - Stack Economizer | A | Purchases (Incremental) | Achievable Technical Potential | 0 | 0 | 0 | 0 | 0 | 0 | 0 | 0 | 0 | 0 | 0 | 0 | 0 | 0 | 0 | 0 | 0 | 0 | 0 | 0 | 0 | 0 | 0 | 0 | 0 | 0 | 0 | 0 | 0 | 0 | 0
F11_Industrial_Paper and Printing_New_Space Heating_Natural Gas_Gas Boiler - Stack Economizer_A_Achievable Technical Potential | F11 | Industrial | Paper and Printing | New | Space Heating | Natural Gas | Gas Boiler - Stack Economizer | A | Purchases (Cumulative) | Achievable Technical Potential | 0 | 0 | 0 | 0 | 0 | 0 | 0 | 0 | 0 | 0 | 0 | 0 | 0 | 0 | 0 | 0 | 0 | 0 | 0 | 0 | 0 | 0 | 0 | 0 | 0 | 0 | 0 | 0 | 0 | 0 | 0
F1_Industrial_Paper and Printing_New_Process_Natural Gas_Gas Boiler - Stack Economizer_A_Achievable Technical Potential | F1 | Industrial | Paper and Printing | New | Process | Natural Gas | Gas Boiler - Stack Economizer | A | Integrated Unit Energy Savings (kWh or therms) | Achievable Technical Potential | 0 | 0 | 0 | 0 | 0 | 73.042 | 73.0381 | 73.0361 | 73.0376 | 73.0388 | 73.0398 | 73.0407 | 73.0413 | 73.0419 | 73.0424 | 73.0428 | 73.0432 | 73.0436 | 73.0439 | 73.0441 | 73.0444 | 73.0446 | 73.0448 | 73.045 | 73.0451 | 73.0453 | 73.0454 | 73.0456 | 73.0493 | 73.0493 | 73.0493
F2_Industrial_Paper and Printing_New_Process_Natural Gas_Gas Boiler - Stack Economizer_A_Achievable Technical Potential | F2 | Industrial | Paper and Printing | New | Process | Natural Gas | Gas Boiler - Stack Economizer | A | Integrated Unit Summer Peak Savings (kW) | Achievable Technical Potential | 0 | 0 | 0 | 0 | 0 | 0 | 0 | 0 | 0 | 0 | 0 | 0 | 0 | 0 | 0 | 0 | 0 | 0 | 0 | 0 | 0 | 0 | 0 | 0 | 0 | 0 | 0 | 0 | 0 | 0 | 0
F3_Industrial_Paper and Printing_New_Process_Natural Gas_Gas Boiler - Stack Economizer_A_Achievable Technical Potential | F3 | Industrial | Paper and Printing | New | Process | Natural Gas | Gas Boiler - Stack Economizer | A | Integrated Unit Winter Peak Savings (kW) | Achievable Technical Potential | 0 | 0 | 0 | 0 | 0 | 0 | 0 | 0 | 0 | 0 | 0 | 0 | 0 | 0 | 0 | 0 | 0 | 0 | 0 | 0 | 0 | 0 | 0 | 0 | 0 | 0 | 0 | 0 | 0 | 0 | 0
F4_Industrial_Paper and Printing_New_Process_Natural Gas_Gas Boiler - Stack Economizer_A_Achievable Technical Potential | F4 | Industrial | Paper and Printing | New | Process | Natural Gas | Gas Boiler - Stack Economizer | A | Incremental Energy Savings (MWh or mTherms) | Achievable Technical Potential | 0 | 0 | 0 | 0 | 0 | 0.014595 | 0.01729 | 0.019984 | 0.022663 | 0.025344 | 0.025224 | 0.022086 | 0.01919 | 0.016567 | 0.01421 | 0.012136 | 0.010317 | 0.0087406 | 0.00738 | 0.0062112 | 0.014596 | 0.017292 | 0.019987 | 0.022665 | 0.025346 | 0.025226 | 0.022087 | 0.019191 | 0.016568 | 0.014211 | 0.012137
F5_Industrial_Paper and Printing_New_Process_Natural Gas_Gas Boiler - Stack Economizer_A_Achievable Technical Potential | F5 | Industrial | Paper and Printing | New | Process | Natural Gas | Gas Boiler - Stack Economizer | A | Incremental Summer Peak Savings (MW) | Achievable Technical Potential | 0 | 0 | 0 | 0 | 0 | 0 | 0 | 0 | 0 | 0 | 0 | 0 | 0 | 0 | 0 | 0 | 0 | 0 | 0 | 0 | 0 | 0 | 0 | 0 | 0 | 0 | 0 | 0 | 0 | 0 | 0
F6_Industrial_Paper and Printing_New_Process_Natural Gas_Gas Boiler - Stack Economizer_A_Achievable Technical Potential | F6 | Industrial | Paper and Printing | New | Process | Natural Gas | Gas Boiler - Stack Economizer | A | Incremental Winter Peak Savings (MW) | Achievable Technical Potential | 0 | 0 | 0 | 0 | 0 | 0 | 0 | 0 | 0 | 0 | 0 | 0 | 0 | 0 | 0 | 0 | 0 | 0 | 0 | 0 | 0 | 0 | 0 | 0 | 0 | 0 | 0 | 0 | 0 | 0 | 0
F7_Industrial_Paper and Printing_New_Process_Natural Gas_Gas Boiler - Stack Economizer_A_Achievable Technical Potential | F7 | Industrial | Paper and Printing | New | Process | Natural Gas | Gas Boiler - Stack Economizer | A | Cumulative Energy Savings (MWh or mTherms) | Achievable Technical Potential | 0 | 0 | 0 | 0 | 0 | 0.014595 | 0.031884 | 0.051868 | 0.074532 | 0.099877 | 0.1251 | 0.14719 | 0.16638 | 0.18295 | 0.19716 | 0.2093 | 0.21961 | 0.22836 | 0.23574 | 0.24195 | 0.24195 | 0.24195 | 0.24195 | 0.24195 | 0.24195 | 0.24195 | 0.24195 | 0.24195 | 0 | 0 | 0
F8_Industrial_Paper and Printing_New_Process_Natural Gas_Gas Boiler - Stack Economizer_A_Achievable Technical Potential | F8 | Industrial | Paper and Printing | New | Process | Natural Gas | Gas Boiler - Stack Economizer | A | Cumulative Summer Peak Savings (MW) | Achievable Technical Potential | 0 | 0 | 0 | 0 | 0 | 0 | 0 | 0 | 0 | 0 | 0 | 0 | 0 | 0 | 0 | 0 | 0 | 0 | 0 | 0 | 0 | 0 | 0 | 0 | 0 | 0 | 0 | 0 | 0 | 0 | 0
F9_Industrial_Paper and Printing_New_Process_Natural Gas_Gas Boiler - Stack Economizer_A_Achievable Technical Potential | F9 | Industrial | Paper and Printing | New | Process | Natural Gas | Gas Boiler - Stack Economizer | A | Cumulative Winter Peak Savings (MW) | Achievable Technical Potential | 0 | 0 | 0 | 0 | 0 | 0 | 0 | 0 | 0 | 0 | 0 | 0 | 0 | 0 | 0 | 0 | 0 | 0 | 0 | 0 | 0 | 0 | 0 | 0 | 0 | 0 | 0 | 0 | 0 | 0 | 0
F10_Industrial_Paper and Printing_New_Process_Natural Gas_Gas Boiler - Stack Economizer_A_Achievable Technical Potential | F10 | Industrial | Paper and Printing | New | Process | Natural Gas | Gas Boiler - Stack Economizer | A | Purchases (Incremental) | Achievable Technical Potential | 0 | 0 | 0 | 0 | 0 | 0.19982 | 0.23673 | 0.27362 | 0.31029 | 0.34699 | 0.34534 | 0.30238 | 0.26273 | 0.22681 | 0.19454 | 0.16615 | 0.14125 | 0.11966 | 0.10103 | 0.085034 | 0.19982 | 0.23673 | 0.27362 | 0.31029 | 0.34699 | 0.34534 | 0.30238 | 0.26273 | 0.22681 | 0.19454 | 0.16615
F11_Industrial_Paper and Printing_New_Process_Natural Gas_Gas Boiler - Stack Economizer_A_Achievable Technical Potential | F11 | Industrial | Paper and Printing | New | Process | Natural Gas | Gas Boiler - Stack Economizer | A | Purchases (Cumulative) | Achievable Technical Potential | 0 | 0 | 0 | 0 | 0 | 0.19982 | 0.43655 | 0.71017 | 1.0205 | 1.3674 | 1.7128 | 2.0152 | 2.2779 | 2.5047 | 2.6992 | 2.8654 | 3.0066 | 3.1263 | 3.2273 | 3.3124 | 3.3124 | 3.3124 | 3.3124 | 3.3124 | 3.3124 | 3.3124 | 3.3124 | 3.3124 | 3.3124 | 3.3124 | 3.3124
F1_Industrial_Paper and Printing_New_Space Heating_Natural Gas_Gas Furnace Tube Inserts_A_Achievable Technical Potential | F1 | Industrial | Paper and Printing | New | Space Heating | Natural Gas | Gas Furnace Tube Inserts | A | Integrated Unit Energy Savings (kWh or therms) | Achievable Technical Potential | 0 | 0 | 0 | 0 | 0 | 0 | 0 | 0 | 0 | 0 | 0 | 0 | 0 | 0 | 0 | 0 | 0 | 0 | 0 | 0 | 0 | 0 | 0 | 0 | 0 | 0 | 0 | 0 | 0 | 0 | 0
F2_Industrial_Paper and Printing_New_Space Heating_Natural Gas_Gas Furnace Tube Inserts_A_Achievable Technical Potential | F2 | Industrial | Paper and Printing | New | Space Heating | Natural Gas | Gas Furnace Tube Inserts | A | Integrated Unit Summer Peak Savings (kW) | Achievable Technical Potential | 0 | 0 | 0 | 0 | 0 | 0 | 0 | 0 | 0 | 0 | 0 | 0 | 0 | 0 | 0 | 0 | 0 | 0 | 0 | 0 | 0 | 0 | 0 | 0 | 0 | 0 | 0 | 0 | 0 | 0 | 0
F3_Industrial_Paper and Printing_New_Space Heating_Natural Gas_Gas Furnace Tube Inserts_A_Achievable Technical Potential | F3 | Industrial | Paper and Printing | New | Space Heating | Natural Gas | Gas Furnace Tube Inserts | A | Integrated Unit Winter Peak Savings (kW) | Achievable Technical Potential | 0 | 0 | 0 | 0 | 0 | 0 | 0 | 0 | 0 | 0 | 0 | 0 | 0 | 0 | 0 | 0 | 0 | 0 | 0 | 0 | 0 | 0 | 0 | 0 | 0 | 0 | 0 | 0 | 0 | 0 | 0
F4_Industrial_Paper and Printing_New_Space Heating_Natural Gas_Gas Furnace Tube Inserts_A_Achievable Technical Potential | F4 | Industrial | Paper and Printing | New | Space Heating | Natural Gas | Gas Furnace Tube Inserts | A | Incremental Energy Savings (MWh or mTherms) | Achievable Technical Potential | 0 | 0 | 0 | 0 | 0 | 0 | 0 | 0 | 0 | 0 | 0 | 0 | 0 | 0 | 0 | 0 | 0 | 0 | 0 | 0 | 0 | 0 | 0 | 0 | 0 | 0 | 0 | 0 | 0 | 0 | 0
F5_Industrial_Paper and Printing_New_Space Heating_Natural Gas_Gas Furnace Tube Inserts_A_Achievable Technical Potential | F5 | Industrial | Paper and Printing | New | Space Heating | Natural Gas | Gas Furnace Tube Inserts | A | Incremental Summer Peak Savings (MW) | Achievable Technical Potential | 0 | 0 | 0 | 0 | 0 | 0 | 0 | 0 | 0 | 0 | 0 | 0 | 0 | 0 | 0 | 0 | 0 | 0 | 0 | 0 | 0 | 0 | 0 | 0 | 0 | 0 | 0 | 0 | 0 | 0 | 0
F6_Industrial_Paper and Printing_New_Space Heating_Natural Gas_Gas Furnace Tube Inserts_A_Achievable Technical Potential | F6 | Industrial | Paper and Printing | New | Space Heating | Natural Gas | Gas Furnace Tube Inserts | A | Incremental Winter Peak Savings (MW) | Achievable Technical Potential | 0 | 0 | 0 | 0 | 0 | 0 | 0 | 0 | 0 | 0 | 0 | 0 | 0 | 0 | 0 | 0 | 0 | 0 | 0 | 0 | 0 | 0 | 0 | 0 | 0 | 0 | 0 | 0 | 0 | 0 | 0
F7_Industrial_Paper and Printing_New_Space Heating_Natural Gas_Gas Furnace Tube Inserts_A_Achievable Technical Potential | F7 | Industrial | Paper and Printing | New | Space Heating | Natural Gas | Gas Furnace Tube Inserts | A | Cumulative Energy Savings (MWh or mTherms) | Achievable Technical Potential | 0 | 0 | 0 | 0 | 0 | 0 | 0 | 0 | 0 | 0 | 0 | 0 | 0 | 0 | 0 | 0 | 0 | 0 | 0 | 0 | 0 | 0 | 0 | 0 | 0 | 0 | 0 | 0 | 0 | 0 | 0
F8_Industrial_Paper and Printing_New_Space Heating_Natural Gas_Gas Furnace Tube Inserts_A_Achievable Technical Potential | F8 | Industrial | Paper and Printing | New | Space Heating | Natural Gas | Gas Furnace Tube Inserts | A | Cumulative Summer Peak Savings (MW) | Achievable Technical Potential | 0 | 0 | 0 | 0 | 0 | 0 | 0 | 0 | 0 | 0 | 0 | 0 | 0 | 0 | 0 | 0 | 0 | 0 | 0 | 0 | 0 | 0 | 0 | 0 | 0 | 0 | 0 | 0 | 0 | 0 | 0
F9_Industrial_Paper and Printing_New_Space Heating_Natural Gas_Gas Furnace Tube Inserts_A_Achievable Technical Potential | F9 | Industrial | Paper and Printing | New | Space Heating | Natural Gas | Gas Furnace Tube Inserts | A | Cumulative Winter Peak Savings (MW) | Achievable Technical Potential | 0 | 0 | 0 | 0 | 0 | 0 | 0 | 0 | 0 | 0 | 0 | 0 | 0 | 0 | 0 | 0 | 0 | 0 | 0 | 0 | 0 | 0 | 0 | 0 | 0 | 0 | 0 | 0 | 0 | 0 | 0
F10_Industrial_Paper and Printing_New_Space Heating_Natural Gas_Gas Furnace Tube Inserts_A_Achievable Technical Potential | F10 | Industrial | Paper and Printing | New | Space Heating | Natural Gas | Gas Furnace Tube Inserts | A | Purchases (Incremental) | Achievable Technical Potential | 0 | 0 | 0 | 0 | 0 | 0 | 0 | 0 | 0 | 0 | 0 | 0 | 0 | 0 | 0 | 0 | 0 | 0 | 0 | 0 | 0 | 0 | 0 | 0 | 0 | 0 | 0 | 0 | 0 | 0 | 0
F11_Industrial_Paper and Printing_New_Space Heating_Natural Gas_Gas Furnace Tube Inserts_A_Achievable Technical Potential | F11 | Industrial | Paper and Printing | New | Space Heating | Natural Gas | Gas Furnace Tube Inserts | A | Purchases (Cumulative) | Achievable Technical Potential | 0 | 0 | 0 | 0 | 0 | 0 | 0 | 0 | 0 | 0 | 0 | 0 | 0 | 0 | 0 | 0 | 0 | 0 | 0 | 0 | 0 | 0 | 0 | 0 | 0 | 0 | 0 | 0 | 0 | 0 | 0
F1_Industrial_Paper and Printing_New_Space Heating_Natural Gas_Space Heating - Heat Recovery Ventilator_A_Achievable Technical Potential | F1 | Industrial | Paper and Printing | New | Space Heating | Natural Gas | Space Heating - Heat Recovery Ventilator | A | Integrated Unit Energy Savings (kWh or therms) | Achievable Technical Potential | 0 | 0 | 0 | 0 | 0 | 0.012429 | 0.012216 | 0.012037 | 0.01188 | 0.011734 | 0.011601 | 0.01144 | 0.011263 | 0.011079 | 0.010893 | 0.010719 | 0.010558 | 0.010418 | 0.010249 | 0.010119 | 0.010022 | 0.0099496 | 0.0099137 | 0.0098968 | 0.0098936 | 0.0098999 | 0.0099085 | 0.0099195 | 0 | 0 | 0
F2_Industrial_Paper and Printing_New_Space Heating_Natural Gas_Space Heating - Heat Recovery Ventilator_A_Achievable Technical Potential | F2 | Industrial | Paper and Printing | New | Space Heating | Natural Gas | Space Heating - Heat Recovery Ventilator | A | Integrated Unit Summer Peak Savings (kW) | Achievable Technical Potential | 0 | 0 | 0 | 0 | 0 | 0 | 0 | 0 | 0 | 0 | 0 | 0 | 0 | 0 | 0 | 0 | 0 | 0 | 0 | 0 | 0 | 0 | 0 | 0 | 0 | 0 | 0 | 0 | 0 | 0 | 0
F3_Industrial_Paper and Printing_New_Space Heating_Natural Gas_Space Heating - Heat Recovery Ventilator_A_Achievable Technical Potential | F3 | Industrial | Paper and Printing | New | Space Heating | Natural Gas | Space Heating - Heat Recovery Ventilator | A | Integrated Unit Winter Peak Savings (kW) | Achievable Technical Potential | 0 | 0 | 0 | 0 | 0 | 0 | 0 | 0 | 0 | 0 | 0 | 0 | 0 | 0 | 0 | 0 | 0 | 0 | 0 | 0 | 0 | 0 | 0 | 0 | 0 | 0 | 0 | 0 | 0 | 0 | 0
F4_Industrial_Paper and Printing_New_Space Heating_Natural Gas_Space Heating - Heat Recovery Ventilator_A_Achievable Technical Potential | F4 | Industrial | Paper and Printing | New | Space Heating | Natural Gas | Space Heating - Heat Recovery Ventilator | A | Incremental Energy Savings (MWh or mTherms) | Achievable Technical Potential | 0 | 0 | 0 | 0 | 0 | 0.0001096 | 0.00012762 | 0.00014535 | 0.00016267 | 0.00017967 | 0.00019644 | 0.00021202 | 0.00022671 | 0.00024065 | 0.00025369 | 0.0002665 | 0.00027893 | 0.00029147 | 0.00030264 | 0.00031434 | 0.00032674 | 0.00033964 | 0.00035354 | 0.00036799 | 0.00038286 | 0.00016764 | 0.00018364 | 0.00019967 | 0 | 0 | 0
F5_Industrial_Paper and Printing_New_Space Heating_Natural Gas_Space Heating - Heat Recovery Ventilator_A_Achievable Technical Potential | F5 | Industrial | Paper and Printing | New | Space Heating | Natural Gas | Space Heating - Heat Recovery Ventilator | A | Incremental Summer Peak Savings (MW) | Achievable Technical Potential | 0 | 0 | 0 | 0 | 0 | 0 | 0 | 0 | 0 | 0 | 0 | 0 | 0 | 0 | 0 | 0 | 0 | 0 | 0 | 0 | 0 | 0 | 0 | 0 | 0 | 0 | 0 | 0 | 0 | 0 | 0
F6_Industrial_Paper and Printing_New_Space Heating_Natural Gas_Space Heating - Heat Recovery Ventilator_A_Achievable Technical Potential | F6 | Industrial | Paper and Printing | New | Space Heating | Natural Gas | Space Heating - Heat Recovery Ventilator | A | Incremental Winter Peak Savings (MW) | Achievable Technical Potential | 0 | 0 | 0 | 0 | 0 | 0 | 0 | 0 | 0 | 0 | 0 | 0 | 0 | 0 | 0 | 0 | 0 | 0 | 0 | 0 | 0 | 0 | 0 | 0 | 0 | 0 | 0 | 0 | 0 | 0 | 0
F7_Industrial_Paper and Printing_New_Space Heating_Natural Gas_Space Heating - Heat Recovery Ventilator_A_Achievable Technical Potential | F7 | Industrial | Paper and Printing | New | Space Heating | Natural Gas | Space Heating - Heat Recovery Ventilator | A | Cumulative Energy Savings (MWh or mTherms) | Achievable Technical Potential | 0 | 0 | 0 | 0 | 0 | 0.0001096 | 0.00023534 | 0.00037725 | 0.00053497 | 0.00070808 | 0.00089648 | 0.0010961 | 0.0013058 | 0.0015252 | 0.0017533 | 0.0019918 | 0.0022407 | 0.0025025 | 0.0027645 | 0.0030437 | 0.0032529 | 0.0034652 | 0.0036866 | 0.0039128 | 0.0041428 | 0.0041455 | 0.0041491 | 0.0041537 | 0 | 0 | 0
F8_Industrial_Paper and Printing_New_Space Heating_Natural Gas_Space Heating - Heat Recovery Ventilator_A_Achievable Technical Potential | F8 | Industrial | Paper and Printing | New | Space Heating | Natural Gas | Space Heating - Heat Recovery Ventilator | A | Cumulative Summer Peak Savings (MW) | Achievable Technical Potential | 0 | 0 | 0 | 0 | 0 | 0 | 0 | 0 | 0 | 0 | 0 | 0 | 0 | 0 | 0 | 0 | 0 | 0 | 0 | 0 | 0 | 0 | 0 | 0 | 0 | 0 | 0 | 0 | 0 | 0 | 0
F9_Industrial_Paper and Printing_New_Space Heating_Natural Gas_Space Heating - Heat Recovery Ventilator_A_Achievable Technical Potential | F9 | Industrial | Paper and Printing | New | Space Heating | Natural Gas | Space Heating - Heat Recovery Ventilator | A | Cumulative Winter Peak Savings (MW) | Achievable Technical Potential | 0 | 0 | 0 | 0 | 0 | 0 | 0 | 0 | 0 | 0 | 0 | 0 | 0 | 0 | 0 | 0 | 0 | 0 | 0 | 0 | 0 | 0 | 0 | 0 | 0 | 0 | 0 | 0 | 0 | 0 | 0
F10_Industrial_Paper and Printing_New_Space Heating_Natural Gas_Space Heating - Heat Recovery Ventilator_A_Achievable Technical Potential | F10 | Industrial | Paper and Printing | New | Space Heating | Natural Gas | Space Heating - Heat Recovery Ventilator | A | Purchases (Incremental) | Achievable Technical Potential | 0 | 0 | 0 | 0 | 0 | 8.8179 | 10.4468 | 12.0748 | 13.6932 | 15.3125 | 16.9332 | 18.5332 | 20.1289 | 21.7213 | 23.2885 | 24.8616 | 26.4197 | 27.978 | 29.5285 | 31.0652 | 32.6037 | 34.1358 | 35.6619 | 37.1825 | 38.698 | 16.9332 | 18.5332 | 20.1289 | 21.7213 | 23.2885 | 24.8616
F11_Industrial_Paper and Printing_New_Space Heating_Natural Gas_Space Heating - Heat Recovery Ventilator_A_Achievable Technical Potential | F11 | Industrial | Paper and Printing | New | Space Heating | Natural Gas | Space Heating - Heat Recovery Ventilator | A | Purchases (Cumulative) | Achievable Technical Potential | 0 | 0 | 0 | 0 | 0 | 8.8179 | 19.2647 | 31.3396 | 45.0328 | 60.3453 | 77.2785 | 95.8117 | 115.9405 | 137.6619 | 160.9503 | 185.8119 | 212.2316 | 240.2096 | 269.7382 | 300.8034 | 324.5891 | 348.2781 | 371.8652 | 395.3544 | 418.7399 | 418.7399 | 418.7399 | 418.7399 | 418.7399 | 418.7399 | 418.7399
F1_Industrial_Paper and Printing_New_Space Heating_Natural Gas_Thermostat - Programmable_A_Achievable Technical Potential | F1 | Industrial | Paper and Printing | New | Space Heating | Natural Gas | Thermostat - Programmable | A | Integrated Unit Energy Savings (kWh or therms) | Achievable Technical Potential | 0 | 0 | 0 | 0 | 0 | 0.0061736 | 0.0060669 | 0.0059772 | 0.0058982 | 0.0058251 | 0.0057584 | 0.0056779 | 0.0055895 | 0.0054977 | 0.0054049 | 0.0053181 | 0.0052374 | 0.0051675 | 0.0050833 | 0.0050181 | 0.0049698 | 0.0049338 | 0.0049159 | 0.0049073 | 0.0049055 | 0.004909 | 0.0049136 | 0.0049194 | 0 | 0 | 0
F2_Industrial_Paper and Printing_New_Space Heating_Natural Gas_Thermostat - Programmable_A_Achievable Technical Potential | F2 | Industrial | Paper and Printing | New | Space Heating | Natural Gas | Thermostat - Programmable | A | Integrated Unit Summer Peak Savings (kW) | Achievable Technical Potential | 0 | 0 | 0 | 0 | 0 | 0 | 0 | 0 | 0 | 0 | 0 | 0 | 0 | 0 | 0 | 0 | 0 | 0 | 0 | 0 | 0 | 0 | 0 | 0 | 0 | 0 | 0 | 0 | 0 | 0 | 0
F3_Industrial_Paper and Printing_New_Space Heating_Natural Gas_Thermostat - Programmable_A_Achievable Technical Potential | F3 | Industrial | Paper and Printing | New | Space Heating | Natural Gas | Thermostat - Programmable | A | Integrated Unit Winter Peak Savings (kW) | Achievable Technical Potential | 0 | 0 | 0 | 0 | 0 | 0 | 0 | 0 | 0 | 0 | 0 | 0 | 0 | 0 | 0 | 0 | 0 | 0 | 0 | 0 | 0 | 0 | 0 | 0 | 0 | 0 | 0 | 0 | 0 | 0 | 0
F4_Industrial_Paper and Printing_New_Space Heating_Natural Gas_Thermostat - Programmable_A_Achievable Technical Potential | F4 | Industrial | Paper and Printing | New | Space Heating | Natural Gas | Thermostat - Programmable | A | Incremental Energy Savings (MWh or mTherms) | Achievable Technical Potential | 0 | 0 | 0 | 0 | 0 | 0.00016332 | 0.00019014 | 0.00021652 | 0.0002423 | 0.00026759 | 0.00029252 | 0.00031569 | 0.00033753 | 0.00035825 | 0.00037762 | 0.00039665 | 0.00041511 | 0.00043373 | 0.00045031 | 0.00046767 | 0.0004861 | 0.00050526 | 0.00052593 | 0.0005474 | 0.0005695 | 0.00034297 | 0.00036648 | 0.0003899 | 0 | 0 | 0
F5_Industrial_Paper and Printing_New_Space Heating_Natural Gas_Thermostat - Programmable_A_Achievable Technical Potential | F5 | Industrial | Paper and Printing | New | Space Heating | Natural Gas | Thermostat - Programmable | A | Incremental Summer Peak Savings (MW) | Achievable Technical Potential | 0 | 0 | 0 | 0 | 0 | 0 | 0 | 0 | 0 | 0 | 0 | 0 | 0 | 0 | 0 | 0 | 0 | 0 | 0 | 0 | 0 | 0 | 0 | 0 | 0 | 0 | 0 | 0 | 0 | 0 | 0
F6_Industrial_Paper and Printing_New_Space Heating_Natural Gas_Thermostat - Programmable_A_Achievable Technical Potential | F6 | Industrial | Paper and Printing | New | Space Heating | Natural Gas | Thermostat - Programmable | A | Incremental Winter Peak Savings (MW) | Achievable Technical Potential | 0 | 0 | 0 | 0 | 0 | 0 | 0 | 0 | 0 | 0 | 0 | 0 | 0 | 0 | 0 | 0 | 0 | 0 | 0 | 0 | 0 | 0 | 0 | 0 | 0 | 0 | 0 | 0 | 0 | 0 | 0
F7_Industrial_Paper and Printing_New_Space Heating_Natural Gas_Thermostat - Programmable_A_Achievable Technical Potential | F7 | Industrial | Paper and Printing | New | Space Heating | Natural Gas | Thermostat - Programmable | A | Cumulative Energy Savings (MWh or mTherms) | Achievable Technical Potential | 0 | 0 | 0 | 0 | 0 | 0.00016332 | 0.00035063 | 0.00056197 | 0.00079683 | 0.0010545 | 0.001335 | 0.001632 | 0.0019442 | 0.0022705 | 0.0026098 | 0.0029645 | 0.0031961 | 0.0034252 | 0.0036355 | 0.0038505 | 0.0040712 | 0.0042964 | 0.0045333 | 0.0047765 | 0.0050246 | 0.0050282 | 0.0050328 | 0.0050388 | 0 | 0 | 0
F8_Industrial_Paper and Printing_New_Space Heating_Natural Gas_Thermostat - Programmable_A_Achievable Technical Potential | F8 | Industrial | Paper and Printing | New | Space Heating | Natural Gas | Thermostat - Programmable | A | Cumulative Summer Peak Savings (MW) | Achievable Technical Potential | 0 | 0 | 0 | 0 | 0 | 0 | 0 | 0 | 0 | 0 | 0 | 0 | 0 | 0 | 0 | 0 | 0 | 0 | 0 | 0 | 0 | 0 | 0 | 0 | 0 | 0 | 0 | 0 | 0 | 0 | 0
F9_Industrial_Paper and Printing_New_Space Heating_Natural Gas_Thermostat - Programmable_A_Achievable Technical Potential | F9 | Industrial | Paper and Printing | New | Space Heating | Natural Gas | Thermostat - Programmable | A | Cumulative Winter Peak Savings (MW) | Achievable Technical Potential | 0 | 0 | 0 | 0 | 0 | 0 | 0 | 0 | 0 | 0 | 0 | 0 | 0 | 0 | 0 | 0 | 0 | 0 | 0 | 0 | 0 | 0 | 0 | 0 | 0 | 0 | 0 | 0 | 0 | 0 | 0
F10_Industrial_Paper and Printing_New_Space Heating_Natural Gas_Thermostat - Programmable_A_Achievable Technical Potential | F10 | Industrial | Paper and Printing | New | Space Heating | Natural Gas | Thermostat - Programmable | A | Purchases (Incremental) | Achievable Technical Potential | 0 | 0 | 0 | 0 | 0 | 26.4537 | 31.3404 | 36.2245 | 41.0797 | 45.9376 | 50.7995 | 55.5996 | 60.3866 | 65.1639 | 69.8654 | 74.5847 | 79.2591 | 83.9341 | 88.5856 | 93.1956 | 97.811 | 102.4073 | 106.9858 | 111.5476 | 116.0939 | 69.8654 | 74.5847 | 79.2591 | 83.9341 | 88.5856 | 93.1956
F11_Industrial_Paper and Printing_New_Space Heating_Natural Gas_Thermostat - Programmable_A_Achievable Technical Potential | F11 | Industrial | Paper and Printing | New | Space Heating | Natural Gas | Thermostat - Programmable | A | Purchases (Cumulative) | Achievable Technical Potential | 0 | 0 | 0 | 0 | 0 | 26.4537 | 57.7942 | 94.0187 | 135.0984 | 181.036 | 231.8354 | 287.435 | 347.8216 | 412.9856 | 482.8509 | 557.4357 | 610.2411 | 662.8347 | 715.1958 | 767.3117 | 819.1851 | 870.7929 | 922.1791 | 973.3401 | 1024.27 | 1024.27 | 1024.27 | 1024.27 | 1024.27 | 1024.27 | 1024.27
F1_Industrial_Paper and Printing_New_Space Heating_Natural Gas_ENERGY STAR Connected Thermostat_A_Achievable Technical Potential | F1 | Industrial | Paper and Printing | New | Space Heating | Natural Gas | ENERGY STAR Connected Thermostat | A | Integrated Unit Energy Savings (kWh or therms) | Achievable Technical Potential | 0 | 0 | 0 | 0 | 0 | 0.014529 | 0.014275 | 0.014061 | 0.013872 | 0.013698 | 0.013539 | 0.013348 | 0.013138 | 0.01292 | 0.0127 | 0.012494 | 0.012304 | 0.012139 | 0.01194 | 0.011787 | 0.011673 | 0.011588 | 0.011546 | 0.011525 | 0.011521 | 0.01153 | 0.011542 | 0.011556 | 0 | 0 | 0
F2_Industrial_Paper and Printing_New_Space Heating_Natural Gas_ENERGY STAR Connected Thermostat_A_Achievable Technical Potential | F2 | Industrial | Paper and Printing | New | Space Heating | Natural Gas | ENERGY STAR Connected Thermostat | A | Integrated Unit Summer Peak Savings (kW) | Achievable Technical Potential | 0 | 0 | 0 | 0 | 0 | 0 | 0 | 0 | 0 | 0 | 0 | 0 | 0 | 0 | 0 | 0 | 0 | 0 | 0 | 0 | 0 | 0 | 0 | 0 | 0 | 0 | 0 | 0 | 0 | 0 | 0
F3_Industrial_Paper and Printing_New_Space Heating_Natural Gas_ENERGY STAR Connected Thermostat_A_Achievable Technical Potential | F3 | Industrial | Paper and Printing | New | Space Heating | Natural Gas | ENERGY STAR Connected Thermostat | A | Integrated Unit Winter Peak Savings (kW) | Achievable Technical Potential | 0 | 0 | 0 | 0 | 0 | 0 | 0 | 0 | 0 | 0 | 0 | 0 | 0 | 0 | 0 | 0 | 0 | 0 | 0 | 0 | 0 | 0 | 0 | 0 | 0 | 0 | 0 | 0 | 0 | 0 | 0
F4_Industrial_Paper and Printing_New_Space Heating_Natural Gas_ENERGY STAR Connected Thermostat_A_Achievable Technical Potential | F4 | Industrial | Paper and Printing | New | Space Heating | Natural Gas | ENERGY STAR Connected Thermostat | A | Incremental Energy Savings (MWh or mTherms) | Achievable Technical Potential | 0 | 0 | 0 | 0 | 0 | 0.00038434 | 0.00044737 | 0.00050935 | 0.00056987 | 0.00062925 | 0.00068777 | 0.00074212 | 0.00079334 | 0.00084192 | 0.00088729 | 0.00093186 | 0.00097519 | 0.0010189 | 0.0010578 | 0.0010985 | 0.0011418 | 0.0011867 | 0.0012352 | 0.0012856 | 0.0013375 | 0.0011277 | 0.0011819 | 0.0012363 | 0 | 0 | 0
F5_Industrial_Paper and Printing_New_Space Heating_Natural Gas_ENERGY STAR Connected Thermostat_A_Achievable Technical Potential | F5 | Industrial | Paper and Printing | New | Space Heating | Natural Gas | ENERGY STAR Connected Thermostat | A | Incremental Summer Peak Savings (MW) | Achievable Technical Potential | 0 | 0 | 0 | 0 | 0 | 0 | 0 | 0 | 0 | 0 | 0 | 0 | 0 | 0 | 0 | 0 | 0 | 0 | 0 | 0 | 0 | 0 | 0 | 0 | 0 | 0 | 0 | 0 | 0 | 0 | 0
F6_Industrial_Paper and Printing_New_Space Heating_Natural Gas_ENERGY STAR Connected Thermostat_A_Achievable Technical Potential | F6 | Industrial | Paper and Printing | New | Space Heating | Natural Gas | ENERGY STAR Connected Thermostat | A | Incremental Winter Peak Savings (MW) | Achievable Technical Potential | 0 | 0 | 0 | 0 | 0 | 0 | 0 | 0 | 0 | 0 | 0 | 0 | 0 | 0 | 0 | 0 | 0 | 0 | 0 | 0 | 0 | 0 | 0 | 0 | 0 | 0 | 0 | 0 | 0 | 0 | 0
F7_Industrial_Paper and Printing_New_Space Heating_Natural Gas_ENERGY STAR Connected Thermostat_A_Achievable Technical Potential | F7 | Industrial | Paper and Printing | New | Space Heating | Natural Gas | ENERGY STAR Connected Thermostat | A | Cumulative Energy Savings (MWh or mTherms) | Achievable Technical Potential | 0 | 0 | 0 | 0 | 0 | 0.00038434 | 0.00082499 | 0.001322 | 0.0018741 | 0.0024798 | 0.0027806 | 0.0030651 | 0.0033344 | 0.0035903 | 0.003833 | 0.004068 | 0.0042972 | 0.0045255 | 0.0047312 | 0.0049453 | 0.0051687 | 0.0053993 | 0.0056456 | 0.0059003 | 0.0061618 | 0.0061667 | 0.006173 | 0.0061807 | 0 | 0 | 0
F8_Industrial_Paper and Printing_New_Space Heating_Natural Gas_ENERGY STAR Connected Thermostat_A_Achievable Technical Potential | F8 | Industrial | Paper and Printing | New | Space Heating | Natural Gas | ENERGY STAR Connected Thermostat | A | Cumulative Summer Peak Savings (MW) | Achievable Technical Potential | 0 | 0 | 0 | 0 | 0 | 0 | 0 | 0 | 0 | 0 | 0 | 0 | 0 | 0 | 0 | 0 | 0 | 0 | 0 | 0 | 0 | 0 | 0 | 0 | 0 | 0 | 0 | 0 | 0 | 0 | 0
F9_Industrial_Paper and Printing_New_Space Heating_Natural Gas_ENERGY STAR Connected Thermostat_A_Achievable Technical Potential | F9 | Industrial | Paper and Printing | New | Space Heating | Natural Gas | ENERGY STAR Connected Thermostat | A | Cumulative Winter Peak Savings (MW) | Achievable Technical Potential | 0 | 0 | 0 | 0 | 0 | 0 | 0 | 0 | 0 | 0 | 0 | 0 | 0 | 0 | 0 | 0 | 0 | 0 | 0 | 0 | 0 | 0 | 0 | 0 | 0 | 0 | 0 | 0 | 0 | 0 | 0
F10_Industrial_Paper and Printing_New_Space Heating_Natural Gas_ENERGY STAR Connected Thermostat_A_Achievable Technical Potential | F10 | Industrial | Paper and Printing | New | Space Heating | Natural Gas | ENERGY STAR Connected Thermostat | A | Purchases (Incremental) | Achievable Technical Potential | 0 | 0 | 0 | 0 | 0 | 26.4537 | 31.3404 | 36.2245 | 41.0797 | 45.9376 | 50.7995 | 55.5996 | 60.3866 | 65.1639 | 69.8654 | 74.5847 | 79.2591 | 83.9341 | 88.5856 | 93.1956 | 97.811 | 102.4073 | 106.9858 | 111.5476 | 116.0939 | 97.811 | 102.4073 | 106.9858 | 111.5476 | 116.0939 | 97.811
F11_Industrial_Paper and Printing_New_Space Heating_Natural Gas_ENERGY STAR Connected Thermostat_A_Achievable Technical Potential | F11 | Industrial | Paper and Printing | New | Space Heating | Natural Gas | ENERGY STAR Connected Thermostat | A | Purchases (Cumulative) | Achievable Technical Potential | 0 | 0 | 0 | 0 | 0 | 26.4537 | 57.7942 | 94.0187 | 135.0984 | 181.036 | 205.3817 | 229.6409 | 253.803 | 277.8872 | 301.815 | 325.6002 | 349.2598 | 372.8073 | 396.2289 | 419.5591 | 442.7854 | 465.9336 | 488.9852 | 511.9472 | 534.8455 | 534.8455 | 534.8455 | 534.8455 | 534.8455 | 534.8455 | 534.8455
F1_Industrial_Paper and Printing_New_Space Heating_Natural Gas_Destratification Fans (HVLS)_A_Achievable Technical Potential | F1 | Industrial | Paper and Printing | New | Space Heating | Natural Gas | Destratification Fans (HVLS) | A | Integrated Unit Energy Savings (kWh or therms) | Achievable Technical Potential | 0 | 0 | 0 | 0 | 0 | 0.01452 | 0.014258 | 0.014038 | 0.013844 | 0.013664 | 0.013505 | 0.013313 | 0.013103 | 0.012886 | 0.012666 | 0.01246 | 0.01227 | 0.012105 | 0.011907 | 0.011754 | 0.01164 | 0.011555 | 0.011513 | 0.011492 | 0.011488 | 0.011498 | 0.011511 | 0.011526 | 0 | 0 | 0
F2_Industrial_Paper and Printing_New_Space Heating_Natural Gas_Destratification Fans (HVLS)_A_Achievable Technical Potential | F2 | Industrial | Paper and Printing | New | Space Heating | Natural Gas | Destratification Fans (HVLS) | A | Integrated Unit Summer Peak Savings (kW) | Achievable Technical Potential | 0 | 0 | 0 | 0 | 0 | 0 | 0 | 0 | 0 | 0 | 0 | 0 | 0 | 0 | 0 | 0 | 0 | 0 | 0 | 0 | 0 | 0 | 0 | 0 | 0 | 0 | 0 | 0 | 0 | 0 | 0
F3_Industrial_Paper and Printing_New_Space Heating_Natural Gas_Destratification Fans (HVLS)_A_Achievable Technical Potential | F3 | Industrial | Paper and Printing | New | Space Heating | Natural Gas | Destratification Fans (HVLS) | A | Integrated Unit Winter Peak Savings (kW) | Achievable Technical Potential | 0 | 0 | 0 | 0 | 0 | 0 | 0 | 0 | 0 | 0 | 0 | 0 | 0 | 0 | 0 | 0 | 0 | 0 | 0 | 0 | 0 | 0 | 0 | 0 | 0 | 0 | 0 | 0 | 0 | 0 | 0
F4_Industrial_Paper and Printing_New_Space Heating_Natural Gas_Destratification Fans (HVLS)_A_Achievable Technical Potential | F4 | Industrial | Paper and Printing | New | Space Heating | Natural Gas | Destratification Fans (HVLS) | A | Incremental Energy Savings (MWh or mTherms) | Achievable Technical Potential | 0 | 0 | 0 | 0 | 0 | 0.0003841 | 0.00044686 | 0.00050852 | 0.0005687 | 0.0006277 | 0.00068603 | 0.00074021 | 0.00079126 | 0.00083968 | 0.0008849 | 0.00092932 | 0.00097251 | 0.001016 | 0.0010548 | 0.0010954 | 0.0011385 | 0.0011833 | 0.0012317 | 0.0012819 | 0.0013336 | 0.00085757 | 0.00091233 | 0.00096744 | 0 | 0 | 0
F5_Industrial_Paper and Printing_New_Space Heating_Natural Gas_Destratification Fans (HVLS)_A_Achievable Technical Potential | F5 | Industrial | Paper and Printing | New | Space Heating | Natural Gas | Destratification Fans (HVLS) | A | Incremental Summer Peak Savings (MW) | Achievable Technical Potential | 0 | 0 | 0 | 0 | 0 | 0 | 0 | 0 | 0 | 0 | 0 | 0 | 0 | 0 | 0 | 0 | 0 | 0 | 0 | 0 | 0 | 0 | 0 | 0 | 0 | 0 | 0 | 0 | 0 | 0 | 0
F6_Industrial_Paper and Printing_New_Space Heating_Natural Gas_Destratification Fans (HVLS)_A_Achievable Technical Potential | F6 | Industrial | Paper and Printing | New | Space Heating | Natural Gas | Destratification Fans (HVLS) | A | Incremental Winter Peak Savings (MW) | Achievable Technical Potential | 0 | 0 | 0 | 0 | 0 | 0 | 0 | 0 | 0 | 0 | 0 | 0 | 0 | 0 | 0 | 0 | 0 | 0 | 0 | 0 | 0 | 0 | 0 | 0 | 0 | 0 | 0 | 0 | 0 | 0 | 0
F7_Industrial_Paper and Printing_New_Space Heating_Natural Gas_Destratification Fans (HVLS)_A_Achievable Technical Potential | F7 | Industrial | Paper and Printing | New | Space Heating | Natural Gas | Destratification Fans (HVLS) | A | Cumulative Energy Savings (MWh or mTherms) | Achievable Technical Potential | 0 | 0 | 0 | 0 | 0 | 0.0003841 | 0.00082404 | 0.0013198 | 0.0018703 | 0.0024737 | 0.0031309 | 0.0038267 | 0.0045576 | 0.0053216 | 0.0061157 | 0.006616 | 0.0071031 | 0.0075853 | 0.0080268 | 0.0084789 | 0.0089441 | 0.0094197 | 0.0099215 | 0.010437 | 0.010964 | 0.010974 | 0.010986 | 0.011001 | 0 | 0 | 0
F8_Industrial_Paper and Printing_New_Space Heating_Natural Gas_Destratification Fans (HVLS)_A_Achievable Technical Potential | F8 | Industrial | Paper and Printing | New | Space Heating | Natural Gas | Destratification Fans (HVLS) | A | Cumulative Summer Peak Savings (MW) | Achievable Technical Potential | 0 | 0 | 0 | 0 | 0 | 0 | 0 | 0 | 0 | 0 | 0 | 0 | 0 | 0 | 0 | 0 | 0 | 0 | 0 | 0 | 0 | 0 | 0 | 0 | 0 | 0 | 0 | 0 | 0 | 0 | 0
F9_Industrial_Paper and Printing_New_Space Heating_Natural Gas_Destratification Fans (HVLS)_A_Achievable Technical Potential | F9 | Industrial | Paper and Printing | New | Space Heating | Natural Gas | Destratification Fans (HVLS) | A | Cumulative Winter Peak Savings (MW) | Achievable Technical Potential | 0 | 0 | 0 | 0 | 0 | 0 | 0 | 0 | 0 | 0 | 0 | 0 | 0 | 0 | 0 | 0 | 0 | 0 | 0 | 0 | 0 | 0 | 0 | 0 | 0 | 0 | 0 | 0 | 0 | 0 | 0
F10_Industrial_Paper and Printing_New_Space Heating_Natural Gas_Destratification Fans (HVLS)_A_Achievable Technical Potential | F10 | Industrial | Paper and Printing | New | Space Heating | Natural Gas | Destratification Fans (HVLS) | A | Purchases (Incremental) | Achievable Technical Potential | 0 | 0 | 0 | 0 | 0 | 26.4537 | 31.3404 | 36.2245 | 41.0797 | 45.9376 | 50.7995 | 55.5996 | 60.3866 | 65.1639 | 69.8654 | 74.5847 | 79.2591 | 83.9341 | 88.5856 | 93.1956 | 97.811 | 102.4073 | 106.9858 | 111.5476 | 116.0939 | 74.5847 | 79.2591 | 83.9341 | 88.5856 | 93.1956 | 97.811
F11_Industrial_Paper and Printing_New_Space Heating_Natural Gas_Destratification Fans (HVLS)_A_Achievable Technical Potential | F11 | Industrial | Paper and Printing | New | Space Heating | Natural Gas | Destratification Fans (HVLS) | A | Purchases (Cumulative) | Achievable Technical Potential | 0 | 0 | 0 | 0 | 0 | 26.4537 | 57.7942 | 94.0187 | 135.0984 | 181.036 | 231.8354 | 287.435 | 347.8216 | 412.9856 | 482.8509 | 530.9819 | 578.9006 | 626.6103 | 674.1161 | 721.3741 | 768.3856 | 815.1933 | 861.7925 | 908.1762 | 954.4047 | 954.4047 | 954.4047 | 954.4047 | 954.4047 | 954.4047 | 954.4047
F1_Industrial_Paper and Printing_New_Space Heating_Natural Gas_Gas Boiler - Insulate Steam Lines/Condensate Tank_A_Achievable Technical Potential | F1 | Industrial | Paper and Printing | New | Space Heating | Natural Gas | Gas Boiler - Insulate Steam Lines/Condensate Tank | A | Integrated Unit Energy Savings (kWh or therms) | Achievable Technical Potential | 0 | 0 | 0 | 0 | 0 | 0 | 0 | 0 | 0 | 0 | 0 | 0 | 0 | 0 | 0 | 0 | 0 | 0 | 0 | 0 | 0 | 0 | 0 | 0 | 0 | 0 | 0 | 0 | 0 | 0 | 0
F2_Industrial_Paper and Printing_New_Space Heating_Natural Gas_Gas Boiler - Insulate Steam Lines/Condensate Tank_A_Achievable Technical Potential | F2 | Industrial | Paper and Printing | New | Space Heating | Natural Gas | Gas Boiler - Insulate Steam Lines/Condensate Tank | A | Integrated Unit Summer Peak Savings (kW) | Achievable Technical Potential | 0 | 0 | 0 | 0 | 0 | 0 | 0 | 0 | 0 | 0 | 0 | 0 | 0 | 0 | 0 | 0 | 0 | 0 | 0 | 0 | 0 | 0 | 0 | 0 | 0 | 0 | 0 | 0 | 0 | 0 | 0
F3_Industrial_Paper and Printing_New_Space Heating_Natural Gas_Gas Boiler - Insulate Steam Lines/Condensate Tank_A_Achievable Technical Potential | F3 | Industrial | Paper and Printing | New | Space Heating | Natural Gas | Gas Boiler - Insulate Steam Lines/Condensate Tank | A | Integrated Unit Winter Peak Savings (kW) | Achievable Technical Potential | 0 | 0 | 0 | 0 | 0 | 0 | 0 | 0 | 0 | 0 | 0 | 0 | 0 | 0 | 0 | 0 | 0 | 0 | 0 | 0 | 0 | 0 | 0 | 0 | 0 | 0 | 0 | 0 | 0 | 0 | 0
F4_Industrial_Paper and Printing_New_Space Heating_Natural Gas_Gas Boiler - Insulate Steam Lines/Condensate Tank_A_Achievable Technical Potential | F4 | Industrial | Paper and Printing | New | Space Heating | Natural Gas | Gas Boiler - Insulate Steam Lines/Condensate Tank | A | Incremental Energy Savings (MWh or mTherms) | Achievable Technical Potential | 0 | 0 | 0 | 0 | 0 | 0 | 0 | 0 | 0 | 0 | 0 | 0 | 0 | 0 | 0 | 0 | 0 | 0 | 0 | 0 | 0 | 0 | 0 | 0 | 0 | 0 | 0 | 0 | 0 | 0 | 0
F5_Industrial_Paper and Printing_New_Space Heating_Natural Gas_Gas Boiler - Insulate Steam Lines/Condensate Tank_A_Achievable Technical Potential | F5 | Industrial | Paper and Printing | New | Space Heating | Natural Gas | Gas Boiler - Insulate Steam Lines/Condensate Tank | A | Incremental Summer Peak Savings (MW) | Achievable Technical Potential | 0 | 0 | 0 | 0 | 0 | 0 | 0 | 0 | 0 | 0 | 0 | 0 | 0 | 0 | 0 | 0 | 0 | 0 | 0 | 0 | 0 | 0 | 0 | 0 | 0 | 0 | 0 | 0 | 0 | 0 | 0
F6_Industrial_Paper and Printing_New_Space Heating_Natural Gas_Gas Boiler - Insulate Steam Lines/Condensate Tank_A_Achievable Technical Potential | F6 | Industrial | Paper and Printing | New | Space Heating | Natural Gas | Gas Boiler - Insulate Steam Lines/Condensate Tank | A | Incremental Winter Peak Savings (MW) | Achievable Technical Potential | 0 | 0 | 0 | 0 | 0 | 0 | 0 | 0 | 0 | 0 | 0 | 0 | 0 | 0 | 0 | 0 | 0 | 0 | 0 | 0 | 0 | 0 | 0 | 0 | 0 | 0 | 0 | 0 | 0 | 0 | 0
F7_Industrial_Paper and Printing_New_Space Heating_Natural Gas_Gas Boiler - Insulate Steam Lines/Condensate Tank_A_Achievable Technical Potential | F7 | Industrial | Paper and Printing | New | Space Heating | Natural Gas | Gas Boiler - Insulate Steam Lines/Condensate Tank | A | Cumulative Energy Savings (MWh or mTherms) | Achievable Technical Potential | 0 | 0 | 0 | 0 | 0 | 0 | 0 | 0 | 0 | 0 | 0 | 0 | 0 | 0 | 0 | 0 | 0 | 0 | 0 | 0 | 0 | 0 | 0 | 0 | 0 | 0 | 0 | 0 | 0 | 0 | 0
F8_Industrial_Paper and Printing_New_Space Heating_Natural Gas_Gas Boiler - Insulate Steam Lines/Condensate Tank_A_Achievable Technical Potential | F8 | Industrial | Paper and Printing | New | Space Heating | Natural Gas | Gas Boiler - Insulate Steam Lines/Condensate Tank | A | Cumulative Summer Peak Savings (MW) | Achievable Technical Potential | 0 | 0 | 0 | 0 | 0 | 0 | 0 | 0 | 0 | 0 | 0 | 0 | 0 | 0 | 0 | 0 | 0 | 0 | 0 | 0 | 0 | 0 | 0 | 0 | 0 | 0 | 0 | 0 | 0 | 0 | 0
F9_Industrial_Paper and Printing_New_Space Heating_Natural Gas_Gas Boiler - Insulate Steam Lines/Condensate Tank_A_Achievable Technical Potential | F9 | Industrial | Paper and Printing | New | Space Heating | Natural Gas | Gas Boiler - Insulate Steam Lines/Condensate Tank | A | Cumulative Winter Peak Savings (MW) | Achievable Technical Potential | 0 | 0 | 0 | 0 | 0 | 0 | 0 | 0 | 0 | 0 | 0 | 0 | 0 | 0 | 0 | 0 | 0 | 0 | 0 | 0 | 0 | 0 | 0 | 0 | 0 | 0 | 0 | 0 | 0 | 0 | 0
F10_Industrial_Paper and Printing_New_Space Heating_Natural Gas_Gas Boiler - Insulate Steam Lines/Condensate Tank_A_Achievable Technical Potential | F10 | Industrial | Paper and Printing | New | Space Heating | Natural Gas | Gas Boiler - Insulate Steam Lines/Condensate Tank | A | Purchases (Incremental) | Achievable Technical Potential | 0 | 0 | 0 | 0 | 0 | 0 | 0 | 0 | 0 | 0 | 0 | 0 | 0 | 0 | 0 | 0 | 0 | 0 | 0 | 0 | 0 | 0 | 0 | 0 | 0 | 0 | 0 | 0 | 0 | 0 | 0
F11_Industrial_Paper and Printing_New_Space Heating_Natural Gas_Gas Boiler - Insulate Steam Lines/Condensate Tank_A_Achievable Technical Potential | F11 | Industrial | Paper and Printing | New | Space Heating | Natural Gas | Gas Boiler - Insulate Steam Lines/Condensate Tank | A | Purchases (Cumulative) | Achievable Technical Potential | 0 | 0 | 0 | 0 | 0 | 0 | 0 | 0 | 0 | 0 | 0 | 0 | 0 | 0 | 0 | 0 | 0 | 0 | 0 | 0 | 0 | 0 | 0 | 0 | 0 | 0 | 0 | 0 | 0 | 0 | 0
F1_Industrial_Paper and Printing_New_Process_Natural Gas_Gas Boiler - Insulate Steam Lines/Condensate Tank_A_Achievable Technical Potential | F1 | Industrial | Paper and Printing | New | Process | Natural Gas | Gas Boiler - Insulate Steam Lines/Condensate Tank | A | Integrated Unit Energy Savings (kWh or therms) | Achievable Technical Potential | 0 | 0 | 0 | 0 | 0 | 603.1844 | 602.2188 | 601.3443 | 600.5424 | 599.7633 | 599.2744 | 598.8385 | 598.4582 | 598.1397 | 597.8855 | 597.7072 | 597.5981 | 597.5445 | 597.526 | 597.5224 | 597.5556 | 597.5822 | 597.5987 | 597.6066 | 597.6067 | 597.858 | 598.0906 | 598.3064 | 604.3224 | 604.3224 | 604.3224
F2_Industrial_Paper and Printing_New_Process_Natural Gas_Gas Boiler - Insulate Steam Lines/Condensate Tank_A_Achievable Technical Potential | F2 | Industrial | Paper and Printing | New | Process | Natural Gas | Gas Boiler - Insulate Steam Lines/Condensate Tank | A | Integrated Unit Summer Peak Savings (kW) | Achievable Technical Potential | 0 | 0 | 0 | 0 | 0 | 0 | 0 | 0 | 0 | 0 | 0 | 0 | 0 | 0 | 0 | 0 | 0 | 0 | 0 | 0 | 0 | 0 | 0 | 0 | 0 | 0 | 0 | 0 | 0 | 0 | 0
F3_Industrial_Paper and Printing_New_Process_Natural Gas_Gas Boiler - Insulate Steam Lines/Condensate Tank_A_Achievable Technical Potential | F3 | Industrial | Paper and Printing | New | Process | Natural Gas | Gas Boiler - Insulate Steam Lines/Condensate Tank | A | Integrated Unit Winter Peak Savings (kW) | Achievable Technical Potential | 0 | 0 | 0 | 0 | 0 | 0 | 0 | 0 | 0 | 0 | 0 | 0 | 0 | 0 | 0 | 0 | 0 | 0 | 0 | 0 | 0 | 0 | 0 | 0 | 0 | 0 | 0 | 0 | 0 | 0 | 0
F4_Industrial_Paper and Printing_New_Process_Natural Gas_Gas Boiler - Insulate Steam Lines/Condensate Tank_A_Achievable Technical Potential | F4 | Industrial | Paper and Printing | New | Process | Natural Gas | Gas Boiler - Insulate Steam Lines/Condensate Tank | A | Incremental Energy Savings (MWh or mTherms) | Achievable Technical Potential | 0 | 0 | 0 | 0 | 0 | 0.0068873 | 0.0081465 | 0.0094023 | 0.010648 | 0.011892 | 0.01314 | 0.014371 | 0.015599 | 0.016824 | 0.01803 | 0.019242 | 0.020444 | 0.021648 | 0.022847 | 0.024036 | 0.025228 | 0.026414 | 0.027596 | 0.028773 | 0.029946 | 0.0068264 | 0.0080906 | 0.0093548 | 0.010715 | 0.011982 | 0.013251
F5_Industrial_Paper and Printing_New_Process_Natural Gas_Gas Boiler - Insulate Steam Lines/Condensate Tank_A_Achievable Technical Potential | F5 | Industrial | Paper and Printing | New | Process | Natural Gas | Gas Boiler - Insulate Steam Lines/Condensate Tank | A | Incremental Summer Peak Savings (MW) | Achievable Technical Potential | 0 | 0 | 0 | 0 | 0 | 0 | 0 | 0 | 0 | 0 | 0 | 0 | 0 | 0 | 0 | 0 | 0 | 0 | 0 | 0 | 0 | 0 | 0 | 0 | 0 | 0 | 0 | 0 | 0 | 0 | 0
F6_Industrial_Paper and Printing_New_Process_Natural Gas_Gas Boiler - Insulate Steam Lines/Condensate Tank_A_Achievable Technical Potential | F6 | Industrial | Paper and Printing | New | Process | Natural Gas | Gas Boiler - Insulate Steam Lines/Condensate Tank | A | Incremental Winter Peak Savings (MW) | Achievable Technical Potential | 0 | 0 | 0 | 0 | 0 | 0 | 0 | 0 | 0 | 0 | 0 | 0 | 0 | 0 | 0 | 0 | 0 | 0 | 0 | 0 | 0 | 0 | 0 | 0 | 0 | 0 | 0 | 0 | 0 | 0 | 0
F7_Industrial_Paper and Printing_New_Process_Natural Gas_Gas Boiler - Insulate Steam Lines/Condensate Tank_A_Achievable Technical Potential | F7 | Industrial | Paper and Printing | New | Process | Natural Gas | Gas Boiler - Insulate Steam Lines/Condensate Tank | A | Cumulative Energy Savings (MWh or mTherms) | Achievable Technical Potential | 0 | 0 | 0 | 0 | 0 | 0.0068873 | 0.015023 | 0.024403 | 0.035019 | 0.046866 | 0.059967 | 0.074295 | 0.089846 | 0.10662 | 0.12461 | 0.14381 | 0.16423 | 0.18586 | 0.2087 | 0.23274 | 0.25798 | 0.2844 | 0.31201 | 0.34079 | 0.37073 | 0.37089 | 0.37103 | 0.37117 | 0 | 0 | 0
F8_Industrial_Paper and Printing_New_Process_Natural Gas_Gas Boiler - Insulate Steam Lines/Condensate Tank_A_Achievable Technical Potential | F8 | Industrial | Paper and Printing | New | Process | Natural Gas | Gas Boiler - Insulate Steam Lines/Condensate Tank | A | Cumulative Summer Peak Savings (MW) | Achievable Technical Potential | 0 | 0 | 0 | 0 | 0 | 0 | 0 | 0 | 0 | 0 | 0 | 0 | 0 | 0 | 0 | 0 | 0 | 0 | 0 | 0 | 0 | 0 | 0 | 0 | 0 | 0 | 0 | 0 | 0 | 0 | 0
F9_Industrial_Paper and Printing_New_Process_Natural Gas_Gas Boiler - Insulate Steam Lines/Condensate Tank_A_Achievable Technical Potential | F9 | Industrial | Paper and Printing | New | Process | Natural Gas | Gas Boiler - Insulate Steam Lines/Condensate Tank | A | Cumulative Winter Peak Savings (MW) | Achievable Technical Potential | 0 | 0 | 0 | 0 | 0 | 0 | 0 | 0 | 0 | 0 | 0 | 0 | 0 | 0 | 0 | 0 | 0 | 0 | 0 | 0 | 0 | 0 | 0 | 0 | 0 | 0 | 0 | 0 | 0 | 0 | 0
F10_Industrial_Paper and Printing_New_Process_Natural Gas_Gas Boiler - Insulate Steam Lines/Condensate Tank_A_Achievable Technical Potential | F10 | Industrial | Paper and Printing | New | Process | Natural Gas | Gas Boiler - Insulate Steam Lines/Condensate Tank | A | Purchases (Incremental) | Achievable Technical Potential | 0 | 0 | 0 | 0 | 0 | 0.011418 | 0.013527 | 0.015636 | 0.017731 | 0.019828 | 0.021926 | 0.023998 | 0.026065 | 0.028127 | 0.030156 | 0.032193 | 0.03421 | 0.036228 | 0.038236 | 0.040226 | 0.042218 | 0.044202 | 0.046178 | 0.048147 | 0.050109 | 0.011418 | 0.013527 | 0.015636 | 0.017731 | 0.019828 | 0.021926
F11_Industrial_Paper and Printing_New_Process_Natural Gas_Gas Boiler - Insulate Steam Lines/Condensate Tank_A_Achievable Technical Potential | F11 | Industrial | Paper and Printing | New | Process | Natural Gas | Gas Boiler - Insulate Steam Lines/Condensate Tank | A | Purchases (Cumulative) | Achievable Technical Potential | 0 | 0 | 0 | 0 | 0 | 0.011418 | 0.024946 | 0.040581 | 0.058312 | 0.07814 | 0.10007 | 0.12406 | 0.15013 | 0.17826 | 0.20841 | 0.2406 | 0.27482 | 0.31104 | 0.34928 | 0.38951 | 0.43172 | 0.47593 | 0.5221 | 0.57025 | 0.62036 | 0.62036 | 0.62036 | 0.62036 | 0.62036 | 0.62036 | 0.62036
F1_Industrial_Paper and Printing_New_Space Heating_Natural Gas_Gas Boiler - Insulate Hot Water Lines_A_Achievable Technical Potential | F1 | Industrial | Paper and Printing | New | Space Heating | Natural Gas | Gas Boiler - Insulate Hot Water Lines | A | Integrated Unit Energy Savings (kWh or therms) | Achievable Technical Potential | 0 | 0 | 0 | 0 | 0 | 0 | 0 | 0 | 0 | 0 | 0 | 0 | 0 | 0 | 0 | 0 | 0 | 0 | 0 | 0 | 0 | 0 | 0 | 0 | 0 | 0 | 0 | 0 | 0 | 0 | 0
F2_Industrial_Paper and Printing_New_Space Heating_Natural Gas_Gas Boiler - Insulate Hot Water Lines_A_Achievable Technical Potential | F2 | Industrial | Paper and Printing | New | Space Heating | Natural Gas | Gas Boiler - Insulate Hot Water Lines | A | Integrated Unit Summer Peak Savings (kW) | Achievable Technical Potential | 0 | 0 | 0 | 0 | 0 | 0 | 0 | 0 | 0 | 0 | 0 | 0 | 0 | 0 | 0 | 0 | 0 | 0 | 0 | 0 | 0 | 0 | 0 | 0 | 0 | 0 | 0 | 0 | 0 | 0 | 0
F3_Industrial_Paper and Printing_New_Space Heating_Natural Gas_Gas Boiler - Insulate Hot Water Lines_A_Achievable Technical Potential | F3 | Industrial | Paper and Printing | New | Space Heating | Natural Gas | Gas Boiler - Insulate Hot Water Lines | A | Integrated Unit Winter Peak Savings (kW) | Achievable Technical Potential | 0 | 0 | 0 | 0 | 0 | 0 | 0 | 0 | 0 | 0 | 0 | 0 | 0 | 0 | 0 | 0 | 0 | 0 | 0 | 0 | 0 | 0 | 0 | 0 | 0 | 0 | 0 | 0 | 0 | 0 | 0
F4_Industrial_Paper and Printing_New_Space Heating_Natural Gas_Gas Boiler - Insulate Hot Water Lines_A_Achievable Technical Potential | F4 | Industrial | Paper and Printing | New | Space Heating | Natural Gas | Gas Boiler - Insulate Hot Water Lines | A | Incremental Energy Savings (MWh or mTherms) | Achievable Technical Potential | 0 | 0 | 0 | 0 | 0 | 0 | 0 | 0 | 0 | 0 | 0 | 0 | 0 | 0 | 0 | 0 | 0 | 0 | 0 | 0 | 0 | 0 | 0 | 0 | 0 | 0 | 0 | 0 | 0 | 0 | 0
F5_Industrial_Paper and Printing_New_Space Heating_Natural Gas_Gas Boiler - Insulate Hot Water Lines_A_Achievable Technical Potential | F5 | Industrial | Paper and Printing | New | Space Heating | Natural Gas | Gas Boiler - Insulate Hot Water Lines | A | Incremental Summer Peak Savings (MW) | Achievable Technical Potential | 0 | 0 | 0 | 0 | 0 | 0 | 0 | 0 | 0 | 0 | 0 | 0 | 0 | 0 | 0 | 0 | 0 | 0 | 0 | 0 | 0 | 0 | 0 | 0 | 0 | 0 | 0 | 0 | 0 | 0 | 0
F6_Industrial_Paper and Printing_New_Space Heating_Natural Gas_Gas Boiler - Insulate Hot Water Lines_A_Achievable Technical Potential | F6 | Industrial | Paper and Printing | New | Space Heating | Natural Gas | Gas Boiler - Insulate Hot Water Lines | A | Incremental Winter Peak Savings (MW) | Achievable Technical Potential | 0 | 0 | 0 | 0 | 0 | 0 | 0 | 0 | 0 | 0 | 0 | 0 | 0 | 0 | 0 | 0 | 0 | 0 | 0 | 0 | 0 | 0 | 0 | 0 | 0 | 0 | 0 | 0 | 0 | 0 | 0
F7_Industrial_Paper and Printing_New_Space Heating_Natural Gas_Gas Boiler - Insulate Hot Water Lines_A_Achievable Technical Potential | F7 | Industrial | Paper and Printing | New | Space Heating | Natural Gas | Gas Boiler - Insulate Hot Water Lines | A | Cumulative Energy Savings (MWh or mTherms) | Achievable Technical Potential | 0 | 0 | 0 | 0 | 0 | 0 | 0 | 0 | 0 | 0 | 0 | 0 | 0 | 0 | 0 | 0 | 0 | 0 | 0 | 0 | 0 | 0 | 0 | 0 | 0 | 0 | 0 | 0 | 0 | 0 | 0
F8_Industrial_Paper and Printing_New_Space Heating_Natural Gas_Gas Boiler - Insulate Hot Water Lines_A_Achievable Technical Potential | F8 | Industrial | Paper and Printing | New | Space Heating | Natural Gas | Gas Boiler - Insulate Hot Water Lines | A | Cumulative Summer Peak Savings (MW) | Achievable Technical Potential | 0 | 0 | 0 | 0 | 0 | 0 | 0 | 0 | 0 | 0 | 0 | 0 | 0 | 0 | 0 | 0 | 0 | 0 | 0 | 0 | 0 | 0 | 0 | 0 | 0 | 0 | 0 | 0 | 0 | 0 | 0
F9_Industrial_Paper and Printing_New_Space Heating_Natural Gas_Gas Boiler - Insulate Hot Water Lines_A_Achievable Technical Potential | F9 | Industrial | Paper and Printing | New | Space Heating | Natural Gas | Gas Boiler - Insulate Hot Water Lines | A | Cumulative Winter Peak Savings (MW) | Achievable Technical Potential | 0 | 0 | 0 | 0 | 0 | 0 | 0 | 0 | 0 | 0 | 0 | 0 | 0 | 0 | 0 | 0 | 0 | 0 | 0 | 0 | 0 | 0 | 0 | 0 | 0 | 0 | 0 | 0 | 0 | 0 | 0
F10_Industrial_Paper and Printing_New_Space Heating_Natural Gas_Gas Boiler - Insulate Hot Water Lines_A_Achievable Technical Potential | F10 | Industrial | Paper and Printing | New | Space Heating | Natural Gas | Gas Boiler - Insulate Hot Water Lines | A | Purchases (Incremental) | Achievable Technical Potential | 0 | 0 | 0 | 0 | 0 | 0 | 0 | 0 | 0 | 0 | 0 | 0 | 0 | 0 | 0 | 0 | 0 | 0 | 0 | 0 | 0 | 0 | 0 | 0 | 0 | 0 | 0 | 0 | 0 | 0 | 0
F11_Industrial_Paper and Printing_New_Space Heating_Natural Gas_Gas Boiler - Insulate Hot Water Lines_A_Achievable Technical Potential | F11 | Industrial | Paper and Printing | New | Space Heating | Natural Gas | Gas Boiler - Insulate Hot Water Lines | A | Purchases (Cumulative) | Achievable Technical Potential | 0 | 0 | 0 | 0 | 0 | 0 | 0 | 0 | 0 | 0 | 0 | 0 | 0 | 0 | 0 | 0 | 0 | 0 | 0 | 0 | 0 | 0 | 0 | 0 | 0 | 0 | 0 | 0 | 0 | 0 | 0
F1_Industrial_Paper and Printing_New_Process_Natural Gas_Gas Boiler - Insulate Hot Water Lines_A_Achievable Technical Potential | F1 | Industrial | Paper and Printing | New | Process | Natural Gas | Gas Boiler - Insulate Hot Water Lines | A | Integrated Unit Energy Savings (kWh or therms) | Achievable Technical Potential | 0 | 0 | 0 | 0 | 0 | 682.5364 | 682.0756 | 681.6474 | 681.2572 | 680.8613 | 680.4801 | 680.1472 | 679.8663 | 679.6468 | 679.4962 | 679.4242 | 679.4276 | 679.4895 | 679.5886 | 679.7033 | 679.8566 | 680.0009 | 680.1323 | 680.2524 | 680.3628 | 680.4646 | 680.5588 | 680.6461 | 683.0744 | 683.0744 | 683.0744
F2_Industrial_Paper and Printing_New_Process_Natural Gas_Gas Boiler - Insulate Hot Water Lines_A_Achievable Technical Potential | F2 | Industrial | Paper and Printing | New | Process | Natural Gas | Gas Boiler - Insulate Hot Water Lines | A | Integrated Unit Summer Peak Savings (kW) | Achievable Technical Potential | 0 | 0 | 0 | 0 | 0 | 0 | 0 | 0 | 0 | 0 | 0 | 0 | 0 | 0 | 0 | 0 | 0 | 0 | 0 | 0 | 0 | 0 | 0 | 0 | 0 | 0 | 0 | 0 | 0 | 0 | 0
F3_Industrial_Paper and Printing_New_Process_Natural Gas_Gas Boiler - Insulate Hot Water Lines_A_Achievable Technical Potential | F3 | Industrial | Paper and Printing | New | Process | Natural Gas | Gas Boiler - Insulate Hot Water Lines | A | Integrated Unit Winter Peak Savings (kW) | Achievable Technical Potential | 0 | 0 | 0 | 0 | 0 | 0 | 0 | 0 | 0 | 0 | 0 | 0 | 0 | 0 | 0 | 0 | 0 | 0 | 0 | 0 | 0 | 0 | 0 | 0 | 0 | 0 | 0 | 0 | 0 | 0 | 0
F4_Industrial_Paper and Printing_New_Process_Natural Gas_Gas Boiler - Insulate Hot Water Lines_A_Achievable Technical Potential | F4 | Industrial | Paper and Printing | New | Process | Natural Gas | Gas Boiler - Insulate Hot Water Lines | A | Incremental Energy Savings (MWh or mTherms) | Achievable Technical Potential | 0 | 0 | 0 | 0 | 0 | 0.0077933 | 0.0092267 | 0.010658 | 0.012079 | 0.0135 | 0.014921 | 0.016322 | 0.01772 | 0.019116 | 0.020491 | 0.021873 | 0.023244 | 0.024617 | 0.025985 | 0.027342 | 0.028702 | 0.030057 | 0.031407 | 0.032752 | 0.034093 | 0.0077697 | 0.0092062 | 0.010642 | 0.012112 | 0.013544 | 0.014977
F5_Industrial_Paper and Printing_New_Process_Natural Gas_Gas Boiler - Insulate Hot Water Lines_A_Achievable Technical Potential | F5 | Industrial | Paper and Printing | New | Process | Natural Gas | Gas Boiler - Insulate Hot Water Lines | A | Incremental Summer Peak Savings (MW) | Achievable Technical Potential | 0 | 0 | 0 | 0 | 0 | 0 | 0 | 0 | 0 | 0 | 0 | 0 | 0 | 0 | 0 | 0 | 0 | 0 | 0 | 0 | 0 | 0 | 0 | 0 | 0 | 0 | 0 | 0 | 0 | 0 | 0
F6_Industrial_Paper and Printing_New_Process_Natural Gas_Gas Boiler - Insulate Hot Water Lines_A_Achievable Technical Potential | F6 | Industrial | Paper and Printing | New | Process | Natural Gas | Gas Boiler - Insulate Hot Water Lines | A | Incremental Winter Peak Savings (MW) | Achievable Technical Potential | 0 | 0 | 0 | 0 | 0 | 0 | 0 | 0 | 0 | 0 | 0 | 0 | 0 | 0 | 0 | 0 | 0 | 0 | 0 | 0 | 0 | 0 | 0 | 0 | 0 | 0 | 0 | 0 | 0 | 0 | 0
F7_Industrial_Paper and Printing_New_Process_Natural Gas_Gas Boiler - Insulate Hot Water Lines_A_Achievable Technical Potential | F7 | Industrial | Paper and Printing | New | Process | Natural Gas | Gas Boiler - Insulate Hot Water Lines | A | Cumulative Energy Savings (MWh or mTherms) | Achievable Technical Potential | 0 | 0 | 0 | 0 | 0 | 0.0077933 | 0.017015 | 0.027662 | 0.039726 | 0.053203 | 0.068093 | 0.084382 | 0.10207 | 0.12115 | 0.14162 | 0.16347 | 0.18672 | 0.21135 | 0.23737 | 0.26475 | 0.29351 | 0.32363 | 0.3551 | 0.38791 | 0.42207 | 0.42213 | 0.42219 | 0.42225 | 0 | 0 | 0
F8_Industrial_Paper and Printing_New_Process_Natural Gas_Gas Boiler - Insulate Hot Water Lines_A_Achievable Technical Potential | F8 | Industrial | Paper and Printing | New | Process | Natural Gas | Gas Boiler - Insulate Hot Water Lines | A | Cumulative Summer Peak Savings (MW) | Achievable Technical Potential | 0 | 0 | 0 | 0 | 0 | 0 | 0 | 0 | 0 | 0 | 0 | 0 | 0 | 0 | 0 | 0 | 0 | 0 | 0 | 0 | 0 | 0 | 0 | 0 | 0 | 0 | 0 | 0 | 0 | 0 | 0
F9_Industrial_Paper and Printing_New_Process_Natural Gas_Gas Boiler - Insulate Hot Water Lines_A_Achievable Technical Potential | F9 | Industrial | Paper and Printing | New | Process | Natural Gas | Gas Boiler - Insulate Hot Water Lines | A | Cumulative Winter Peak Savings (MW) | Achievable Technical Potential | 0 | 0 | 0 | 0 | 0 | 0 | 0 | 0 | 0 | 0 | 0 | 0 | 0 | 0 | 0 | 0 | 0 | 0 | 0 | 0 | 0 | 0 | 0 | 0 | 0 | 0 | 0 | 0 | 0 | 0 | 0
F10_Industrial_Paper and Printing_New_Process_Natural Gas_Gas Boiler - Insulate Hot Water Lines_A_Achievable Technical Potential | F10 | Industrial | Paper and Printing | New | Process | Natural Gas | Gas Boiler - Insulate Hot Water Lines | A | Purchases (Incremental) | Achievable Technical Potential | 0 | 0 | 0 | 0 | 0 | 0.011418 | 0.013527 | 0.015636 | 0.017731 | 0.019828 | 0.021926 | 0.023998 | 0.026065 | 0.028127 | 0.030156 | 0.032193 | 0.03421 | 0.036228 | 0.038236 | 0.040226 | 0.042218 | 0.044202 | 0.046178 | 0.048147 | 0.050109 | 0.011418 | 0.013527 | 0.015636 | 0.017731 | 0.019828 | 0.021926
F11_Industrial_Paper and Printing_New_Process_Natural Gas_Gas Boiler - Insulate Hot Water Lines_A_Achievable Technical Potential | F11 | Industrial | Paper and Printing | New | Process | Natural Gas | Gas Boiler - Insulate Hot Water Lines | A | Purchases (Cumulative) | Achievable Technical Potential | 0 | 0 | 0 | 0 | 0 | 0.011418 | 0.024946 | 0.040581 | 0.058312 | 0.07814 | 0.10007 | 0.12406 | 0.15013 | 0.17826 | 0.20841 | 0.2406 | 0.27482 | 0.31104 | 0.34928 | 0.38951 | 0.43172 | 0.47593 | 0.5221 | 0.57025 | 0.62036 | 0.62036 | 0.62036 | 0.62036 | 0.62036 | 0.62036 | 0.62036
F1_Industrial_Paper and Printing_New_Process_Natural Gas_Process - Insulate Heated Process Fluids_A_Achievable Technical Potential | F1 | Industrial | Paper and Printing | New | Process | Natural Gas | Process - Insulate Heated Process Fluids | A | Integrated Unit Energy Savings (kWh or therms) | Achievable Technical Potential | 0 | 0 | 0 | 0 | 0 | 556.7611 | 554.6647 | 552.7885 | 551.065 | 549.4235 | 548.2205 | 547.3112 | 546.6342 | 546.1451 | 545.8033 | 545.6027 | 545.511 | 545.5052 | 545.5537 | 545.6285 | 545.871 | 546.081 | 546.259 | 546.4093 | 546.5351 | 547.0085 | 547.4467 | 547.8536 | 559.2448 | 559.2448 | 559.2448
F2_Industrial_Paper and Printing_New_Process_Natural Gas_Process - Insulate Heated Process Fluids_A_Achievable Technical Potential | F2 | Industrial | Paper and Printing | New | Process | Natural Gas | Process - Insulate Heated Process Fluids | A | Integrated Unit Summer Peak Savings (kW) | Achievable Technical Potential | 0 | 0 | 0 | 0 | 0 | 0 | 0 | 0 | 0 | 0 | 0 | 0 | 0 | 0 | 0 | 0 | 0 | 0 | 0 | 0 | 0 | 0 | 0 | 0 | 0 | 0 | 0 | 0 | 0 | 0 | 0
F3_Industrial_Paper and Printing_New_Process_Natural Gas_Process - Insulate Heated Process Fluids_A_Achievable Technical Potential | F3 | Industrial | Paper and Printing | New | Process | Natural Gas | Process - Insulate Heated Process Fluids | A | Integrated Unit Winter Peak Savings (kW) | Achievable Technical Potential | 0 | 0 | 0 | 0 | 0 | 0 | 0 | 0 | 0 | 0 | 0 | 0 | 0 | 0 | 0 | 0 | 0 | 0 | 0 | 0 | 0 | 0 | 0 | 0 | 0 | 0 | 0 | 0 | 0 | 0 | 0
F4_Industrial_Paper and Printing_New_Process_Natural Gas_Process - Insulate Heated Process Fluids_A_Achievable Technical Potential | F4 | Industrial | Paper and Printing | New | Process | Natural Gas | Process - Insulate Heated Process Fluids | A | Incremental Energy Savings (MWh or mTherms) | Achievable Technical Potential | 0 | 0 | 0 | 0 | 0 | 0.013906 | 0.016413 | 0.018907 | 0.021374 | 0.02383 | 0.023665 | 0.020687 | 0.017952 | 0.015484 | 0.013273 | 0.011331 | 0.0096314 | 0.0081595 | 0.00689 | 0.0057996 | 0.0048716 | 3.4803e-05 | 1.299e-05 | 4.6184e-06 | 1.5677e-06 | 0.013663 | 0.0162 | 0.018738 | 0.021691 | 0.024256 | 0.024141
F5_Industrial_Paper and Printing_New_Process_Natural Gas_Process - Insulate Heated Process Fluids_A_Achievable Technical Potential | F5 | Industrial | Paper and Printing | New | Process | Natural Gas | Process - Insulate Heated Process Fluids | A | Incremental Summer Peak Savings (MW) | Achievable Technical Potential | 0 | 0 | 0 | 0 | 0 | 0 | 0 | 0 | 0 | 0 | 0 | 0 | 0 | 0 | 0 | 0 | 0 | 0 | 0 | 0 | 0 | 0 | 0 | 0 | 0 | 0 | 0 | 0 | 0 | 0 | 0
F6_Industrial_Paper and Printing_New_Process_Natural Gas_Process - Insulate Heated Process Fluids_A_Achievable Technical Potential | F6 | Industrial | Paper and Printing | New | Process | Natural Gas | Process - Insulate Heated Process Fluids | A | Incremental Winter Peak Savings (MW) | Achievable Technical Potential | 0 | 0 | 0 | 0 | 0 | 0 | 0 | 0 | 0 | 0 | 0 | 0 | 0 | 0 | 0 | 0 | 0 | 0 | 0 | 0 | 0 | 0 | 0 | 0 | 0 | 0 | 0 | 0 | 0 | 0 | 0
F7_Industrial_Paper and Printing_New_Process_Natural Gas_Process - Insulate Heated Process Fluids_A_Achievable Technical Potential | F7 | Industrial | Paper and Printing | New | Process | Natural Gas | Process - Insulate Heated Process Fluids | A | Cumulative Energy Savings (MWh or mTherms) | Achievable Technical Potential | 0 | 0 | 0 | 0 | 0 | 0.013906 | 0.030267 | 0.049071 | 0.070292 | 0.093914 | 0.11737 | 0.13787 | 0.15565 | 0.17099 | 0.18416 | 0.19542 | 0.20502 | 0.21318 | 0.22009 | 0.22592 | 0.23089 | 0.23101 | 0.2311 | 0.23117 | 0.23122 | 0.23142 | 0.23161 | 0.23178 | 0 | 0 | 0
F8_Industrial_Paper and Printing_New_Process_Natural Gas_Process - Insulate Heated Process Fluids_A_Achievable Technical Potential | F8 | Industrial | Paper and Printing | New | Process | Natural Gas | Process - Insulate Heated Process Fluids | A | Cumulative Summer Peak Savings (MW) | Achievable Technical Potential | 0 | 0 | 0 | 0 | 0 | 0 | 0 | 0 | 0 | 0 | 0 | 0 | 0 | 0 | 0 | 0 | 0 | 0 | 0 | 0 | 0 | 0 | 0 | 0 | 0 | 0 | 0 | 0 | 0 | 0 | 0
F9_Industrial_Paper and Printing_New_Process_Natural Gas_Process - Insulate Heated Process Fluids_A_Achievable Technical Potential | F9 | Industrial | Paper and Printing | New | Process | Natural Gas | Process - Insulate Heated Process Fluids | A | Cumulative Winter Peak Savings (MW) | Achievable Technical Potential | 0 | 0 | 0 | 0 | 0 | 0 | 0 | 0 | 0 | 0 | 0 | 0 | 0 | 0 | 0 | 0 | 0 | 0 | 0 | 0 | 0 | 0 | 0 | 0 | 0 | 0 | 0 | 0 | 0 | 0 | 0
F10_Industrial_Paper and Printing_New_Process_Natural Gas_Process - Insulate Heated Process Fluids_A_Achievable Technical Potential | F10 | Industrial | Paper and Printing | New | Process | Natural Gas | Process - Insulate Heated Process Fluids | A | Purchases (Incremental) | Achievable Technical Potential | 0 | 0 | 0 | 0 | 0 | 0.024977 | 0.029591 | 0.034203 | 0.038787 | 0.043373 | 0.043168 | 0.037797 | 0.032841 | 0.028351 | 0.024318 | 0.020768 | 0.017656 | 0.014958 | 0.012629 | 0.010629 | 0.0089245 | 6.3733e-05 | 2.3779e-05 | 8.4522e-06 | 2.8685e-06 | 0.024977 | 0.029591 | 0.034203 | 0.038787 | 0.043373 | 0.043168
F11_Industrial_Paper and Printing_New_Process_Natural Gas_Process - Insulate Heated Process Fluids_A_Achievable Technical Potential | F11 | Industrial | Paper and Printing | New | Process | Natural Gas | Process - Insulate Heated Process Fluids | A | Purchases (Cumulative) | Achievable Technical Potential | 0 | 0 | 0 | 0 | 0 | 0.024977 | 0.054568 | 0.088771 | 0.12756 | 0.17093 | 0.2141 | 0.2519 | 0.28474 | 0.31309 | 0.33741 | 0.35817 | 0.37583 | 0.39079 | 0.40342 | 0.41405 | 0.42297 | 0.42303 | 0.42306 | 0.42307 | 0.42307 | 0.42307 | 0.42307 | 0.42307 | 0.42307 | 0.42307 | 0.42307
F1_Industrial_Paper and Printing_New_Process_Natural Gas_Process Heat Recovery_A_Achievable Technical Potential | F1 | Industrial | Paper and Printing | New | Process | Natural Gas | Process Heat Recovery | A | Integrated Unit Energy Savings (kWh or therms) | Achievable Technical Potential | 0 | 0 | 0 | 0 | 0 | 73.234 | 73.1018 | 72.9823 | 72.8728 | 72.7667 | 72.6964 | 72.6328 | 72.5763 | 72.5274 | 72.4865 | 72.455 | 72.4319 | 72.4157 | 72.4038 | 72.3937 | 72.3881 | 72.3818 | 72.3743 | 72.3658 | 72.3564 | 72.395 | 72.4308 | 72.4639 | 0 | 0 | 0
F2_Industrial_Paper and Printing_New_Process_Natural Gas_Process Heat Recovery_A_Achievable Technical Potential | F2 | Industrial | Paper and Printing | New | Process | Natural Gas | Process Heat Recovery | A | Integrated Unit Summer Peak Savings (kW) | Achievable Technical Potential | 0 | 0 | 0 | 0 | 0 | 0 | 0 | 0 | 0 | 0 | 0 | 0 | 0 | 0 | 0 | 0 | 0 | 0 | 0 | 0 | 0 | 0 | 0 | 0 | 0 | 0 | 0 | 0 | 0 | 0 | 0
F3_Industrial_Paper and Printing_New_Process_Natural Gas_Process Heat Recovery_A_Achievable Technical Potential | F3 | Industrial | Paper and Printing | New | Process | Natural Gas | Process Heat Recovery | A | Integrated Unit Winter Peak Savings (kW) | Achievable Technical Potential | 0 | 0 | 0 | 0 | 0 | 0 | 0 | 0 | 0 | 0 | 0 | 0 | 0 | 0 | 0 | 0 | 0 | 0 | 0 | 0 | 0 | 0 | 0 | 0 | 0 | 0 | 0 | 0 | 0 | 0 | 0
F4_Industrial_Paper and Printing_New_Process_Natural Gas_Process Heat Recovery_A_Achievable Technical Potential | F4 | Industrial | Paper and Printing | New | Process | Natural Gas | Process Heat Recovery | A | Incremental Energy Savings (MWh or mTherms) | Achievable Technical Potential | 0 | 0 | 0 | 0 | 0 | 0.06585 | 0.077874 | 0.089863 | 0.10175 | 0.11362 | 0.11297 | 0.098831 | 0.085806 | 0.074025 | 0.063457 | 0.054171 | 0.046038 | 0.038994 | 0.032919 | 0.027702 | 0.06509 | 0.077107 | 0.089114 | 0.10105 | 0.11298 | 0.1125 | 0.098557 | 0.085673 | 0 | 0 | 0
F5_Industrial_Paper and Printing_New_Process_Natural Gas_Process Heat Recovery_A_Achievable Technical Potential | F5 | Industrial | Paper and Printing | New | Process | Natural Gas | Process Heat Recovery | A | Incremental Summer Peak Savings (MW) | Achievable Technical Potential | 0 | 0 | 0 | 0 | 0 | 0 | 0 | 0 | 0 | 0 | 0 | 0 | 0 | 0 | 0 | 0 | 0 | 0 | 0 | 0 | 0 | 0 | 0 | 0 | 0 | 0 | 0 | 0 | 0 | 0 | 0
F6_Industrial_Paper and Printing_New_Process_Natural Gas_Process Heat Recovery_A_Achievable Technical Potential | F6 | Industrial | Paper and Printing | New | Process | Natural Gas | Process Heat Recovery | A | Incremental Winter Peak Savings (MW) | Achievable Technical Potential | 0 | 0 | 0 | 0 | 0 | 0 | 0 | 0 | 0 | 0 | 0 | 0 | 0 | 0 | 0 | 0 | 0 | 0 | 0 | 0 | 0 | 0 | 0 | 0 | 0 | 0 | 0 | 0 | 0 | 0 | 0
F7_Industrial_Paper and Printing_New_Process_Natural Gas_Process Heat Recovery_A_Achievable Technical Potential | F7 | Industrial | Paper and Printing | New | Process | Natural Gas | Process Heat Recovery | A | Cumulative Energy Savings (MWh or mTherms) | Achievable Technical Potential | 0 | 0 | 0 | 0 | 0 | 0.06585 | 0.14361 | 0.23323 | 0.33464 | 0.44777 | 0.56031 | 0.65865 | 0.74395 | 0.81747 | 0.88047 | 0.93425 | 0.98 | 1.0188 | 1.0515 | 1.0791 | 1.079 | 1.0789 | 1.0788 | 1.0787 | 1.0785 | 1.0791 | 1.0796 | 1.0801 | 0 | 0 | 0
F8_Industrial_Paper and Printing_New_Process_Natural Gas_Process Heat Recovery_A_Achievable Technical Potential | F8 | Industrial | Paper and Printing | New | Process | Natural Gas | Process Heat Recovery | A | Cumulative Summer Peak Savings (MW) | Achievable Technical Potential | 0 | 0 | 0 | 0 | 0 | 0 | 0 | 0 | 0 | 0 | 0 | 0 | 0 | 0 | 0 | 0 | 0 | 0 | 0 | 0 | 0 | 0 | 0 | 0 | 0 | 0 | 0 | 0 | 0 | 0 | 0
F9_Industrial_Paper and Printing_New_Process_Natural Gas_Process Heat Recovery_A_Achievable Technical Potential | F9 | Industrial | Paper and Printing | New | Process | Natural Gas | Process Heat Recovery | A | Cumulative Winter Peak Savings (MW) | Achievable Technical Potential | 0 | 0 | 0 | 0 | 0 | 0 | 0 | 0 | 0 | 0 | 0 | 0 | 0 | 0 | 0 | 0 | 0 | 0 | 0 | 0 | 0 | 0 | 0 | 0 | 0 | 0 | 0 | 0 | 0 | 0 | 0
F10_Industrial_Paper and Printing_New_Process_Natural Gas_Process Heat Recovery_A_Achievable Technical Potential | F10 | Industrial | Paper and Printing | New | Process | Natural Gas | Process Heat Recovery | A | Purchases (Incremental) | Achievable Technical Potential | 0 | 0 | 0 | 0 | 0 | 0.89918 | 1.0653 | 1.2313 | 1.3963 | 1.5614 | 1.554 | 1.3607 | 1.1823 | 1.0207 | 0.87543 | 0.74765 | 0.63561 | 0.53848 | 0.45466 | 0.38265 | 0.89918 | 1.0653 | 1.2313 | 1.3963 | 1.5614 | 1.554 | 1.3607 | 1.1823 | 1.0207 | 0.87543 | 0.74765
F11_Industrial_Paper and Printing_New_Process_Natural Gas_Process Heat Recovery_A_Achievable Technical Potential | F11 | Industrial | Paper and Printing | New | Process | Natural Gas | Process Heat Recovery | A | Purchases (Cumulative) | Achievable Technical Potential | 0 | 0 | 0 | 0 | 0 | 0.89918 | 1.9645 | 3.1957 | 4.5921 | 6.1535 | 7.7075 | 9.0682 | 10.2505 | 11.2712 | 12.1466 | 12.8943 | 13.5299 | 14.0684 | 14.523 | 14.9057 | 14.9057 | 14.9057 | 14.9057 | 14.9057 | 14.9057 | 14.9057 | 14.9057 | 14.9057 | 14.9057 | 14.9057 | 14.9057
F1_Industrial_Paper and Printing_New_Space Heating_Natural Gas_Building Automation System_A_Achievable Technical Potential | F1 | Industrial | Paper and Printing | New | Space Heating | Natural Gas | Building Automation System | A | Integrated Unit Energy Savings (kWh or therms) | Achievable Technical Potential | 0 | 0 | 0 | 0 | 0 | 0.014537 | 0.014291 | 0.014088 | 0.013912 | 0.013755 | 0.013618 | 0.013454 | 0.013278 | 0.0131 | 0.012924 | 0.012766 | 0.012624 | 0.012504 | 0.012344 | 0.01222 | 0.012127 | 0.012052 | 0.012011 | 0.011983 | 0.011967 | 0.011959 | 0.011955 | 0.011955 | 0 | 0 | 0
F2_Industrial_Paper and Printing_New_Space Heating_Natural Gas_Building Automation System_A_Achievable Technical Potential | F2 | Industrial | Paper and Printing | New | Space Heating | Natural Gas | Building Automation System | A | Integrated Unit Summer Peak Savings (kW) | Achievable Technical Potential | 0 | 0 | 0 | 0 | 0 | 0 | 0 | 0 | 0 | 0 | 0 | 0 | 0 | 0 | 0 | 0 | 0 | 0 | 0 | 0 | 0 | 0 | 0 | 0 | 0 | 0 | 0 | 0 | 0 | 0 | 0
F3_Industrial_Paper and Printing_New_Space Heating_Natural Gas_Building Automation System_A_Achievable Technical Potential | F3 | Industrial | Paper and Printing | New | Space Heating | Natural Gas | Building Automation System | A | Integrated Unit Winter Peak Savings (kW) | Achievable Technical Potential | 0 | 0 | 0 | 0 | 0 | 0 | 0 | 0 | 0 | 0 | 0 | 0 | 0 | 0 | 0 | 0 | 0 | 0 | 0 | 0 | 0 | 0 | 0 | 0 | 0 | 0 | 0 | 0 | 0 | 0 | 0
F4_Industrial_Paper and Printing_New_Space Heating_Natural Gas_Building Automation System_A_Achievable Technical Potential | F4 | Industrial | Paper and Printing | New | Space Heating | Natural Gas | Building Automation System | A | Incremental Energy Savings (MWh or mTherms) | Achievable Technical Potential | 0 | 0 | 0 | 0 | 0 | 7.8894e-05 | 0.00018368 | 0.00037158 | 0.0006769 | 0.0011359 | 0.0017811 | 0.0026199 | 0.0036405 | 0.0047937 | 0.0059796 | 0.0070742 | 0.007908 | 0.0083298 | 0.008181 | 0.0074916 | 0.0064525 | 0.0051343 | 0.0037007 | 0.0024596 | 0.0016671 | 0.0015642 | 0.002328 | 0.0032778 | 0 | 0 | 0
F5_Industrial_Paper and Printing_New_Space Heating_Natural Gas_Building Automation System_A_Achievable Technical Potential | F5 | Industrial | Paper and Printing | New | Space Heating | Natural Gas | Building Automation System | A | Incremental Summer Peak Savings (MW) | Achievable Technical Potential | 0 | 0 | 0 | 0 | 0 | 0 | 0 | 0 | 0 | 0 | 0 | 0 | 0 | 0 | 0 | 0 | 0 | 0 | 0 | 0 | 0 | 0 | 0 | 0 | 0 | 0 | 0 | 0 | 0 | 0 | 0
F6_Industrial_Paper and Printing_New_Space Heating_Natural Gas_Building Automation System_A_Achievable Technical Potential | F6 | Industrial | Paper and Printing | New | Space Heating | Natural Gas | Building Automation System | A | Incremental Winter Peak Savings (MW) | Achievable Technical Potential | 0 | 0 | 0 | 0 | 0 | 0 | 0 | 0 | 0 | 0 | 0 | 0 | 0 | 0 | 0 | 0 | 0 | 0 | 0 | 0 | 0 | 0 | 0 | 0 | 0 | 0 | 0 | 0 | 0 | 0 | 0
F7_Industrial_Paper and Printing_New_Space Heating_Natural Gas_Building Automation System_A_Achievable Technical Potential | F7 | Industrial | Paper and Printing | New | Space Heating | Natural Gas | Building Automation System | A | Cumulative Energy Savings (MWh or mTherms) | Achievable Technical Potential | 0 | 0 | 0 | 0 | 0 | 7.8894e-05 | 0.00026124 | 0.0006291 | 0.0012982 | 0.0024194 | 0.0041764 | 0.0067461 | 0.010298 | 0.014954 | 0.020733 | 0.027554 | 0.035154 | 0.043151 | 0.050778 | 0.057762 | 0.063706 | 0.068294 | 0.071443 | 0.073158 | 0.073735 | 0.073687 | 0.073663 | 0.073663 | 0 | 0 | 0
F8_Industrial_Paper and Printing_New_Space Heating_Natural Gas_Building Automation System_A_Achievable Technical Potential | F8 | Industrial | Paper and Printing | New | Space Heating | Natural Gas | Building Automation System | A | Cumulative Summer Peak Savings (MW) | Achievable Technical Potential | 0 | 0 | 0 | 0 | 0 | 0 | 0 | 0 | 0 | 0 | 0 | 0 | 0 | 0 | 0 | 0 | 0 | 0 | 0 | 0 | 0 | 0 | 0 | 0 | 0 | 0 | 0 | 0 | 0 | 0 | 0
F9_Industrial_Paper and Printing_New_Space Heating_Natural Gas_Building Automation System_A_Achievable Technical Potential | F9 | Industrial | Paper and Printing | New | Space Heating | Natural Gas | Building Automation System | A | Cumulative Winter Peak Savings (MW) | Achievable Technical Potential | 0 | 0 | 0 | 0 | 0 | 0 | 0 | 0 | 0 | 0 | 0 | 0 | 0 | 0 | 0 | 0 | 0 | 0 | 0 | 0 | 0 | 0 | 0 | 0 | 0 | 0 | 0 | 0 | 0 | 0 | 0
F10_Industrial_Paper and Printing_New_Space Heating_Natural Gas_Building Automation System_A_Achievable Technical Potential | F10 | Industrial | Paper and Printing | New | Space Heating | Natural Gas | Building Automation System | A | Purchases (Incremental) | Achievable Technical Potential | 0 | 0 | 0 | 0 | 0 | 5.427 | 12.8522 | 26.3759 | 48.6546 | 82.5841 | 130.7961 | 194.7306 | 274.1758 | 365.9358 | 462.6588 | 554.1364 | 626.4418 | 666.1612 | 662.77 | 613.0478 | 532.0917 | 426.0145 | 308.1191 | 205.2475 | 139.3126 | 130.7961 | 194.7306 | 274.1758 | 365.9358 | 462.6588 | 554.1364
F11_Industrial_Paper and Printing_New_Space Heating_Natural Gas_Building Automation System_A_Achievable Technical Potential | F11 | Industrial | Paper and Printing | New | Space Heating | Natural Gas | Building Automation System | A | Purchases (Cumulative) | Achievable Technical Potential | 0 | 0 | 0 | 0 | 0 | 5.427 | 18.2793 | 44.6552 | 93.3098 | 175.8938 | 306.69 | 501.4205 | 775.5964 | 1141.5321 | 1604.1909 | 2158.3273 | 2784.7691 | 3450.9303 | 4113.7003 | 4726.7481 | 5253.4128 | 5666.5751 | 5948.3182 | 6104.9112 | 6161.6398 | 6161.6398 | 6161.6398 | 6161.6398 | 6161.6398 | 6161.6398 | 6161.6398
F1_Industrial_Paper and Printing_New_Space Heating_Natural Gas_Steam System Efficiency Improvements_A_Achievable Technical Potential | F1 | Industrial | Paper and Printing | New | Space Heating | Natural Gas | Steam System Efficiency Improvements | A | Integrated Unit Energy Savings (kWh or therms) | Achievable Technical Potential | 0 | 0 | 0 | 0 | 0 | 0 | 0 | 0 | 0 | 0 | 0 | 0 | 0 | 0 | 0 | 0 | 0 | 0 | 0 | 0 | 0 | 0 | 0 | 0 | 0 | 0 | 0 | 0 | 0 | 0 | 0
F2_Industrial_Paper and Printing_New_Space Heating_Natural Gas_Steam System Efficiency Improvements_A_Achievable Technical Potential | F2 | Industrial | Paper and Printing | New | Space Heating | Natural Gas | Steam System Efficiency Improvements | A | Integrated Unit Summer Peak Savings (kW) | Achievable Technical Potential | 0 | 0 | 0 | 0 | 0 | 0 | 0 | 0 | 0 | 0 | 0 | 0 | 0 | 0 | 0 | 0 | 0 | 0 | 0 | 0 | 0 | 0 | 0 | 0 | 0 | 0 | 0 | 0 | 0 | 0 | 0
F3_Industrial_Paper and Printing_New_Space Heating_Natural Gas_Steam System Efficiency Improvements_A_Achievable Technical Potential | F3 | Industrial | Paper and Printing | New | Space Heating | Natural Gas | Steam System Efficiency Improvements | A | Integrated Unit Winter Peak Savings (kW) | Achievable Technical Potential | 0 | 0 | 0 | 0 | 0 | 0 | 0 | 0 | 0 | 0 | 0 | 0 | 0 | 0 | 0 | 0 | 0 | 0 | 0 | 0 | 0 | 0 | 0 | 0 | 0 | 0 | 0 | 0 | 0 | 0 | 0
F4_Industrial_Paper and Printing_New_Space Heating_Natural Gas_Steam System Efficiency Improvements_A_Achievable Technical Potential | F4 | Industrial | Paper and Printing | New | Space Heating | Natural Gas | Steam System Efficiency Improvements | A | Incremental Energy Savings (MWh or mTherms) | Achievable Technical Potential | 0 | 0 | 0 | 0 | 0 | 0 | 0 | 0 | 0 | 0 | 0 | 0 | 0 | 0 | 0 | 0 | 0 | 0 | 0 | 0 | 0 | 0 | 0 | 0 | 0 | 0 | 0 | 0 | 0 | 0 | 0
F5_Industrial_Paper and Printing_New_Space Heating_Natural Gas_Steam System Efficiency Improvements_A_Achievable Technical Potential | F5 | Industrial | Paper and Printing | New | Space Heating | Natural Gas | Steam System Efficiency Improvements | A | Incremental Summer Peak Savings (MW) | Achievable Technical Potential | 0 | 0 | 0 | 0 | 0 | 0 | 0 | 0 | 0 | 0 | 0 | 0 | 0 | 0 | 0 | 0 | 0 | 0 | 0 | 0 | 0 | 0 | 0 | 0 | 0 | 0 | 0 | 0 | 0 | 0 | 0
F6_Industrial_Paper and Printing_New_Space Heating_Natural Gas_Steam System Efficiency Improvements_A_Achievable Technical Potential | F6 | Industrial | Paper and Printing | New | Space Heating | Natural Gas | Steam System Efficiency Improvements | A | Incremental Winter Peak Savings (MW) | Achievable Technical Potential | 0 | 0 | 0 | 0 | 0 | 0 | 0 | 0 | 0 | 0 | 0 | 0 | 0 | 0 | 0 | 0 | 0 | 0 | 0 | 0 | 0 | 0 | 0 | 0 | 0 | 0 | 0 | 0 | 0 | 0 | 0
F7_Industrial_Paper and Printing_New_Space Heating_Natural Gas_Steam System Efficiency Improvements_A_Achievable Technical Potential | F7 | Industrial | Paper and Printing | New | Space Heating | Natural Gas | Steam System Efficiency Improvements | A | Cumulative Energy Savings (MWh or mTherms) | Achievable Technical Potential | 0 | 0 | 0 | 0 | 0 | 0 | 0 | 0 | 0 | 0 | 0 | 0 | 0 | 0 | 0 | 0 | 0 | 0 | 0 | 0 | 0 | 0 | 0 | 0 | 0 | 0 | 0 | 0 | 0 | 0 | 0
F8_Industrial_Paper and Printing_New_Space Heating_Natural Gas_Steam System Efficiency Improvements_A_Achievable Technical Potential | F8 | Industrial | Paper and Printing | New | Space Heating | Natural Gas | Steam System Efficiency Improvements | A | Cumulative Summer Peak Savings (MW) | Achievable Technical Potential | 0 | 0 | 0 | 0 | 0 | 0 | 0 | 0 | 0 | 0 | 0 | 0 | 0 | 0 | 0 | 0 | 0 | 0 | 0 | 0 | 0 | 0 | 0 | 0 | 0 | 0 | 0 | 0 | 0 | 0 | 0
F9_Industrial_Paper and Printing_New_Space Heating_Natural Gas_Steam System Efficiency Improvements_A_Achievable Technical Potential | F9 | Industrial | Paper and Printing | New | Space Heating | Natural Gas | Steam System Efficiency Improvements | A | Cumulative Winter Peak Savings (MW) | Achievable Technical Potential | 0 | 0 | 0 | 0 | 0 | 0 | 0 | 0 | 0 | 0 | 0 | 0 | 0 | 0 | 0 | 0 | 0 | 0 | 0 | 0 | 0 | 0 | 0 | 0 | 0 | 0 | 0 | 0 | 0 | 0 | 0
F10_Industrial_Paper and Printing_New_Space Heating_Natural Gas_Steam System Efficiency Improvements_A_Achievable Technical Potential | F10 | Industrial | Paper and Printing | New | Space Heating | Natural Gas | Steam System Efficiency Improvements | A | Purchases (Incremental) | Achievable Technical Potential | 0 | 0 | 0 | 0 | 0 | 0 | 0 | 0 | 0 | 0 | 0 | 0 | 0 | 0 | 0 | 0 | 0 | 0 | 0 | 0 | 0 | 0 | 0 | 0 | 0 | 0 | 0 | 0 | 0 | 0 | 0
F11_Industrial_Paper and Printing_New_Space Heating_Natural Gas_Steam System Efficiency Improvements_A_Achievable Technical Potential | F11 | Industrial | Paper and Printing | New | Space Heating | Natural Gas | Steam System Efficiency Improvements | A | Purchases (Cumulative) | Achievable Technical Potential | 0 | 0 | 0 | 0 | 0 | 0 | 0 | 0 | 0 | 0 | 0 | 0 | 0 | 0 | 0 | 0 | 0 | 0 | 0 | 0 | 0 | 0 | 0 | 0 | 0 | 0 | 0 | 0 | 0 | 0 | 0
F1_Industrial_Paper and Printing_New_Process_Natural Gas_Steam System Efficiency Improvements_A_Achievable Technical Potential | F1 | Industrial | Paper and Printing | New | Process | Natural Gas | Steam System Efficiency Improvements | A | Integrated Unit Energy Savings (kWh or therms) | Achievable Technical Potential | 0 | 0 | 0 | 0 | 0 | 0.076592 | 0.076258 | 0.075957 | 0.075678 | 0.075409 | 0.075205 | 0.075048 | 0.074927 | 0.074838 | 0.074773 | 0.074732 | 0.074711 | 0.074707 | 0.074714 | 0.074729 | 0.074771 | 0.074812 | 0.07485 | 0.074883 | 0.074913 | 0.07499 | 0.075062 | 0.075128 | 0.076988 | 0.076988 | 0.076988
F2_Industrial_Paper and Printing_New_Process_Natural Gas_Steam System Efficiency Improvements_A_Achievable Technical Potential | F2 | Industrial | Paper and Printing | New | Process | Natural Gas | Steam System Efficiency Improvements | A | Integrated Unit Summer Peak Savings (kW) | Achievable Technical Potential | 0 | 0 | 0 | 0 | 0 | 0 | 0 | 0 | 0 | 0 | 0 | 0 | 0 | 0 | 0 | 0 | 0 | 0 | 0 | 0 | 0 | 0 | 0 | 0 | 0 | 0 | 0 | 0 | 0 | 0 | 0
F3_Industrial_Paper and Printing_New_Process_Natural Gas_Steam System Efficiency Improvements_A_Achievable Technical Potential | F3 | Industrial | Paper and Printing | New | Process | Natural Gas | Steam System Efficiency Improvements | A | Integrated Unit Winter Peak Savings (kW) | Achievable Technical Potential | 0 | 0 | 0 | 0 | 0 | 0 | 0 | 0 | 0 | 0 | 0 | 0 | 0 | 0 | 0 | 0 | 0 | 0 | 0 | 0 | 0 | 0 | 0 | 0 | 0 | 0 | 0 | 0 | 0 | 0 | 0
F4_Industrial_Paper and Printing_New_Process_Natural Gas_Steam System Efficiency Improvements_A_Achievable Technical Potential | F4 | Industrial | Paper and Printing | New | Process | Natural Gas | Steam System Efficiency Improvements | A | Incremental Energy Savings (MWh or mTherms) | Achievable Technical Potential | 0 | 0 | 0 | 0 | 0 | 2.6912e-07 | 6.3455e-07 | 1.2971e-06 | 2.3839e-06 | 4.032e-06 | 6.3686e-06 | 9.4618e-06 | 1.3301e-05 | 1.7731e-05 | 2.2398e-05 | 2.6812e-05 | 3.0302e-05 | 3.2221e-05 | 3.206e-05 | 2.9661e-05 | 2.6826e-05 | 3.0343e-05 | 3.2283e-05 | 3.2133e-05 | 2.9734e-05 | 2.6904e-05 | 3.0444e-05 | 3.2403e-05 | 3.3036e-05 | 3.0558e-05 | 2.7621e-05
F5_Industrial_Paper and Printing_New_Process_Natural Gas_Steam System Efficiency Improvements_A_Achievable Technical Potential | F5 | Industrial | Paper and Printing | New | Process | Natural Gas | Steam System Efficiency Improvements | A | Incremental Summer Peak Savings (MW) | Achievable Technical Potential | 0 | 0 | 0 | 0 | 0 | 0 | 0 | 0 | 0 | 0 | 0 | 0 | 0 | 0 | 0 | 0 | 0 | 0 | 0 | 0 | 0 | 0 | 0 | 0 | 0 | 0 | 0 | 0 | 0 | 0 | 0
F6_Industrial_Paper and Printing_New_Process_Natural Gas_Steam System Efficiency Improvements_A_Achievable Technical Potential | F6 | Industrial | Paper and Printing | New | Process | Natural Gas | Steam System Efficiency Improvements | A | Incremental Winter Peak Savings (MW) | Achievable Technical Potential | 0 | 0 | 0 | 0 | 0 | 0 | 0 | 0 | 0 | 0 | 0 | 0 | 0 | 0 | 0 | 0 | 0 | 0 | 0 | 0 | 0 | 0 | 0 | 0 | 0 | 0 | 0 | 0 | 0 | 0 | 0
F7_Industrial_Paper and Printing_New_Process_Natural Gas_Steam System Efficiency Improvements_A_Achievable Technical Potential | F7 | Industrial | Paper and Printing | New | Process | Natural Gas | Steam System Efficiency Improvements | A | Cumulative Energy Savings (MWh or mTherms) | Achievable Technical Potential | 0 | 0 | 0 | 0 | 0 | 2.6912e-07 | 9.0249e-07 | 2.196e-06 | 4.5719e-06 | 8.5877e-06 | 1.4669e-05 | 2.3475e-05 | 3.5459e-05 | 5.079e-05 | 6.9145e-05 | 8.9591e-05 | 0.00011045 | 0.0001294 | 0.00014377 | 0.00015108 | 0.00015116 | 0.00015125 | 0.00015132 | 0.00015139 | 0.00015145 | 0.00015161 | 0.00015175 | 0.00015188 | 0 | 0 | 0
F8_Industrial_Paper and Printing_New_Process_Natural Gas_Steam System Efficiency Improvements_A_Achievable Technical Potential | F8 | Industrial | Paper and Printing | New | Process | Natural Gas | Steam System Efficiency Improvements | A | Cumulative Summer Peak Savings (MW) | Achievable Technical Potential | 0 | 0 | 0 | 0 | 0 | 0 | 0 | 0 | 0 | 0 | 0 | 0 | 0 | 0 | 0 | 0 | 0 | 0 | 0 | 0 | 0 | 0 | 0 | 0 | 0 | 0 | 0 | 0 | 0 | 0 | 0
F9_Industrial_Paper and Printing_New_Process_Natural Gas_Steam System Efficiency Improvements_A_Achievable Technical Potential | F9 | Industrial | Paper and Printing | New | Process | Natural Gas | Steam System Efficiency Improvements | A | Cumulative Winter Peak Savings (MW) | Achievable Technical Potential | 0 | 0 | 0 | 0 | 0 | 0 | 0 | 0 | 0 | 0 | 0 | 0 | 0 | 0 | 0 | 0 | 0 | 0 | 0 | 0 | 0 | 0 | 0 | 0 | 0 | 0 | 0 | 0 | 0 | 0 | 0
F10_Industrial_Paper and Printing_New_Process_Natural Gas_Steam System Efficiency Improvements_A_Achievable Technical Potential | F10 | Industrial | Paper and Printing | New | Process | Natural Gas | Steam System Efficiency Improvements | A | Purchases (Incremental) | Achievable Technical Potential | 0 | 0 | 0 | 0 | 0 | 0.0035137 | 0.0083211 | 0.017077 | 0.031501 | 0.053468 | 0.084683 | 0.12608 | 0.17751 | 0.23692 | 0.29954 | 0.35877 | 0.40558 | 0.4313 | 0.42911 | 0.39691 | 0.35877 | 0.40558 | 0.4313 | 0.42911 | 0.39691 | 0.35877 | 0.40558 | 0.4313 | 0.42911 | 0.39691 | 0.35877
F11_Industrial_Paper and Printing_New_Process_Natural Gas_Steam System Efficiency Improvements_A_Achievable Technical Potential | F11 | Industrial | Paper and Printing | New | Process | Natural Gas | Steam System Efficiency Improvements | A | Purchases (Cumulative) | Achievable Technical Potential | 0 | 0 | 0 | 0 | 0 | 0.0035137 | 0.011835 | 0.028912 | 0.060413 | 0.11388 | 0.19505 | 0.31281 | 0.47324 | 0.67866 | 0.92474 | 1.1988 | 1.4783 | 1.7321 | 1.9243 | 2.0217 | 2.0217 | 2.0217 | 2.0217 | 2.0217 | 2.0217 | 2.0217 | 2.0217 | 2.0217 | 2.0217 | 2.0217 | 2.0217
F1_Industrial_Paper and Printing_New_Space Heating_Natural Gas_Strategic Energy Management_A_Achievable Technical Potential | F1 | Industrial | Paper and Printing | New | Space Heating | Natural Gas | Strategic Energy Management | A | Integrated Unit Energy Savings (kWh or therms) | Achievable Technical Potential | 0 | 0 | 0 | 0 | 0 | 52.8161 | 51.9584 | 51.2494 | 50.639 | 50.0923 | 49.5968 | 49.0042 | 48.3654 | 47.719 | 47.0823 | 46.508 | 45.9902 | 45.5559 | 44.9724 | 44.5238 | 44.1837 | 43.9126 | 43.7626 | 43.6641 | 43.6038 | 43.5693 | 43.5495 | 43.5447 | 0 | 0 | 0
F2_Industrial_Paper and Printing_New_Space Heating_Natural Gas_Strategic Energy Management_A_Achievable Technical Potential | F2 | Industrial | Paper and Printing | New | Space Heating | Natural Gas | Strategic Energy Management | A | Integrated Unit Summer Peak Savings (kW) | Achievable Technical Potential | 0 | 0 | 0 | 0 | 0 | 0 | 0 | 0 | 0 | 0 | 0 | 0 | 0 | 0 | 0 | 0 | 0 | 0 | 0 | 0 | 0 | 0 | 0 | 0 | 0 | 0 | 0 | 0 | 0 | 0 | 0
F3_Industrial_Paper and Printing_New_Space Heating_Natural Gas_Strategic Energy Management_A_Achievable Technical Potential | F3 | Industrial | Paper and Printing | New | Space Heating | Natural Gas | Strategic Energy Management | A | Integrated Unit Winter Peak Savings (kW) | Achievable Technical Potential | 0 | 0 | 0 | 0 | 0 | 0 | 0 | 0 | 0 | 0 | 0 | 0 | 0 | 0 | 0 | 0 | 0 | 0 | 0 | 0 | 0 | 0 | 0 | 0 | 0 | 0 | 0 | 0 | 0 | 0 | 0
F4_Industrial_Paper and Printing_New_Space Heating_Natural Gas_Strategic Energy Management_A_Achievable Technical Potential | F4 | Industrial | Paper and Printing | New | Space Heating | Natural Gas | Strategic Energy Management | A | Incremental Energy Savings (MWh or mTherms) | Achievable Technical Potential | 0 | 0 | 0 | 0 | 0 | 0.00049649 | 0.00057865 | 0.0006597 | 0.00073921 | 0.0008177 | 0.0008953 | 0.00096819 | 0.0010378 | 0.001105 | 0.0011689 | 0.0012326 | 0.0012953 | 0.0013587 | 0.0014157 | 0.0014745 | 0.0015357 | 0.001598 | 0.0016637 | 0.0017308 | 0.0017988 | 0.0015143 | 0.0015848 | 0.0016555 | 0 | 0 | 0
F5_Industrial_Paper and Printing_New_Space Heating_Natural Gas_Strategic Energy Management_A_Achievable Technical Potential | F5 | Industrial | Paper and Printing | New | Space Heating | Natural Gas | Strategic Energy Management | A | Incremental Summer Peak Savings (MW) | Achievable Technical Potential | 0 | 0 | 0 | 0 | 0 | 0 | 0 | 0 | 0 | 0 | 0 | 0 | 0 | 0 | 0 | 0 | 0 | 0 | 0 | 0 | 0 | 0 | 0 | 0 | 0 | 0 | 0 | 0 | 0 | 0 | 0
F6_Industrial_Paper and Printing_New_Space Heating_Natural Gas_Strategic Energy Management_A_Achievable Technical Potential | F6 | Industrial | Paper and Printing | New | Space Heating | Natural Gas | Strategic Energy Management | A | Incremental Winter Peak Savings (MW) | Achievable Technical Potential | 0 | 0 | 0 | 0 | 0 | 0 | 0 | 0 | 0 | 0 | 0 | 0 | 0 | 0 | 0 | 0 | 0 | 0 | 0 | 0 | 0 | 0 | 0 | 0 | 0 | 0 | 0 | 0 | 0 | 0 | 0
F7_Industrial_Paper and Printing_New_Space Heating_Natural Gas_Strategic Energy Management_A_Achievable Technical Potential | F7 | Industrial | Paper and Printing | New | Space Heating | Natural Gas | Strategic Energy Management | A | Cumulative Energy Savings (MWh or mTherms) | Achievable Technical Potential | 0 | 0 | 0 | 0 | 0 | 0.00049649 | 0.0010671 | 0.0017122 | 0.002431 | 0.0032225 | 0.0036197 | 0.0039989 | 0.004362 | 0.0047121 | 0.0050496 | 0.0053811 | 0.0057078 | 0.0060351 | 0.0063321 | 0.0066381 | 0.006952 | 0.0072706 | 0.0076042 | 0.0079434 | 0.0082872 | 0.0082807 | 0.0082769 | 0.008276 | 0 | 0 | 0
F8_Industrial_Paper and Printing_New_Space Heating_Natural Gas_Strategic Energy Management_A_Achievable Technical Potential | F8 | Industrial | Paper and Printing | New | Space Heating | Natural Gas | Strategic Energy Management | A | Cumulative Summer Peak Savings (MW) | Achievable Technical Potential | 0 | 0 | 0 | 0 | 0 | 0 | 0 | 0 | 0 | 0 | 0 | 0 | 0 | 0 | 0 | 0 | 0 | 0 | 0 | 0 | 0 | 0 | 0 | 0 | 0 | 0 | 0 | 0 | 0 | 0 | 0
F9_Industrial_Paper and Printing_New_Space Heating_Natural Gas_Strategic Energy Management_A_Achievable Technical Potential | F9 | Industrial | Paper and Printing | New | Space Heating | Natural Gas | Strategic Energy Management | A | Cumulative Winter Peak Savings (MW) | Achievable Technical Potential | 0 | 0 | 0 | 0 | 0 | 0 | 0 | 0 | 0 | 0 | 0 | 0 | 0 | 0 | 0 | 0 | 0 | 0 | 0 | 0 | 0 | 0 | 0 | 0 | 0 | 0 | 0 | 0 | 0 | 0 | 0
F10_Industrial_Paper and Printing_New_Space Heating_Natural Gas_Strategic Energy Management_A_Achievable Technical Potential | F10 | Industrial | Paper and Printing | New | Space Heating | Natural Gas | Strategic Energy Management | A | Purchases (Incremental) | Achievable Technical Potential | 0 | 0 | 0 | 0 | 0 | 0.0094003 | 0.011137 | 0.012872 | 0.014598 | 0.016324 | 0.018052 | 0.019757 | 0.021458 | 0.023156 | 0.024827 | 0.026504 | 0.028165 | 0.029826 | 0.031479 | 0.033117 | 0.034757 | 0.03639 | 0.038017 | 0.039638 | 0.041254 | 0.034757 | 0.03639 | 0.038017 | 0.039638 | 0.041254 | 0.034757
F11_Industrial_Paper and Printing_New_Space Heating_Natural Gas_Strategic Energy Management_A_Achievable Technical Potential | F11 | Industrial | Paper and Printing | New | Space Heating | Natural Gas | Strategic Energy Management | A | Purchases (Cumulative) | Achievable Technical Potential | 0 | 0 | 0 | 0 | 0 | 0.0094003 | 0.020537 | 0.033409 | 0.048007 | 0.064331 | 0.072982 | 0.081603 | 0.090189 | 0.098747 | 0.10725 | 0.1157 | 0.12411 | 0.13248 | 0.1408 | 0.14909 | 0.15734 | 0.16557 | 0.17376 | 0.18192 | 0.19006 | 0.19006 | 0.19006 | 0.19006 | 0.19006 | 0.19006 | 0.19006
F1_Industrial_Paper and Printing_New_Process_Natural Gas_Strategic Energy Management_A_Achievable Technical Potential | F1 | Industrial | Paper and Printing | New | Process | Natural Gas | Strategic Energy Management | A | Integrated Unit Energy Savings (kWh or therms) | Achievable Technical Potential | 0 | 0 | 0 | 0 | 0 | 56.8273 | 56.7758 | 56.7285 | 56.6852 | 56.6421 | 56.6007 | 56.5636 | 56.5311 | 56.5039 | 56.4825 | 56.4677 | 56.4593 | 56.4559 | 56.4556 | 56.4566 | 56.4609 | 56.4645 | 56.467 | 56.4687 | 56.4695 | 56.4852 | 56.4997 | 56.5131 | 0 | 0 | 0
F2_Industrial_Paper and Printing_New_Process_Natural Gas_Strategic Energy Management_A_Achievable Technical Potential | F2 | Industrial | Paper and Printing | New | Process | Natural Gas | Strategic Energy Management | A | Integrated Unit Summer Peak Savings (kW) | Achievable Technical Potential | 0 | 0 | 0 | 0 | 0 | 0 | 0 | 0 | 0 | 0 | 0 | 0 | 0 | 0 | 0 | 0 | 0 | 0 | 0 | 0 | 0 | 0 | 0 | 0 | 0 | 0 | 0 | 0 | 0 | 0 | 0
F3_Industrial_Paper and Printing_New_Process_Natural Gas_Strategic Energy Management_A_Achievable Technical Potential | F3 | Industrial | Paper and Printing | New | Process | Natural Gas | Strategic Energy Management | A | Integrated Unit Winter Peak Savings (kW) | Achievable Technical Potential | 0 | 0 | 0 | 0 | 0 | 0 | 0 | 0 | 0 | 0 | 0 | 0 | 0 | 0 | 0 | 0 | 0 | 0 | 0 | 0 | 0 | 0 | 0 | 0 | 0 | 0 | 0 | 0 | 0 | 0 | 0
F4_Industrial_Paper and Printing_New_Process_Natural Gas_Strategic Energy Management_A_Achievable Technical Potential | F4 | Industrial | Paper and Printing | New | Process | Natural Gas | Strategic Energy Management | A | Incremental Energy Savings (MWh or mTherms) | Achievable Technical Potential | 0 | 0 | 0 | 0 | 0 | 0.023359 | 0.027649 | 0.031931 | 0.036183 | 0.040431 | 0.044678 | 0.048868 | 0.053044 | 0.057213 | 0.061318 | 0.065443 | 0.069534 | 0.073631 | 0.077711 | 0.081756 | 0.085812 | 0.08985 | 0.093871 | 0.097877 | 0.10187 | 0.085849 | 0.089906 | 0.093948 | 0 | 0 | 0
F5_Industrial_Paper and Printing_New_Process_Natural Gas_Strategic Energy Management_A_Achievable Technical Potential | F5 | Industrial | Paper and Printing | New | Process | Natural Gas | Strategic Energy Management | A | Incremental Summer Peak Savings (MW) | Achievable Technical Potential | 0 | 0 | 0 | 0 | 0 | 0 | 0 | 0 | 0 | 0 | 0 | 0 | 0 | 0 | 0 | 0 | 0 | 0 | 0 | 0 | 0 | 0 | 0 | 0 | 0 | 0 | 0 | 0 | 0 | 0 | 0
F6_Industrial_Paper and Printing_New_Process_Natural Gas_Strategic Energy Management_A_Achievable Technical Potential | F6 | Industrial | Paper and Printing | New | Process | Natural Gas | Strategic Energy Management | A | Incremental Winter Peak Savings (MW) | Achievable Technical Potential | 0 | 0 | 0 | 0 | 0 | 0 | 0 | 0 | 0 | 0 | 0 | 0 | 0 | 0 | 0 | 0 | 0 | 0 | 0 | 0 | 0 | 0 | 0 | 0 | 0 | 0 | 0 | 0 | 0 | 0 | 0
F7_Industrial_Paper and Printing_New_Process_Natural Gas_Strategic Energy Management_A_Achievable Technical Potential | F7 | Industrial | Paper and Printing | New | Process | Natural Gas | Strategic Energy Management | A | Cumulative Energy Savings (MWh or mTherms) | Achievable Technical Potential | 0 | 0 | 0 | 0 | 0 | 0.023359 | 0.050987 | 0.082876 | 0.119 | 0.15934 | 0.18063 | 0.20184 | 0.22294 | 0.24398 | 0.26489 | 0.28569 | 0.30641 | 0.32704 | 0.34759 | 0.36806 | 0.38847 | 0.4088 | 0.42904 | 0.44921 | 0.4693 | 0.46943 | 0.46955 | 0.46967 | 0 | 0 | 0
F8_Industrial_Paper and Printing_New_Process_Natural Gas_Strategic Energy Management_A_Achievable Technical Potential | F8 | Industrial | Paper and Printing | New | Process | Natural Gas | Strategic Energy Management | A | Cumulative Summer Peak Savings (MW) | Achievable Technical Potential | 0 | 0 | 0 | 0 | 0 | 0 | 0 | 0 | 0 | 0 | 0 | 0 | 0 | 0 | 0 | 0 | 0 | 0 | 0 | 0 | 0 | 0 | 0 | 0 | 0 | 0 | 0 | 0 | 0 | 0 | 0
F9_Industrial_Paper and Printing_New_Process_Natural Gas_Strategic Energy Management_A_Achievable Technical Potential | F9 | Industrial | Paper and Printing | New | Process | Natural Gas | Strategic Energy Management | A | Cumulative Winter Peak Savings (MW) | Achievable Technical Potential | 0 | 0 | 0 | 0 | 0 | 0 | 0 | 0 | 0 | 0 | 0 | 0 | 0 | 0 | 0 | 0 | 0 | 0 | 0 | 0 | 0 | 0 | 0 | 0 | 0 | 0 | 0 | 0 | 0 | 0 | 0
F10_Industrial_Paper and Printing_New_Process_Natural Gas_Strategic Energy Management_A_Achievable Technical Potential | F10 | Industrial | Paper and Printing | New | Process | Natural Gas | Strategic Energy Management | A | Purchases (Incremental) | Achievable Technical Potential | 0 | 0 | 0 | 0 | 0 | 0.41105 | 0.48699 | 0.56288 | 0.63832 | 0.71381 | 0.78935 | 0.86394 | 0.93832 | 1.0126 | 1.0856 | 1.1589 | 1.2316 | 1.3042 | 1.3765 | 1.4481 | 1.5198 | 1.5913 | 1.6624 | 1.7333 | 1.8039 | 1.5198 | 1.5913 | 1.6624 | 1.7333 | 1.8039 | 1.5198
F11_Industrial_Paper and Printing_New_Process_Natural Gas_Strategic Energy Management_A_Achievable Technical Potential | F11 | Industrial | Paper and Printing | New | Process | Natural Gas | Strategic Energy Management | A | Purchases (Cumulative) | Achievable Technical Potential | 0 | 0 | 0 | 0 | 0 | 0.41105 | 0.89804 | 1.4609 | 2.0992 | 2.813 | 3.1913 | 3.5683 | 3.9437 | 4.318 | 4.6898 | 5.0594 | 5.427 | 5.7929 | 6.1568 | 6.5194 | 6.8803 | 7.24 | 7.5981 | 7.9549 | 8.3108 | 8.3108 | 8.3108 | 8.3108 | 8.3108 | 8.3108 | 8.3108
F1_Industrial_Paper and Printing_New_Miscellaneous_Natural Gas_Strategic Energy Management_A_Achievable Technical Potential | F1 | Industrial | Paper and Printing | New | Miscellaneous | Natural Gas | Strategic Energy Management | A | Integrated Unit Energy Savings (kWh or therms) | Achievable Technical Potential | 0 | 0 | 0 | 0 | 0 | 18.0192 | 18.0192 | 18.0192 | 18.0192 | 18.0192 | 18.0192 | 18.0192 | 18.0192 | 18.0192 | 18.0192 | 18.0192 | 18.0192 | 18.0192 | 18.0192 | 18.0192 | 18.0192 | 18.0192 | 18.0192 | 18.0192 | 18.0192 | 18.0192 | 18.0192 | 18.0192 | 0 | 0 | 0
F2_Industrial_Paper and Printing_New_Miscellaneous_Natural Gas_Strategic Energy Management_A_Achievable Technical Potential | F2 | Industrial | Paper and Printing | New | Miscellaneous | Natural Gas | Strategic Energy Management | A | Integrated Unit Summer Peak Savings (kW) | Achievable Technical Potential | 0 | 0 | 0 | 0 | 0 | 0 | 0 | 0 | 0 | 0 | 0 | 0 | 0 | 0 | 0 | 0 | 0 | 0 | 0 | 0 | 0 | 0 | 0 | 0 | 0 | 0 | 0 | 0 | 0 | 0 | 0
F3_Industrial_Paper and Printing_New_Miscellaneous_Natural Gas_Strategic Energy Management_A_Achievable Technical Potential | F3 | Industrial | Paper and Printing | New | Miscellaneous | Natural Gas | Strategic Energy Management | A | Integrated Unit Winter Peak Savings (kW) | Achievable Technical Potential | 0 | 0 | 0 | 0 | 0 | 0 | 0 | 0 | 0 | 0 | 0 | 0 | 0 | 0 | 0 | 0 | 0 | 0 | 0 | 0 | 0 | 0 | 0 | 0 | 0 | 0 | 0 | 0 | 0 | 0 | 0
F4_Industrial_Paper and Printing_New_Miscellaneous_Natural Gas_Strategic Energy Management_A_Achievable Technical Potential | F4 | Industrial | Paper and Printing | New | Miscellaneous | Natural Gas | Strategic Energy Management | A | Incremental Energy Savings (MWh or mTherms) | Achievable Technical Potential | 0 | 0 | 0 | 0 | 0 | 0.0018517 | 0.0021938 | 0.0025357 | 0.0028755 | 0.0032156 | 0.0035559 | 0.0038919 | 0.004227 | 0.0045614 | 0.0048905 | 0.0052208 | 0.005548 | 0.0058752 | 0.0062008 | 0.0065235 | 0.0068466 | 0.0071683 | 0.0074888 | 0.0078081 | 0.0081264 | 0.0068466 | 0.0071683 | 0.0074888 | 0 | 0 | 0
F5_Industrial_Paper and Printing_New_Miscellaneous_Natural Gas_Strategic Energy Management_A_Achievable Technical Potential | F5 | Industrial | Paper and Printing | New | Miscellaneous | Natural Gas | Strategic Energy Management | A | Incremental Summer Peak Savings (MW) | Achievable Technical Potential | 0 | 0 | 0 | 0 | 0 | 0 | 0 | 0 | 0 | 0 | 0 | 0 | 0 | 0 | 0 | 0 | 0 | 0 | 0 | 0 | 0 | 0 | 0 | 0 | 0 | 0 | 0 | 0 | 0 | 0 | 0
F6_Industrial_Paper and Printing_New_Miscellaneous_Natural Gas_Strategic Energy Management_A_Achievable Technical Potential | F6 | Industrial | Paper and Printing | New | Miscellaneous | Natural Gas | Strategic Energy Management | A | Incremental Winter Peak Savings (MW) | Achievable Technical Potential | 0 | 0 | 0 | 0 | 0 | 0 | 0 | 0 | 0 | 0 | 0 | 0 | 0 | 0 | 0 | 0 | 0 | 0 | 0 | 0 | 0 | 0 | 0 | 0 | 0 | 0 | 0 | 0 | 0 | 0 | 0
F7_Industrial_Paper and Printing_New_Miscellaneous_Natural Gas_Strategic Energy Management_A_Achievable Technical Potential | F7 | Industrial | Paper and Printing | New | Miscellaneous | Natural Gas | Strategic Energy Management | A | Cumulative Energy Savings (MWh or mTherms) | Achievable Technical Potential | 0 | 0 | 0 | 0 | 0 | 0.0018517 | 0.0040455 | 0.0065811 | 0.0094567 | 0.012672 | 0.014376 | 0.016074 | 0.017766 | 0.019452 | 0.021127 | 0.022791 | 0.024448 | 0.026096 | 0.027735 | 0.029368 | 0.030994 | 0.032615 | 0.034228 | 0.035835 | 0.037438 | 0.037438 | 0.037438 | 0.037438 | 0 | 0 | 0
F8_Industrial_Paper and Printing_New_Miscellaneous_Natural Gas_Strategic Energy Management_A_Achievable Technical Potential | F8 | Industrial | Paper and Printing | New | Miscellaneous | Natural Gas | Strategic Energy Management | A | Cumulative Summer Peak Savings (MW) | Achievable Technical Potential | 0 | 0 | 0 | 0 | 0 | 0 | 0 | 0 | 0 | 0 | 0 | 0 | 0 | 0 | 0 | 0 | 0 | 0 | 0 | 0 | 0 | 0 | 0 | 0 | 0 | 0 | 0 | 0 | 0 | 0 | 0
F9_Industrial_Paper and Printing_New_Miscellaneous_Natural Gas_Strategic Energy Management_A_Achievable Technical Potential | F9 | Industrial | Paper and Printing | New | Miscellaneous | Natural Gas | Strategic Energy Management | A | Cumulative Winter Peak Savings (MW) | Achievable Technical Potential | 0 | 0 | 0 | 0 | 0 | 0 | 0 | 0 | 0 | 0 | 0 | 0 | 0 | 0 | 0 | 0 | 0 | 0 | 0 | 0 | 0 | 0 | 0 | 0 | 0 | 0 | 0 | 0 | 0 | 0 | 0
F10_Industrial_Paper and Printing_New_Miscellaneous_Natural Gas_Strategic Energy Management_A_Achievable Technical Potential | F10 | Industrial | Paper and Printing | New | Miscellaneous | Natural Gas | Strategic Energy Management | A | Purchases (Incremental) | Achievable Technical Potential | 0 | 0 | 0 | 0 | 0 | 0.10276 | 0.12175 | 0.14072 | 0.15958 | 0.17845 | 0.19734 | 0.21599 | 0.23458 | 0.25314 | 0.2714 | 0.28974 | 0.30789 | 0.32605 | 0.34412 | 0.36203 | 0.37996 | 0.39782 | 0.4156 | 0.43332 | 0.45098 | 0.37996 | 0.39782 | 0.4156 | 0.43332 | 0.45098 | 0.37996
F11_Industrial_Paper and Printing_New_Miscellaneous_Natural Gas_Strategic Energy Management_A_Achievable Technical Potential | F11 | Industrial | Paper and Printing | New | Miscellaneous | Natural Gas | Strategic Energy Management | A | Purchases (Cumulative) | Achievable Technical Potential | 0 | 0 | 0 | 0 | 0 | 0.10276 | 0.22451 | 0.36523 | 0.52481 | 0.70326 | 0.79784 | 0.89207 | 0.98594 | 1.0795 | 1.1724 | 1.2648 | 1.3568 | 1.4482 | 1.5392 | 1.6298 | 1.7201 | 1.81 | 1.8995 | 1.9887 | 2.0777 | 2.0777 | 2.0777 | 2.0777 | 2.0777 | 2.0777 | 2.0777
F1_Industrial_Paper and Printing_New_Space Heating_Natural Gas_Commissioning_A_Achievable Technical Potential | F1 | Industrial | Paper and Printing | New | Space Heating | Natural Gas | Commissioning | A | Integrated Unit Energy Savings (kWh or therms) | Achievable Technical Potential | 0 | 0 | 0 | 0 | 0 | 63.5605 | 62.5283 | 61.6751 | 60.9405 | 60.2826 | 59.6863 | 58.9732 | 58.2044 | 57.4265 | 56.6603 | 55.9691 | 55.3461 | 54.8234 | 54.1211 | 53.5814 | 53.1721 | 52.8458 | 52.6653 | 52.5468 | 52.4741 | 52.4327 | 52.4089 | 52.4031 | 0 | 0 | 0
F2_Industrial_Paper and Printing_New_Space Heating_Natural Gas_Commissioning_A_Achievable Technical Potential | F2 | Industrial | Paper and Printing | New | Space Heating | Natural Gas | Commissioning | A | Integrated Unit Summer Peak Savings (kW) | Achievable Technical Potential | 0 | 0 | 0 | 0 | 0 | 0 | 0 | 0 | 0 | 0 | 0 | 0 | 0 | 0 | 0 | 0 | 0 | 0 | 0 | 0 | 0 | 0 | 0 | 0 | 0 | 0 | 0 | 0 | 0 | 0 | 0
F3_Industrial_Paper and Printing_New_Space Heating_Natural Gas_Commissioning_A_Achievable Technical Potential | F3 | Industrial | Paper and Printing | New | Space Heating | Natural Gas | Commissioning | A | Integrated Unit Winter Peak Savings (kW) | Achievable Technical Potential | 0 | 0 | 0 | 0 | 0 | 0 | 0 | 0 | 0 | 0 | 0 | 0 | 0 | 0 | 0 | 0 | 0 | 0 | 0 | 0 | 0 | 0 | 0 | 0 | 0 | 0 | 0 | 0 | 0 | 0 | 0
F4_Industrial_Paper and Printing_New_Space Heating_Natural Gas_Commissioning_A_Achievable Technical Potential | F4 | Industrial | Paper and Printing | New | Space Heating | Natural Gas | Commissioning | A | Incremental Energy Savings (MWh or mTherms) | Achievable Technical Potential | 0 | 0 | 0 | 0 | 0 | 0 | 0 | 0 | 0 | 0 | 0 | 0 | 0 | 0 | 0 | 0 | 0 | 0 | 0 | 0 | 0 | 0 | 0 | 0 | 0 | 0 | 0 | 0 | 0 | 0 | 0
F5_Industrial_Paper and Printing_New_Space Heating_Natural Gas_Commissioning_A_Achievable Technical Potential | F5 | Industrial | Paper and Printing | New | Space Heating | Natural Gas | Commissioning | A | Incremental Summer Peak Savings (MW) | Achievable Technical Potential | 0 | 0 | 0 | 0 | 0 | 0 | 0 | 0 | 0 | 0 | 0 | 0 | 0 | 0 | 0 | 0 | 0 | 0 | 0 | 0 | 0 | 0 | 0 | 0 | 0 | 0 | 0 | 0 | 0 | 0 | 0
F6_Industrial_Paper and Printing_New_Space Heating_Natural Gas_Commissioning_A_Achievable Technical Potential | F6 | Industrial | Paper and Printing | New | Space Heating | Natural Gas | Commissioning | A | Incremental Winter Peak Savings (MW) | Achievable Technical Potential | 0 | 0 | 0 | 0 | 0 | 0 | 0 | 0 | 0 | 0 | 0 | 0 | 0 | 0 | 0 | 0 | 0 | 0 | 0 | 0 | 0 | 0 | 0 | 0 | 0 | 0 | 0 | 0 | 0 | 0 | 0
F7_Industrial_Paper and Printing_New_Space Heating_Natural Gas_Commissioning_A_Achievable Technical Potential | F7 | Industrial | Paper and Printing | New | Space Heating | Natural Gas | Commissioning | A | Cumulative Energy Savings (MWh or mTherms) | Achievable Technical Potential | 0 | 0 | 0 | 0 | 0 | 0 | 0 | 0 | 0 | 0 | 0 | 0 | 0 | 0 | 0 | 0 | 0 | 0 | 0 | 0 | 0 | 0 | 0 | 0 | 0 | 0 | 0 | 0 | 0 | 0 | 0
F8_Industrial_Paper and Printing_New_Space Heating_Natural Gas_Commissioning_A_Achievable Technical Potential | F8 | Industrial | Paper and Printing | New | Space Heating | Natural Gas | Commissioning | A | Cumulative Summer Peak Savings (MW) | Achievable Technical Potential | 0 | 0 | 0 | 0 | 0 | 0 | 0 | 0 | 0 | 0 | 0 | 0 | 0 | 0 | 0 | 0 | 0 | 0 | 0 | 0 | 0 | 0 | 0 | 0 | 0 | 0 | 0 | 0 | 0 | 0 | 0
F9_Industrial_Paper and Printing_New_Space Heating_Natural Gas_Commissioning_A_Achievable Technical Potential | F9 | Industrial | Paper and Printing | New | Space Heating | Natural Gas | Commissioning | A | Cumulative Winter Peak Savings (MW) | Achievable Technical Potential | 0 | 0 | 0 | 0 | 0 | 0 | 0 | 0 | 0 | 0 | 0 | 0 | 0 | 0 | 0 | 0 | 0 | 0 | 0 | 0 | 0 | 0 | 0 | 0 | 0 | 0 | 0 | 0 | 0 | 0 | 0
F10_Industrial_Paper and Printing_New_Space Heating_Natural Gas_Commissioning_A_Achievable Technical Potential | F10 | Industrial | Paper and Printing | New | Space Heating | Natural Gas | Commissioning | A | Purchases (Incremental) | Achievable Technical Potential | 0 | 0 | 0 | 0 | 0 | 0 | 0 | 0 | 0 | 0 | 0 | 0 | 0 | 0 | 0 | 0 | 0 | 0 | 0 | 0 | 0 | 0 | 0 | 0 | 0 | 0 | 0 | 0 | 0 | 0 | 0
F11_Industrial_Paper and Printing_New_Space Heating_Natural Gas_Commissioning_A_Achievable Technical Potential | F11 | Industrial | Paper and Printing | New | Space Heating | Natural Gas | Commissioning | A | Purchases (Cumulative) | Achievable Technical Potential | 0 | 0 | 0 | 0 | 0 | 0 | 0 | 0 | 0 | 0 | 0 | 0 | 0 | 0 | 0 | 0 | 0 | 0 | 0 | 0 | 0 | 0 | 0 | 0 | 0 | 0 | 0 | 0 | 0 | 0 | 0
F1_Industrial_Paper and Printing_New_Process_Natural Gas_Commissioning_A_Achievable Technical Potential | F1 | Industrial | Paper and Printing | New | Process | Natural Gas | Commissioning | A | Integrated Unit Energy Savings (kWh or therms) | Achievable Technical Potential | 0 | 0 | 0 | 0 | 0 | 317.5129 | 317.5129 | 317.5129 | 317.5129 | 317.5129 | 317.5129 | 317.5129 | 317.5129 | 317.5129 | 317.5129 | 317.5129 | 317.5129 | 317.5129 | 317.5129 | 317.5129 | 317.5129 | 317.5129 | 317.5129 | 317.5129 | 317.5129 | 317.5129 | 317.5129 | 317.5129 | 0 | 0 | 0
F2_Industrial_Paper and Printing_New_Process_Natural Gas_Commissioning_A_Achievable Technical Potential | F2 | Industrial | Paper and Printing | New | Process | Natural Gas | Commissioning | A | Integrated Unit Summer Peak Savings (kW) | Achievable Technical Potential | 0 | 0 | 0 | 0 | 0 | 0 | 0 | 0 | 0 | 0 | 0 | 0 | 0 | 0 | 0 | 0 | 0 | 0 | 0 | 0 | 0 | 0 | 0 | 0 | 0 | 0 | 0 | 0 | 0 | 0 | 0
F3_Industrial_Paper and Printing_New_Process_Natural Gas_Commissioning_A_Achievable Technical Potential | F3 | Industrial | Paper and Printing | New | Process | Natural Gas | Commissioning | A | Integrated Unit Winter Peak Savings (kW) | Achievable Technical Potential | 0 | 0 | 0 | 0 | 0 | 0 | 0 | 0 | 0 | 0 | 0 | 0 | 0 | 0 | 0 | 0 | 0 | 0 | 0 | 0 | 0 | 0 | 0 | 0 | 0 | 0 | 0 | 0 | 0 | 0 | 0
F4_Industrial_Paper and Printing_New_Process_Natural Gas_Commissioning_A_Achievable Technical Potential | F4 | Industrial | Paper and Printing | New | Process | Natural Gas | Commissioning | A | Incremental Energy Savings (MWh or mTherms) | Achievable Technical Potential | 0 | 0 | 0 | 0 | 0 | 0 | 0 | 0 | 0 | 0 | 0 | 0 | 0 | 0 | 0 | 0 | 0 | 0 | 0 | 0 | 0 | 0 | 0 | 0 | 0 | 0 | 0 | 0 | 0 | 0 | 0
F5_Industrial_Paper and Printing_New_Process_Natural Gas_Commissioning_A_Achievable Technical Potential | F5 | Industrial | Paper and Printing | New | Process | Natural Gas | Commissioning | A | Incremental Summer Peak Savings (MW) | Achievable Technical Potential | 0 | 0 | 0 | 0 | 0 | 0 | 0 | 0 | 0 | 0 | 0 | 0 | 0 | 0 | 0 | 0 | 0 | 0 | 0 | 0 | 0 | 0 | 0 | 0 | 0 | 0 | 0 | 0 | 0 | 0 | 0
F6_Industrial_Paper and Printing_New_Process_Natural Gas_Commissioning_A_Achievable Technical Potential | F6 | Industrial | Paper and Printing | New | Process | Natural Gas | Commissioning | A | Incremental Winter Peak Savings (MW) | Achievable Technical Potential | 0 | 0 | 0 | 0 | 0 | 0 | 0 | 0 | 0 | 0 | 0 | 0 | 0 | 0 | 0 | 0 | 0 | 0 | 0 | 0 | 0 | 0 | 0 | 0 | 0 | 0 | 0 | 0 | 0 | 0 | 0
F7_Industrial_Paper and Printing_New_Process_Natural Gas_Commissioning_A_Achievable Technical Potential | F7 | Industrial | Paper and Printing | New | Process | Natural Gas | Commissioning | A | Cumulative Energy Savings (MWh or mTherms) | Achievable Technical Potential | 0 | 0 | 0 | 0 | 0 | 0 | 0 | 0 | 0 | 0 | 0 | 0 | 0 | 0 | 0 | 0 | 0 | 0 | 0 | 0 | 0 | 0 | 0 | 0 | 0 | 0 | 0 | 0 | 0 | 0 | 0
F8_Industrial_Paper and Printing_New_Process_Natural Gas_Commissioning_A_Achievable Technical Potential | F8 | Industrial | Paper and Printing | New | Process | Natural Gas | Commissioning | A | Cumulative Summer Peak Savings (MW) | Achievable Technical Potential | 0 | 0 | 0 | 0 | 0 | 0 | 0 | 0 | 0 | 0 | 0 | 0 | 0 | 0 | 0 | 0 | 0 | 0 | 0 | 0 | 0 | 0 | 0 | 0 | 0 | 0 | 0 | 0 | 0 | 0 | 0
F9_Industrial_Paper and Printing_New_Process_Natural Gas_Commissioning_A_Achievable Technical Potential | F9 | Industrial | Paper and Printing | New | Process | Natural Gas | Commissioning | A | Cumulative Winter Peak Savings (MW) | Achievable Technical Potential | 0 | 0 | 0 | 0 | 0 | 0 | 0 | 0 | 0 | 0 | 0 | 0 | 0 | 0 | 0 | 0 | 0 | 0 | 0 | 0 | 0 | 0 | 0 | 0 | 0 | 0 | 0 | 0 | 0 | 0 | 0
F10_Industrial_Paper and Printing_New_Process_Natural Gas_Commissioning_A_Achievable Technical Potential | F10 | Industrial | Paper and Printing | New | Process | Natural Gas | Commissioning | A | Purchases (Incremental) | Achievable Technical Potential | 0 | 0 | 0 | 0 | 0 | 0 | 0 | 0 | 0 | 0 | 0 | 0 | 0 | 0 | 0 | 0 | 0 | 0 | 0 | 0 | 0 | 0 | 0 | 0 | 0 | 0 | 0 | 0 | 0 | 0 | 0
F11_Industrial_Paper and Printing_New_Process_Natural Gas_Commissioning_A_Achievable Technical Potential | F11 | Industrial | Paper and Printing | New | Process | Natural Gas | Commissioning | A | Purchases (Cumulative) | Achievable Technical Potential | 0 | 0 | 0 | 0 | 0 | 0 | 0 | 0 | 0 | 0 | 0 | 0 | 0 | 0 | 0 | 0 | 0 | 0 | 0 | 0 | 0 | 0 | 0 | 0 | 0 | 0 | 0 | 0 | 0 | 0 | 0
F1_Industrial_Paper and Printing_New_Space Heating_Natural Gas_Retrocommissioning_A_Achievable Technical Potential | F1 | Industrial | Paper and Printing | New | Space Heating | Natural Gas | Retrocommissioning | A | Integrated Unit Energy Savings (kWh or therms) | Achievable Technical Potential | 0 | 0 | 0 | 0 | 0 | 0 | 0 | 0 | 0 | 0 | 0 | 0 | 0 | 0 | 0 | 0 | 0 | 0 | 0 | 0 | 0 | 0 | 0 | 0 | 0 | 0 | 0 | 0 | 0 | 0 | 0
F2_Industrial_Paper and Printing_New_Space Heating_Natural Gas_Retrocommissioning_A_Achievable Technical Potential | F2 | Industrial | Paper and Printing | New | Space Heating | Natural Gas | Retrocommissioning | A | Integrated Unit Summer Peak Savings (kW) | Achievable Technical Potential | 0 | 0 | 0 | 0 | 0 | 0 | 0 | 0 | 0 | 0 | 0 | 0 | 0 | 0 | 0 | 0 | 0 | 0 | 0 | 0 | 0 | 0 | 0 | 0 | 0 | 0 | 0 | 0 | 0 | 0 | 0
F3_Industrial_Paper and Printing_New_Space Heating_Natural Gas_Retrocommissioning_A_Achievable Technical Potential | F3 | Industrial | Paper and Printing | New | Space Heating | Natural Gas | Retrocommissioning | A | Integrated Unit Winter Peak Savings (kW) | Achievable Technical Potential | 0 | 0 | 0 | 0 | 0 | 0 | 0 | 0 | 0 | 0 | 0 | 0 | 0 | 0 | 0 | 0 | 0 | 0 | 0 | 0 | 0 | 0 | 0 | 0 | 0 | 0 | 0 | 0 | 0 | 0 | 0
F4_Industrial_Paper and Printing_New_Space Heating_Natural Gas_Retrocommissioning_A_Achievable Technical Potential | F4 | Industrial | Paper and Printing | New | Space Heating | Natural Gas | Retrocommissioning | A | Incremental Energy Savings (MWh or mTherms) | Achievable Technical Potential | 0 | 0 | 0 | 0 | 0 | 0 | 0 | 0 | 0 | 0 | 0 | 0 | 0 | 0 | 0 | 0 | 0 | 0 | 0 | 0 | 0 | 0 | 0 | 0 | 0 | 0 | 0 | 0 | 0 | 0 | 0
F5_Industrial_Paper and Printing_New_Space Heating_Natural Gas_Retrocommissioning_A_Achievable Technical Potential | F5 | Industrial | Paper and Printing | New | Space Heating | Natural Gas | Retrocommissioning | A | Incremental Summer Peak Savings (MW) | Achievable Technical Potential | 0 | 0 | 0 | 0 | 0 | 0 | 0 | 0 | 0 | 0 | 0 | 0 | 0 | 0 | 0 | 0 | 0 | 0 | 0 | 0 | 0 | 0 | 0 | 0 | 0 | 0 | 0 | 0 | 0 | 0 | 0
F6_Industrial_Paper and Printing_New_Space Heating_Natural Gas_Retrocommissioning_A_Achievable Technical Potential | F6 | Industrial | Paper and Printing | New | Space Heating | Natural Gas | Retrocommissioning | A | Incremental Winter Peak Savings (MW) | Achievable Technical Potential | 0 | 0 | 0 | 0 | 0 | 0 | 0 | 0 | 0 | 0 | 0 | 0 | 0 | 0 | 0 | 0 | 0 | 0 | 0 | 0 | 0 | 0 | 0 | 0 | 0 | 0 | 0 | 0 | 0 | 0 | 0
F7_Industrial_Paper and Printing_New_Space Heating_Natural Gas_Retrocommissioning_A_Achievable Technical Potential | F7 | Industrial | Paper and Printing | New | Space Heating | Natural Gas | Retrocommissioning | A | Cumulative Energy Savings (MWh or mTherms) | Achievable Technical Potential | 0 | 0 | 0 | 0 | 0 | 0 | 0 | 0 | 0 | 0 | 0 | 0 | 0 | 0 | 0 | 0 | 0 | 0 | 0 | 0 | 0 | 0 | 0 | 0 | 0 | 0 | 0 | 0 | 0 | 0 | 0
F8_Industrial_Paper and Printing_New_Space Heating_Natural Gas_Retrocommissioning_A_Achievable Technical Potential | F8 | Industrial | Paper and Printing | New | Space Heating | Natural Gas | Retrocommissioning | A | Cumulative Summer Peak Savings (MW) | Achievable Technical Potential | 0 | 0 | 0 | 0 | 0 | 0 | 0 | 0 | 0 | 0 | 0 | 0 | 0 | 0 | 0 | 0 | 0 | 0 | 0 | 0 | 0 | 0 | 0 | 0 | 0 | 0 | 0 | 0 | 0 | 0 | 0
F9_Industrial_Paper and Printing_New_Space Heating_Natural Gas_Retrocommissioning_A_Achievable Technical Potential | F9 | Industrial | Paper and Printing | New | Space Heating | Natural Gas | Retrocommissioning | A | Cumulative Winter Peak Savings (MW) | Achievable Technical Potential | 0 | 0 | 0 | 0 | 0 | 0 | 0 | 0 | 0 | 0 | 0 | 0 | 0 | 0 | 0 | 0 | 0 | 0 | 0 | 0 | 0 | 0 | 0 | 0 | 0 | 0 | 0 | 0 | 0 | 0 | 0
F10_Industrial_Paper and Printing_New_Space Heating_Natural Gas_Retrocommissioning_A_Achievable Technical Potential | F10 | Industrial | Paper and Printing | New | Space Heating | Natural Gas | Retrocommissioning | A | Purchases (Incremental) | Achievable Technical Potential | 0 | 0 | 0 | 0 | 0 | 0 | 0 | 0 | 0 | 0 | 0 | 0 | 0 | 0 | 0 | 0 | 0 | 0 | 0 | 0 | 0 | 0 | 0 | 0 | 0 | 0 | 0 | 0 | 0 | 0 | 0
F11_Industrial_Paper and Printing_New_Space Heating_Natural Gas_Retrocommissioning_A_Achievable Technical Potential | F11 | Industrial | Paper and Printing | New | Space Heating | Natural Gas | Retrocommissioning | A | Purchases (Cumulative) | Achievable Technical Potential | 0 | 0 | 0 | 0 | 0 | 0 | 0 | 0 | 0 | 0 | 0 | 0 | 0 | 0 | 0 | 0 | 0 | 0 | 0 | 0 | 0 | 0 | 0 | 0 | 0 | 0 | 0 | 0 | 0 | 0 | 0
F1_Industrial_Paper and Printing_New_Process_Natural Gas_Retrocommissioning_A_Achievable Technical Potential | F1 | Industrial | Paper and Printing | New | Process | Natural Gas | Retrocommissioning | A | Integrated Unit Energy Savings (kWh or therms) | Achievable Technical Potential | 0 | 0 | 0 | 0 | 0 | 0 | 0 | 0 | 0 | 0 | 0 | 0 | 0 | 0 | 0 | 0 | 0 | 0 | 0 | 0 | 0 | 0 | 0 | 0 | 0 | 0 | 0 | 0 | 0 | 0 | 0
F2_Industrial_Paper and Printing_New_Process_Natural Gas_Retrocommissioning_A_Achievable Technical Potential | F2 | Industrial | Paper and Printing | New | Process | Natural Gas | Retrocommissioning | A | Integrated Unit Summer Peak Savings (kW) | Achievable Technical Potential | 0 | 0 | 0 | 0 | 0 | 0 | 0 | 0 | 0 | 0 | 0 | 0 | 0 | 0 | 0 | 0 | 0 | 0 | 0 | 0 | 0 | 0 | 0 | 0 | 0 | 0 | 0 | 0 | 0 | 0 | 0
F3_Industrial_Paper and Printing_New_Process_Natural Gas_Retrocommissioning_A_Achievable Technical Potential | F3 | Industrial | Paper and Printing | New | Process | Natural Gas | Retrocommissioning | A | Integrated Unit Winter Peak Savings (kW) | Achievable Technical Potential | 0 | 0 | 0 | 0 | 0 | 0 | 0 | 0 | 0 | 0 | 0 | 0 | 0 | 0 | 0 | 0 | 0 | 0 | 0 | 0 | 0 | 0 | 0 | 0 | 0 | 0 | 0 | 0 | 0 | 0 | 0
F4_Industrial_Paper and Printing_New_Process_Natural Gas_Retrocommissioning_A_Achievable Technical Potential | F4 | Industrial | Paper and Printing | New | Process | Natural Gas | Retrocommissioning | A | Incremental Energy Savings (MWh or mTherms) | Achievable Technical Potential | 0 | 0 | 0 | 0 | 0 | 0 | 0 | 0 | 0 | 0 | 0 | 0 | 0 | 0 | 0 | 0 | 0 | 0 | 0 | 0 | 0 | 0 | 0 | 0 | 0 | 0 | 0 | 0 | 0 | 0 | 0
F5_Industrial_Paper and Printing_New_Process_Natural Gas_Retrocommissioning_A_Achievable Technical Potential | F5 | Industrial | Paper and Printing | New | Process | Natural Gas | Retrocommissioning | A | Incremental Summer Peak Savings (MW) | Achievable Technical Potential | 0 | 0 | 0 | 0 | 0 | 0 | 0 | 0 | 0 | 0 | 0 | 0 | 0 | 0 | 0 | 0 | 0 | 0 | 0 | 0 | 0 | 0 | 0 | 0 | 0 | 0 | 0 | 0 | 0 | 0 | 0
F6_Industrial_Paper and Printing_New_Process_Natural Gas_Retrocommissioning_A_Achievable Technical Potential | F6 | Industrial | Paper and Printing | New | Process | Natural Gas | Retrocommissioning | A | Incremental Winter Peak Savings (MW) | Achievable Technical Potential | 0 | 0 | 0 | 0 | 0 | 0 | 0 | 0 | 0 | 0 | 0 | 0 | 0 | 0 | 0 | 0 | 0 | 0 | 0 | 0 | 0 | 0 | 0 | 0 | 0 | 0 | 0 | 0 | 0 | 0 | 0
F7_Industrial_Paper and Printing_New_Process_Natural Gas_Retrocommissioning_A_Achievable Technical Potential | F7 | Industrial | Paper and Printing | New | Process | Natural Gas | Retrocommissioning | A | Cumulative Energy Savings (MWh or mTherms) | Achievable Technical Potential | 0 | 0 | 0 | 0 | 0 | 0 | 0 | 0 | 0 | 0 | 0 | 0 | 0 | 0 | 0 | 0 | 0 | 0 | 0 | 0 | 0 | 0 | 0 | 0 | 0 | 0 | 0 | 0 | 0 | 0 | 0
F8_Industrial_Paper and Printing_New_Process_Natural Gas_Retrocommissioning_A_Achievable Technical Potential | F8 | Industrial | Paper and Printing | New | Process | Natural Gas | Retrocommissioning | A | Cumulative Summer Peak Savings (MW) | Achievable Technical Potential | 0 | 0 | 0 | 0 | 0 | 0 | 0 | 0 | 0 | 0 | 0 | 0 | 0 | 0 | 0 | 0 | 0 | 0 | 0 | 0 | 0 | 0 | 0 | 0 | 0 | 0 | 0 | 0 | 0 | 0 | 0
F9_Industrial_Paper and Printing_New_Process_Natural Gas_Retrocommissioning_A_Achievable Technical Potential | F9 | Industrial | Paper and Printing | New | Process | Natural Gas | Retrocommissioning | A | Cumulative Winter Peak Savings (MW) | Achievable Technical Potential | 0 | 0 | 0 | 0 | 0 | 0 | 0 | 0 | 0 | 0 | 0 | 0 | 0 | 0 | 0 | 0 | 0 | 0 | 0 | 0 | 0 | 0 | 0 | 0 | 0 | 0 | 0 | 0 | 0 | 0 | 0
F10_Industrial_Paper and Printing_New_Process_Natural Gas_Retrocommissioning_A_Achievable Technical Potential | F10 | Industrial | Paper and Printing | New | Process | Natural Gas | Retrocommissioning | A | Purchases (Incremental) | Achievable Technical Potential | 0 | 0 | 0 | 0 | 0 | 0 | 0 | 0 | 0 | 0 | 0 | 0 | 0 | 0 | 0 | 0 | 0 | 0 | 0 | 0 | 0 | 0 | 0 | 0 | 0 | 0 | 0 | 0 | 0 | 0 | 0
F11_Industrial_Paper and Printing_New_Process_Natural Gas_Retrocommissioning_A_Achievable Technical Potential | F11 | Industrial | Paper and Printing | New | Process | Natural Gas | Retrocommissioning | A | Purchases (Cumulative) | Achievable Technical Potential | 0 | 0 | 0 | 0 | 0 | 0 | 0 | 0 | 0 | 0 | 0 | 0 | 0 | 0 | 0 | 0 | 0 | 0 | 0 | 0 | 0 | 0 | 0 | 0 | 0 | 0 | 0 | 0 | 0 | 0 | 0
F1_Industrial_Instruments_Existing_Space Heating_Natural Gas_Insulation - Roof/Ceiling_A_Achievable Technical Potential | F1 | Industrial | Instruments | Existing | Space Heating | Natural Gas | Insulation - Roof/Ceiling | A | Integrated Unit Energy Savings (kWh or therms) | Achievable Technical Potential | 0 | 0 | 0 | 0 | 0 | 0.099386 | 0.09866 | 0.097772 | 0.096797 | 0.095722 | 0.094545 | 0.093281 | 0.091939 | 0.090472 | 0.08891 | 0.087312 | 0.085731 | 0.084197 | 0.082729 | 0.081422 | 0.080202 | 0.079048 | 0.078073 | 0.077256 | 0.076515 | 0.07599 | 0.075539 | 0.075118 | 0 | 0 | 0
F2_Industrial_Instruments_Existing_Space Heating_Natural Gas_Insulation - Roof/Ceiling_A_Achievable Technical Potential | F2 | Industrial | Instruments | Existing | Space Heating | Natural Gas | Insulation - Roof/Ceiling | A | Integrated Unit Summer Peak Savings (kW) | Achievable Technical Potential | 0 | 0 | 0 | 0 | 0 | 0 | 0 | 0 | 0 | 0 | 0 | 0 | 0 | 0 | 0 | 0 | 0 | 0 | 0 | 0 | 0 | 0 | 0 | 0 | 0 | 0 | 0 | 0 | 0 | 0 | 0
F3_Industrial_Instruments_Existing_Space Heating_Natural Gas_Insulation - Roof/Ceiling_A_Achievable Technical Potential | F3 | Industrial | Instruments | Existing | Space Heating | Natural Gas | Insulation - Roof/Ceiling | A | Integrated Unit Winter Peak Savings (kW) | Achievable Technical Potential | 0 | 0 | 0 | 0 | 0 | 0 | 0 | 0 | 0 | 0 | 0 | 0 | 0 | 0 | 0 | 0 | 0 | 0 | 0 | 0 | 0 | 0 | 0 | 0 | 0 | 0 | 0 | 0 | 0 | 0 | 0
F4_Industrial_Instruments_Existing_Space Heating_Natural Gas_Insulation - Roof/Ceiling_A_Achievable Technical Potential | F4 | Industrial | Instruments | Existing | Space Heating | Natural Gas | Insulation - Roof/Ceiling | A | Incremental Energy Savings (MWh or mTherms) | Achievable Technical Potential | 0 | 0 | 0 | 0 | 0 | 1.3592 | 2.3598 | 3.6164 | 5.0151 | 6.3172 | 7.187 | 7.6156 | 7.4907 | 6.7706 | 5.8442 | 4.6813 | 3.5756 | 2.5745 | 1.7549 | 1.1528 | 0.71963 | 0.43005 | 0.28654 | 0 | 0 | 0 | 0 | 0 | 0 | 0 | 0
F5_Industrial_Instruments_Existing_Space Heating_Natural Gas_Insulation - Roof/Ceiling_A_Achievable Technical Potential | F5 | Industrial | Instruments | Existing | Space Heating | Natural Gas | Insulation - Roof/Ceiling | A | Incremental Summer Peak Savings (MW) | Achievable Technical Potential | 0 | 0 | 0 | 0 | 0 | 0 | 0 | 0 | 0 | 0 | 0 | 0 | 0 | 0 | 0 | 0 | 0 | 0 | 0 | 0 | 0 | 0 | 0 | 0 | 0 | 0 | 0 | 0 | 0 | 0 | 0
F6_Industrial_Instruments_Existing_Space Heating_Natural Gas_Insulation - Roof/Ceiling_A_Achievable Technical Potential | F6 | Industrial | Instruments | Existing | Space Heating | Natural Gas | Insulation - Roof/Ceiling | A | Incremental Winter Peak Savings (MW) | Achievable Technical Potential | 0 | 0 | 0 | 0 | 0 | 0 | 0 | 0 | 0 | 0 | 0 | 0 | 0 | 0 | 0 | 0 | 0 | 0 | 0 | 0 | 0 | 0 | 0 | 0 | 0 | 0 | 0 | 0 | 0 | 0 | 0
F7_Industrial_Instruments_Existing_Space Heating_Natural Gas_Insulation - Roof/Ceiling_A_Achievable Technical Potential | F7 | Industrial | Instruments | Existing | Space Heating | Natural Gas | Insulation - Roof/Ceiling | A | Cumulative Energy Savings (MWh or mTherms) | Achievable Technical Potential | 0 | 0 | 0 | 0 | 0 | 1.3592 | 3.7091 | 7.2921 | 12.2344 | 18.4158 | 25.3764 | 32.6529 | 39.6736 | 45.8114 | 50.8647 | 54.6316 | 57.2181 | 58.7689 | 59.499 | 59.7119 | 59.5367 | 59.11 | 58.6671 | 58.0533 | 57.4965 | 57.1021 | 56.7633 | 56.4473 | 0 | 0 | 0
F8_Industrial_Instruments_Existing_Space Heating_Natural Gas_Insulation - Roof/Ceiling_A_Achievable Technical Potential | F8 | Industrial | Instruments | Existing | Space Heating | Natural Gas | Insulation - Roof/Ceiling | A | Cumulative Summer Peak Savings (MW) | Achievable Technical Potential | 0 | 0 | 0 | 0 | 0 | 0 | 0 | 0 | 0 | 0 | 0 | 0 | 0 | 0 | 0 | 0 | 0 | 0 | 0 | 0 | 0 | 0 | 0 | 0 | 0 | 0 | 0 | 0 | 0 | 0 | 0
F9_Industrial_Instruments_Existing_Space Heating_Natural Gas_Insulation - Roof/Ceiling_A_Achievable Technical Potential | F9 | Industrial | Instruments | Existing | Space Heating | Natural Gas | Insulation - Roof/Ceiling | A | Cumulative Winter Peak Savings (MW) | Achievable Technical Potential | 0 | 0 | 0 | 0 | 0 | 0 | 0 | 0 | 0 | 0 | 0 | 0 | 0 | 0 | 0 | 0 | 0 | 0 | 0 | 0 | 0 | 0 | 0 | 0 | 0 | 0 | 0 | 0 | 0 | 0 | 0
F10_Industrial_Instruments_Existing_Space Heating_Natural Gas_Insulation - Roof/Ceiling_A_Achievable Technical Potential | F10 | Industrial | Instruments | Existing | Space Heating | Natural Gas | Insulation - Roof/Ceiling | A | Purchases (Incremental) | Achievable Technical Potential | 0 | 0 | 0 | 0 | 0 | 13675.4876 | 23918.9685 | 36987.8595 | 51810.9994 | 65995.7975 | 76017.3385 | 81641.1165 | 81475.3499 | 74836.1128 | 65731.6097 | 53615.6955 | 41706.5083 | 30576.4403 | 21212.5902 | 14158.4784 | 8972.6826 | 5440.3908 | 3670.1782 | 0 | 0 | 0 | 0 | 0 | 0 | 0 | 0
F11_Industrial_Instruments_Existing_Space Heating_Natural Gas_Insulation - Roof/Ceiling_A_Achievable Technical Potential | F11 | Industrial | Instruments | Existing | Space Heating | Natural Gas | Insulation - Roof/Ceiling | A | Purchases (Cumulative) | Achievable Technical Potential | 0 | 0 | 0 | 0 | 0 | 13675.4876 | 37594.456 | 74582.3156 | 126393.3149 | 192389.1124 | 268406.4509 | 350047.5675 | 431522.9173 | 506359.0301 | 572090.6397 | 625706.3352 | 667412.8435 | 697989.2838 | 719201.874 | 733360.3525 | 742333.035 | 747773.4258 | 751443.604 | 751443.604 | 751443.604 | 751443.604 | 751443.604 | 751443.604 | 751443.604 | 751443.604 | 751443.604
F1_Industrial_Instruments_Existing_Space Heating_Natural Gas_Insulation - Wall Cavity_A_Achievable Technical Potential | F1 | Industrial | Instruments | Existing | Space Heating | Natural Gas | Insulation - Wall Cavity | A | Integrated Unit Energy Savings (kWh or therms) | Achievable Technical Potential | 0 | 0 | 0 | 0 | 0 | 0.017829 | 0.017579 | 0.017235 | 0.016809 | 0.016303 | 0.015722 | 0.015117 | 0.014511 | 0.013892 | 0.013357 | 0.012845 | 0.012425 | 0.012051 | 0.011719 | 0.011476 | 0.011252 | 0.011054 | 0.010891 | 0.010766 | 0.010652 | 0.01057 | 0.010499 | 0.010433 | 0 | 0 | 0
F2_Industrial_Instruments_Existing_Space Heating_Natural Gas_Insulation - Wall Cavity_A_Achievable Technical Potential | F2 | Industrial | Instruments | Existing | Space Heating | Natural Gas | Insulation - Wall Cavity | A | Integrated Unit Summer Peak Savings (kW) | Achievable Technical Potential | 0 | 0 | 0 | 0 | 0 | 0 | 0 | 0 | 0 | 0 | 0 | 0 | 0 | 0 | 0 | 0 | 0 | 0 | 0 | 0 | 0 | 0 | 0 | 0 | 0 | 0 | 0 | 0 | 0 | 0 | 0
F3_Industrial_Instruments_Existing_Space Heating_Natural Gas_Insulation - Wall Cavity_A_Achievable Technical Potential | F3 | Industrial | Instruments | Existing | Space Heating | Natural Gas | Insulation - Wall Cavity | A | Integrated Unit Winter Peak Savings (kW) | Achievable Technical Potential | 0 | 0 | 0 | 0 | 0 | 0 | 0 | 0 | 0 | 0 | 0 | 0 | 0 | 0 | 0 | 0 | 0 | 0 | 0 | 0 | 0 | 0 | 0 | 0 | 0 | 0 | 0 | 0 | 0 | 0 | 0
F4_Industrial_Instruments_Existing_Space Heating_Natural Gas_Insulation - Wall Cavity_A_Achievable Technical Potential | F4 | Industrial | Instruments | Existing | Space Heating | Natural Gas | Insulation - Wall Cavity | A | Incremental Energy Savings (MWh or mTherms) | Achievable Technical Potential | 0 | 0 | 0 | 0 | 0 | 0.24382 | 0.42047 | 0.6375 | 0.8709 | 1.0759 | 1.1952 | 1.2342 | 1.1822 | 1.0397 | 0.87796 | 0.6887 | 0.51818 | 0.36847 | 0.24859 | 0.16248 | 0.10096 | 0.06014 | 0.03997 | 0 | 0 | 0 | 0 | 0 | 0 | 0 | 0
F5_Industrial_Instruments_Existing_Space Heating_Natural Gas_Insulation - Wall Cavity_A_Achievable Technical Potential | F5 | Industrial | Instruments | Existing | Space Heating | Natural Gas | Insulation - Wall Cavity | A | Incremental Summer Peak Savings (MW) | Achievable Technical Potential | 0 | 0 | 0 | 0 | 0 | 0 | 0 | 0 | 0 | 0 | 0 | 0 | 0 | 0 | 0 | 0 | 0 | 0 | 0 | 0 | 0 | 0 | 0 | 0 | 0 | 0 | 0 | 0 | 0 | 0 | 0
F6_Industrial_Instruments_Existing_Space Heating_Natural Gas_Insulation - Wall Cavity_A_Achievable Technical Potential | F6 | Industrial | Instruments | Existing | Space Heating | Natural Gas | Insulation - Wall Cavity | A | Incremental Winter Peak Savings (MW) | Achievable Technical Potential | 0 | 0 | 0 | 0 | 0 | 0 | 0 | 0 | 0 | 0 | 0 | 0 | 0 | 0 | 0 | 0 | 0 | 0 | 0 | 0 | 0 | 0 | 0 | 0 | 0 | 0 | 0 | 0 | 0 | 0 | 0
F7_Industrial_Instruments_Existing_Space Heating_Natural Gas_Insulation - Wall Cavity_A_Achievable Technical Potential | F7 | Industrial | Instruments | Existing | Space Heating | Natural Gas | Insulation - Wall Cavity | A | Cumulative Energy Savings (MWh or mTherms) | Achievable Technical Potential | 0 | 0 | 0 | 0 | 0 | 0.24382 | 0.66086 | 1.2855 | 2.1246 | 3.1365 | 4.2199 | 5.2917 | 6.2616 | 7.0345 | 7.6413 | 8.0372 | 8.2923 | 8.4113 | 8.4284 | 8.4159 | 8.3527 | 8.2661 | 8.1837 | 8.0897 | 8.0045 | 7.9428 | 7.8895 | 7.8399 | 0 | 0 | 0
F8_Industrial_Instruments_Existing_Space Heating_Natural Gas_Insulation - Wall Cavity_A_Achievable Technical Potential | F8 | Industrial | Instruments | Existing | Space Heating | Natural Gas | Insulation - Wall Cavity | A | Cumulative Summer Peak Savings (MW) | Achievable Technical Potential | 0 | 0 | 0 | 0 | 0 | 0 | 0 | 0 | 0 | 0 | 0 | 0 | 0 | 0 | 0 | 0 | 0 | 0 | 0 | 0 | 0 | 0 | 0 | 0 | 0 | 0 | 0 | 0 | 0 | 0 | 0
F9_Industrial_Instruments_Existing_Space Heating_Natural Gas_Insulation - Wall Cavity_A_Achievable Technical Potential | F9 | Industrial | Instruments | Existing | Space Heating | Natural Gas | Insulation - Wall Cavity | A | Cumulative Winter Peak Savings (MW) | Achievable Technical Potential | 0 | 0 | 0 | 0 | 0 | 0 | 0 | 0 | 0 | 0 | 0 | 0 | 0 | 0 | 0 | 0 | 0 | 0 | 0 | 0 | 0 | 0 | 0 | 0 | 0 | 0 | 0 | 0 | 0 | 0 | 0
F10_Industrial_Instruments_Existing_Space Heating_Natural Gas_Insulation - Wall Cavity_A_Achievable Technical Potential | F10 | Industrial | Instruments | Existing | Space Heating | Natural Gas | Insulation - Wall Cavity | A | Purchases (Incremental) | Achievable Technical Potential | 0 | 0 | 0 | 0 | 0 | 13675.4876 | 23918.9685 | 36987.8595 | 51810.9994 | 65995.7975 | 76017.3385 | 81641.1165 | 81475.3499 | 74836.1128 | 65731.6097 | 53615.6955 | 41706.5083 | 30576.4403 | 21212.5902 | 14158.4784 | 8972.6826 | 5440.3908 | 3670.1782 | 0 | 0 | 0 | 0 | 0 | 0 | 0 | 0
F11_Industrial_Instruments_Existing_Space Heating_Natural Gas_Insulation - Wall Cavity_A_Achievable Technical Potential | F11 | Industrial | Instruments | Existing | Space Heating | Natural Gas | Insulation - Wall Cavity | A | Purchases (Cumulative) | Achievable Technical Potential | 0 | 0 | 0 | 0 | 0 | 13675.4876 | 37594.456 | 74582.3156 | 126393.3149 | 192389.1124 | 268406.4509 | 350047.5675 | 431522.9173 | 506359.0301 | 572090.6397 | 625706.3352 | 667412.8435 | 697989.2838 | 719201.874 | 733360.3525 | 742333.035 | 747773.4258 | 751443.604 | 751443.604 | 751443.604 | 751443.604 | 751443.604 | 751443.604 | 751443.604 | 751443.604 | 751443.604
F1_Industrial_Instruments_Existing_Space Heating_Natural Gas_Insulation - Ducting_A_Achievable Technical Potential | F1 | Industrial | Instruments | Existing | Space Heating | Natural Gas | Insulation - Ducting | A | Integrated Unit Energy Savings (kWh or therms) | Achievable Technical Potential | 0 | 0 | 0 | 0 | 0 | 0.0016198 | 0.0015882 | 0.0015454 | 0.0014947 | 0.0014369 | 0.0013729 | 0.0013078 | 0.0012444 | 0.0011816 | 0.0011282 | 0.0010786 | 0.0010386 | 0.0010032 | 0.00097192 | 0.00094865 | 0.00092707 | 0.00090808 | 0.00089128 | 0.00087792 | 0.00086561 | 0.00085618 | 0.00084779 | 0.00083996 | 0.00131 | 0.0013019 | 0.0012943
F2_Industrial_Instruments_Existing_Space Heating_Natural Gas_Insulation - Ducting_A_Achievable Technical Potential | F2 | Industrial | Instruments | Existing | Space Heating | Natural Gas | Insulation - Ducting | A | Integrated Unit Summer Peak Savings (kW) | Achievable Technical Potential | 0 | 0 | 0 | 0 | 0 | 0 | 0 | 0 | 0 | 0 | 0 | 0 | 0 | 0 | 0 | 0 | 0 | 0 | 0 | 0 | 0 | 0 | 0 | 0 | 0 | 0 | 0 | 0 | 0 | 0 | 0
F3_Industrial_Instruments_Existing_Space Heating_Natural Gas_Insulation - Ducting_A_Achievable Technical Potential | F3 | Industrial | Instruments | Existing | Space Heating | Natural Gas | Insulation - Ducting | A | Integrated Unit Winter Peak Savings (kW) | Achievable Technical Potential | 0 | 0 | 0 | 0 | 0 | 0 | 0 | 0 | 0 | 0 | 0 | 0 | 0 | 0 | 0 | 0 | 0 | 0 | 0 | 0 | 0 | 0 | 0 | 0 | 0 | 0 | 0 | 0 | 0 | 0 | 0
F4_Industrial_Instruments_Existing_Space Heating_Natural Gas_Insulation - Ducting_A_Achievable Technical Potential | F4 | Industrial | Instruments | Existing | Space Heating | Natural Gas | Insulation - Ducting | A | Incremental Energy Savings (MWh or mTherms) | Achievable Technical Potential | 0 | 0 | 0 | 0 | 0 | 0.0027969 | 0.0033654 | 0.0039835 | 0.004475 | 0.0049111 | 0.0054161 | 0.0056444 | 0.0054753 | 0.0048215 | 0.0039726 | 0.0029109 | 0.0018552 | 0.0010353 | 0.00047863 | 0.00019788 | 7.003e-05 | 2.1343e-05 | 4.5491e-06 | 7.3403e-07 | 8.6599e-08 | 0 | 0 | 0 | 0 | 0 | 0
F5_Industrial_Instruments_Existing_Space Heating_Natural Gas_Insulation - Ducting_A_Achievable Technical Potential | F5 | Industrial | Instruments | Existing | Space Heating | Natural Gas | Insulation - Ducting | A | Incremental Summer Peak Savings (MW) | Achievable Technical Potential | 0 | 0 | 0 | 0 | 0 | 0 | 0 | 0 | 0 | 0 | 0 | 0 | 0 | 0 | 0 | 0 | 0 | 0 | 0 | 0 | 0 | 0 | 0 | 0 | 0 | 0 | 0 | 0 | 0 | 0 | 0
F6_Industrial_Instruments_Existing_Space Heating_Natural Gas_Insulation - Ducting_A_Achievable Technical Potential | F6 | Industrial | Instruments | Existing | Space Heating | Natural Gas | Insulation - Ducting | A | Incremental Winter Peak Savings (MW) | Achievable Technical Potential | 0 | 0 | 0 | 0 | 0 | 0 | 0 | 0 | 0 | 0 | 0 | 0 | 0 | 0 | 0 | 0 | 0 | 0 | 0 | 0 | 0 | 0 | 0 | 0 | 0 | 0 | 0 | 0 | 0 | 0 | 0
F7_Industrial_Instruments_Existing_Space Heating_Natural Gas_Insulation - Ducting_A_Achievable Technical Potential | F7 | Industrial | Instruments | Existing | Space Heating | Natural Gas | Insulation - Ducting | A | Cumulative Energy Savings (MWh or mTherms) | Achievable Technical Potential | 0 | 0 | 0 | 0 | 0 | 0.0027969 | 0.0061078 | 0.0099265 | 0.014076 | 0.018443 | 0.023037 | 0.027589 | 0.031726 | 0.034946 | 0.037342 | 0.03861 | 0.039033 | 0.038738 | 0.038009 | 0.037297 | 0.036518 | 0.035792 | 0.035134 | 0.034608 | 0.034123 | 0.033751 | 0.033421 | 0.033112 | 0 | 0 | 0
F8_Industrial_Instruments_Existing_Space Heating_Natural Gas_Insulation - Ducting_A_Achievable Technical Potential | F8 | Industrial | Instruments | Existing | Space Heating | Natural Gas | Insulation - Ducting | A | Cumulative Summer Peak Savings (MW) | Achievable Technical Potential | 0 | 0 | 0 | 0 | 0 | 0 | 0 | 0 | 0 | 0 | 0 | 0 | 0 | 0 | 0 | 0 | 0 | 0 | 0 | 0 | 0 | 0 | 0 | 0 | 0 | 0 | 0 | 0 | 0 | 0 | 0
F9_Industrial_Instruments_Existing_Space Heating_Natural Gas_Insulation - Ducting_A_Achievable Technical Potential | F9 | Industrial | Instruments | Existing | Space Heating | Natural Gas | Insulation - Ducting | A | Cumulative Winter Peak Savings (MW) | Achievable Technical Potential | 0 | 0 | 0 | 0 | 0 | 0 | 0 | 0 | 0 | 0 | 0 | 0 | 0 | 0 | 0 | 0 | 0 | 0 | 0 | 0 | 0 | 0 | 0 | 0 | 0 | 0 | 0 | 0 | 0 | 0 | 0
F10_Industrial_Instruments_Existing_Space Heating_Natural Gas_Insulation - Ducting_A_Achievable Technical Potential | F10 | Industrial | Instruments | Existing | Space Heating | Natural Gas | Insulation - Ducting | A | Purchases (Incremental) | Achievable Technical Potential | 0 | 0 | 0 | 0 | 0 | 1726.6942 | 2118.9415 | 2577.6726 | 2993.8895 | 3417.7338 | 3944.9999 | 4315.8999 | 4400.0444 | 4080.6686 | 3521.0728 | 2698.7707 | 1786.3355 | 1032.0066 | 492.4598 | 208.5952 | 75.5391 | 23.5033 | 5.104 | 0.8361 | 0.10004 | 0 | 0 | 0 | 0 | 0 | 0
F11_Industrial_Instruments_Existing_Space Heating_Natural Gas_Insulation - Ducting_A_Achievable Technical Potential | F11 | Industrial | Instruments | Existing | Space Heating | Natural Gas | Insulation - Ducting | A | Purchases (Cumulative) | Achievable Technical Potential | 0 | 0 | 0 | 0 | 0 | 1726.6942 | 3845.6356 | 6423.3083 | 9417.1978 | 12834.9316 | 16779.9315 | 21095.8314 | 25495.8758 | 29576.5444 | 33097.6171 | 35796.3878 | 37582.7233 | 38614.7299 | 39107.1898 | 39315.785 | 39391.3241 | 39414.8273 | 39419.9313 | 39420.7674 | 39420.8675 | 39420.8675 | 39420.8675 | 39420.8675 | 39420.8675 | 39420.8675 | 39420.8675
F1_Industrial_Instruments_Existing_Space Heating_Natural Gas_HVAC - Duct Repair and Sealing_A_Achievable Technical Potential | F1 | Industrial | Instruments | Existing | Space Heating | Natural Gas | HVAC - Duct Repair and Sealing | A | Integrated Unit Energy Savings (kWh or therms) | Achievable Technical Potential | 0 | 0 | 0 | 0 | 0 | 0.0038168 | 0.0037477 | 0.0036543 | 0.0035446 | 0.0034197 | 0.0032813 | 0.0031399 | 0.0030011 | 0.0028628 | 0.0027435 | 0.0026318 | 0.0025404 | 0.002459 | 0.0023865 | 0.0023316 | 0.0022806 | 0.0022355 | 0.0021954 | 0.0021633 | 0.0021337 | 0.0021108 | 0.0020904 | 0.0020713 | 0.0030839 | 0.0030649 | 0.0030471
F2_Industrial_Instruments_Existing_Space Heating_Natural Gas_HVAC - Duct Repair and Sealing_A_Achievable Technical Potential | F2 | Industrial | Instruments | Existing | Space Heating | Natural Gas | HVAC - Duct Repair and Sealing | A | Integrated Unit Summer Peak Savings (kW) | Achievable Technical Potential | 0 | 0 | 0 | 0 | 0 | 0 | 0 | 0 | 0 | 0 | 0 | 0 | 0 | 0 | 0 | 0 | 0 | 0 | 0 | 0 | 0 | 0 | 0 | 0 | 0 | 0 | 0 | 0 | 0 | 0 | 0
F3_Industrial_Instruments_Existing_Space Heating_Natural Gas_HVAC - Duct Repair and Sealing_A_Achievable Technical Potential | F3 | Industrial | Instruments | Existing | Space Heating | Natural Gas | HVAC - Duct Repair and Sealing | A | Integrated Unit Winter Peak Savings (kW) | Achievable Technical Potential | 0 | 0 | 0 | 0 | 0 | 0 | 0 | 0 | 0 | 0 | 0 | 0 | 0 | 0 | 0 | 0 | 0 | 0 | 0 | 0 | 0 | 0 | 0 | 0 | 0 | 0 | 0 | 0 | 0 | 0 | 0
F4_Industrial_Instruments_Existing_Space Heating_Natural Gas_HVAC - Duct Repair and Sealing_A_Achievable Technical Potential | F4 | Industrial | Instruments | Existing | Space Heating | Natural Gas | HVAC - Duct Repair and Sealing | A | Incremental Energy Savings (MWh or mTherms) | Achievable Technical Potential | 0 | 0 | 0 | 0 | 0 | 0.013411 | 0.013161 | 0.012757 | 0.012381 | 0.011954 | 0.011325 | 0.010807 | 0.010309 | 0.0096773 | 0.0093095 | 0.0088454 | 0.0085394 | 0.0082241 | 0.0079105 | 0.0077377 | 0.0075371 | 0.0073591 | 0.0072008 | 0.0070715 | 0.0069529 | 0 | 0 | 0 | 0 | 0 | 0
F5_Industrial_Instruments_Existing_Space Heating_Natural Gas_HVAC - Duct Repair and Sealing_A_Achievable Technical Potential | F5 | Industrial | Instruments | Existing | Space Heating | Natural Gas | HVAC - Duct Repair and Sealing | A | Incremental Summer Peak Savings (MW) | Achievable Technical Potential | 0 | 0 | 0 | 0 | 0 | 0 | 0 | 0 | 0 | 0 | 0 | 0 | 0 | 0 | 0 | 0 | 0 | 0 | 0 | 0 | 0 | 0 | 0 | 0 | 0 | 0 | 0 | 0 | 0 | 0 | 0
F6_Industrial_Instruments_Existing_Space Heating_Natural Gas_HVAC - Duct Repair and Sealing_A_Achievable Technical Potential | F6 | Industrial | Instruments | Existing | Space Heating | Natural Gas | HVAC - Duct Repair and Sealing | A | Incremental Winter Peak Savings (MW) | Achievable Technical Potential | 0 | 0 | 0 | 0 | 0 | 0 | 0 | 0 | 0 | 0 | 0 | 0 | 0 | 0 | 0 | 0 | 0 | 0 | 0 | 0 | 0 | 0 | 0 | 0 | 0 | 0 | 0 | 0 | 0 | 0 | 0
F7_Industrial_Instruments_Existing_Space Heating_Natural Gas_HVAC - Duct Repair and Sealing_A_Achievable Technical Potential | F7 | Industrial | Instruments | Existing | Space Heating | Natural Gas | HVAC - Duct Repair and Sealing | A | Cumulative Energy Savings (MWh or mTherms) | Achievable Technical Potential | 0 | 0 | 0 | 0 | 0 | 0.013411 | 0.026329 | 0.03843 | 0.049656 | 0.059861 | 0.068764 | 0.076607 | 0.08353 | 0.089357 | 0.094943 | 0.099925 | 0.10499 | 0.10985 | 0.11453 | 0.11963 | 0.12455 | 0.12944 | 0.13432 | 0.13943 | 0.14448 | 0.14292 | 0.14154 | 0.14025 | 0 | 0 | 0
F8_Industrial_Instruments_Existing_Space Heating_Natural Gas_HVAC - Duct Repair and Sealing_A_Achievable Technical Potential | F8 | Industrial | Instruments | Existing | Space Heating | Natural Gas | HVAC - Duct Repair and Sealing | A | Cumulative Summer Peak Savings (MW) | Achievable Technical Potential | 0 | 0 | 0 | 0 | 0 | 0 | 0 | 0 | 0 | 0 | 0 | 0 | 0 | 0 | 0 | 0 | 0 | 0 | 0 | 0 | 0 | 0 | 0 | 0 | 0 | 0 | 0 | 0 | 0 | 0 | 0
F9_Industrial_Instruments_Existing_Space Heating_Natural Gas_HVAC - Duct Repair and Sealing_A_Achievable Technical Potential | F9 | Industrial | Instruments | Existing | Space Heating | Natural Gas | HVAC - Duct Repair and Sealing | A | Cumulative Winter Peak Savings (MW) | Achievable Technical Potential | 0 | 0 | 0 | 0 | 0 | 0 | 0 | 0 | 0 | 0 | 0 | 0 | 0 | 0 | 0 | 0 | 0 | 0 | 0 | 0 | 0 | 0 | 0 | 0 | 0 | 0 | 0 | 0 | 0 | 0 | 0
F10_Industrial_Instruments_Existing_Space Heating_Natural Gas_HVAC - Duct Repair and Sealing_A_Achievable Technical Potential | F10 | Industrial | Instruments | Existing | Space Heating | Natural Gas | HVAC - Duct Repair and Sealing | A | Purchases (Incremental) | Achievable Technical Potential | 0 | 0 | 0 | 0 | 0 | 3513.6219 | 3511.6934 | 3490.9837 | 3492.8711 | 3495.7593 | 3451.3667 | 3441.9353 | 3434.9467 | 3380.4009 | 3393.3074 | 3360.9478 | 3361.384 | 3344.466 | 3314.6335 | 3318.5599 | 3304.8369 | 3291.9832 | 3279.9884 | 3268.842 | 3258.5338 | 0 | 0 | 0 | 0 | 0 | 0
F11_Industrial_Instruments_Existing_Space Heating_Natural Gas_HVAC - Duct Repair and Sealing_A_Achievable Technical Potential | F11 | Industrial | Instruments | Existing | Space Heating | Natural Gas | HVAC - Duct Repair and Sealing | A | Purchases (Cumulative) | Achievable Technical Potential | 0 | 0 | 0 | 0 | 0 | 3513.6219 | 7025.3153 | 10516.299 | 14009.1701 | 17504.9294 | 20956.2962 | 24398.2315 | 27833.1781 | 31213.5791 | 34606.8865 | 37967.8342 | 41329.2182 | 44673.6842 | 47988.3177 | 51306.8776 | 54611.7144 | 57903.6977 | 61183.6861 | 64452.5281 | 67711.0619 | 67711.0619 | 67711.0619 | 67711.0619 | 67711.0619 | 67711.0619 | 67711.0619
F1_Industrial_Instruments_Existing_Space Heating_Natural Gas_Windows - High Efficiency_A_Achievable Technical Potential | F1 | Industrial | Instruments | Existing | Space Heating | Natural Gas | Windows - High Efficiency | A | Integrated Unit Energy Savings (kWh or therms) | Achievable Technical Potential | 0 | 0 | 0 | 0 | 0 | 0.0056533 | 0.0055662 | 0.0054462 | 0.0052965 | 0.0051189 | 0.0049155 | 0.0047052 | 0.004496 | 0.0042848 | 0.0041048 | 0.0039341 | 0.003796 | 0.0036743 | 0.003567 | 0.0034898 | 0.0034187 | 0.0033565 | 0.0033049 | 0.0032659 | 0.0032304 | 0.0032051 | 0.0031832 | 0.0031628 | 0 | 0 | 0
F2_Industrial_Instruments_Existing_Space Heating_Natural Gas_Windows - High Efficiency_A_Achievable Technical Potential | F2 | Industrial | Instruments | Existing | Space Heating | Natural Gas | Windows - High Efficiency | A | Integrated Unit Summer Peak Savings (kW) | Achievable Technical Potential | 0 | 0 | 0 | 0 | 0 | 0 | 0 | 0 | 0 | 0 | 0 | 0 | 0 | 0 | 0 | 0 | 0 | 0 | 0 | 0 | 0 | 0 | 0 | 0 | 0 | 0 | 0 | 0 | 0 | 0 | 0
F3_Industrial_Instruments_Existing_Space Heating_Natural Gas_Windows - High Efficiency_A_Achievable Technical Potential | F3 | Industrial | Instruments | Existing | Space Heating | Natural Gas | Windows - High Efficiency | A | Integrated Unit Winter Peak Savings (kW) | Achievable Technical Potential | 0 | 0 | 0 | 0 | 0 | 0 | 0 | 0 | 0 | 0 | 0 | 0 | 0 | 0 | 0 | 0 | 0 | 0 | 0 | 0 | 0 | 0 | 0 | 0 | 0 | 0 | 0 | 0 | 0 | 0 | 0
F4_Industrial_Instruments_Existing_Space Heating_Natural Gas_Windows - High Efficiency_A_Achievable Technical Potential | F4 | Industrial | Instruments | Existing | Space Heating | Natural Gas | Windows - High Efficiency | A | Incremental Energy Savings (MWh or mTherms) | Achievable Technical Potential | 0 | 0 | 0 | 0 | 0 | 0.015674 | 0.030832 | 0.053248 | 0.08428 | 0.12374 | 0.16802 | 0.21817 | 0.26971 | 0.31286 | 0.35479 | 0.37786 | 0.38791 | 0.37514 | 0.34025 | 0.29302 | 0.23641 | 0.1768 | 0.12008 | 0.075556 | 0.048587 | 0 | 0 | 0 | 0 | 0 | 0
F5_Industrial_Instruments_Existing_Space Heating_Natural Gas_Windows - High Efficiency_A_Achievable Technical Potential | F5 | Industrial | Instruments | Existing | Space Heating | Natural Gas | Windows - High Efficiency | A | Incremental Summer Peak Savings (MW) | Achievable Technical Potential | 0 | 0 | 0 | 0 | 0 | 0 | 0 | 0 | 0 | 0 | 0 | 0 | 0 | 0 | 0 | 0 | 0 | 0 | 0 | 0 | 0 | 0 | 0 | 0 | 0 | 0 | 0 | 0 | 0 | 0 | 0
F6_Industrial_Instruments_Existing_Space Heating_Natural Gas_Windows - High Efficiency_A_Achievable Technical Potential | F6 | Industrial | Instruments | Existing | Space Heating | Natural Gas | Windows - High Efficiency | A | Incremental Winter Peak Savings (MW) | Achievable Technical Potential | 0 | 0 | 0 | 0 | 0 | 0 | 0 | 0 | 0 | 0 | 0 | 0 | 0 | 0 | 0 | 0 | 0 | 0 | 0 | 0 | 0 | 0 | 0 | 0 | 0 | 0 | 0 | 0 | 0 | 0 | 0
F7_Industrial_Instruments_Existing_Space Heating_Natural Gas_Windows - High Efficiency_A_Achievable Technical Potential | F7 | Industrial | Instruments | Existing | Space Heating | Natural Gas | Windows - High Efficiency | A | Cumulative Energy Savings (MWh or mTherms) | Achievable Technical Potential | 0 | 0 | 0 | 0 | 0 | 0.015674 | 0.046265 | 0.098516 | 0.18009 | 0.29778 | 0.45397 | 0.65272 | 0.89342 | 1.1643 | 1.4702 | 1.7869 | 2.1121 | 2.4195 | 2.6891 | 2.9239 | 3.1008 | 3.2211 | 3.2918 | 3.3284 | 3.3409 | 3.3147 | 3.292 | 3.271 | 0 | 0 | 0
F8_Industrial_Instruments_Existing_Space Heating_Natural Gas_Windows - High Efficiency_A_Achievable Technical Potential | F8 | Industrial | Instruments | Existing | Space Heating | Natural Gas | Windows - High Efficiency | A | Cumulative Summer Peak Savings (MW) | Achievable Technical Potential | 0 | 0 | 0 | 0 | 0 | 0 | 0 | 0 | 0 | 0 | 0 | 0 | 0 | 0 | 0 | 0 | 0 | 0 | 0 | 0 | 0 | 0 | 0 | 0 | 0 | 0 | 0 | 0 | 0 | 0 | 0
F9_Industrial_Instruments_Existing_Space Heating_Natural Gas_Windows - High Efficiency_A_Achievable Technical Potential | F9 | Industrial | Instruments | Existing | Space Heating | Natural Gas | Windows - High Efficiency | A | Cumulative Winter Peak Savings (MW) | Achievable Technical Potential | 0 | 0 | 0 | 0 | 0 | 0 | 0 | 0 | 0 | 0 | 0 | 0 | 0 | 0 | 0 | 0 | 0 | 0 | 0 | 0 | 0 | 0 | 0 | 0 | 0 | 0 | 0 | 0 | 0 | 0 | 0
F10_Industrial_Instruments_Existing_Space Heating_Natural Gas_Windows - High Efficiency_A_Achievable Technical Potential | F10 | Industrial | Instruments | Existing | Space Heating | Natural Gas | Windows - High Efficiency | A | Purchases (Incremental) | Achievable Technical Potential | 0 | 0 | 0 | 0 | 0 | 2772.6039 | 5539.2115 | 9777.1196 | 15912.4233 | 24172.8076 | 34180.9793 | 46368.4617 | 59988.2237 | 73016.9014 | 86433.0211 | 96047.4759 | 102189.6907 | 102099.8468 | 95387.8129 | 83966.5669 | 69152.2744 | 52675.4788 | 36334.7638 | 23134.9888 | 15040.4568 | 0 | 0 | 0 | 0 | 0 | 0
F11_Industrial_Instruments_Existing_Space Heating_Natural Gas_Windows - High Efficiency_A_Achievable Technical Potential | F11 | Industrial | Instruments | Existing | Space Heating | Natural Gas | Windows - High Efficiency | A | Purchases (Cumulative) | Achievable Technical Potential | 0 | 0 | 0 | 0 | 0 | 2772.6039 | 8311.8153 | 18088.9349 | 34001.3582 | 58174.1658 | 92355.145 | 138723.6068 | 198711.8305 | 271728.7319 | 358161.753 | 454209.2289 | 556398.9197 | 658498.7664 | 753886.5794 | 837853.1463 | 907005.4207 | 959680.8995 | 996015.6633 | 1019150.6521 | 1034191.1089 | 1034191.1089 | 1034191.1089 | 1034191.1089 | 1034191.1089 | 1034191.1089 | 1034191.1089
F1_Industrial_Instruments_Existing_Space Heating_Natural Gas_Gas Boiler - Maintenance_A_Achievable Technical Potential | F1 | Industrial | Instruments | Existing | Space Heating | Natural Gas | Gas Boiler - Maintenance | A | Integrated Unit Energy Savings (kWh or therms) | Achievable Technical Potential | 0 | 0 | 0 | 0 | 0 | 4.0799 | 4.0498 | 4.0189 | 3.9866 | 3.9529 | 3.9185 | 3.8832 | 3.8469 | 3.8089 | 3.7677 | 3.7277 | 3.6874 | 3.6479 | 3.6088 | 3.5714 | 3.5354 | 3.4985 | 3.4648 | 3.4352 | 3.4063 | 3.38 | 3.3575 | 3.3367 | 3.5253 | 3.5108 | 3.4976
F2_Industrial_Instruments_Existing_Space Heating_Natural Gas_Gas Boiler - Maintenance_A_Achievable Technical Potential | F2 | Industrial | Instruments | Existing | Space Heating | Natural Gas | Gas Boiler - Maintenance | A | Integrated Unit Summer Peak Savings (kW) | Achievable Technical Potential | 0 | 0 | 0 | 0 | 0 | 0 | 0 | 0 | 0 | 0 | 0 | 0 | 0 | 0 | 0 | 0 | 0 | 0 | 0 | 0 | 0 | 0 | 0 | 0 | 0 | 0 | 0 | 0 | 0 | 0 | 0
F3_Industrial_Instruments_Existing_Space Heating_Natural Gas_Gas Boiler - Maintenance_A_Achievable Technical Potential | F3 | Industrial | Instruments | Existing | Space Heating | Natural Gas | Gas Boiler - Maintenance | A | Integrated Unit Winter Peak Savings (kW) | Achievable Technical Potential | 0 | 0 | 0 | 0 | 0 | 0 | 0 | 0 | 0 | 0 | 0 | 0 | 0 | 0 | 0 | 0 | 0 | 0 | 0 | 0 | 0 | 0 | 0 | 0 | 0 | 0 | 0 | 0 | 0 | 0 | 0
F4_Industrial_Instruments_Existing_Space Heating_Natural Gas_Gas Boiler - Maintenance_A_Achievable Technical Potential | F4 | Industrial | Instruments | Existing | Space Heating | Natural Gas | Gas Boiler - Maintenance | A | Incremental Energy Savings (MWh or mTherms) | Achievable Technical Potential | 0 | 0 | 0 | 0 | 0 | 0.014942 | 0.010391 | 0.0070961 | 0.005485 | 0.004769 | 0.0040389 | 0.0034195 | 0.0028722 | 0.0023613 | 0.0019664 | 0.001608 | 0.0012389 | 0.00094971 | 0.0007252 | 0.00055959 | 0.00050654 | 0.00039076 | 0.00033204 | 0.00027516 | 0.00021968 | 0 | 0 | 0 | 0 | 0 | 0
F5_Industrial_Instruments_Existing_Space Heating_Natural Gas_Gas Boiler - Maintenance_A_Achievable Technical Potential | F5 | Industrial | Instruments | Existing | Space Heating | Natural Gas | Gas Boiler - Maintenance | A | Incremental Summer Peak Savings (MW) | Achievable Technical Potential | 0 | 0 | 0 | 0 | 0 | 0 | 0 | 0 | 0 | 0 | 0 | 0 | 0 | 0 | 0 | 0 | 0 | 0 | 0 | 0 | 0 | 0 | 0 | 0 | 0 | 0 | 0 | 0 | 0 | 0 | 0
F6_Industrial_Instruments_Existing_Space Heating_Natural Gas_Gas Boiler - Maintenance_A_Achievable Technical Potential | F6 | Industrial | Instruments | Existing | Space Heating | Natural Gas | Gas Boiler - Maintenance | A | Incremental Winter Peak Savings (MW) | Achievable Technical Potential | 0 | 0 | 0 | 0 | 0 | 0 | 0 | 0 | 0 | 0 | 0 | 0 | 0 | 0 | 0 | 0 | 0 | 0 | 0 | 0 | 0 | 0 | 0 | 0 | 0 | 0 | 0 | 0 | 0 | 0 | 0
F7_Industrial_Instruments_Existing_Space Heating_Natural Gas_Gas Boiler - Maintenance_A_Achievable Technical Potential | F7 | Industrial | Instruments | Existing | Space Heating | Natural Gas | Gas Boiler - Maintenance | A | Cumulative Energy Savings (MWh or mTherms) | Achievable Technical Potential | 0 | 0 | 0 | 0 | 0 | 0.014942 | 0.025223 | 0.032127 | 0.037353 | 0.041807 | 0.045482 | 0.048491 | 0.05091 | 0.052769 | 0.054164 | 0.055197 | 0.05584 | 0.05619 | 0.056315 | 0.05629 | 0.05623 | 0.056033 | 0.055826 | 0.055624 | 0.055375 | 0.054947 | 0.054581 | 0.054243 | 0 | 0 | 0
F8_Industrial_Instruments_Existing_Space Heating_Natural Gas_Gas Boiler - Maintenance_A_Achievable Technical Potential | F8 | Industrial | Instruments | Existing | Space Heating | Natural Gas | Gas Boiler - Maintenance | A | Cumulative Summer Peak Savings (MW) | Achievable Technical Potential | 0 | 0 | 0 | 0 | 0 | 0 | 0 | 0 | 0 | 0 | 0 | 0 | 0 | 0 | 0 | 0 | 0 | 0 | 0 | 0 | 0 | 0 | 0 | 0 | 0 | 0 | 0 | 0 | 0 | 0 | 0
F9_Industrial_Instruments_Existing_Space Heating_Natural Gas_Gas Boiler - Maintenance_A_Achievable Technical Potential | F9 | Industrial | Instruments | Existing | Space Heating | Natural Gas | Gas Boiler - Maintenance | A | Cumulative Winter Peak Savings (MW) | Achievable Technical Potential | 0 | 0 | 0 | 0 | 0 | 0 | 0 | 0 | 0 | 0 | 0 | 0 | 0 | 0 | 0 | 0 | 0 | 0 | 0 | 0 | 0 | 0 | 0 | 0 | 0 | 0 | 0 | 0 | 0 | 0 | 0
F10_Industrial_Instruments_Existing_Space Heating_Natural Gas_Gas Boiler - Maintenance_A_Achievable Technical Potential | F10 | Industrial | Instruments | Existing | Space Heating | Natural Gas | Gas Boiler - Maintenance | A | Purchases (Incremental) | Achievable Technical Potential | 0 | 0 | 0 | 0 | 0 | 3.6625 | 2.5657 | 1.7657 | 1.3759 | 1.2064 | 1.0307 | 0.88059 | 0.74663 | 0.61993 | 0.52193 | 0.43136 | 0.33598 | 0.26035 | 0.20095 | 0.15669 | 0.14328 | 0.11169 | 0.09583 | 0.0801 | 0.064492 | 0 | 0 | 0 | 0 | 0 | 0
F11_Industrial_Instruments_Existing_Space Heating_Natural Gas_Gas Boiler - Maintenance_A_Achievable Technical Potential | F11 | Industrial | Instruments | Existing | Space Heating | Natural Gas | Gas Boiler - Maintenance | A | Purchases (Cumulative) | Achievable Technical Potential | 0 | 0 | 0 | 0 | 0 | 3.6625 | 6.2282 | 7.9938 | 9.3697 | 10.5761 | 11.6069 | 12.4875 | 13.2341 | 13.854 | 14.3759 | 14.8073 | 15.1433 | 15.4036 | 15.6046 | 15.7613 | 15.9045 | 16.0162 | 16.1121 | 16.1922 | 16.2567 | 16.2567 | 16.2567 | 16.2567 | 16.2567 | 16.2567 | 16.2567
F1_Industrial_Instruments_Existing_Process_Natural Gas_Gas Boiler - Maintenance_A_Achievable Technical Potential | F1 | Industrial | Instruments | Existing | Process | Natural Gas | Gas Boiler - Maintenance | A | Integrated Unit Energy Savings (kWh or therms) | Achievable Technical Potential | 0 | 0 | 0 | 0 | 0 | 2.58 | 2.58 | 2.58 | 2.58 | 2.58 | 2.58 | 2.58 | 2.58 | 2.58 | 2.58 | 2.58 | 2.58 | 2.58 | 2.58 | 2.58 | 2.58 | 2.58 | 2.58 | 2.58 | 2.58 | 2.58 | 2.58 | 2.58 | 2.58 | 2.58 | 2.58
F2_Industrial_Instruments_Existing_Process_Natural Gas_Gas Boiler - Maintenance_A_Achievable Technical Potential | F2 | Industrial | Instruments | Existing | Process | Natural Gas | Gas Boiler - Maintenance | A | Integrated Unit Summer Peak Savings (kW) | Achievable Technical Potential | 0 | 0 | 0 | 0 | 0 | 0 | 0 | 0 | 0 | 0 | 0 | 0 | 0 | 0 | 0 | 0 | 0 | 0 | 0 | 0 | 0 | 0 | 0 | 0 | 0 | 0 | 0 | 0 | 0 | 0 | 0
F3_Industrial_Instruments_Existing_Process_Natural Gas_Gas Boiler - Maintenance_A_Achievable Technical Potential | F3 | Industrial | Instruments | Existing | Process | Natural Gas | Gas Boiler - Maintenance | A | Integrated Unit Winter Peak Savings (kW) | Achievable Technical Potential | 0 | 0 | 0 | 0 | 0 | 0 | 0 | 0 | 0 | 0 | 0 | 0 | 0 | 0 | 0 | 0 | 0 | 0 | 0 | 0 | 0 | 0 | 0 | 0 | 0 | 0 | 0 | 0 | 0 | 0 | 0
F4_Industrial_Instruments_Existing_Process_Natural Gas_Gas Boiler - Maintenance_A_Achievable Technical Potential | F4 | Industrial | Instruments | Existing | Process | Natural Gas | Gas Boiler - Maintenance | A | Incremental Energy Savings (MWh or mTherms) | Achievable Technical Potential | 0 | 0 | 0 | 0 | 0 | 0.28664 | 0.2008 | 0.13819 | 0.10768 | 0.094422 | 0.080669 | 0.068919 | 0.058434 | 0.048518 | 0.040848 | 0.03376 | 0.026296 | 0.020376 | 0.015727 | 0.012263 | 0.011213 | 0.0087416 | 0.0075 | 0.006269 | 0.0050474 | 0 | 0 | 0 | 0 | 0 | 0
F5_Industrial_Instruments_Existing_Process_Natural Gas_Gas Boiler - Maintenance_A_Achievable Technical Potential | F5 | Industrial | Instruments | Existing | Process | Natural Gas | Gas Boiler - Maintenance | A | Incremental Summer Peak Savings (MW) | Achievable Technical Potential | 0 | 0 | 0 | 0 | 0 | 0 | 0 | 0 | 0 | 0 | 0 | 0 | 0 | 0 | 0 | 0 | 0 | 0 | 0 | 0 | 0 | 0 | 0 | 0 | 0 | 0 | 0 | 0 | 0 | 0 | 0
F6_Industrial_Instruments_Existing_Process_Natural Gas_Gas Boiler - Maintenance_A_Achievable Technical Potential | F6 | Industrial | Instruments | Existing | Process | Natural Gas | Gas Boiler - Maintenance | A | Incremental Winter Peak Savings (MW) | Achievable Technical Potential | 0 | 0 | 0 | 0 | 0 | 0 | 0 | 0 | 0 | 0 | 0 | 0 | 0 | 0 | 0 | 0 | 0 | 0 | 0 | 0 | 0 | 0 | 0 | 0 | 0 | 0 | 0 | 0 | 0 | 0 | 0
F7_Industrial_Instruments_Existing_Process_Natural Gas_Gas Boiler - Maintenance_A_Achievable Technical Potential | F7 | Industrial | Instruments | Existing | Process | Natural Gas | Gas Boiler - Maintenance | A | Cumulative Energy Savings (MWh or mTherms) | Achievable Technical Potential | 0 | 0 | 0 | 0 | 0 | 0.28664 | 0.48744 | 0.62563 | 0.73331 | 0.82773 | 0.9084 | 0.97732 | 1.0358 | 1.0843 | 1.1251 | 1.1589 | 1.1852 | 1.2056 | 1.2213 | 1.2335 | 1.2448 | 1.2535 | 1.261 | 1.2673 | 1.2723 | 1.2723 | 1.2723 | 1.2723 | 0 | 0 | 0
F8_Industrial_Instruments_Existing_Process_Natural Gas_Gas Boiler - Maintenance_A_Achievable Technical Potential | F8 | Industrial | Instruments | Existing | Process | Natural Gas | Gas Boiler - Maintenance | A | Cumulative Summer Peak Savings (MW) | Achievable Technical Potential | 0 | 0 | 0 | 0 | 0 | 0 | 0 | 0 | 0 | 0 | 0 | 0 | 0 | 0 | 0 | 0 | 0 | 0 | 0 | 0 | 0 | 0 | 0 | 0 | 0 | 0 | 0 | 0 | 0 | 0 | 0
F9_Industrial_Instruments_Existing_Process_Natural Gas_Gas Boiler - Maintenance_A_Achievable Technical Potential | F9 | Industrial | Instruments | Existing | Process | Natural Gas | Gas Boiler - Maintenance | A | Cumulative Winter Peak Savings (MW) | Achievable Technical Potential | 0 | 0 | 0 | 0 | 0 | 0 | 0 | 0 | 0 | 0 | 0 | 0 | 0 | 0 | 0 | 0 | 0 | 0 | 0 | 0 | 0 | 0 | 0 | 0 | 0 | 0 | 0 | 0 | 0 | 0 | 0
F10_Industrial_Instruments_Existing_Process_Natural Gas_Gas Boiler - Maintenance_A_Achievable Technical Potential | F10 | Industrial | Instruments | Existing | Process | Natural Gas | Gas Boiler - Maintenance | A | Purchases (Incremental) | Achievable Technical Potential | 0 | 0 | 0 | 0 | 0 | 111.1004 | 77.8298 | 53.5613 | 41.7361 | 36.5974 | 31.2668 | 26.7125 | 22.6489 | 18.8054 | 15.8325 | 13.0851 | 10.192 | 7.8976 | 6.0958 | 4.753 | 4.3463 | 3.3882 | 2.907 | 2.4298 | 1.9564 | 0 | 0 | 0 | 0 | 0 | 0
F11_Industrial_Instruments_Existing_Process_Natural Gas_Gas Boiler - Maintenance_A_Achievable Technical Potential | F11 | Industrial | Instruments | Existing | Process | Natural Gas | Gas Boiler - Maintenance | A | Purchases (Cumulative) | Achievable Technical Potential | 0 | 0 | 0 | 0 | 0 | 111.1004 | 188.9302 | 242.4915 | 284.2276 | 320.825 | 352.0918 | 378.8043 | 401.4532 | 420.2586 | 436.0911 | 449.1762 | 459.3682 | 467.2658 | 473.3616 | 478.1146 | 482.4609 | 485.8491 | 488.756 | 491.1859 | 493.1422 | 493.1422 | 493.1422 | 493.1422 | 493.1422 | 493.1422 | 493.1422
F1_Industrial_Instruments_Existing_Space Heating_Natural Gas_Gas Furnace - Maintenance_A_Achievable Technical Potential | F1 | Industrial | Instruments | Existing | Space Heating | Natural Gas | Gas Furnace - Maintenance | A | Integrated Unit Energy Savings (kWh or therms) | Achievable Technical Potential | 0 | 0 | 0 | 0 | 0 | 0.0091885 | 0.0090981 | 0.0089828 | 0.0088635 | 0.0087407 | 0.0086171 | 0.0084922 | 0.008371 | 0.0082514 | 0.0081278 | 0.0080136 | 0.0079033 | 0.0077983 | 0.007698 | 0.0076008 | 0.0075071 | 0.0074138 | 0.0073241 | 0.007244 | 0.0071681 | 0.0070986 | 0.0070369 | 0.0069789 | 0.0073847 | 0.0073392 | 0.0072965
F2_Industrial_Instruments_Existing_Space Heating_Natural Gas_Gas Furnace - Maintenance_A_Achievable Technical Potential | F2 | Industrial | Instruments | Existing | Space Heating | Natural Gas | Gas Furnace - Maintenance | A | Integrated Unit Summer Peak Savings (kW) | Achievable Technical Potential | 0 | 0 | 0 | 0 | 0 | 0 | 0 | 0 | 0 | 0 | 0 | 0 | 0 | 0 | 0 | 0 | 0 | 0 | 0 | 0 | 0 | 0 | 0 | 0 | 0 | 0 | 0 | 0 | 0 | 0 | 0
F3_Industrial_Instruments_Existing_Space Heating_Natural Gas_Gas Furnace - Maintenance_A_Achievable Technical Potential | F3 | Industrial | Instruments | Existing | Space Heating | Natural Gas | Gas Furnace - Maintenance | A | Integrated Unit Winter Peak Savings (kW) | Achievable Technical Potential | 0 | 0 | 0 | 0 | 0 | 0 | 0 | 0 | 0 | 0 | 0 | 0 | 0 | 0 | 0 | 0 | 0 | 0 | 0 | 0 | 0 | 0 | 0 | 0 | 0 | 0 | 0 | 0 | 0 | 0 | 0
F4_Industrial_Instruments_Existing_Space Heating_Natural Gas_Gas Furnace - Maintenance_A_Achievable Technical Potential | F4 | Industrial | Instruments | Existing | Space Heating | Natural Gas | Gas Furnace - Maintenance | A | Incremental Energy Savings (MWh or mTherms) | Achievable Technical Potential | 0 | 0 | 0 | 0 | 0 | 0.00040563 | 0.00028136 | 0.00019118 | 0.00014699 | 0.00012711 | 0.00010706 | 9.0137e-05 | 7.5334e-05 | 6.1657e-05 | 5.1131e-05 | 4.1665e-05 | 3.2006e-05 | 2.4471e-05 | 1.8645e-05 | 1.4355e-05 | 1.2964e-05 | 9.9811e-06 | 8.4598e-06 | 6.9939e-06 | 5.5721e-06 | 0 | 0 | 0 | 0 | 0 | 0
F5_Industrial_Instruments_Existing_Space Heating_Natural Gas_Gas Furnace - Maintenance_A_Achievable Technical Potential | F5 | Industrial | Instruments | Existing | Space Heating | Natural Gas | Gas Furnace - Maintenance | A | Incremental Summer Peak Savings (MW) | Achievable Technical Potential | 0 | 0 | 0 | 0 | 0 | 0 | 0 | 0 | 0 | 0 | 0 | 0 | 0 | 0 | 0 | 0 | 0 | 0 | 0 | 0 | 0 | 0 | 0 | 0 | 0 | 0 | 0 | 0 | 0 | 0 | 0
F6_Industrial_Instruments_Existing_Space Heating_Natural Gas_Gas Furnace - Maintenance_A_Achievable Technical Potential | F6 | Industrial | Instruments | Existing | Space Heating | Natural Gas | Gas Furnace - Maintenance | A | Incremental Winter Peak Savings (MW) | Achievable Technical Potential | 0 | 0 | 0 | 0 | 0 | 0 | 0 | 0 | 0 | 0 | 0 | 0 | 0 | 0 | 0 | 0 | 0 | 0 | 0 | 0 | 0 | 0 | 0 | 0 | 0 | 0 | 0 | 0 | 0 | 0 | 0
F7_Industrial_Instruments_Existing_Space Heating_Natural Gas_Gas Furnace - Maintenance_A_Achievable Technical Potential | F7 | Industrial | Instruments | Existing | Space Heating | Natural Gas | Gas Furnace - Maintenance | A | Cumulative Energy Savings (MWh or mTherms) | Achievable Technical Potential | 0 | 0 | 0 | 0 | 0 | 0.00040563 | 0.000683 | 0.00086552 | 0.001001 | 0.0011142 | 0.0012055 | 0.0012782 | 0.0013353 | 0.0013779 | 0.0014084 | 0.0014302 | 0.0014426 | 0.0014479 | 0.0014479 | 0.001444 | 0.0014391 | 0.0014312 | 0.0014224 | 0.0014138 | 0.0014046 | 0.0013909 | 0.0013789 | 0.0013675 | 0 | 0 | 0
F8_Industrial_Instruments_Existing_Space Heating_Natural Gas_Gas Furnace - Maintenance_A_Achievable Technical Potential | F8 | Industrial | Instruments | Existing | Space Heating | Natural Gas | Gas Furnace - Maintenance | A | Cumulative Summer Peak Savings (MW) | Achievable Technical Potential | 0 | 0 | 0 | 0 | 0 | 0 | 0 | 0 | 0 | 0 | 0 | 0 | 0 | 0 | 0 | 0 | 0 | 0 | 0 | 0 | 0 | 0 | 0 | 0 | 0 | 0 | 0 | 0 | 0 | 0 | 0
F9_Industrial_Instruments_Existing_Space Heating_Natural Gas_Gas Furnace - Maintenance_A_Achievable Technical Potential | F9 | Industrial | Instruments | Existing | Space Heating | Natural Gas | Gas Furnace - Maintenance | A | Cumulative Winter Peak Savings (MW) | Achievable Technical Potential | 0 | 0 | 0 | 0 | 0 | 0 | 0 | 0 | 0 | 0 | 0 | 0 | 0 | 0 | 0 | 0 | 0 | 0 | 0 | 0 | 0 | 0 | 0 | 0 | 0 | 0 | 0 | 0 | 0 | 0 | 0
F10_Industrial_Instruments_Existing_Space Heating_Natural Gas_Gas Furnace - Maintenance_A_Achievable Technical Potential | F10 | Industrial | Instruments | Existing | Space Heating | Natural Gas | Gas Furnace - Maintenance | A | Purchases (Incremental) | Achievable Technical Potential | 0 | 0 | 0 | 0 | 0 | 44.1452 | 30.9253 | 21.2823 | 16.5836 | 14.5418 | 12.4237 | 10.6141 | 8.9994 | 7.4722 | 6.291 | 5.1993 | 4.0497 | 3.1381 | 2.4221 | 1.8886 | 1.727 | 1.3463 | 1.1551 | 0.96548 | 0.77735 | 0 | 0 | 0 | 0 | 0 | 0
F11_Industrial_Instruments_Existing_Space Heating_Natural Gas_Gas Furnace - Maintenance_A_Achievable Technical Potential | F11 | Industrial | Instruments | Existing | Space Heating | Natural Gas | Gas Furnace - Maintenance | A | Purchases (Cumulative) | Achievable Technical Potential | 0 | 0 | 0 | 0 | 0 | 44.1452 | 75.0704 | 96.3527 | 112.9364 | 127.4782 | 139.9019 | 150.5159 | 159.5153 | 166.9876 | 173.2785 | 178.4778 | 182.5276 | 185.6657 | 188.0878 | 189.9764 | 191.7033 | 193.0496 | 194.2047 | 195.1702 | 195.9475 | 195.9475 | 195.9475 | 195.9475 | 195.9475 | 195.9475 | 195.9475
F1_Industrial_Instruments_Existing_Space Heating_Natural Gas_Gas Boiler - Hot Water Reset_A_Achievable Technical Potential | F1 | Industrial | Instruments | Existing | Space Heating | Natural Gas | Gas Boiler - Hot Water Reset | A | Integrated Unit Energy Savings (kWh or therms) | Achievable Technical Potential | 0 | 0 | 0 | 0 | 0 | 14.832 | 14.7191 | 14.6032 | 14.4824 | 14.3567 | 14.2283 | 14.0971 | 13.9624 | 13.8217 | 13.6697 | 13.5219 | 13.3738 | 13.228 | 13.0842 | 12.9466 | 12.8141 | 12.6783 | 12.5544 | 12.4452 | 12.3385 | 12.2431 | 12.1614 | 12.0861 | 12.8193 | 12.7666 | 12.7186
F2_Industrial_Instruments_Existing_Space Heating_Natural Gas_Gas Boiler - Hot Water Reset_A_Achievable Technical Potential | F2 | Industrial | Instruments | Existing | Space Heating | Natural Gas | Gas Boiler - Hot Water Reset | A | Integrated Unit Summer Peak Savings (kW) | Achievable Technical Potential | 0 | 0 | 0 | 0 | 0 | 0 | 0 | 0 | 0 | 0 | 0 | 0 | 0 | 0 | 0 | 0 | 0 | 0 | 0 | 0 | 0 | 0 | 0 | 0 | 0 | 0 | 0 | 0 | 0 | 0 | 0
F3_Industrial_Instruments_Existing_Space Heating_Natural Gas_Gas Boiler - Hot Water Reset_A_Achievable Technical Potential | F3 | Industrial | Instruments | Existing | Space Heating | Natural Gas | Gas Boiler - Hot Water Reset | A | Integrated Unit Winter Peak Savings (kW) | Achievable Technical Potential | 0 | 0 | 0 | 0 | 0 | 0 | 0 | 0 | 0 | 0 | 0 | 0 | 0 | 0 | 0 | 0 | 0 | 0 | 0 | 0 | 0 | 0 | 0 | 0 | 0 | 0 | 0 | 0 | 0 | 0 | 0
F4_Industrial_Instruments_Existing_Space Heating_Natural Gas_Gas Boiler - Hot Water Reset_A_Achievable Technical Potential | F4 | Industrial | Instruments | Existing | Space Heating | Natural Gas | Gas Boiler - Hot Water Reset | A | Incremental Energy Savings (MWh or mTherms) | Achievable Technical Potential | 0 | 0 | 0 | 0 | 0 | 0.0264 | 0.03215 | 0.038802 | 0.044695 | 0.05058 | 0.057861 | 0.062717 | 0.063329 | 0.05814 | 0.049615 | 0.037617 | 0.024627 | 0.014072 | 0.006642 | 0.0027838 | 0.0009978 | 0.00030717 | 6.6053e-05 | 1.0726e-05 | 1.2724e-06 | 0 | 0 | 0 | 0 | 0 | 0
F5_Industrial_Instruments_Existing_Space Heating_Natural Gas_Gas Boiler - Hot Water Reset_A_Achievable Technical Potential | F5 | Industrial | Instruments | Existing | Space Heating | Natural Gas | Gas Boiler - Hot Water Reset | A | Incremental Summer Peak Savings (MW) | Achievable Technical Potential | 0 | 0 | 0 | 0 | 0 | 0 | 0 | 0 | 0 | 0 | 0 | 0 | 0 | 0 | 0 | 0 | 0 | 0 | 0 | 0 | 0 | 0 | 0 | 0 | 0 | 0 | 0 | 0 | 0 | 0 | 0
F6_Industrial_Instruments_Existing_Space Heating_Natural Gas_Gas Boiler - Hot Water Reset_A_Achievable Technical Potential | F6 | Industrial | Instruments | Existing | Space Heating | Natural Gas | Gas Boiler - Hot Water Reset | A | Incremental Winter Peak Savings (MW) | Achievable Technical Potential | 0 | 0 | 0 | 0 | 0 | 0 | 0 | 0 | 0 | 0 | 0 | 0 | 0 | 0 | 0 | 0 | 0 | 0 | 0 | 0 | 0 | 0 | 0 | 0 | 0 | 0 | 0 | 0 | 0 | 0 | 0
F7_Industrial_Instruments_Existing_Space Heating_Natural Gas_Gas Boiler - Hot Water Reset_A_Achievable Technical Potential | F7 | Industrial | Instruments | Existing | Space Heating | Natural Gas | Gas Boiler - Hot Water Reset | A | Cumulative Energy Savings (MWh or mTherms) | Achievable Technical Potential | 0 | 0 | 0 | 0 | 0 | 0.0264 | 0.058349 | 0.096692 | 0.14059 | 0.18995 | 0.24611 | 0.30656 | 0.36695 | 0.4214 | 0.46638 | 0.49896 | 0.51812 | 0.52654 | 0.52746 | 0.5247 | 0.52032 | 0.51512 | 0.51015 | 0.50572 | 0.50139 | 0.49751 | 0.49419 | 0.49113 | 0 | 0 | 0
F8_Industrial_Instruments_Existing_Space Heating_Natural Gas_Gas Boiler - Hot Water Reset_A_Achievable Technical Potential | F8 | Industrial | Instruments | Existing | Space Heating | Natural Gas | Gas Boiler - Hot Water Reset | A | Cumulative Summer Peak Savings (MW) | Achievable Technical Potential | 0 | 0 | 0 | 0 | 0 | 0 | 0 | 0 | 0 | 0 | 0 | 0 | 0 | 0 | 0 | 0 | 0 | 0 | 0 | 0 | 0 | 0 | 0 | 0 | 0 | 0 | 0 | 0 | 0 | 0 | 0
F9_Industrial_Instruments_Existing_Space Heating_Natural Gas_Gas Boiler - Hot Water Reset_A_Achievable Technical Potential | F9 | Industrial | Instruments | Existing | Space Heating | Natural Gas | Gas Boiler - Hot Water Reset | A | Cumulative Winter Peak Savings (MW) | Achievable Technical Potential | 0 | 0 | 0 | 0 | 0 | 0 | 0 | 0 | 0 | 0 | 0 | 0 | 0 | 0 | 0 | 0 | 0 | 0 | 0 | 0 | 0 | 0 | 0 | 0 | 0 | 0 | 0 | 0 | 0 | 0 | 0
F10_Industrial_Instruments_Existing_Space Heating_Natural Gas_Gas Boiler - Hot Water Reset_A_Achievable Technical Potential | F10 | Industrial | Instruments | Existing | Space Heating | Natural Gas | Gas Boiler - Hot Water Reset | A | Purchases (Incremental) | Achievable Technical Potential | 0 | 0 | 0 | 0 | 0 | 1.7799 | 2.1843 | 2.6571 | 3.0862 | 3.5231 | 4.0666 | 4.4489 | 4.5357 | 4.2064 | 3.6296 | 2.782 | 1.8414 | 1.0638 | 0.50764 | 0.21502 | 0.077867 | 0.024228 | 0.0052613 | 0.00086187 | 0.00010313 | 0 | 0 | 0 | 0 | 0 | 0
F11_Industrial_Instruments_Existing_Space Heating_Natural Gas_Gas Boiler - Hot Water Reset_A_Achievable Technical Potential | F11 | Industrial | Instruments | Existing | Space Heating | Natural Gas | Gas Boiler - Hot Water Reset | A | Purchases (Cumulative) | Achievable Technical Potential | 0 | 0 | 0 | 0 | 0 | 1.7799 | 3.9642 | 6.6213 | 9.7075 | 13.2305 | 17.2971 | 21.7461 | 26.2817 | 30.4882 | 34.1178 | 36.8997 | 38.7411 | 39.8049 | 40.3126 | 40.5276 | 40.6055 | 40.6297 | 40.635 | 40.6358 | 40.6359 | 40.6359 | 40.6359 | 40.6359 | 40.6359 | 40.6359 | 40.6359
F1_Industrial_Instruments_Existing_Process_Natural Gas_Gas Boiler - Hot Water Reset_A_Achievable Technical Potential | F1 | Industrial | Instruments | Existing | Process | Natural Gas | Gas Boiler - Hot Water Reset | A | Integrated Unit Energy Savings (kWh or therms) | Achievable Technical Potential | 0 | 0 | 0 | 0 | 0 | 4.6853 | 4.68 | 4.675 | 4.6703 | 4.6656 | 4.661 | 4.6574 | 4.6544 | 4.6514 | 4.6494 | 4.6473 | 4.6458 | 4.6442 | 4.6427 | 4.6417 | 4.6406 | 4.6398 | 4.6391 | 4.6384 | 4.6377 | 4.6376 | 4.6374 | 4.6373 | 4.6909 | 4.6909 | 4.6909
F2_Industrial_Instruments_Existing_Process_Natural Gas_Gas Boiler - Hot Water Reset_A_Achievable Technical Potential | F2 | Industrial | Instruments | Existing | Process | Natural Gas | Gas Boiler - Hot Water Reset | A | Integrated Unit Summer Peak Savings (kW) | Achievable Technical Potential | 0 | 0 | 0 | 0 | 0 | 0 | 0 | 0 | 0 | 0 | 0 | 0 | 0 | 0 | 0 | 0 | 0 | 0 | 0 | 0 | 0 | 0 | 0 | 0 | 0 | 0 | 0 | 0 | 0 | 0 | 0
F3_Industrial_Instruments_Existing_Process_Natural Gas_Gas Boiler - Hot Water Reset_A_Achievable Technical Potential | F3 | Industrial | Instruments | Existing | Process | Natural Gas | Gas Boiler - Hot Water Reset | A | Integrated Unit Winter Peak Savings (kW) | Achievable Technical Potential | 0 | 0 | 0 | 0 | 0 | 0 | 0 | 0 | 0 | 0 | 0 | 0 | 0 | 0 | 0 | 0 | 0 | 0 | 0 | 0 | 0 | 0 | 0 | 0 | 0 | 0 | 0 | 0 | 0 | 0 | 0
F4_Industrial_Instruments_Existing_Process_Natural Gas_Gas Boiler - Hot Water Reset_A_Achievable Technical Potential | F4 | Industrial | Instruments | Existing | Process | Natural Gas | Gas Boiler - Hot Water Reset | A | Incremental Energy Savings (MWh or mTherms) | Achievable Technical Potential | 0 | 0 | 0 | 0 | 0 | 0.25297 | 0.31009 | 0.37682 | 0.43722 | 0.49862 | 0.57498 | 0.62855 | 0.64039 | 0.59352 | 0.51192 | 0.39218 | 0.2595 | 0.14987 | 0.071493 | 0.030277 | 0.010962 | 0.00341 | 0.00074041 | 0.00012127 | 1.4508e-05 | 0 | 0 | 0 | 0 | 0 | 0
F5_Industrial_Instruments_Existing_Process_Natural Gas_Gas Boiler - Hot Water Reset_A_Achievable Technical Potential | F5 | Industrial | Instruments | Existing | Process | Natural Gas | Gas Boiler - Hot Water Reset | A | Incremental Summer Peak Savings (MW) | Achievable Technical Potential | 0 | 0 | 0 | 0 | 0 | 0 | 0 | 0 | 0 | 0 | 0 | 0 | 0 | 0 | 0 | 0 | 0 | 0 | 0 | 0 | 0 | 0 | 0 | 0 | 0 | 0 | 0 | 0 | 0 | 0 | 0
F6_Industrial_Instruments_Existing_Process_Natural Gas_Gas Boiler - Hot Water Reset_A_Achievable Technical Potential | F6 | Industrial | Instruments | Existing | Process | Natural Gas | Gas Boiler - Hot Water Reset | A | Incremental Winter Peak Savings (MW) | Achievable Technical Potential | 0 | 0 | 0 | 0 | 0 | 0 | 0 | 0 | 0 | 0 | 0 | 0 | 0 | 0 | 0 | 0 | 0 | 0 | 0 | 0 | 0 | 0 | 0 | 0 | 0 | 0 | 0 | 0 | 0 | 0 | 0
F7_Industrial_Instruments_Existing_Process_Natural Gas_Gas Boiler - Hot Water Reset_A_Achievable Technical Potential | F7 | Industrial | Instruments | Existing | Process | Natural Gas | Gas Boiler - Hot Water Reset | A | Cumulative Energy Savings (MWh or mTherms) | Achievable Technical Potential | 0 | 0 | 0 | 0 | 0 | 0.25297 | 0.56278 | 0.93901 | 1.3753 | 1.8725 | 2.4457 | 3.0723 | 3.7107 | 4.3018 | 4.812 | 5.2019 | 5.4597 | 5.6078 | 5.6774 | 5.7065 | 5.7161 | 5.7186 | 5.7184 | 5.7177 | 5.7168 | 5.7167 | 5.7165 | 5.7163 | 0 | 0 | 0
F8_Industrial_Instruments_Existing_Process_Natural Gas_Gas Boiler - Hot Water Reset_A_Achievable Technical Potential | F8 | Industrial | Instruments | Existing | Process | Natural Gas | Gas Boiler - Hot Water Reset | A | Cumulative Summer Peak Savings (MW) | Achievable Technical Potential | 0 | 0 | 0 | 0 | 0 | 0 | 0 | 0 | 0 | 0 | 0 | 0 | 0 | 0 | 0 | 0 | 0 | 0 | 0 | 0 | 0 | 0 | 0 | 0 | 0 | 0 | 0 | 0 | 0 | 0 | 0
F9_Industrial_Instruments_Existing_Process_Natural Gas_Gas Boiler - Hot Water Reset_A_Achievable Technical Potential | F9 | Industrial | Instruments | Existing | Process | Natural Gas | Gas Boiler - Hot Water Reset | A | Cumulative Winter Peak Savings (MW) | Achievable Technical Potential | 0 | 0 | 0 | 0 | 0 | 0 | 0 | 0 | 0 | 0 | 0 | 0 | 0 | 0 | 0 | 0 | 0 | 0 | 0 | 0 | 0 | 0 | 0 | 0 | 0 | 0 | 0 | 0 | 0 | 0 | 0
F10_Industrial_Instruments_Existing_Process_Natural Gas_Gas Boiler - Hot Water Reset_A_Achievable Technical Potential | F10 | Industrial | Instruments | Existing | Process | Natural Gas | Gas Boiler - Hot Water Reset | A | Purchases (Incremental) | Achievable Technical Potential | 0 | 0 | 0 | 0 | 0 | 53.9934 | 66.2589 | 80.6033 | 93.6183 | 106.8718 | 123.3593 | 134.9573 | 137.5885 | 127.6017 | 110.1032 | 84.39 | 55.8583 | 32.2706 | 15.3991 | 6.5227 | 2.3621 | 0.73494 | 0.1596 | 0.026145 | 0.0031284 | 0 | 0 | 0 | 0 | 0 | 0
F11_Industrial_Instruments_Existing_Process_Natural Gas_Gas Boiler - Hot Water Reset_A_Achievable Technical Potential | F11 | Industrial | Instruments | Existing | Process | Natural Gas | Gas Boiler - Hot Water Reset | A | Purchases (Cumulative) | Achievable Technical Potential | 0 | 0 | 0 | 0 | 0 | 53.9934 | 120.2522 | 200.8555 | 294.4738 | 401.3457 | 524.705 | 659.6623 | 797.2508 | 924.8524 | 1034.9556 | 1119.3456 | 1175.204 | 1207.4746 | 1222.8737 | 1229.3965 | 1231.7586 | 1232.4935 | 1232.6531 | 1232.6792 | 1232.6824 | 1232.6824 | 1232.6824 | 1232.6824 | 1232.6824 | 1232.6824 | 1232.6824
F1_Industrial_Instruments_Existing_Space Heating_Natural Gas_Steam Trap Maintenance_A_Achievable Technical Potential | F1 | Industrial | Instruments | Existing | Space Heating | Natural Gas | Steam Trap Maintenance | A | Integrated Unit Energy Savings (kWh or therms) | Achievable Technical Potential | 0 | 0 | 0 | 0 | 0 | 5.2399 | 5.2001 | 5.1592 | 5.1166 | 5.0723 | 5.027 | 4.9807 | 4.9332 | 4.8836 | 4.8299 | 4.7778 | 4.7255 | 4.6741 | 4.6233 | 4.5748 | 4.5281 | 4.4801 | 4.4364 | 4.3979 | 4.3602 | 4.3265 | 4.2977 | 4.2711 | 4.5288 | 4.5102 | 4.4932
F2_Industrial_Instruments_Existing_Space Heating_Natural Gas_Steam Trap Maintenance_A_Achievable Technical Potential | F2 | Industrial | Instruments | Existing | Space Heating | Natural Gas | Steam Trap Maintenance | A | Integrated Unit Summer Peak Savings (kW) | Achievable Technical Potential | 0 | 0 | 0 | 0 | 0 | 0 | 0 | 0 | 0 | 0 | 0 | 0 | 0 | 0 | 0 | 0 | 0 | 0 | 0 | 0 | 0 | 0 | 0 | 0 | 0 | 0 | 0 | 0 | 0 | 0 | 0
F3_Industrial_Instruments_Existing_Space Heating_Natural Gas_Steam Trap Maintenance_A_Achievable Technical Potential | F3 | Industrial | Instruments | Existing | Space Heating | Natural Gas | Steam Trap Maintenance | A | Integrated Unit Winter Peak Savings (kW) | Achievable Technical Potential | 0 | 0 | 0 | 0 | 0 | 0 | 0 | 0 | 0 | 0 | 0 | 0 | 0 | 0 | 0 | 0 | 0 | 0 | 0 | 0 | 0 | 0 | 0 | 0 | 0 | 0 | 0 | 0 | 0 | 0 | 0
F4_Industrial_Instruments_Existing_Space Heating_Natural Gas_Steam Trap Maintenance_A_Achievable Technical Potential | F4 | Industrial | Instruments | Existing | Space Heating | Natural Gas | Steam Trap Maintenance | A | Incremental Energy Savings (MWh or mTherms) | Achievable Technical Potential | 0 | 0 | 0 | 0 | 0 | 0.0052055 | 0.0051632 | 0.0050924 | 0.005053 | 0.0050134 | 0.0049056 | 0.0048471 | 0.0047911 | 0.0046676 | 0.0046339 | 0.0045402 | 0.0044911 | 0.0044199 | 0.0043329 | 0.0042925 | 0.0042311 | 0.00417 | 0.0041143 | 0.0040647 | 0.0040172 | 0 | 0 | 0 | 0 | 0 | 0
F5_Industrial_Instruments_Existing_Space Heating_Natural Gas_Steam Trap Maintenance_A_Achievable Technical Potential | F5 | Industrial | Instruments | Existing | Space Heating | Natural Gas | Steam Trap Maintenance | A | Incremental Summer Peak Savings (MW) | Achievable Technical Potential | 0 | 0 | 0 | 0 | 0 | 0 | 0 | 0 | 0 | 0 | 0 | 0 | 0 | 0 | 0 | 0 | 0 | 0 | 0 | 0 | 0 | 0 | 0 | 0 | 0 | 0 | 0 | 0 | 0 | 0 | 0
F6_Industrial_Instruments_Existing_Space Heating_Natural Gas_Steam Trap Maintenance_A_Achievable Technical Potential | F6 | Industrial | Instruments | Existing | Space Heating | Natural Gas | Steam Trap Maintenance | A | Incremental Winter Peak Savings (MW) | Achievable Technical Potential | 0 | 0 | 0 | 0 | 0 | 0 | 0 | 0 | 0 | 0 | 0 | 0 | 0 | 0 | 0 | 0 | 0 | 0 | 0 | 0 | 0 | 0 | 0 | 0 | 0 | 0 | 0 | 0 | 0 | 0 | 0
F7_Industrial_Instruments_Existing_Space Heating_Natural Gas_Steam Trap Maintenance_A_Achievable Technical Potential | F7 | Industrial | Instruments | Existing | Space Heating | Natural Gas | Steam Trap Maintenance | A | Cumulative Energy Savings (MWh or mTherms) | Achievable Technical Potential | 0 | 0 | 0 | 0 | 0 | 0.0052055 | 0.010329 | 0.01534 | 0.020267 | 0.025104 | 0.029786 | 0.034359 | 0.038822 | 0.043099 | 0.04726 | 0.05129 | 0.05522 | 0.059038 | 0.062731 | 0.066364 | 0.069917 | 0.073347 | 0.076746 | 0.080144 | 0.083475 | 0.08283 | 0.082277 | 0.081768 | 0 | 0 | 0
F8_Industrial_Instruments_Existing_Space Heating_Natural Gas_Steam Trap Maintenance_A_Achievable Technical Potential | F8 | Industrial | Instruments | Existing | Space Heating | Natural Gas | Steam Trap Maintenance | A | Cumulative Summer Peak Savings (MW) | Achievable Technical Potential | 0 | 0 | 0 | 0 | 0 | 0 | 0 | 0 | 0 | 0 | 0 | 0 | 0 | 0 | 0 | 0 | 0 | 0 | 0 | 0 | 0 | 0 | 0 | 0 | 0 | 0 | 0 | 0 | 0 | 0 | 0
F9_Industrial_Instruments_Existing_Space Heating_Natural Gas_Steam Trap Maintenance_A_Achievable Technical Potential | F9 | Industrial | Instruments | Existing | Space Heating | Natural Gas | Steam Trap Maintenance | A | Cumulative Winter Peak Savings (MW) | Achievable Technical Potential | 0 | 0 | 0 | 0 | 0 | 0 | 0 | 0 | 0 | 0 | 0 | 0 | 0 | 0 | 0 | 0 | 0 | 0 | 0 | 0 | 0 | 0 | 0 | 0 | 0 | 0 | 0 | 0 | 0 | 0 | 0
F10_Industrial_Instruments_Existing_Space Heating_Natural Gas_Steam Trap Maintenance_A_Achievable Technical Potential | F10 | Industrial | Instruments | Existing | Space Heating | Natural Gas | Steam Trap Maintenance | A | Purchases (Incremental) | Achievable Technical Potential | 0 | 0 | 0 | 0 | 0 | 0.99344 | 0.9929 | 0.98704 | 0.98757 | 0.98839 | 0.97584 | 0.97317 | 0.9712 | 0.95577 | 0.95942 | 0.95027 | 0.9504 | 0.94561 | 0.93718 | 0.93829 | 0.93441 | 0.93078 | 0.92738 | 0.92423 | 0.92132 | 0 | 0 | 0 | 0 | 0 | 0
F11_Industrial_Instruments_Existing_Space Heating_Natural Gas_Steam Trap Maintenance_A_Achievable Technical Potential | F11 | Industrial | Instruments | Existing | Space Heating | Natural Gas | Steam Trap Maintenance | A | Purchases (Cumulative) | Achievable Technical Potential | 0 | 0 | 0 | 0 | 0 | 0.99344 | 1.9863 | 2.9734 | 3.961 | 4.9493 | 5.9252 | 6.8984 | 7.8696 | 8.8253 | 9.7847 | 10.735 | 11.6854 | 12.631 | 13.5682 | 14.5065 | 15.4409 | 16.3717 | 17.2991 | 18.2233 | 19.1446 | 19.1446 | 19.1446 | 19.1446 | 19.1446 | 19.1446 | 19.1446
F1_Industrial_Instruments_Existing_Process_Natural Gas_Steam Trap Maintenance_A_Achievable Technical Potential | F1 | Industrial | Instruments | Existing | Process | Natural Gas | Steam Trap Maintenance | A | Integrated Unit Energy Savings (kWh or therms) | Achievable Technical Potential | 0 | 0 | 0 | 0 | 0 | 3.3108 | 3.3074 | 3.3043 | 3.3012 | 3.2983 | 3.2954 | 3.2932 | 3.2915 | 3.2897 | 3.2887 | 3.2875 | 3.2868 | 3.2861 | 3.2854 | 3.2851 | 3.2846 | 3.2845 | 3.2844 | 3.2842 | 3.2841 | 3.284 | 3.284 | 3.2839 | 3.3144 | 3.3144 | 3.3144
F2_Industrial_Instruments_Existing_Process_Natural Gas_Steam Trap Maintenance_A_Achievable Technical Potential | F2 | Industrial | Instruments | Existing | Process | Natural Gas | Steam Trap Maintenance | A | Integrated Unit Summer Peak Savings (kW) | Achievable Technical Potential | 0 | 0 | 0 | 0 | 0 | 0 | 0 | 0 | 0 | 0 | 0 | 0 | 0 | 0 | 0 | 0 | 0 | 0 | 0 | 0 | 0 | 0 | 0 | 0 | 0 | 0 | 0 | 0 | 0 | 0 | 0
F3_Industrial_Instruments_Existing_Process_Natural Gas_Steam Trap Maintenance_A_Achievable Technical Potential | F3 | Industrial | Instruments | Existing | Process | Natural Gas | Steam Trap Maintenance | A | Integrated Unit Winter Peak Savings (kW) | Achievable Technical Potential | 0 | 0 | 0 | 0 | 0 | 0 | 0 | 0 | 0 | 0 | 0 | 0 | 0 | 0 | 0 | 0 | 0 | 0 | 0 | 0 | 0 | 0 | 0 | 0 | 0 | 0 | 0 | 0 | 0 | 0 | 0
F4_Industrial_Instruments_Existing_Process_Natural Gas_Steam Trap Maintenance_A_Achievable Technical Potential | F4 | Industrial | Instruments | Existing | Process | Natural Gas | Steam Trap Maintenance | A | Incremental Energy Savings (MWh or mTherms) | Achievable Technical Potential | 0 | 0 | 0 | 0 | 0 | 0.099773 | 0.099617 | 0.098935 | 0.098898 | 0.098892 | 0.097551 | 0.09722 | 0.09697 | 0.095379 | 0.095713 | 0.094768 | 0.094759 | 0.094262 | 0.093401 | 0.093502 | 0.093104 | 0.092737 | 0.092396 | 0.092078 | 0.091785 | 0 | 0 | 0 | 0 | 0 | 0
F5_Industrial_Instruments_Existing_Process_Natural Gas_Steam Trap Maintenance_A_Achievable Technical Potential | F5 | Industrial | Instruments | Existing | Process | Natural Gas | Steam Trap Maintenance | A | Incremental Summer Peak Savings (MW) | Achievable Technical Potential | 0 | 0 | 0 | 0 | 0 | 0 | 0 | 0 | 0 | 0 | 0 | 0 | 0 | 0 | 0 | 0 | 0 | 0 | 0 | 0 | 0 | 0 | 0 | 0 | 0 | 0 | 0 | 0 | 0 | 0 | 0
F6_Industrial_Instruments_Existing_Process_Natural Gas_Steam Trap Maintenance_A_Achievable Technical Potential | F6 | Industrial | Instruments | Existing | Process | Natural Gas | Steam Trap Maintenance | A | Incremental Winter Peak Savings (MW) | Achievable Technical Potential | 0 | 0 | 0 | 0 | 0 | 0 | 0 | 0 | 0 | 0 | 0 | 0 | 0 | 0 | 0 | 0 | 0 | 0 | 0 | 0 | 0 | 0 | 0 | 0 | 0 | 0 | 0 | 0 | 0 | 0 | 0
F7_Industrial_Instruments_Existing_Process_Natural Gas_Steam Trap Maintenance_A_Achievable Technical Potential | F7 | Industrial | Instruments | Existing | Process | Natural Gas | Steam Trap Maintenance | A | Cumulative Energy Savings (MWh or mTherms) | Achievable Technical Potential | 0 | 0 | 0 | 0 | 0 | 0.099773 | 0.19929 | 0.29803 | 0.39666 | 0.4952 | 0.59232 | 0.68914 | 0.78574 | 0.8807 | 0.97614 | 1.0706 | 1.1651 | 1.2591 | 1.3522 | 1.4456 | 1.5385 | 1.6312 | 1.7235 | 1.8155 | 1.9072 | 1.9072 | 1.9071 | 1.9071 | 0 | 0 | 0
F8_Industrial_Instruments_Existing_Process_Natural Gas_Steam Trap Maintenance_A_Achievable Technical Potential | F8 | Industrial | Instruments | Existing | Process | Natural Gas | Steam Trap Maintenance | A | Cumulative Summer Peak Savings (MW) | Achievable Technical Potential | 0 | 0 | 0 | 0 | 0 | 0 | 0 | 0 | 0 | 0 | 0 | 0 | 0 | 0 | 0 | 0 | 0 | 0 | 0 | 0 | 0 | 0 | 0 | 0 | 0 | 0 | 0 | 0 | 0 | 0 | 0
F9_Industrial_Instruments_Existing_Process_Natural Gas_Steam Trap Maintenance_A_Achievable Technical Potential | F9 | Industrial | Instruments | Existing | Process | Natural Gas | Steam Trap Maintenance | A | Cumulative Winter Peak Savings (MW) | Achievable Technical Potential | 0 | 0 | 0 | 0 | 0 | 0 | 0 | 0 | 0 | 0 | 0 | 0 | 0 | 0 | 0 | 0 | 0 | 0 | 0 | 0 | 0 | 0 | 0 | 0 | 0 | 0 | 0 | 0 | 0 | 0 | 0
F10_Industrial_Instruments_Existing_Process_Natural Gas_Steam Trap Maintenance_A_Achievable Technical Potential | F10 | Industrial | Instruments | Existing | Process | Natural Gas | Steam Trap Maintenance | A | Purchases (Incremental) | Achievable Technical Potential | 0 | 0 | 0 | 0 | 0 | 30.1358 | 30.1193 | 29.9417 | 29.9579 | 29.9826 | 29.6019 | 29.521 | 29.461 | 28.9932 | 29.1039 | 28.8264 | 28.8301 | 28.685 | 28.4291 | 28.4628 | 28.3451 | 28.2349 | 28.132 | 28.0364 | 27.948 | 0 | 0 | 0 | 0 | 0 | 0
F11_Industrial_Instruments_Existing_Process_Natural Gas_Steam Trap Maintenance_A_Achievable Technical Potential | F11 | Industrial | Instruments | Existing | Process | Natural Gas | Steam Trap Maintenance | A | Purchases (Cumulative) | Achievable Technical Potential | 0 | 0 | 0 | 0 | 0 | 30.1358 | 60.2551 | 90.1968 | 120.1547 | 150.1373 | 179.7392 | 209.2602 | 238.7212 | 267.7144 | 296.8183 | 325.6447 | 354.4748 | 383.1598 | 411.589 | 440.0518 | 468.3969 | 496.6318 | 524.7638 | 552.8002 | 580.7481 | 580.7481 | 580.7481 | 580.7481 | 580.7481 | 580.7481 | 580.7481
F1_Industrial_Instruments_Existing_Space Heating_Natural Gas_Gas Boiler - High Turndown_A_Achievable Technical Potential | F1 | Industrial | Instruments | Existing | Space Heating | Natural Gas | Gas Boiler - High Turndown | A | Integrated Unit Energy Savings (kWh or therms) | Achievable Technical Potential | 0 | 0 | 0 | 0 | 0 | 5.5328 | 5.4452 | 5.3356 | 5.2021 | 5.0456 | 4.8674 | 4.6829 | 4.4979 | 4.3093 | 4.1469 | 3.9915 | 3.8642 | 3.7497 | 3.6467 | 3.5706 | 3.5 | 3.4372 | 3.3836 | 3.3417 | 3.3025 | 3.2734 | 3.2484 | 3.2254 | 4.8072 | 4.7875 | 4.7695
F2_Industrial_Instruments_Existing_Space Heating_Natural Gas_Gas Boiler - High Turndown_A_Achievable Technical Potential | F2 | Industrial | Instruments | Existing | Space Heating | Natural Gas | Gas Boiler - High Turndown | A | Integrated Unit Summer Peak Savings (kW) | Achievable Technical Potential | 0 | 0 | 0 | 0 | 0 | 0 | 0 | 0 | 0 | 0 | 0 | 0 | 0 | 0 | 0 | 0 | 0 | 0 | 0 | 0 | 0 | 0 | 0 | 0 | 0 | 0 | 0 | 0 | 0 | 0 | 0
F3_Industrial_Instruments_Existing_Space Heating_Natural Gas_Gas Boiler - High Turndown_A_Achievable Technical Potential | F3 | Industrial | Instruments | Existing | Space Heating | Natural Gas | Gas Boiler - High Turndown | A | Integrated Unit Winter Peak Savings (kW) | Achievable Technical Potential | 0 | 0 | 0 | 0 | 0 | 0 | 0 | 0 | 0 | 0 | 0 | 0 | 0 | 0 | 0 | 0 | 0 | 0 | 0 | 0 | 0 | 0 | 0 | 0 | 0 | 0 | 0 | 0 | 0 | 0 | 0
F4_Industrial_Instruments_Existing_Space Heating_Natural Gas_Gas Boiler - High Turndown_A_Achievable Technical Potential | F4 | Industrial | Instruments | Existing | Space Heating | Natural Gas | Gas Boiler - High Turndown | A | Incremental Energy Savings (MWh or mTherms) | Achievable Technical Potential | 0 | 0 | 0 | 0 | 0 | 0.015029 | 0.014784 | 0.0144 | 0.014048 | 0.013636 | 0.011689 | 0.0089721 | 0.0068801 | 0.0051896 | 0.0040104 | 0.0030587 | 0.0023692 | 0.0018299 | 0.0014111 | 0.0011066 | 0.00086418 | 5.766e-06 | 2.0198e-06 | 6.7774e-07 | 2.1772e-07 | 1.829e-07 | 1.8102e-07 | 1.793e-07 | 2.6665e-07 | 2.6504e-07 | 2.6359e-07
F5_Industrial_Instruments_Existing_Space Heating_Natural Gas_Gas Boiler - High Turndown_A_Achievable Technical Potential | F5 | Industrial | Instruments | Existing | Space Heating | Natural Gas | Gas Boiler - High Turndown | A | Incremental Summer Peak Savings (MW) | Achievable Technical Potential | 0 | 0 | 0 | 0 | 0 | 0 | 0 | 0 | 0 | 0 | 0 | 0 | 0 | 0 | 0 | 0 | 0 | 0 | 0 | 0 | 0 | 0 | 0 | 0 | 0 | 0 | 0 | 0 | 0 | 0 | 0
F6_Industrial_Instruments_Existing_Space Heating_Natural Gas_Gas Boiler - High Turndown_A_Achievable Technical Potential | F6 | Industrial | Instruments | Existing | Space Heating | Natural Gas | Gas Boiler - High Turndown | A | Incremental Winter Peak Savings (MW) | Achievable Technical Potential | 0 | 0 | 0 | 0 | 0 | 0 | 0 | 0 | 0 | 0 | 0 | 0 | 0 | 0 | 0 | 0 | 0 | 0 | 0 | 0 | 0 | 0 | 0 | 0 | 0 | 0 | 0 | 0 | 0 | 0 | 0
F7_Industrial_Instruments_Existing_Space Heating_Natural Gas_Gas Boiler - High Turndown_A_Achievable Technical Potential | F7 | Industrial | Instruments | Existing | Space Heating | Natural Gas | Gas Boiler - High Turndown | A | Cumulative Energy Savings (MWh or mTherms) | Achievable Technical Potential | 0 | 0 | 0 | 0 | 0 | 0.015029 | 0.029575 | 0.04338 | 0.056342 | 0.068283 | 0.077561 | 0.083593 | 0.08717 | 0.088705 | 0.089372 | 0.089083 | 0.088611 | 0.087814 | 0.086815 | 0.086108 | 0.08527 | 0.083745 | 0.082442 | 0.081422 | 0.080466 | 0.079759 | 0.079149 | 0.078588 | 0 | 0 | 0
F8_Industrial_Instruments_Existing_Space Heating_Natural Gas_Gas Boiler - High Turndown_A_Achievable Technical Potential | F8 | Industrial | Instruments | Existing | Space Heating | Natural Gas | Gas Boiler - High Turndown | A | Cumulative Summer Peak Savings (MW) | Achievable Technical Potential | 0 | 0 | 0 | 0 | 0 | 0 | 0 | 0 | 0 | 0 | 0 | 0 | 0 | 0 | 0 | 0 | 0 | 0 | 0 | 0 | 0 | 0 | 0 | 0 | 0 | 0 | 0 | 0 | 0 | 0 | 0
F9_Industrial_Instruments_Existing_Space Heating_Natural Gas_Gas Boiler - High Turndown_A_Achievable Technical Potential | F9 | Industrial | Instruments | Existing | Space Heating | Natural Gas | Gas Boiler - High Turndown | A | Cumulative Winter Peak Savings (MW) | Achievable Technical Potential | 0 | 0 | 0 | 0 | 0 | 0 | 0 | 0 | 0 | 0 | 0 | 0 | 0 | 0 | 0 | 0 | 0 | 0 | 0 | 0 | 0 | 0 | 0 | 0 | 0 | 0 | 0 | 0 | 0 | 0 | 0
F10_Industrial_Instruments_Existing_Space Heating_Natural Gas_Gas Boiler - High Turndown_A_Achievable Technical Potential | F10 | Industrial | Instruments | Existing | Space Heating | Natural Gas | Gas Boiler - High Turndown | A | Purchases (Incremental) | Achievable Technical Potential | 0 | 0 | 0 | 0 | 0 | 2.7164 | 2.7149 | 2.6989 | 2.7004 | 2.7026 | 2.4015 | 1.9159 | 1.5296 | 1.2043 | 0.9671 | 0.7663 | 0.61312 | 0.48803 | 0.38694 | 0.30992 | 0.24691 | 0.0016776 | 0.00059694 | 0.00020281 | 6.5926e-05 | 5.5874e-05 | 5.5725e-05 | 5.559e-05 | 5.5469e-05 | 5.5361e-05 | 5.5267e-05
F11_Industrial_Instruments_Existing_Space Heating_Natural Gas_Gas Boiler - High Turndown_A_Achievable Technical Potential | F11 | Industrial | Instruments | Existing | Space Heating | Natural Gas | Gas Boiler - High Turndown | A | Purchases (Cumulative) | Achievable Technical Potential | 0 | 0 | 0 | 0 | 0 | 2.7164 | 5.4314 | 8.1303 | 10.8307 | 13.5333 | 15.9348 | 17.8507 | 19.3803 | 20.5846 | 21.5517 | 22.318 | 22.9311 | 23.4191 | 23.8061 | 24.116 | 24.3629 | 24.3646 | 24.3652 | 24.3654 | 24.3655 | 24.3655 | 24.3656 | 24.3656 | 24.3657 | 24.3657 | 24.3658
F1_Industrial_Instruments_Existing_Process_Natural Gas_Gas Boiler - High Turndown_A_Achievable Technical Potential | F1 | Industrial | Instruments | Existing | Process | Natural Gas | Gas Boiler - High Turndown | A | Integrated Unit Energy Savings (kWh or therms) | Achievable Technical Potential | 0 | 0 | 0 | 0 | 0 | 3.5058 | 3.4936 | 3.4812 | 3.4689 | 3.4564 | 3.4432 | 3.431 | 3.4191 | 3.4064 | 3.3964 | 3.3854 | 3.3764 | 3.3672 | 3.3578 | 3.3502 | 3.3418 | 3.3338 | 3.3259 | 3.318 | 3.3101 | 3.3095 | 3.3089 | 3.3084 | 3.5182 | 3.5182 | 3.5182
F2_Industrial_Instruments_Existing_Process_Natural Gas_Gas Boiler - High Turndown_A_Achievable Technical Potential | F2 | Industrial | Instruments | Existing | Process | Natural Gas | Gas Boiler - High Turndown | A | Integrated Unit Summer Peak Savings (kW) | Achievable Technical Potential | 0 | 0 | 0 | 0 | 0 | 0 | 0 | 0 | 0 | 0 | 0 | 0 | 0 | 0 | 0 | 0 | 0 | 0 | 0 | 0 | 0 | 0 | 0 | 0 | 0 | 0 | 0 | 0 | 0 | 0 | 0
F3_Industrial_Instruments_Existing_Process_Natural Gas_Gas Boiler - High Turndown_A_Achievable Technical Potential | F3 | Industrial | Instruments | Existing | Process | Natural Gas | Gas Boiler - High Turndown | A | Integrated Unit Winter Peak Savings (kW) | Achievable Technical Potential | 0 | 0 | 0 | 0 | 0 | 0 | 0 | 0 | 0 | 0 | 0 | 0 | 0 | 0 | 0 | 0 | 0 | 0 | 0 | 0 | 0 | 0 | 0 | 0 | 0 | 0 | 0 | 0 | 0 | 0 | 0
F4_Industrial_Instruments_Existing_Process_Natural Gas_Gas Boiler - High Turndown_A_Achievable Technical Potential | F4 | Industrial | Instruments | Existing | Process | Natural Gas | Gas Boiler - High Turndown | A | Incremental Energy Savings (MWh or mTherms) | Achievable Technical Potential | 0 | 0 | 0 | 0 | 0 | 0.28889 | 0.28772 | 0.28501 | 0.28415 | 0.28337 | 0.25083 | 0.19941 | 0.15865 | 0.12444 | 0.099638 | 0.078696 | 0.062796 | 0.049848 | 0.039412 | 0.031496 | 0.02503 | 0.00016965 | 6.0226e-05 | 2.0413e-05 | 6.6196e-06 | 5.6093e-06 | 5.5935e-06 | 5.5791e-06 | 5.9198e-06 | 5.9084e-06 | 5.8983e-06
F5_Industrial_Instruments_Existing_Process_Natural Gas_Gas Boiler - High Turndown_A_Achievable Technical Potential | F5 | Industrial | Instruments | Existing | Process | Natural Gas | Gas Boiler - High Turndown | A | Incremental Summer Peak Savings (MW) | Achievable Technical Potential | 0 | 0 | 0 | 0 | 0 | 0 | 0 | 0 | 0 | 0 | 0 | 0 | 0 | 0 | 0 | 0 | 0 | 0 | 0 | 0 | 0 | 0 | 0 | 0 | 0 | 0 | 0 | 0 | 0 | 0 | 0
F6_Industrial_Instruments_Existing_Process_Natural Gas_Gas Boiler - High Turndown_A_Achievable Technical Potential | F6 | Industrial | Instruments | Existing | Process | Natural Gas | Gas Boiler - High Turndown | A | Incremental Winter Peak Savings (MW) | Achievable Technical Potential | 0 | 0 | 0 | 0 | 0 | 0 | 0 | 0 | 0 | 0 | 0 | 0 | 0 | 0 | 0 | 0 | 0 | 0 | 0 | 0 | 0 | 0 | 0 | 0 | 0 | 0 | 0 | 0 | 0 | 0 | 0
F7_Industrial_Instruments_Existing_Process_Natural Gas_Gas Boiler - High Turndown_A_Achievable Technical Potential | F7 | Industrial | Instruments | Existing | Process | Natural Gas | Gas Boiler - High Turndown | A | Cumulative Energy Savings (MWh or mTherms) | Achievable Technical Potential | 0 | 0 | 0 | 0 | 0 | 0.28889 | 0.5756 | 0.85856 | 1.1397 | 1.419 | 1.6644 | 1.8579 | 2.0101 | 2.1271 | 2.2204 | 2.292 | 2.3486 | 2.3921 | 2.4248 | 2.4508 | 2.4698 | 2.464 | 2.4582 | 2.4524 | 2.4465 | 2.4461 | 2.4457 | 2.4454 | 0 | 0 | 0
F8_Industrial_Instruments_Existing_Process_Natural Gas_Gas Boiler - High Turndown_A_Achievable Technical Potential | F8 | Industrial | Instruments | Existing | Process | Natural Gas | Gas Boiler - High Turndown | A | Cumulative Summer Peak Savings (MW) | Achievable Technical Potential | 0 | 0 | 0 | 0 | 0 | 0 | 0 | 0 | 0 | 0 | 0 | 0 | 0 | 0 | 0 | 0 | 0 | 0 | 0 | 0 | 0 | 0 | 0 | 0 | 0 | 0 | 0 | 0 | 0 | 0 | 0
F9_Industrial_Instruments_Existing_Process_Natural Gas_Gas Boiler - High Turndown_A_Achievable Technical Potential | F9 | Industrial | Instruments | Existing | Process | Natural Gas | Gas Boiler - High Turndown | A | Cumulative Winter Peak Savings (MW) | Achievable Technical Potential | 0 | 0 | 0 | 0 | 0 | 0 | 0 | 0 | 0 | 0 | 0 | 0 | 0 | 0 | 0 | 0 | 0 | 0 | 0 | 0 | 0 | 0 | 0 | 0 | 0 | 0 | 0 | 0 | 0 | 0 | 0
F10_Industrial_Instruments_Existing_Process_Natural Gas_Gas Boiler - High Turndown_A_Achievable Technical Potential | F10 | Industrial | Instruments | Existing | Process | Natural Gas | Gas Boiler - High Turndown | A | Purchases (Incremental) | Achievable Technical Potential | 0 | 0 | 0 | 0 | 0 | 82.4024 | 82.3571 | 81.8715 | 81.9157 | 81.9834 | 72.8481 | 58.1192 | 46.401 | 36.5313 | 29.3366 | 23.2455 | 18.5988 | 14.8042 | 11.7377 | 9.4013 | 7.4899 | 0.050888 | 0.018108 | 0.0061523 | 0.0019998 | 0.0016949 | 0.0016904 | 0.0016863 | 0.0016826 | 0.0016794 | 0.0016765
F11_Industrial_Instruments_Existing_Process_Natural Gas_Gas Boiler - High Turndown_A_Achievable Technical Potential | F11 | Industrial | Instruments | Existing | Process | Natural Gas | Gas Boiler - High Turndown | A | Purchases (Cumulative) | Achievable Technical Potential | 0 | 0 | 0 | 0 | 0 | 82.4024 | 164.7595 | 246.631 | 328.5467 | 410.5301 | 483.3782 | 541.4975 | 587.8984 | 624.4298 | 653.7664 | 677.0119 | 695.6107 | 710.4149 | 722.1526 | 731.5538 | 739.0437 | 739.0946 | 739.1127 | 739.1189 | 739.1209 | 739.1226 | 739.1243 | 739.126 | 739.1277 | 739.1293 | 739.131
F1_Industrial_Instruments_Existing_Space Heating_Natural Gas_Gas Boiler - Burner Control Optimization_A_Achievable Technical Potential | F1 | Industrial | Instruments | Existing | Space Heating | Natural Gas | Gas Boiler - Burner Control Optimization | A | Integrated Unit Energy Savings (kWh or therms) | Achievable Technical Potential | 0 | 0 | 0 | 0 | 0 | 1.6044 | 1.579 | 1.5471 | 1.5083 | 1.4629 | 1.4112 | 1.3577 | 1.304 | 1.2493 | 1.2022 | 1.1571 | 1.1202 | 1.087 | 1.0571 | 1.0351 | 1.0146 | 0.99637 | 0.98084 | 0.96871 | 0.95733 | 0.94891 | 0.94165 | 0.93498 | 1.3941 | 1.3884 | 1.3831
F2_Industrial_Instruments_Existing_Space Heating_Natural Gas_Gas Boiler - Burner Control Optimization_A_Achievable Technical Potential | F2 | Industrial | Instruments | Existing | Space Heating | Natural Gas | Gas Boiler - Burner Control Optimization | A | Integrated Unit Summer Peak Savings (kW) | Achievable Technical Potential | 0 | 0 | 0 | 0 | 0 | 0 | 0 | 0 | 0 | 0 | 0 | 0 | 0 | 0 | 0 | 0 | 0 | 0 | 0 | 0 | 0 | 0 | 0 | 0 | 0 | 0 | 0 | 0 | 0 | 0 | 0
F3_Industrial_Instruments_Existing_Space Heating_Natural Gas_Gas Boiler - Burner Control Optimization_A_Achievable Technical Potential | F3 | Industrial | Instruments | Existing | Space Heating | Natural Gas | Gas Boiler - Burner Control Optimization | A | Integrated Unit Winter Peak Savings (kW) | Achievable Technical Potential | 0 | 0 | 0 | 0 | 0 | 0 | 0 | 0 | 0 | 0 | 0 | 0 | 0 | 0 | 0 | 0 | 0 | 0 | 0 | 0 | 0 | 0 | 0 | 0 | 0 | 0 | 0 | 0 | 0 | 0 | 0
F4_Industrial_Instruments_Existing_Space Heating_Natural Gas_Gas Boiler - Burner Control Optimization_A_Achievable Technical Potential | F4 | Industrial | Instruments | Existing | Space Heating | Natural Gas | Gas Boiler - Burner Control Optimization | A | Incremental Energy Savings (MWh or mTherms) | Achievable Technical Potential | 0 | 0 | 0 | 0 | 0 | 0.0011757 | 0.0018177 | 0.0035411 | 0.0060449 | 0.0091274 | 0.01217 | 0.014861 | 0.016619 | 0.016874 | 0.0163 | 0.014503 | 0.012287 | 0.0097693 | 0.0073238 | 0.00529 | 0.0036148 | 0.0023574 | 0.0014714 | 0.00088154 | 0.000588 | 0 | 0 | 0 | 0 | 0 | 0
F5_Industrial_Instruments_Existing_Space Heating_Natural Gas_Gas Boiler - Burner Control Optimization_A_Achievable Technical Potential | F5 | Industrial | Instruments | Existing | Space Heating | Natural Gas | Gas Boiler - Burner Control Optimization | A | Incremental Summer Peak Savings (MW) | Achievable Technical Potential | 0 | 0 | 0 | 0 | 0 | 0 | 0 | 0 | 0 | 0 | 0 | 0 | 0 | 0 | 0 | 0 | 0 | 0 | 0 | 0 | 0 | 0 | 0 | 0 | 0 | 0 | 0 | 0 | 0 | 0 | 0
F6_Industrial_Instruments_Existing_Space Heating_Natural Gas_Gas Boiler - Burner Control Optimization_A_Achievable Technical Potential | F6 | Industrial | Instruments | Existing | Space Heating | Natural Gas | Gas Boiler - Burner Control Optimization | A | Incremental Winter Peak Savings (MW) | Achievable Technical Potential | 0 | 0 | 0 | 0 | 0 | 0 | 0 | 0 | 0 | 0 | 0 | 0 | 0 | 0 | 0 | 0 | 0 | 0 | 0 | 0 | 0 | 0 | 0 | 0 | 0 | 0 | 0 | 0 | 0 | 0 | 0
F7_Industrial_Instruments_Existing_Space Heating_Natural Gas_Gas Boiler - Burner Control Optimization_A_Achievable Technical Potential | F7 | Industrial | Instruments | Existing | Space Heating | Natural Gas | Gas Boiler - Burner Control Optimization | A | Cumulative Energy Savings (MWh or mTherms) | Achievable Technical Potential | 0 | 0 | 0 | 0 | 0 | 0.0011757 | 0.0029748 | 0.0064559 | 0.012339 | 0.021095 | 0.032519 | 0.046147 | 0.060941 | 0.075258 | 0.08872 | 0.099899 | 0.109 | 0.11554 | 0.11969 | 0.12248 | 0.12367 | 0.12381 | 0.12335 | 0.1227 | 0.12185 | 0.12078 | 0.11985 | 0.11901 | 0 | 0 | 0
F8_Industrial_Instruments_Existing_Space Heating_Natural Gas_Gas Boiler - Burner Control Optimization_A_Achievable Technical Potential | F8 | Industrial | Instruments | Existing | Space Heating | Natural Gas | Gas Boiler - Burner Control Optimization | A | Cumulative Summer Peak Savings (MW) | Achievable Technical Potential | 0 | 0 | 0 | 0 | 0 | 0 | 0 | 0 | 0 | 0 | 0 | 0 | 0 | 0 | 0 | 0 | 0 | 0 | 0 | 0 | 0 | 0 | 0 | 0 | 0 | 0 | 0 | 0 | 0 | 0 | 0
F9_Industrial_Instruments_Existing_Space Heating_Natural Gas_Gas Boiler - Burner Control Optimization_A_Achievable Technical Potential | F9 | Industrial | Instruments | Existing | Space Heating | Natural Gas | Gas Boiler - Burner Control Optimization | A | Cumulative Winter Peak Savings (MW) | Achievable Technical Potential | 0 | 0 | 0 | 0 | 0 | 0 | 0 | 0 | 0 | 0 | 0 | 0 | 0 | 0 | 0 | 0 | 0 | 0 | 0 | 0 | 0 | 0 | 0 | 0 | 0 | 0 | 0 | 0 | 0 | 0 | 0
F10_Industrial_Instruments_Existing_Space Heating_Natural Gas_Gas Boiler - Burner Control Optimization_A_Achievable Technical Potential | F10 | Industrial | Instruments | Existing | Space Heating | Natural Gas | Gas Boiler - Burner Control Optimization | A | Purchases (Incremental) | Achievable Technical Potential | 0 | 0 | 0 | 0 | 0 | 0.73277 | 1.1512 | 2.2888 | 4.0076 | 6.2393 | 8.6241 | 10.9461 | 12.7445 | 13.5069 | 13.5585 | 12.5339 | 10.9686 | 8.9875 | 6.9279 | 5.1108 | 3.5628 | 2.366 | 1.5001 | 0.91001 | 0.61421 | 0 | 0 | 0 | 0 | 0 | 0
F11_Industrial_Instruments_Existing_Space Heating_Natural Gas_Gas Boiler - Burner Control Optimization_A_Achievable Technical Potential | F11 | Industrial | Instruments | Existing | Space Heating | Natural Gas | Gas Boiler - Burner Control Optimization | A | Purchases (Cumulative) | Achievable Technical Potential | 0 | 0 | 0 | 0 | 0 | 0.73277 | 1.884 | 4.1728 | 8.1805 | 14.4197 | 23.0438 | 33.9899 | 46.7344 | 60.2413 | 73.7997 | 86.3336 | 97.3022 | 106.2897 | 113.2176 | 118.3284 | 121.8912 | 124.2572 | 125.7573 | 126.6673 | 127.2815 | 127.2815 | 127.2815 | 127.2815 | 127.2815 | 127.2815 | 127.2815
F1_Industrial_Instruments_Existing_Process_Natural Gas_Gas Boiler - Burner Control Optimization_A_Achievable Technical Potential | F1 | Industrial | Instruments | Existing | Process | Natural Gas | Gas Boiler - Burner Control Optimization | A | Integrated Unit Energy Savings (kWh or therms) | Achievable Technical Potential | 0 | 0 | 0 | 0 | 0 | 1.0164 | 1.0125 | 1.0086 | 1.0047 | 1.0008 | 0.99669 | 0.99291 | 0.98931 | 0.98546 | 0.98244 | 0.97916 | 0.97646 | 0.97373 | 0.97094 | 0.96871 | 0.96627 | 0.96394 | 0.96163 | 0.95933 | 0.95704 | 0.95686 | 0.9567 | 0.95655 | 1.0203 | 1.0203 | 1.0203
F2_Industrial_Instruments_Existing_Process_Natural Gas_Gas Boiler - Burner Control Optimization_A_Achievable Technical Potential | F2 | Industrial | Instruments | Existing | Process | Natural Gas | Gas Boiler - Burner Control Optimization | A | Integrated Unit Summer Peak Savings (kW) | Achievable Technical Potential | 0 | 0 | 0 | 0 | 0 | 0 | 0 | 0 | 0 | 0 | 0 | 0 | 0 | 0 | 0 | 0 | 0 | 0 | 0 | 0 | 0 | 0 | 0 | 0 | 0 | 0 | 0 | 0 | 0 | 0 | 0
F3_Industrial_Instruments_Existing_Process_Natural Gas_Gas Boiler - Burner Control Optimization_A_Achievable Technical Potential | F3 | Industrial | Instruments | Existing | Process | Natural Gas | Gas Boiler - Burner Control Optimization | A | Integrated Unit Winter Peak Savings (kW) | Achievable Technical Potential | 0 | 0 | 0 | 0 | 0 | 0 | 0 | 0 | 0 | 0 | 0 | 0 | 0 | 0 | 0 | 0 | 0 | 0 | 0 | 0 | 0 | 0 | 0 | 0 | 0 | 0 | 0 | 0 | 0 | 0 | 0
F4_Industrial_Instruments_Existing_Process_Natural Gas_Gas Boiler - Burner Control Optimization_A_Achievable Technical Potential | F4 | Industrial | Instruments | Existing | Process | Natural Gas | Gas Boiler - Burner Control Optimization | A | Incremental Energy Savings (MWh or mTherms) | Achievable Technical Potential | 0 | 0 | 0 | 0 | 0 | 0.022592 | 0.035358 | 0.070028 | 0.12214 | 0.18942 | 0.26074 | 0.32969 | 0.38247 | 0.40377 | 0.40407 | 0.37229 | 0.3249 | 0.26547 | 0.20405 | 0.15019 | 0.10443 | 0.069183 | 0.04376 | 0.026482 | 0.017832 | 0 | 0 | 0 | 0 | 0 | 0
F5_Industrial_Instruments_Existing_Process_Natural Gas_Gas Boiler - Burner Control Optimization_A_Achievable Technical Potential | F5 | Industrial | Instruments | Existing | Process | Natural Gas | Gas Boiler - Burner Control Optimization | A | Incremental Summer Peak Savings (MW) | Achievable Technical Potential | 0 | 0 | 0 | 0 | 0 | 0 | 0 | 0 | 0 | 0 | 0 | 0 | 0 | 0 | 0 | 0 | 0 | 0 | 0 | 0 | 0 | 0 | 0 | 0 | 0 | 0 | 0 | 0 | 0 | 0 | 0
F6_Industrial_Instruments_Existing_Process_Natural Gas_Gas Boiler - Burner Control Optimization_A_Achievable Technical Potential | F6 | Industrial | Instruments | Existing | Process | Natural Gas | Gas Boiler - Burner Control Optimization | A | Incremental Winter Peak Savings (MW) | Achievable Technical Potential | 0 | 0 | 0 | 0 | 0 | 0 | 0 | 0 | 0 | 0 | 0 | 0 | 0 | 0 | 0 | 0 | 0 | 0 | 0 | 0 | 0 | 0 | 0 | 0 | 0 | 0 | 0 | 0 | 0 | 0 | 0
F7_Industrial_Instruments_Existing_Process_Natural Gas_Gas Boiler - Burner Control Optimization_A_Achievable Technical Potential | F7 | Industrial | Instruments | Existing | Process | Natural Gas | Gas Boiler - Burner Control Optimization | A | Cumulative Energy Savings (MWh or mTherms) | Achievable Technical Potential | 0 | 0 | 0 | 0 | 0 | 0.022592 | 0.057865 | 0.12767 | 0.24932 | 0.43777 | 0.69671 | 1.0238 | 1.4025 | 1.8008 | 2.1994 | 2.5643 | 2.8822 | 3.1396 | 3.3346 | 3.4772 | 3.5728 | 3.6334 | 3.6684 | 3.6862 | 3.6952 | 3.6945 | 3.6939 | 3.6933 | 0 | 0 | 0
F8_Industrial_Instruments_Existing_Process_Natural Gas_Gas Boiler - Burner Control Optimization_A_Achievable Technical Potential | F8 | Industrial | Instruments | Existing | Process | Natural Gas | Gas Boiler - Burner Control Optimization | A | Cumulative Summer Peak Savings (MW) | Achievable Technical Potential | 0 | 0 | 0 | 0 | 0 | 0 | 0 | 0 | 0 | 0 | 0 | 0 | 0 | 0 | 0 | 0 | 0 | 0 | 0 | 0 | 0 | 0 | 0 | 0 | 0 | 0 | 0 | 0 | 0 | 0 | 0
F9_Industrial_Instruments_Existing_Process_Natural Gas_Gas Boiler - Burner Control Optimization_A_Achievable Technical Potential | F9 | Industrial | Instruments | Existing | Process | Natural Gas | Gas Boiler - Burner Control Optimization | A | Cumulative Winter Peak Savings (MW) | Achievable Technical Potential | 0 | 0 | 0 | 0 | 0 | 0 | 0 | 0 | 0 | 0 | 0 | 0 | 0 | 0 | 0 | 0 | 0 | 0 | 0 | 0 | 0 | 0 | 0 | 0 | 0 | 0 | 0 | 0 | 0 | 0 | 0
F10_Industrial_Instruments_Existing_Process_Natural Gas_Gas Boiler - Burner Control Optimization_A_Achievable Technical Potential | F10 | Industrial | Instruments | Existing | Process | Natural Gas | Gas Boiler - Burner Control Optimization | A | Purchases (Incremental) | Achievable Technical Potential | 0 | 0 | 0 | 0 | 0 | 22.2284 | 34.9218 | 69.4317 | 121.5711 | 189.267 | 261.609 | 332.047 | 386.6016 | 409.7288 | 411.2932 | 380.2129 | 332.7295 | 272.6334 | 210.1567 | 155.0358 | 108.0763 | 71.7706 | 45.5058 | 27.605 | 18.632 | 0 | 0 | 0 | 0 | 0 | 0
F11_Industrial_Instruments_Existing_Process_Natural Gas_Gas Boiler - Burner Control Optimization_A_Achievable Technical Potential | F11 | Industrial | Instruments | Existing | Process | Natural Gas | Gas Boiler - Burner Control Optimization | A | Purchases (Cumulative) | Achievable Technical Potential | 0 | 0 | 0 | 0 | 0 | 22.2284 | 57.1502 | 126.5819 | 248.153 | 437.4201 | 699.029 | 1031.076 | 1417.6776 | 1827.4065 | 2238.6997 | 2618.9126 | 2951.6421 | 3224.2755 | 3434.4322 | 3589.468 | 3697.5443 | 3769.3149 | 3814.8207 | 3842.4257 | 3861.0577 | 3861.0577 | 3861.0577 | 3861.0577 | 3861.0577 | 3861.0577 | 3861.0577
F1_Industrial_Instruments_Existing_Space Heating_Natural Gas_HVAC - Demand Controlled Ventilation_A_Achievable Technical Potential | F1 | Industrial | Instruments | Existing | Space Heating | Natural Gas | HVAC - Demand Controlled Ventilation | A | Integrated Unit Energy Savings (kWh or therms) | Achievable Technical Potential | 0 | 0 | 0 | 0 | 0 | 0.045634 | 0.045126 | 0.044486 | 0.043814 | 0.04311 | 0.042379 | 0.041622 | 0.04086 | 0.040073 | 0.039263 | 0.038472 | 0.037708 | 0.036968 | 0.036261 | 0.035615 | 0.035006 | 0.034433 | 0.033909 | 0.033457 | 0.03304 | 0.032712 | 0.032421 | 0.032148 | 0.036718 | 0.036492 | 0.03628
F2_Industrial_Instruments_Existing_Space Heating_Natural Gas_HVAC - Demand Controlled Ventilation_A_Achievable Technical Potential | F2 | Industrial | Instruments | Existing | Space Heating | Natural Gas | HVAC - Demand Controlled Ventilation | A | Integrated Unit Summer Peak Savings (kW) | Achievable Technical Potential | 0 | 0 | 0 | 0 | 0 | 0 | 0 | 0 | 0 | 0 | 0 | 0 | 0 | 0 | 0 | 0 | 0 | 0 | 0 | 0 | 0 | 0 | 0 | 0 | 0 | 0 | 0 | 0 | 0 | 0 | 0
F3_Industrial_Instruments_Existing_Space Heating_Natural Gas_HVAC - Demand Controlled Ventilation_A_Achievable Technical Potential | F3 | Industrial | Instruments | Existing | Space Heating | Natural Gas | HVAC - Demand Controlled Ventilation | A | Integrated Unit Winter Peak Savings (kW) | Achievable Technical Potential | 0 | 0 | 0 | 0 | 0 | 0 | 0 | 0 | 0 | 0 | 0 | 0 | 0 | 0 | 0 | 0 | 0 | 0 | 0 | 0 | 0 | 0 | 0 | 0 | 0 | 0 | 0 | 0 | 0 | 0 | 0
F4_Industrial_Instruments_Existing_Space Heating_Natural Gas_HVAC - Demand Controlled Ventilation_A_Achievable Technical Potential | F4 | Industrial | Instruments | Existing | Space Heating | Natural Gas | HVAC - Demand Controlled Ventilation | A | Incremental Energy Savings (MWh or mTherms) | Achievable Technical Potential | 0 | 0 | 0 | 0 | 0 | 0.091624 | 0.090554 | 0.088743 | 0.08745 | 0.086116 | 0.083579 | 0.081862 | 0.0802 | 0.077407 | 0.076132 | 0.073888 | 0.072429 | 0.070651 | 0.068681 | 0.067538 | 0.066108 | 0.064773 | 0.063556 | 0.062494 | 0.061521 | 0 | 0 | 0 | 0 | 0 | 0
F5_Industrial_Instruments_Existing_Space Heating_Natural Gas_HVAC - Demand Controlled Ventilation_A_Achievable Technical Potential | F5 | Industrial | Instruments | Existing | Space Heating | Natural Gas | HVAC - Demand Controlled Ventilation | A | Incremental Summer Peak Savings (MW) | Achievable Technical Potential | 0 | 0 | 0 | 0 | 0 | 0 | 0 | 0 | 0 | 0 | 0 | 0 | 0 | 0 | 0 | 0 | 0 | 0 | 0 | 0 | 0 | 0 | 0 | 0 | 0 | 0 | 0 | 0 | 0 | 0 | 0
F6_Industrial_Instruments_Existing_Space Heating_Natural Gas_HVAC - Demand Controlled Ventilation_A_Achievable Technical Potential | F6 | Industrial | Instruments | Existing | Space Heating | Natural Gas | HVAC - Demand Controlled Ventilation | A | Incremental Winter Peak Savings (MW) | Achievable Technical Potential | 0 | 0 | 0 | 0 | 0 | 0 | 0 | 0 | 0 | 0 | 0 | 0 | 0 | 0 | 0 | 0 | 0 | 0 | 0 | 0 | 0 | 0 | 0 | 0 | 0 | 0 | 0 | 0 | 0 | 0 | 0
F7_Industrial_Instruments_Existing_Space Heating_Natural Gas_HVAC - Demand Controlled Ventilation_A_Achievable Technical Potential | F7 | Industrial | Instruments | Existing | Space Heating | Natural Gas | HVAC - Demand Controlled Ventilation | A | Cumulative Energy Savings (MWh or mTherms) | Achievable Technical Potential | 0 | 0 | 0 | 0 | 0 | 0.091624 | 0.18116 | 0.26733 | 0.35074 | 0.43122 | 0.50748 | 0.58028 | 0.64986 | 0.71475 | 0.77644 | 0.83469 | 0.89054 | 0.94372 | 0.99435 | 1.0442 | 1.0924 | 1.1393 | 1.1855 | 1.2322 | 1.2784 | 1.2657 | 1.2544 | 1.2439 | 0 | 0 | 0
F8_Industrial_Instruments_Existing_Space Heating_Natural Gas_HVAC - Demand Controlled Ventilation_A_Achievable Technical Potential | F8 | Industrial | Instruments | Existing | Space Heating | Natural Gas | HVAC - Demand Controlled Ventilation | A | Cumulative Summer Peak Savings (MW) | Achievable Technical Potential | 0 | 0 | 0 | 0 | 0 | 0 | 0 | 0 | 0 | 0 | 0 | 0 | 0 | 0 | 0 | 0 | 0 | 0 | 0 | 0 | 0 | 0 | 0 | 0 | 0 | 0 | 0 | 0 | 0 | 0 | 0
F9_Industrial_Instruments_Existing_Space Heating_Natural Gas_HVAC - Demand Controlled Ventilation_A_Achievable Technical Potential | F9 | Industrial | Instruments | Existing | Space Heating | Natural Gas | HVAC - Demand Controlled Ventilation | A | Cumulative Winter Peak Savings (MW) | Achievable Technical Potential | 0 | 0 | 0 | 0 | 0 | 0 | 0 | 0 | 0 | 0 | 0 | 0 | 0 | 0 | 0 | 0 | 0 | 0 | 0 | 0 | 0 | 0 | 0 | 0 | 0 | 0 | 0 | 0 | 0 | 0 | 0
F10_Industrial_Instruments_Existing_Space Heating_Natural Gas_HVAC - Demand Controlled Ventilation_A_Achievable Technical Potential | F10 | Industrial | Instruments | Existing | Space Heating | Natural Gas | HVAC - Demand Controlled Ventilation | A | Purchases (Incremental) | Achievable Technical Potential | 0 | 0 | 0 | 0 | 0 | 2007.7839 | 2006.682 | 1994.8478 | 1995.9263 | 1997.5767 | 1972.2096 | 1966.8202 | 1962.8267 | 1931.6577 | 1939.0328 | 1920.5416 | 1920.7908 | 1911.1234 | 1894.0763 | 1896.3199 | 1888.4782 | 1881.1333 | 1874.2791 | 1867.9097 | 1862.0193 | 0 | 0 | 0 | 0 | 0 | 0
F11_Industrial_Instruments_Existing_Space Heating_Natural Gas_HVAC - Demand Controlled Ventilation_A_Achievable Technical Potential | F11 | Industrial | Instruments | Existing | Space Heating | Natural Gas | HVAC - Demand Controlled Ventilation | A | Purchases (Cumulative) | Achievable Technical Potential | 0 | 0 | 0 | 0 | 0 | 2007.7839 | 4014.4659 | 6009.3137 | 8005.2401 | 10002.8168 | 11975.0264 | 13941.8465 | 15904.6732 | 17836.3309 | 19775.3637 | 21695.9053 | 23616.6961 | 25527.8195 | 27421.8958 | 29318.2158 | 31206.694 | 33087.8272 | 34962.1063 | 36830.016 | 38692.0354 | 38692.0354 | 38692.0354 | 38692.0354 | 38692.0354 | 38692.0354 | 38692.0354
F1_Industrial_Instruments_Existing_Space Heating_Natural Gas_Gas Boiler - Stack Economizer_A_Achievable Technical Potential | F1 | Industrial | Instruments | Existing | Space Heating | Natural Gas | Gas Boiler - Stack Economizer | A | Integrated Unit Energy Savings (kWh or therms) | Achievable Technical Potential | 0 | 0 | 0 | 0 | 0 | 4.0612 | 4.0311 | 4.0003 | 3.9681 | 3.9345 | 3.9002 | 3.865 | 3.8288 | 3.791 | 3.7499 | 3.7101 | 3.67 | 3.6306 | 3.5918 | 3.5545 | 3.5187 | 3.4819 | 3.4484 | 3.4189 | 3.3901 | 3.3639 | 3.3415 | 3.3209 | 3.5093 | 3.4949 | 3.4817
F2_Industrial_Instruments_Existing_Space Heating_Natural Gas_Gas Boiler - Stack Economizer_A_Achievable Technical Potential | F2 | Industrial | Instruments | Existing | Space Heating | Natural Gas | Gas Boiler - Stack Economizer | A | Integrated Unit Summer Peak Savings (kW) | Achievable Technical Potential | 0 | 0 | 0 | 0 | 0 | 0 | 0 | 0 | 0 | 0 | 0 | 0 | 0 | 0 | 0 | 0 | 0 | 0 | 0 | 0 | 0 | 0 | 0 | 0 | 0 | 0 | 0 | 0 | 0 | 0 | 0
F3_Industrial_Instruments_Existing_Space Heating_Natural Gas_Gas Boiler - Stack Economizer_A_Achievable Technical Potential | F3 | Industrial | Instruments | Existing | Space Heating | Natural Gas | Gas Boiler - Stack Economizer | A | Integrated Unit Winter Peak Savings (kW) | Achievable Technical Potential | 0 | 0 | 0 | 0 | 0 | 0 | 0 | 0 | 0 | 0 | 0 | 0 | 0 | 0 | 0 | 0 | 0 | 0 | 0 | 0 | 0 | 0 | 0 | 0 | 0 | 0 | 0 | 0 | 0 | 0 | 0
F4_Industrial_Instruments_Existing_Space Heating_Natural Gas_Gas Boiler - Stack Economizer_A_Achievable Technical Potential | F4 | Industrial | Instruments | Existing | Space Heating | Natural Gas | Gas Boiler - Stack Economizer | A | Incremental Energy Savings (MWh or mTherms) | Achievable Technical Potential | 0 | 0 | 0 | 0 | 0 | 0.029418 | 0.029185 | 0.028791 | 0.028574 | 0.028356 | 0.024977 | 0.019747 | 0.015618 | 0.012174 | 0.0096707 | 0.0075814 | 0.0060004 | 0.0047249 | 0.0037061 | 0.0029376 | 0.0023168 | 1.5576e-05 | 5.4894e-06 | 1.8491e-06 | 5.9599e-07 | 5.0122e-07 | 4.9655e-07 | 4.9228e-07 | 5.1908e-07 | 5.1594e-07 | 5.1313e-07
F5_Industrial_Instruments_Existing_Space Heating_Natural Gas_Gas Boiler - Stack Economizer_A_Achievable Technical Potential | F5 | Industrial | Instruments | Existing | Space Heating | Natural Gas | Gas Boiler - Stack Economizer | A | Incremental Summer Peak Savings (MW) | Achievable Technical Potential | 0 | 0 | 0 | 0 | 0 | 0 | 0 | 0 | 0 | 0 | 0 | 0 | 0 | 0 | 0 | 0 | 0 | 0 | 0 | 0 | 0 | 0 | 0 | 0 | 0 | 0 | 0 | 0 | 0 | 0 | 0
F6_Industrial_Instruments_Existing_Space Heating_Natural Gas_Gas Boiler - Stack Economizer_A_Achievable Technical Potential | F6 | Industrial | Instruments | Existing | Space Heating | Natural Gas | Gas Boiler - Stack Economizer | A | Incremental Winter Peak Savings (MW) | Achievable Technical Potential | 0 | 0 | 0 | 0 | 0 | 0 | 0 | 0 | 0 | 0 | 0 | 0 | 0 | 0 | 0 | 0 | 0 | 0 | 0 | 0 | 0 | 0 | 0 | 0 | 0 | 0 | 0 | 0 | 0 | 0 | 0
F7_Industrial_Instruments_Existing_Space Heating_Natural Gas_Gas Boiler - Stack Economizer_A_Achievable Technical Potential | F7 | Industrial | Instruments | Existing | Space Heating | Natural Gas | Gas Boiler - Stack Economizer | A | Cumulative Energy Savings (MWh or mTherms) | Achievable Technical Potential | 0 | 0 | 0 | 0 | 0 | 0.029418 | 0.058386 | 0.086729 | 0.1146 | 0.14199 | 0.16573 | 0.18398 | 0.19788 | 0.2081 | 0.21551 | 0.2208 | 0.22442 | 0.22673 | 0.22802 | 0.22859 | 0.2286 | 0.22623 | 0.22406 | 0.22214 | 0.22027 | 0.21857 | 0.21711 | 0.21577 | 0 | 0 | 0
F8_Industrial_Instruments_Existing_Space Heating_Natural Gas_Gas Boiler - Stack Economizer_A_Achievable Technical Potential | F8 | Industrial | Instruments | Existing | Space Heating | Natural Gas | Gas Boiler - Stack Economizer | A | Cumulative Summer Peak Savings (MW) | Achievable Technical Potential | 0 | 0 | 0 | 0 | 0 | 0 | 0 | 0 | 0 | 0 | 0 | 0 | 0 | 0 | 0 | 0 | 0 | 0 | 0 | 0 | 0 | 0 | 0 | 0 | 0 | 0 | 0 | 0 | 0 | 0 | 0
F9_Industrial_Instruments_Existing_Space Heating_Natural Gas_Gas Boiler - Stack Economizer_A_Achievable Technical Potential | F9 | Industrial | Instruments | Existing | Space Heating | Natural Gas | Gas Boiler - Stack Economizer | A | Cumulative Winter Peak Savings (MW) | Achievable Technical Potential | 0 | 0 | 0 | 0 | 0 | 0 | 0 | 0 | 0 | 0 | 0 | 0 | 0 | 0 | 0 | 0 | 0 | 0 | 0 | 0 | 0 | 0 | 0 | 0 | 0 | 0 | 0 | 0 | 0 | 0 | 0
F10_Industrial_Instruments_Existing_Space Heating_Natural Gas_Gas Boiler - Stack Economizer_A_Achievable Technical Potential | F10 | Industrial | Instruments | Existing | Space Heating | Natural Gas | Gas Boiler - Stack Economizer | A | Purchases (Incremental) | Achievable Technical Potential | 0 | 0 | 0 | 0 | 0 | 7.2438 | 7.2398 | 7.1971 | 7.201 | 7.207 | 6.4039 | 5.1091 | 4.079 | 3.2114 | 2.5789 | 2.0435 | 1.635 | 1.3014 | 1.0318 | 0.82645 | 0.65842 | 0.0044735 | 0.0015919 | 0.00054083 | 0.0001758 | 0.000149 | 0.0001486 | 0.00014824 | 0.00014792 | 0.00014763 | 0.00014738
F11_Industrial_Instruments_Existing_Space Heating_Natural Gas_Gas Boiler - Stack Economizer_A_Achievable Technical Potential | F11 | Industrial | Instruments | Existing | Space Heating | Natural Gas | Gas Boiler - Stack Economizer | A | Purchases (Cumulative) | Achievable Technical Potential | 0 | 0 | 0 | 0 | 0 | 7.2438 | 14.4837 | 21.6808 | 28.8818 | 36.0888 | 42.4927 | 47.6019 | 51.6809 | 54.8923 | 57.4712 | 59.5147 | 61.1497 | 62.4511 | 63.4829 | 64.3093 | 64.9678 | 64.9722 | 64.9738 | 64.9744 | 64.9745 | 64.9747 | 64.9748 | 64.975 | 64.9751 | 64.9753 | 64.9754
F1_Industrial_Instruments_Existing_Process_Natural Gas_Gas Boiler - Stack Economizer_A_Achievable Technical Potential | F1 | Industrial | Instruments | Existing | Process | Natural Gas | Gas Boiler - Stack Economizer | A | Integrated Unit Energy Savings (kWh or therms) | Achievable Technical Potential | 0 | 0 | 0 | 0 | 0 | 3.3764 | 3.3757 | 3.3752 | 3.3748 | 3.3745 | 3.3741 | 3.3739 | 3.3736 | 3.3734 | 3.3733 | 3.3731 | 3.373 | 3.3729 | 3.3728 | 3.3728 | 3.3727 | 3.3726 | 3.3726 | 3.3726 | 3.3725 | 3.3725 | 3.3725 | 3.3725 | 3.3775 | 3.3775 | 3.3775
F2_Industrial_Instruments_Existing_Process_Natural Gas_Gas Boiler - Stack Economizer_A_Achievable Technical Potential | F2 | Industrial | Instruments | Existing | Process | Natural Gas | Gas Boiler - Stack Economizer | A | Integrated Unit Summer Peak Savings (kW) | Achievable Technical Potential | 0 | 0 | 0 | 0 | 0 | 0 | 0 | 0 | 0 | 0 | 0 | 0 | 0 | 0 | 0 | 0 | 0 | 0 | 0 | 0 | 0 | 0 | 0 | 0 | 0 | 0 | 0 | 0 | 0 | 0 | 0
F3_Industrial_Instruments_Existing_Process_Natural Gas_Gas Boiler - Stack Economizer_A_Achievable Technical Potential | F3 | Industrial | Instruments | Existing | Process | Natural Gas | Gas Boiler - Stack Economizer | A | Integrated Unit Winter Peak Savings (kW) | Achievable Technical Potential | 0 | 0 | 0 | 0 | 0 | 0 | 0 | 0 | 0 | 0 | 0 | 0 | 0 | 0 | 0 | 0 | 0 | 0 | 0 | 0 | 0 | 0 | 0 | 0 | 0 | 0 | 0 | 0 | 0 | 0 | 0
F4_Industrial_Instruments_Existing_Process_Natural Gas_Gas Boiler - Stack Economizer_A_Achievable Technical Potential | F4 | Industrial | Instruments | Existing | Process | Natural Gas | Gas Boiler - Stack Economizer | A | Incremental Energy Savings (MWh or mTherms) | Achievable Technical Potential | 0 | 0 | 0 | 0 | 0 | 0.74194 | 0.74137 | 0.73689 | 0.7372 | 0.73773 | 0.65546 | 0.5229 | 0.41744 | 0.32863 | 0.26389 | 0.20909 | 0.16729 | 0.13315 | 0.10557 | 0.084555 | 0.067363 | 0.00045767 | 0.00016286 | 5.533e-05 | 1.7985e-05 | 1.5243e-05 | 1.5202e-05 | 1.5165e-05 | 1.5155e-05 | 1.5125e-05 | 1.51e-05
F5_Industrial_Instruments_Existing_Process_Natural Gas_Gas Boiler - Stack Economizer_A_Achievable Technical Potential | F5 | Industrial | Instruments | Existing | Process | Natural Gas | Gas Boiler - Stack Economizer | A | Incremental Summer Peak Savings (MW) | Achievable Technical Potential | 0 | 0 | 0 | 0 | 0 | 0 | 0 | 0 | 0 | 0 | 0 | 0 | 0 | 0 | 0 | 0 | 0 | 0 | 0 | 0 | 0 | 0 | 0 | 0 | 0 | 0 | 0 | 0 | 0 | 0 | 0
F6_Industrial_Instruments_Existing_Process_Natural Gas_Gas Boiler - Stack Economizer_A_Achievable Technical Potential | F6 | Industrial | Instruments | Existing | Process | Natural Gas | Gas Boiler - Stack Economizer | A | Incremental Winter Peak Savings (MW) | Achievable Technical Potential | 0 | 0 | 0 | 0 | 0 | 0 | 0 | 0 | 0 | 0 | 0 | 0 | 0 | 0 | 0 | 0 | 0 | 0 | 0 | 0 | 0 | 0 | 0 | 0 | 0 | 0 | 0 | 0 | 0 | 0 | 0
F7_Industrial_Instruments_Existing_Process_Natural Gas_Gas Boiler - Stack Economizer_A_Achievable Technical Potential | F7 | Industrial | Instruments | Existing | Process | Natural Gas | Gas Boiler - Stack Economizer | A | Cumulative Energy Savings (MWh or mTherms) | Achievable Technical Potential | 0 | 0 | 0 | 0 | 0 | 0.74194 | 1.4831 | 2.2198 | 2.9568 | 3.6942 | 4.3493 | 4.8718 | 5.289 | 5.6172 | 5.8809 | 6.0897 | 6.2568 | 6.3897 | 6.4951 | 6.5796 | 6.6468 | 6.6472 | 6.6473 | 6.6472 | 6.6472 | 6.6472 | 6.6472 | 6.6472 | 0 | 0 | 0
F8_Industrial_Instruments_Existing_Process_Natural Gas_Gas Boiler - Stack Economizer_A_Achievable Technical Potential | F8 | Industrial | Instruments | Existing | Process | Natural Gas | Gas Boiler - Stack Economizer | A | Cumulative Summer Peak Savings (MW) | Achievable Technical Potential | 0 | 0 | 0 | 0 | 0 | 0 | 0 | 0 | 0 | 0 | 0 | 0 | 0 | 0 | 0 | 0 | 0 | 0 | 0 | 0 | 0 | 0 | 0 | 0 | 0 | 0 | 0 | 0 | 0 | 0 | 0
F9_Industrial_Instruments_Existing_Process_Natural Gas_Gas Boiler - Stack Economizer_A_Achievable Technical Potential | F9 | Industrial | Instruments | Existing | Process | Natural Gas | Gas Boiler - Stack Economizer | A | Cumulative Winter Peak Savings (MW) | Achievable Technical Potential | 0 | 0 | 0 | 0 | 0 | 0 | 0 | 0 | 0 | 0 | 0 | 0 | 0 | 0 | 0 | 0 | 0 | 0 | 0 | 0 | 0 | 0 | 0 | 0 | 0 | 0 | 0 | 0 | 0 | 0 | 0
F10_Industrial_Instruments_Existing_Process_Natural Gas_Gas Boiler - Stack Economizer_A_Achievable Technical Potential | F10 | Industrial | Instruments | Existing | Process | Natural Gas | Gas Boiler - Stack Economizer | A | Purchases (Incremental) | Achievable Technical Potential | 0 | 0 | 0 | 0 | 0 | 219.7396 | 219.619 | 218.3239 | 218.4419 | 218.6225 | 194.2616 | 154.9846 | 123.7359 | 97.4168 | 78.231 | 61.988 | 49.5968 | 39.4778 | 31.3005 | 25.0701 | 19.9731 | 0.1357 | 0.048288 | 0.016406 | 0.0053329 | 0.0045198 | 0.0045077 | 0.0044968 | 0.004487 | 0.0044783 | 0.0044707
F11_Industrial_Instruments_Existing_Process_Natural Gas_Gas Boiler - Stack Economizer_A_Achievable Technical Potential | F11 | Industrial | Instruments | Existing | Process | Natural Gas | Gas Boiler - Stack Economizer | A | Purchases (Cumulative) | Achievable Technical Potential | 0 | 0 | 0 | 0 | 0 | 219.7396 | 439.3587 | 657.6826 | 876.1245 | 1094.747 | 1289.0086 | 1443.9932 | 1567.7292 | 1665.146 | 1743.377 | 1805.365 | 1854.9619 | 1894.4396 | 1925.7401 | 1950.8102 | 1970.7833 | 1970.919 | 1970.9673 | 1970.9837 | 1970.9891 | 1970.9936 | 1970.9981 | 1971.0026 | 1971.0071 | 1971.0115 | 1971.016
F1_Industrial_Instruments_Existing_Space Heating_Natural Gas_Gas Furnace Tube Inserts_A_Achievable Technical Potential | F1 | Industrial | Instruments | Existing | Space Heating | Natural Gas | Gas Furnace Tube Inserts | A | Integrated Unit Energy Savings (kWh or therms) | Achievable Technical Potential | 0 | 0 | 0 | 0 | 0 | 0.086153 | 0.085315 | 0.084246 | 0.083137 | 0.081995 | 0.080846 | 0.079685 | 0.078557 | 0.077446 | 0.076294 | 0.075233 | 0.074207 | 0.07323 | 0.072298 | 0.071394 | 0.070523 | 0.069657 | 0.068822 | 0.068079 | 0.067375 | 0.066721 | 0.066142 | 0.065598 | 0.069231 | 0.068805 | 0.068405
F2_Industrial_Instruments_Existing_Space Heating_Natural Gas_Gas Furnace Tube Inserts_A_Achievable Technical Potential | F2 | Industrial | Instruments | Existing | Space Heating | Natural Gas | Gas Furnace Tube Inserts | A | Integrated Unit Summer Peak Savings (kW) | Achievable Technical Potential | 0 | 0 | 0 | 0 | 0 | 0 | 0 | 0 | 0 | 0 | 0 | 0 | 0 | 0 | 0 | 0 | 0 | 0 | 0 | 0 | 0 | 0 | 0 | 0 | 0 | 0 | 0 | 0 | 0 | 0 | 0
F3_Industrial_Instruments_Existing_Space Heating_Natural Gas_Gas Furnace Tube Inserts_A_Achievable Technical Potential | F3 | Industrial | Instruments | Existing | Space Heating | Natural Gas | Gas Furnace Tube Inserts | A | Integrated Unit Winter Peak Savings (kW) | Achievable Technical Potential | 0 | 0 | 0 | 0 | 0 | 0 | 0 | 0 | 0 | 0 | 0 | 0 | 0 | 0 | 0 | 0 | 0 | 0 | 0 | 0 | 0 | 0 | 0 | 0 | 0 | 0 | 0 | 0 | 0 | 0 | 0
F4_Industrial_Instruments_Existing_Space Heating_Natural Gas_Gas Furnace Tube Inserts_A_Achievable Technical Potential | F4 | Industrial | Instruments | Existing | Space Heating | Natural Gas | Gas Furnace Tube Inserts | A | Incremental Energy Savings (MWh or mTherms) | Achievable Technical Potential | 0 | 0 | 0 | 0 | 0 | 0 | 0 | 0 | 0 | 0 | 0 | 0 | 0 | 0 | 0 | 0 | 0 | 0 | 0 | 0 | 0 | 0 | 0 | 0 | 0 | 0 | 0 | 0 | 0 | 0 | 0
F5_Industrial_Instruments_Existing_Space Heating_Natural Gas_Gas Furnace Tube Inserts_A_Achievable Technical Potential | F5 | Industrial | Instruments | Existing | Space Heating | Natural Gas | Gas Furnace Tube Inserts | A | Incremental Summer Peak Savings (MW) | Achievable Technical Potential | 0 | 0 | 0 | 0 | 0 | 0 | 0 | 0 | 0 | 0 | 0 | 0 | 0 | 0 | 0 | 0 | 0 | 0 | 0 | 0 | 0 | 0 | 0 | 0 | 0 | 0 | 0 | 0 | 0 | 0 | 0
F6_Industrial_Instruments_Existing_Space Heating_Natural Gas_Gas Furnace Tube Inserts_A_Achievable Technical Potential | F6 | Industrial | Instruments | Existing | Space Heating | Natural Gas | Gas Furnace Tube Inserts | A | Incremental Winter Peak Savings (MW) | Achievable Technical Potential | 0 | 0 | 0 | 0 | 0 | 0 | 0 | 0 | 0 | 0 | 0 | 0 | 0 | 0 | 0 | 0 | 0 | 0 | 0 | 0 | 0 | 0 | 0 | 0 | 0 | 0 | 0 | 0 | 0 | 0 | 0
F7_Industrial_Instruments_Existing_Space Heating_Natural Gas_Gas Furnace Tube Inserts_A_Achievable Technical Potential | F7 | Industrial | Instruments | Existing | Space Heating | Natural Gas | Gas Furnace Tube Inserts | A | Cumulative Energy Savings (MWh or mTherms) | Achievable Technical Potential | 0 | 0 | 0 | 0 | 0 | 0 | 0 | 0 | 0 | 0 | 0 | 0 | 0 | 0 | 0 | 0 | 0 | 0 | 0 | 0 | 0 | 0 | 0 | 0 | 0 | 0 | 0 | 0 | 0 | 0 | 0
F8_Industrial_Instruments_Existing_Space Heating_Natural Gas_Gas Furnace Tube Inserts_A_Achievable Technical Potential | F8 | Industrial | Instruments | Existing | Space Heating | Natural Gas | Gas Furnace Tube Inserts | A | Cumulative Summer Peak Savings (MW) | Achievable Technical Potential | 0 | 0 | 0 | 0 | 0 | 0 | 0 | 0 | 0 | 0 | 0 | 0 | 0 | 0 | 0 | 0 | 0 | 0 | 0 | 0 | 0 | 0 | 0 | 0 | 0 | 0 | 0 | 0 | 0 | 0 | 0
F9_Industrial_Instruments_Existing_Space Heating_Natural Gas_Gas Furnace Tube Inserts_A_Achievable Technical Potential | F9 | Industrial | Instruments | Existing | Space Heating | Natural Gas | Gas Furnace Tube Inserts | A | Cumulative Winter Peak Savings (MW) | Achievable Technical Potential | 0 | 0 | 0 | 0 | 0 | 0 | 0 | 0 | 0 | 0 | 0 | 0 | 0 | 0 | 0 | 0 | 0 | 0 | 0 | 0 | 0 | 0 | 0 | 0 | 0 | 0 | 0 | 0 | 0 | 0 | 0
F10_Industrial_Instruments_Existing_Space Heating_Natural Gas_Gas Furnace Tube Inserts_A_Achievable Technical Potential | F10 | Industrial | Instruments | Existing | Space Heating | Natural Gas | Gas Furnace Tube Inserts | A | Purchases (Incremental) | Achievable Technical Potential | 0 | 0 | 0 | 0 | 0 | 0 | 0 | 0 | 0 | 0 | 0 | 0 | 0 | 0 | 0 | 0 | 0 | 0 | 0 | 0 | 0 | 0 | 0 | 0 | 0 | 0 | 0 | 0 | 0 | 0 | 0
F11_Industrial_Instruments_Existing_Space Heating_Natural Gas_Gas Furnace Tube Inserts_A_Achievable Technical Potential | F11 | Industrial | Instruments | Existing | Space Heating | Natural Gas | Gas Furnace Tube Inserts | A | Purchases (Cumulative) | Achievable Technical Potential | 0 | 0 | 0 | 0 | 0 | 0 | 0 | 0 | 0 | 0 | 0 | 0 | 0 | 0 | 0 | 0 | 0 | 0 | 0 | 0 | 0 | 0 | 0 | 0 | 0 | 0 | 0 | 0 | 0 | 0 | 0
F1_Industrial_Instruments_Existing_Space Heating_Natural Gas_Space Heating - Heat Recovery Ventilator_A_Achievable Technical Potential | F1 | Industrial | Instruments | Existing | Space Heating | Natural Gas | Space Heating - Heat Recovery Ventilator | A | Integrated Unit Energy Savings (kWh or therms) | Achievable Technical Potential | 0 | 0 | 0 | 0 | 0 | 0.013137 | 0.012937 | 0.012661 | 0.012315 | 0.011905 | 0.011434 | 0.010947 | 0.010463 | 0.0099734 | 0.0095563 | 0.0091608 | 0.0088409 | 0.0085591 | 0.0083109 | 0.0081324 | 0.0079684 | 0.0078248 | 0.0077062 | 0.0076166 | 0.0075353 | 0.0074764 | 0.0074253 | 0.007378 | 0 | 0 | 0
F2_Industrial_Instruments_Existing_Space Heating_Natural Gas_Space Heating - Heat Recovery Ventilator_A_Achievable Technical Potential | F2 | Industrial | Instruments | Existing | Space Heating | Natural Gas | Space Heating - Heat Recovery Ventilator | A | Integrated Unit Summer Peak Savings (kW) | Achievable Technical Potential | 0 | 0 | 0 | 0 | 0 | 0 | 0 | 0 | 0 | 0 | 0 | 0 | 0 | 0 | 0 | 0 | 0 | 0 | 0 | 0 | 0 | 0 | 0 | 0 | 0 | 0 | 0 | 0 | 0 | 0 | 0
F3_Industrial_Instruments_Existing_Space Heating_Natural Gas_Space Heating - Heat Recovery Ventilator_A_Achievable Technical Potential | F3 | Industrial | Instruments | Existing | Space Heating | Natural Gas | Space Heating - Heat Recovery Ventilator | A | Integrated Unit Winter Peak Savings (kW) | Achievable Technical Potential | 0 | 0 | 0 | 0 | 0 | 0 | 0 | 0 | 0 | 0 | 0 | 0 | 0 | 0 | 0 | 0 | 0 | 0 | 0 | 0 | 0 | 0 | 0 | 0 | 0 | 0 | 0 | 0 | 0 | 0 | 0
F4_Industrial_Instruments_Existing_Space Heating_Natural Gas_Space Heating - Heat Recovery Ventilator_A_Achievable Technical Potential | F4 | Industrial | Instruments | Existing | Space Heating | Natural Gas | Space Heating - Heat Recovery Ventilator | A | Incremental Energy Savings (MWh or mTherms) | Achievable Technical Potential | 0 | 0 | 0 | 0 | 0 | 0.064564 | 0.063546 | 0.061822 | 0.060167 | 0.058208 | 0.055197 | 0.052702 | 0.050268 | 0.047156 | 0.045356 | 0.043065 | 0.041566 | 0.040039 | 0.038531 | 0.037748 | 0.036834 | 0.036029 | 0.035354 | 0.034824 | 0.034344 | 0 | 0 | 0 | 0 | 0 | 0
F5_Industrial_Instruments_Existing_Space Heating_Natural Gas_Space Heating - Heat Recovery Ventilator_A_Achievable Technical Potential | F5 | Industrial | Instruments | Existing | Space Heating | Natural Gas | Space Heating - Heat Recovery Ventilator | A | Incremental Summer Peak Savings (MW) | Achievable Technical Potential | 0 | 0 | 0 | 0 | 0 | 0 | 0 | 0 | 0 | 0 | 0 | 0 | 0 | 0 | 0 | 0 | 0 | 0 | 0 | 0 | 0 | 0 | 0 | 0 | 0 | 0 | 0 | 0 | 0 | 0 | 0
F6_Industrial_Instruments_Existing_Space Heating_Natural Gas_Space Heating - Heat Recovery Ventilator_A_Achievable Technical Potential | F6 | Industrial | Instruments | Existing | Space Heating | Natural Gas | Space Heating - Heat Recovery Ventilator | A | Incremental Winter Peak Savings (MW) | Achievable Technical Potential | 0 | 0 | 0 | 0 | 0 | 0 | 0 | 0 | 0 | 0 | 0 | 0 | 0 | 0 | 0 | 0 | 0 | 0 | 0 | 0 | 0 | 0 | 0 | 0 | 0 | 0 | 0 | 0 | 0 | 0 | 0
F7_Industrial_Instruments_Existing_Space Heating_Natural Gas_Space Heating - Heat Recovery Ventilator_A_Achievable Technical Potential | F7 | Industrial | Instruments | Existing | Space Heating | Natural Gas | Space Heating - Heat Recovery Ventilator | A | Cumulative Energy Savings (MWh or mTherms) | Achievable Technical Potential | 0 | 0 | 0 | 0 | 0 | 0.064564 | 0.12713 | 0.18623 | 0.24132 | 0.29148 | 0.33515 | 0.37358 | 0.40732 | 0.43542 | 0.46257 | 0.48649 | 0.51107 | 0.53482 | 0.55784 | 0.58361 | 0.60867 | 0.63373 | 0.65948 | 0.68664 | 0.71365 | 0.70807 | 0.70323 | 0.69875 | 0 | 0 | 0
F8_Industrial_Instruments_Existing_Space Heating_Natural Gas_Space Heating - Heat Recovery Ventilator_A_Achievable Technical Potential | F8 | Industrial | Instruments | Existing | Space Heating | Natural Gas | Space Heating - Heat Recovery Ventilator | A | Cumulative Summer Peak Savings (MW) | Achievable Technical Potential | 0 | 0 | 0 | 0 | 0 | 0 | 0 | 0 | 0 | 0 | 0 | 0 | 0 | 0 | 0 | 0 | 0 | 0 | 0 | 0 | 0 | 0 | 0 | 0 | 0 | 0 | 0 | 0 | 0 | 0 | 0
F9_Industrial_Instruments_Existing_Space Heating_Natural Gas_Space Heating - Heat Recovery Ventilator_A_Achievable Technical Potential | F9 | Industrial | Instruments | Existing | Space Heating | Natural Gas | Space Heating - Heat Recovery Ventilator | A | Cumulative Winter Peak Savings (MW) | Achievable Technical Potential | 0 | 0 | 0 | 0 | 0 | 0 | 0 | 0 | 0 | 0 | 0 | 0 | 0 | 0 | 0 | 0 | 0 | 0 | 0 | 0 | 0 | 0 | 0 | 0 | 0 | 0 | 0 | 0 | 0 | 0 | 0
F10_Industrial_Instruments_Existing_Space Heating_Natural Gas_Space Heating - Heat Recovery Ventilator_A_Achievable Technical Potential | F10 | Industrial | Instruments | Existing | Space Heating | Natural Gas | Space Heating - Heat Recovery Ventilator | A | Purchases (Incremental) | Achievable Technical Potential | 0 | 0 | 0 | 0 | 0 | 4914.506 | 4911.8087 | 4882.842 | 4885.4819 | 4889.5216 | 4827.4297 | 4814.238 | 4804.463 | 4728.1698 | 4746.2221 | 4700.9607 | 4701.5707 | 4677.9075 | 4636.1809 | 4641.6727 | 4622.4782 | 4604.4999 | 4587.7227 | 4572.1322 | 4557.7142 | 0 | 0 | 0 | 0 | 0 | 0
F11_Industrial_Instruments_Existing_Space Heating_Natural Gas_Space Heating - Heat Recovery Ventilator_A_Achievable Technical Potential | F11 | Industrial | Instruments | Existing | Space Heating | Natural Gas | Space Heating - Heat Recovery Ventilator | A | Purchases (Cumulative) | Achievable Technical Potential | 0 | 0 | 0 | 0 | 0 | 4914.506 | 9826.3148 | 14709.1568 | 19594.6387 | 24484.1603 | 29311.59 | 34125.828 | 38930.291 | 43658.4607 | 48404.6828 | 53105.6435 | 57807.2142 | 62485.1217 | 67121.3026 | 71762.9752 | 76385.4535 | 80989.9533 | 85577.6761 | 90149.8082 | 94707.5224 | 94707.5224 | 94707.5224 | 94707.5224 | 94707.5224 | 94707.5224 | 94707.5224
F1_Industrial_Instruments_Existing_Space Heating_Natural Gas_Thermostat - Programmable_A_Achievable Technical Potential | F1 | Industrial | Instruments | Existing | Space Heating | Natural Gas | Thermostat - Programmable | A | Integrated Unit Energy Savings (kWh or therms) | Achievable Technical Potential | 0 | 0 | 0 | 0 | 0 | 0.006525 | 0.0064239 | 0.0062844 | 0.0061101 | 0.0059028 | 0.0056651 | 0.0054186 | 0.0051727 | 0.0049234 | 0.00471 | 0.0045066 | 0.0043409 | 0.0041943 | 0.0040648 | 0.0039711 | 0.0038854 | 0.003811 | 0.0037499 | 0.0037039 | 0.0036625 | 0.0036336 | 0.0036086 | 0.0035854 | 0 | 0 | 0
F2_Industrial_Instruments_Existing_Space Heating_Natural Gas_Thermostat - Programmable_A_Achievable Technical Potential | F2 | Industrial | Instruments | Existing | Space Heating | Natural Gas | Thermostat - Programmable | A | Integrated Unit Summer Peak Savings (kW) | Achievable Technical Potential | 0 | 0 | 0 | 0 | 0 | 0 | 0 | 0 | 0 | 0 | 0 | 0 | 0 | 0 | 0 | 0 | 0 | 0 | 0 | 0 | 0 | 0 | 0 | 0 | 0 | 0 | 0 | 0 | 0 | 0 | 0
F3_Industrial_Instruments_Existing_Space Heating_Natural Gas_Thermostat - Programmable_A_Achievable Technical Potential | F3 | Industrial | Instruments | Existing | Space Heating | Natural Gas | Thermostat - Programmable | A | Integrated Unit Winter Peak Savings (kW) | Achievable Technical Potential | 0 | 0 | 0 | 0 | 0 | 0 | 0 | 0 | 0 | 0 | 0 | 0 | 0 | 0 | 0 | 0 | 0 | 0 | 0 | 0 | 0 | 0 | 0 | 0 | 0 | 0 | 0 | 0 | 0 | 0 | 0
F4_Industrial_Instruments_Existing_Space Heating_Natural Gas_Thermostat - Programmable_A_Achievable Technical Potential | F4 | Industrial | Instruments | Existing | Space Heating | Natural Gas | Thermostat - Programmable | A | Incremental Energy Savings (MWh or mTherms) | Achievable Technical Potential | 0 | 0 | 0 | 0 | 0 | 0.096201 | 0.094658 | 0.092056 | 0.089552 | 0.086586 | 0.082044 | 0.07826 | 0.074556 | 0.069836 | 0.067063 | 0.063556 | 0.061227 | 0.058861 | 0.056535 | 0.055298 | 0.053881 | 0.052643 | 0.05161 | 0.050804 | 0.050078 | 0 | 0 | 0 | 0 | 0 | 0
F5_Industrial_Instruments_Existing_Space Heating_Natural Gas_Thermostat - Programmable_A_Achievable Technical Potential | F5 | Industrial | Instruments | Existing | Space Heating | Natural Gas | Thermostat - Programmable | A | Incremental Summer Peak Savings (MW) | Achievable Technical Potential | 0 | 0 | 0 | 0 | 0 | 0 | 0 | 0 | 0 | 0 | 0 | 0 | 0 | 0 | 0 | 0 | 0 | 0 | 0 | 0 | 0 | 0 | 0 | 0 | 0 | 0 | 0 | 0 | 0 | 0 | 0
F6_Industrial_Instruments_Existing_Space Heating_Natural Gas_Thermostat - Programmable_A_Achievable Technical Potential | F6 | Industrial | Instruments | Existing | Space Heating | Natural Gas | Thermostat - Programmable | A | Incremental Winter Peak Savings (MW) | Achievable Technical Potential | 0 | 0 | 0 | 0 | 0 | 0 | 0 | 0 | 0 | 0 | 0 | 0 | 0 | 0 | 0 | 0 | 0 | 0 | 0 | 0 | 0 | 0 | 0 | 0 | 0 | 0 | 0 | 0 | 0 | 0 | 0
F7_Industrial_Instruments_Existing_Space Heating_Natural Gas_Thermostat - Programmable_A_Achievable Technical Potential | F7 | Industrial | Instruments | Existing | Space Heating | Natural Gas | Thermostat - Programmable | A | Cumulative Energy Savings (MWh or mTherms) | Achievable Technical Potential | 0 | 0 | 0 | 0 | 0 | 0.096201 | 0.18937 | 0.27731 | 0.35917 | 0.43358 | 0.49816 | 0.55474 | 0.60412 | 0.64485 | 0.68395 | 0.71797 | 0.75281 | 0.78624 | 0.8185 | 0.85494 | 0.89037 | 0.92595 | 0.96272 | 1.0017 | 1.0406 | 1.0324 | 1.0253 | 1.0187 | 0 | 0 | 0
F8_Industrial_Instruments_Existing_Space Heating_Natural Gas_Thermostat - Programmable_A_Achievable Technical Potential | F8 | Industrial | Instruments | Existing | Space Heating | Natural Gas | Thermostat - Programmable | A | Cumulative Summer Peak Savings (MW) | Achievable Technical Potential | 0 | 0 | 0 | 0 | 0 | 0 | 0 | 0 | 0 | 0 | 0 | 0 | 0 | 0 | 0 | 0 | 0 | 0 | 0 | 0 | 0 | 0 | 0 | 0 | 0 | 0 | 0 | 0 | 0 | 0 | 0
F9_Industrial_Instruments_Existing_Space Heating_Natural Gas_Thermostat - Programmable_A_Achievable Technical Potential | F9 | Industrial | Instruments | Existing | Space Heating | Natural Gas | Thermostat - Programmable | A | Cumulative Winter Peak Savings (MW) | Achievable Technical Potential | 0 | 0 | 0 | 0 | 0 | 0 | 0 | 0 | 0 | 0 | 0 | 0 | 0 | 0 | 0 | 0 | 0 | 0 | 0 | 0 | 0 | 0 | 0 | 0 | 0 | 0 | 0 | 0 | 0 | 0 | 0
F10_Industrial_Instruments_Existing_Space Heating_Natural Gas_Thermostat - Programmable_A_Achievable Technical Potential | F10 | Industrial | Instruments | Existing | Space Heating | Natural Gas | Thermostat - Programmable | A | Purchases (Incremental) | Achievable Technical Potential | 0 | 0 | 0 | 0 | 0 | 14743.518 | 14735.4262 | 14648.5261 | 14656.4457 | 14668.5649 | 14482.2892 | 14442.7139 | 14413.3889 | 14184.5093 | 14238.6662 | 14102.882 | 14104.7122 | 14033.7225 | 13908.5426 | 13925.018 | 13867.4347 | 13813.4997 | 13763.1681 | 13716.3965 | 13673.1425 | 0 | 0 | 0 | 0 | 0 | 0
F11_Industrial_Instruments_Existing_Space Heating_Natural Gas_Thermostat - Programmable_A_Achievable Technical Potential | F11 | Industrial | Instruments | Existing | Space Heating | Natural Gas | Thermostat - Programmable | A | Purchases (Cumulative) | Achievable Technical Potential | 0 | 0 | 0 | 0 | 0 | 14743.518 | 29478.9443 | 44127.4704 | 58783.9161 | 73452.481 | 87934.7701 | 102377.484 | 116790.8729 | 130975.3822 | 145214.0484 | 159316.9304 | 173421.6425 | 187455.3651 | 201363.9077 | 215288.9257 | 229156.3604 | 242969.86 | 256733.0282 | 270449.4247 | 284122.5672 | 284122.5672 | 284122.5672 | 284122.5672 | 284122.5672 | 284122.5672 | 284122.5672
F1_Industrial_Instruments_Existing_Space Heating_Natural Gas_ENERGY STAR Connected Thermostat_A_Achievable Technical Potential | F1 | Industrial | Instruments | Existing | Space Heating | Natural Gas | ENERGY STAR Connected Thermostat | A | Integrated Unit Energy Savings (kWh or therms) | Achievable Technical Potential | 0 | 0 | 0 | 0 | 0 | 0.015356 | 0.015114 | 0.014781 | 0.014368 | 0.013877 | 0.013314 | 0.012731 | 0.01215 | 0.011561 | 0.011057 | 0.010576 | 0.010185 | 0.0098377 | 0.0095311 | 0.009309 | 0.0091055 | 0.0089284 | 0.0087827 | 0.0086724 | 0.008573 | 0.0085052 | 0.0084465 | 0.0083921 | 0 | 0 | 0
F2_Industrial_Instruments_Existing_Space Heating_Natural Gas_ENERGY STAR Connected Thermostat_A_Achievable Technical Potential | F2 | Industrial | Instruments | Existing | Space Heating | Natural Gas | ENERGY STAR Connected Thermostat | A | Integrated Unit Summer Peak Savings (kW) | Achievable Technical Potential | 0 | 0 | 0 | 0 | 0 | 0 | 0 | 0 | 0 | 0 | 0 | 0 | 0 | 0 | 0 | 0 | 0 | 0 | 0 | 0 | 0 | 0 | 0 | 0 | 0 | 0 | 0 | 0 | 0 | 0 | 0
F3_Industrial_Instruments_Existing_Space Heating_Natural Gas_ENERGY STAR Connected Thermostat_A_Achievable Technical Potential | F3 | Industrial | Instruments | Existing | Space Heating | Natural Gas | ENERGY STAR Connected Thermostat | A | Integrated Unit Winter Peak Savings (kW) | Achievable Technical Potential | 0 | 0 | 0 | 0 | 0 | 0 | 0 | 0 | 0 | 0 | 0 | 0 | 0 | 0 | 0 | 0 | 0 | 0 | 0 | 0 | 0 | 0 | 0 | 0 | 0 | 0 | 0 | 0 | 0 | 0 | 0
F4_Industrial_Instruments_Existing_Space Heating_Natural Gas_ENERGY STAR Connected Thermostat_A_Achievable Technical Potential | F4 | Industrial | Instruments | Existing | Space Heating | Natural Gas | ENERGY STAR Connected Thermostat | A | Incremental Energy Savings (MWh or mTherms) | Achievable Technical Potential | 0 | 0 | 0 | 0 | 0 | 0.2264 | 0.22271 | 0.21653 | 0.21058 | 0.20355 | 0.19282 | 0.18387 | 0.17512 | 0.16399 | 0.15743 | 0.14915 | 0.14365 | 0.13806 | 0.13256 | 0.12963 | 0.12627 | 0.12333 | 0.12088 | 0.11895 | 0.11722 | 0 | 0 | 0 | 0 | 0 | 0
F5_Industrial_Instruments_Existing_Space Heating_Natural Gas_ENERGY STAR Connected Thermostat_A_Achievable Technical Potential | F5 | Industrial | Instruments | Existing | Space Heating | Natural Gas | ENERGY STAR Connected Thermostat | A | Incremental Summer Peak Savings (MW) | Achievable Technical Potential | 0 | 0 | 0 | 0 | 0 | 0 | 0 | 0 | 0 | 0 | 0 | 0 | 0 | 0 | 0 | 0 | 0 | 0 | 0 | 0 | 0 | 0 | 0 | 0 | 0 | 0 | 0 | 0 | 0 | 0 | 0
F6_Industrial_Instruments_Existing_Space Heating_Natural Gas_ENERGY STAR Connected Thermostat_A_Achievable Technical Potential | F6 | Industrial | Instruments | Existing | Space Heating | Natural Gas | ENERGY STAR Connected Thermostat | A | Incremental Winter Peak Savings (MW) | Achievable Technical Potential | 0 | 0 | 0 | 0 | 0 | 0 | 0 | 0 | 0 | 0 | 0 | 0 | 0 | 0 | 0 | 0 | 0 | 0 | 0 | 0 | 0 | 0 | 0 | 0 | 0 | 0 | 0 | 0 | 0 | 0 | 0
F7_Industrial_Instruments_Existing_Space Heating_Natural Gas_ENERGY STAR Connected Thermostat_A_Achievable Technical Potential | F7 | Industrial | Instruments | Existing | Space Heating | Natural Gas | ENERGY STAR Connected Thermostat | A | Cumulative Energy Savings (MWh or mTherms) | Achievable Technical Potential | 0 | 0 | 0 | 0 | 0 | 0.2264 | 0.44554 | 0.65227 | 0.84459 | 1.0193 | 1.1708 | 1.3034 | 1.419 | 1.5142 | 1.6056 | 1.685 | 1.7662 | 1.8441 | 1.9192 | 2.0041 | 2.0866 | 2.1693 | 2.2548 | 2.3455 | 2.4358 | 2.4165 | 2.3999 | 2.3844 | 0 | 0 | 0
F8_Industrial_Instruments_Existing_Space Heating_Natural Gas_ENERGY STAR Connected Thermostat_A_Achievable Technical Potential | F8 | Industrial | Instruments | Existing | Space Heating | Natural Gas | ENERGY STAR Connected Thermostat | A | Cumulative Summer Peak Savings (MW) | Achievable Technical Potential | 0 | 0 | 0 | 0 | 0 | 0 | 0 | 0 | 0 | 0 | 0 | 0 | 0 | 0 | 0 | 0 | 0 | 0 | 0 | 0 | 0 | 0 | 0 | 0 | 0 | 0 | 0 | 0 | 0 | 0 | 0
F9_Industrial_Instruments_Existing_Space Heating_Natural Gas_ENERGY STAR Connected Thermostat_A_Achievable Technical Potential | F9 | Industrial | Instruments | Existing | Space Heating | Natural Gas | ENERGY STAR Connected Thermostat | A | Cumulative Winter Peak Savings (MW) | Achievable Technical Potential | 0 | 0 | 0 | 0 | 0 | 0 | 0 | 0 | 0 | 0 | 0 | 0 | 0 | 0 | 0 | 0 | 0 | 0 | 0 | 0 | 0 | 0 | 0 | 0 | 0 | 0 | 0 | 0 | 0 | 0 | 0
F10_Industrial_Instruments_Existing_Space Heating_Natural Gas_ENERGY STAR Connected Thermostat_A_Achievable Technical Potential | F10 | Industrial | Instruments | Existing | Space Heating | Natural Gas | ENERGY STAR Connected Thermostat | A | Purchases (Incremental) | Achievable Technical Potential | 0 | 0 | 0 | 0 | 0 | 14743.518 | 14735.4262 | 14648.5261 | 14656.4457 | 14668.5649 | 14482.2892 | 14442.7139 | 14413.3889 | 14184.5093 | 14238.6662 | 14102.882 | 14104.7122 | 14033.7225 | 13908.5426 | 13925.018 | 13867.4347 | 13813.4997 | 13763.1681 | 13716.3965 | 13673.1425 | 0 | 0 | 0 | 0 | 0 | 0
F11_Industrial_Instruments_Existing_Space Heating_Natural Gas_ENERGY STAR Connected Thermostat_A_Achievable Technical Potential | F11 | Industrial | Instruments | Existing | Space Heating | Natural Gas | ENERGY STAR Connected Thermostat | A | Purchases (Cumulative) | Achievable Technical Potential | 0 | 0 | 0 | 0 | 0 | 14743.518 | 29478.9443 | 44127.4704 | 58783.9161 | 73452.481 | 87934.7701 | 102377.484 | 116790.8729 | 130975.3822 | 145214.0484 | 159316.9304 | 173421.6425 | 187455.3651 | 201363.9077 | 215288.9257 | 229156.3604 | 242969.86 | 256733.0282 | 270449.4247 | 284122.5672 | 284122.5672 | 284122.5672 | 284122.5672 | 284122.5672 | 284122.5672 | 284122.5672
F1_Industrial_Instruments_Existing_Space Heating_Natural Gas_Destratification Fans (HVLS)_A_Achievable Technical Potential | F1 | Industrial | Instruments | Existing | Space Heating | Natural Gas | Destratification Fans (HVLS) | A | Integrated Unit Energy Savings (kWh or therms) | Achievable Technical Potential | 0 | 0 | 0 | 0 | 0 | 0.015346 | 0.015094 | 0.014753 | 0.014331 | 0.013832 | 0.013262 | 0.012674 | 0.012087 | 0.011493 | 0.010985 | 0.0105 | 0.010105 | 0.0097539 | 0.0094431 | 0.0092172 | 0.0090096 | 0.0088283 | 0.0086783 | 0.0085634 | 0.0084595 | 0.0083922 | 0.008334 | 0.00828 | 0 | 0 | 0
F2_Industrial_Instruments_Existing_Space Heating_Natural Gas_Destratification Fans (HVLS)_A_Achievable Technical Potential | F2 | Industrial | Instruments | Existing | Space Heating | Natural Gas | Destratification Fans (HVLS) | A | Integrated Unit Summer Peak Savings (kW) | Achievable Technical Potential | 0 | 0 | 0 | 0 | 0 | 0 | 0 | 0 | 0 | 0 | 0 | 0 | 0 | 0 | 0 | 0 | 0 | 0 | 0 | 0 | 0 | 0 | 0 | 0 | 0 | 0 | 0 | 0 | 0 | 0 | 0
F3_Industrial_Instruments_Existing_Space Heating_Natural Gas_Destratification Fans (HVLS)_A_Achievable Technical Potential | F3 | Industrial | Instruments | Existing | Space Heating | Natural Gas | Destratification Fans (HVLS) | A | Integrated Unit Winter Peak Savings (kW) | Achievable Technical Potential | 0 | 0 | 0 | 0 | 0 | 0 | 0 | 0 | 0 | 0 | 0 | 0 | 0 | 0 | 0 | 0 | 0 | 0 | 0 | 0 | 0 | 0 | 0 | 0 | 0 | 0 | 0 | 0 | 0 | 0 | 0
F4_Industrial_Instruments_Existing_Space Heating_Natural Gas_Destratification Fans (HVLS)_A_Achievable Technical Potential | F4 | Industrial | Instruments | Existing | Space Heating | Natural Gas | Destratification Fans (HVLS) | A | Incremental Energy Savings (MWh or mTherms) | Achievable Technical Potential | 0 | 0 | 0 | 0 | 0 | 0.22625 | 0.22242 | 0.21611 | 0.21004 | 0.2029 | 0.19207 | 0.18304 | 0.17422 | 0.16302 | 0.15641 | 0.14808 | 0.14252 | 0.13688 | 0.13134 | 0.12835 | 0.12494 | 0.12195 | 0.11944 | 0.11746 | 0.11567 | 0 | 0 | 0 | 0 | 0 | 0
F5_Industrial_Instruments_Existing_Space Heating_Natural Gas_Destratification Fans (HVLS)_A_Achievable Technical Potential | F5 | Industrial | Instruments | Existing | Space Heating | Natural Gas | Destratification Fans (HVLS) | A | Incremental Summer Peak Savings (MW) | Achievable Technical Potential | 0 | 0 | 0 | 0 | 0 | 0 | 0 | 0 | 0 | 0 | 0 | 0 | 0 | 0 | 0 | 0 | 0 | 0 | 0 | 0 | 0 | 0 | 0 | 0 | 0 | 0 | 0 | 0 | 0 | 0 | 0
F6_Industrial_Instruments_Existing_Space Heating_Natural Gas_Destratification Fans (HVLS)_A_Achievable Technical Potential | F6 | Industrial | Instruments | Existing | Space Heating | Natural Gas | Destratification Fans (HVLS) | A | Incremental Winter Peak Savings (MW) | Achievable Technical Potential | 0 | 0 | 0 | 0 | 0 | 0 | 0 | 0 | 0 | 0 | 0 | 0 | 0 | 0 | 0 | 0 | 0 | 0 | 0 | 0 | 0 | 0 | 0 | 0 | 0 | 0 | 0 | 0 | 0 | 0 | 0
F7_Industrial_Instruments_Existing_Space Heating_Natural Gas_Destratification Fans (HVLS)_A_Achievable Technical Potential | F7 | Industrial | Instruments | Existing | Space Heating | Natural Gas | Destratification Fans (HVLS) | A | Cumulative Energy Savings (MWh or mTherms) | Achievable Technical Potential | 0 | 0 | 0 | 0 | 0 | 0.22625 | 0.44497 | 0.65101 | 0.84243 | 1.016 | 1.1662 | 1.2975 | 1.4117 | 1.5053 | 1.5951 | 1.6728 | 1.7524 | 1.8284 | 1.9015 | 1.9844 | 2.0646 | 2.145 | 2.228 | 2.316 | 2.4035 | 2.3844 | 2.3679 | 2.3525 | 0 | 0 | 0
F8_Industrial_Instruments_Existing_Space Heating_Natural Gas_Destratification Fans (HVLS)_A_Achievable Technical Potential | F8 | Industrial | Instruments | Existing | Space Heating | Natural Gas | Destratification Fans (HVLS) | A | Cumulative Summer Peak Savings (MW) | Achievable Technical Potential | 0 | 0 | 0 | 0 | 0 | 0 | 0 | 0 | 0 | 0 | 0 | 0 | 0 | 0 | 0 | 0 | 0 | 0 | 0 | 0 | 0 | 0 | 0 | 0 | 0 | 0 | 0 | 0 | 0 | 0 | 0
F9_Industrial_Instruments_Existing_Space Heating_Natural Gas_Destratification Fans (HVLS)_A_Achievable Technical Potential | F9 | Industrial | Instruments | Existing | Space Heating | Natural Gas | Destratification Fans (HVLS) | A | Cumulative Winter Peak Savings (MW) | Achievable Technical Potential | 0 | 0 | 0 | 0 | 0 | 0 | 0 | 0 | 0 | 0 | 0 | 0 | 0 | 0 | 0 | 0 | 0 | 0 | 0 | 0 | 0 | 0 | 0 | 0 | 0 | 0 | 0 | 0 | 0 | 0 | 0
F10_Industrial_Instruments_Existing_Space Heating_Natural Gas_Destratification Fans (HVLS)_A_Achievable Technical Potential | F10 | Industrial | Instruments | Existing | Space Heating | Natural Gas | Destratification Fans (HVLS) | A | Purchases (Incremental) | Achievable Technical Potential | 0 | 0 | 0 | 0 | 0 | 14743.518 | 14735.4262 | 14648.5261 | 14656.4457 | 14668.5649 | 14482.2892 | 14442.7139 | 14413.3889 | 14184.5093 | 14238.6662 | 14102.882 | 14104.7122 | 14033.7225 | 13908.5426 | 13925.018 | 13867.4347 | 13813.4997 | 13763.1681 | 13716.3965 | 13673.1425 | 0 | 0 | 0 | 0 | 0 | 0
F11_Industrial_Instruments_Existing_Space Heating_Natural Gas_Destratification Fans (HVLS)_A_Achievable Technical Potential | F11 | Industrial | Instruments | Existing | Space Heating | Natural Gas | Destratification Fans (HVLS) | A | Purchases (Cumulative) | Achievable Technical Potential | 0 | 0 | 0 | 0 | 0 | 14743.518 | 29478.9443 | 44127.4704 | 58783.9161 | 73452.481 | 87934.7701 | 102377.484 | 116790.8729 | 130975.3822 | 145214.0484 | 159316.9304 | 173421.6425 | 187455.3651 | 201363.9077 | 215288.9257 | 229156.3604 | 242969.86 | 256733.0282 | 270449.4247 | 284122.5672 | 284122.5672 | 284122.5672 | 284122.5672 | 284122.5672 | 284122.5672 | 284122.5672
F1_Industrial_Instruments_Existing_Space Heating_Natural Gas_Gas Boiler - Insulate Steam Lines/Condensate Tank_A_Achievable Technical Potential | F1 | Industrial | Instruments | Existing | Space Heating | Natural Gas | Gas Boiler - Insulate Steam Lines/Condensate Tank | A | Integrated Unit Energy Savings (kWh or therms) | Achievable Technical Potential | 0 | 0 | 0 | 0 | 0 | 44.111 | 43.7077 | 43.2861 | 42.8392 | 42.3624 | 41.8527 | 41.3154 | 40.744 | 40.1195 | 39.4594 | 38.7823 | 38.1116 | 37.4451 | 36.7939 | 36.2076 | 35.6555 | 35.1285 | 34.668 | 34.2747 | 33.905 | 33.6355 | 33.4043 | 33.1913 | 38.1785 | 38.0217 | 37.8785
F2_Industrial_Instruments_Existing_Space Heating_Natural Gas_Gas Boiler - Insulate Steam Lines/Condensate Tank_A_Achievable Technical Potential | F2 | Industrial | Instruments | Existing | Space Heating | Natural Gas | Gas Boiler - Insulate Steam Lines/Condensate Tank | A | Integrated Unit Summer Peak Savings (kW) | Achievable Technical Potential | 0 | 0 | 0 | 0 | 0 | 0 | 0 | 0 | 0 | 0 | 0 | 0 | 0 | 0 | 0 | 0 | 0 | 0 | 0 | 0 | 0 | 0 | 0 | 0 | 0 | 0 | 0 | 0 | 0 | 0 | 0
F3_Industrial_Instruments_Existing_Space Heating_Natural Gas_Gas Boiler - Insulate Steam Lines/Condensate Tank_A_Achievable Technical Potential | F3 | Industrial | Instruments | Existing | Space Heating | Natural Gas | Gas Boiler - Insulate Steam Lines/Condensate Tank | A | Integrated Unit Winter Peak Savings (kW) | Achievable Technical Potential | 0 | 0 | 0 | 0 | 0 | 0 | 0 | 0 | 0 | 0 | 0 | 0 | 0 | 0 | 0 | 0 | 0 | 0 | 0 | 0 | 0 | 0 | 0 | 0 | 0 | 0 | 0 | 0 | 0 | 0 | 0
F4_Industrial_Instruments_Existing_Space Heating_Natural Gas_Gas Boiler - Insulate Steam Lines/Condensate Tank_A_Achievable Technical Potential | F4 | Industrial | Instruments | Existing | Space Heating | Natural Gas | Gas Boiler - Insulate Steam Lines/Condensate Tank | A | Incremental Energy Savings (MWh or mTherms) | Achievable Technical Potential | 0 | 0 | 0 | 0 | 0 | 0.018259 | 0.018082 | 0.017802 | 0.017628 | 0.017446 | 0.017017 | 0.016753 | 0.016488 | 0.015977 | 0.015774 | 0.015356 | 0.015092 | 0.014754 | 0.014368 | 0.014156 | 0.013882 | 0.013624 | 0.013396 | 0.013199 | 0.013016 | 0 | 0 | 0 | 0 | 0 | 0
F5_Industrial_Instruments_Existing_Space Heating_Natural Gas_Gas Boiler - Insulate Steam Lines/Condensate Tank_A_Achievable Technical Potential | F5 | Industrial | Instruments | Existing | Space Heating | Natural Gas | Gas Boiler - Insulate Steam Lines/Condensate Tank | A | Incremental Summer Peak Savings (MW) | Achievable Technical Potential | 0 | 0 | 0 | 0 | 0 | 0 | 0 | 0 | 0 | 0 | 0 | 0 | 0 | 0 | 0 | 0 | 0 | 0 | 0 | 0 | 0 | 0 | 0 | 0 | 0 | 0 | 0 | 0 | 0 | 0 | 0
F6_Industrial_Instruments_Existing_Space Heating_Natural Gas_Gas Boiler - Insulate Steam Lines/Condensate Tank_A_Achievable Technical Potential | F6 | Industrial | Instruments | Existing | Space Heating | Natural Gas | Gas Boiler - Insulate Steam Lines/Condensate Tank | A | Incremental Winter Peak Savings (MW) | Achievable Technical Potential | 0 | 0 | 0 | 0 | 0 | 0 | 0 | 0 | 0 | 0 | 0 | 0 | 0 | 0 | 0 | 0 | 0 | 0 | 0 | 0 | 0 | 0 | 0 | 0 | 0 | 0 | 0 | 0 | 0 | 0 | 0
F7_Industrial_Instruments_Existing_Space Heating_Natural Gas_Gas Boiler - Insulate Steam Lines/Condensate Tank_A_Achievable Technical Potential | F7 | Industrial | Instruments | Existing | Space Heating | Natural Gas | Gas Boiler - Insulate Steam Lines/Condensate Tank | A | Cumulative Energy Savings (MWh or mTherms) | Achievable Technical Potential | 0 | 0 | 0 | 0 | 0 | 0.018259 | 0.036174 | 0.053628 | 0.070702 | 0.087361 | 0.10333 | 0.11875 | 0.1336 | 0.14753 | 0.16088 | 0.17347 | 0.18556 | 0.19707 | 0.20801 | 0.21885 | 0.2294 | 0.23963 | 0.24989 | 0.26025 | 0.27046 | 0.26831 | 0.26646 | 0.26476 | 0 | 0 | 0
F8_Industrial_Instruments_Existing_Space Heating_Natural Gas_Gas Boiler - Insulate Steam Lines/Condensate Tank_A_Achievable Technical Potential | F8 | Industrial | Instruments | Existing | Space Heating | Natural Gas | Gas Boiler - Insulate Steam Lines/Condensate Tank | A | Cumulative Summer Peak Savings (MW) | Achievable Technical Potential | 0 | 0 | 0 | 0 | 0 | 0 | 0 | 0 | 0 | 0 | 0 | 0 | 0 | 0 | 0 | 0 | 0 | 0 | 0 | 0 | 0 | 0 | 0 | 0 | 0 | 0 | 0 | 0 | 0 | 0 | 0
F9_Industrial_Instruments_Existing_Space Heating_Natural Gas_Gas Boiler - Insulate Steam Lines/Condensate Tank_A_Achievable Technical Potential | F9 | Industrial | Instruments | Existing | Space Heating | Natural Gas | Gas Boiler - Insulate Steam Lines/Condensate Tank | A | Cumulative Winter Peak Savings (MW) | Achievable Technical Potential | 0 | 0 | 0 | 0 | 0 | 0 | 0 | 0 | 0 | 0 | 0 | 0 | 0 | 0 | 0 | 0 | 0 | 0 | 0 | 0 | 0 | 0 | 0 | 0 | 0 | 0 | 0 | 0 | 0 | 0 | 0
F10_Industrial_Instruments_Existing_Space Heating_Natural Gas_Gas Boiler - Insulate Steam Lines/Condensate Tank_A_Achievable Technical Potential | F10 | Industrial | Instruments | Existing | Space Heating | Natural Gas | Gas Boiler - Insulate Steam Lines/Condensate Tank | A | Purchases (Incremental) | Achievable Technical Potential | 0 | 0 | 0 | 0 | 0 | 0.41393 | 0.41371 | 0.41127 | 0.41149 | 0.41183 | 0.4066 | 0.40549 | 0.40467 | 0.39824 | 0.39976 | 0.39595 | 0.396 | 0.39401 | 0.39049 | 0.39095 | 0.38934 | 0.38782 | 0.38641 | 0.3851 | 0.38388 | 0 | 0 | 0 | 0 | 0 | 0
F11_Industrial_Instruments_Existing_Space Heating_Natural Gas_Gas Boiler - Insulate Steam Lines/Condensate Tank_A_Achievable Technical Potential | F11 | Industrial | Instruments | Existing | Space Heating | Natural Gas | Gas Boiler - Insulate Steam Lines/Condensate Tank | A | Purchases (Cumulative) | Achievable Technical Potential | 0 | 0 | 0 | 0 | 0 | 0.41393 | 0.82764 | 1.2389 | 1.6504 | 2.0622 | 2.4688 | 2.8743 | 3.279 | 3.6772 | 4.077 | 4.4729 | 4.8689 | 5.2629 | 5.6534 | 6.0444 | 6.4337 | 6.8215 | 7.2079 | 7.593 | 7.9769 | 7.9769 | 7.9769 | 7.9769 | 7.9769 | 7.9769 | 7.9769
F1_Industrial_Instruments_Existing_Process_Natural Gas_Gas Boiler - Insulate Steam Lines/Condensate Tank_A_Achievable Technical Potential | F1 | Industrial | Instruments | Existing | Process | Natural Gas | Gas Boiler - Insulate Steam Lines/Condensate Tank | A | Integrated Unit Energy Savings (kWh or therms) | Achievable Technical Potential | 0 | 0 | 0 | 0 | 0 | 27.8533 | 27.7663 | 27.6784 | 27.591 | 27.5024 | 27.4083 | 27.3211 | 27.2374 | 27.1478 | 27.0774 | 27.0012 | 26.9391 | 26.8765 | 26.8128 | 26.762 | 26.7063 | 26.6531 | 26.6002 | 26.5475 | 26.4951 | 26.4909 | 26.4871 | 26.4837 | 27.9412 | 27.9412 | 27.9412
F2_Industrial_Instruments_Existing_Process_Natural Gas_Gas Boiler - Insulate Steam Lines/Condensate Tank_A_Achievable Technical Potential | F2 | Industrial | Instruments | Existing | Process | Natural Gas | Gas Boiler - Insulate Steam Lines/Condensate Tank | A | Integrated Unit Summer Peak Savings (kW) | Achievable Technical Potential | 0 | 0 | 0 | 0 | 0 | 0 | 0 | 0 | 0 | 0 | 0 | 0 | 0 | 0 | 0 | 0 | 0 | 0 | 0 | 0 | 0 | 0 | 0 | 0 | 0 | 0 | 0 | 0 | 0 | 0 | 0
F3_Industrial_Instruments_Existing_Process_Natural Gas_Gas Boiler - Insulate Steam Lines/Condensate Tank_A_Achievable Technical Potential | F3 | Industrial | Instruments | Existing | Process | Natural Gas | Gas Boiler - Insulate Steam Lines/Condensate Tank | A | Integrated Unit Winter Peak Savings (kW) | Achievable Technical Potential | 0 | 0 | 0 | 0 | 0 | 0 | 0 | 0 | 0 | 0 | 0 | 0 | 0 | 0 | 0 | 0 | 0 | 0 | 0 | 0 | 0 | 0 | 0 | 0 | 0 | 0 | 0 | 0 | 0 | 0 | 0
F4_Industrial_Instruments_Existing_Process_Natural Gas_Gas Boiler - Insulate Steam Lines/Condensate Tank_A_Achievable Technical Potential | F4 | Industrial | Instruments | Existing | Process | Natural Gas | Gas Boiler - Insulate Steam Lines/Condensate Tank | A | Incremental Energy Savings (MWh or mTherms) | Achievable Technical Potential | 0 | 0 | 0 | 0 | 0 | 0.34974 | 0.34846 | 0.34531 | 0.3444 | 0.34358 | 0.33806 | 0.33606 | 0.33435 | 0.32796 | 0.32836 | 0.32431 | 0.32361 | 0.32123 | 0.31761 | 0.31738 | 0.31541 | 0.31356 | 0.3118 | 0.31012 | 0.30854 | 0 | 0 | 0 | 0 | 0 | 0
F5_Industrial_Instruments_Existing_Process_Natural Gas_Gas Boiler - Insulate Steam Lines/Condensate Tank_A_Achievable Technical Potential | F5 | Industrial | Instruments | Existing | Process | Natural Gas | Gas Boiler - Insulate Steam Lines/Condensate Tank | A | Incremental Summer Peak Savings (MW) | Achievable Technical Potential | 0 | 0 | 0 | 0 | 0 | 0 | 0 | 0 | 0 | 0 | 0 | 0 | 0 | 0 | 0 | 0 | 0 | 0 | 0 | 0 | 0 | 0 | 0 | 0 | 0 | 0 | 0 | 0 | 0 | 0 | 0
F6_Industrial_Instruments_Existing_Process_Natural Gas_Gas Boiler - Insulate Steam Lines/Condensate Tank_A_Achievable Technical Potential | F6 | Industrial | Instruments | Existing | Process | Natural Gas | Gas Boiler - Insulate Steam Lines/Condensate Tank | A | Incremental Winter Peak Savings (MW) | Achievable Technical Potential | 0 | 0 | 0 | 0 | 0 | 0 | 0 | 0 | 0 | 0 | 0 | 0 | 0 | 0 | 0 | 0 | 0 | 0 | 0 | 0 | 0 | 0 | 0 | 0 | 0 | 0 | 0 | 0 | 0 | 0 | 0
F7_Industrial_Instruments_Existing_Process_Natural Gas_Gas Boiler - Insulate Steam Lines/Condensate Tank_A_Achievable Technical Potential | F7 | Industrial | Instruments | Existing | Process | Natural Gas | Gas Boiler - Insulate Steam Lines/Condensate Tank | A | Cumulative Energy Savings (MWh or mTherms) | Achievable Technical Potential | 0 | 0 | 0 | 0 | 0 | 0.34974 | 0.69711 | 1.0402 | 1.3813 | 1.7205 | 2.0526 | 2.3822 | 2.7092 | 3.0283 | 3.3488 | 3.6637 | 3.9788 | 4.2908 | 4.5983 | 4.9069 | 5.2121 | 5.5153 | 5.8162 | 6.1148 | 6.4112 | 6.4102 | 6.4093 | 6.4085 | 0 | 0 | 0
F8_Industrial_Instruments_Existing_Process_Natural Gas_Gas Boiler - Insulate Steam Lines/Condensate Tank_A_Achievable Technical Potential | F8 | Industrial | Instruments | Existing | Process | Natural Gas | Gas Boiler - Insulate Steam Lines/Condensate Tank | A | Cumulative Summer Peak Savings (MW) | Achievable Technical Potential | 0 | 0 | 0 | 0 | 0 | 0 | 0 | 0 | 0 | 0 | 0 | 0 | 0 | 0 | 0 | 0 | 0 | 0 | 0 | 0 | 0 | 0 | 0 | 0 | 0 | 0 | 0 | 0 | 0 | 0 | 0
F9_Industrial_Instruments_Existing_Process_Natural Gas_Gas Boiler - Insulate Steam Lines/Condensate Tank_A_Achievable Technical Potential | F9 | Industrial | Instruments | Existing | Process | Natural Gas | Gas Boiler - Insulate Steam Lines/Condensate Tank | A | Cumulative Winter Peak Savings (MW) | Achievable Technical Potential | 0 | 0 | 0 | 0 | 0 | 0 | 0 | 0 | 0 | 0 | 0 | 0 | 0 | 0 | 0 | 0 | 0 | 0 | 0 | 0 | 0 | 0 | 0 | 0 | 0 | 0 | 0 | 0 | 0 | 0 | 0
F10_Industrial_Instruments_Existing_Process_Natural Gas_Gas Boiler - Insulate Steam Lines/Condensate Tank_A_Achievable Technical Potential | F10 | Industrial | Instruments | Existing | Process | Natural Gas | Gas Boiler - Insulate Steam Lines/Condensate Tank | A | Purchases (Incremental) | Achievable Technical Potential | 0 | 0 | 0 | 0 | 0 | 12.5566 | 12.5497 | 12.4757 | 12.4824 | 12.4928 | 12.3341 | 12.3004 | 12.2754 | 12.0805 | 12.1266 | 12.011 | 12.0125 | 11.9521 | 11.8455 | 11.8595 | 11.8105 | 11.7645 | 11.7217 | 11.6818 | 11.645 | 0 | 0 | 0 | 0 | 0 | 0
F11_Industrial_Instruments_Existing_Process_Natural Gas_Gas Boiler - Insulate Steam Lines/Condensate Tank_A_Achievable Technical Potential | F11 | Industrial | Instruments | Existing | Process | Natural Gas | Gas Boiler - Insulate Steam Lines/Condensate Tank | A | Purchases (Cumulative) | Achievable Technical Potential | 0 | 0 | 0 | 0 | 0 | 12.5566 | 25.1063 | 37.582 | 50.0644 | 62.5572 | 74.8913 | 87.1917 | 99.4672 | 111.5477 | 123.6743 | 135.6853 | 147.6978 | 159.6499 | 171.4954 | 183.3549 | 195.1654 | 206.9299 | 218.6516 | 230.3334 | 241.9784 | 241.9784 | 241.9784 | 241.9784 | 241.9784 | 241.9784 | 241.9784
F1_Industrial_Instruments_Existing_Space Heating_Natural Gas_Gas Boiler - Insulate Hot Water Lines_A_Achievable Technical Potential | F1 | Industrial | Instruments | Existing | Space Heating | Natural Gas | Gas Boiler - Insulate Hot Water Lines | A | Integrated Unit Energy Savings (kWh or therms) | Achievable Technical Potential | 0 | 0 | 0 | 0 | 0 | 49.9255 | 49.5411 | 49.1453 | 48.7325 | 48.3024 | 47.8621 | 47.4115 | 46.9494 | 46.467 | 45.949 | 45.4463 | 44.9448 | 44.4522 | 43.9673 | 43.5047 | 43.059 | 42.6023 | 42.1859 | 41.8187 | 41.4599 | 41.1393 | 40.8646 | 40.6114 | 43.1537 | 42.9764 | 42.8146
F2_Industrial_Instruments_Existing_Space Heating_Natural Gas_Gas Boiler - Insulate Hot Water Lines_A_Achievable Technical Potential | F2 | Industrial | Instruments | Existing | Space Heating | Natural Gas | Gas Boiler - Insulate Hot Water Lines | A | Integrated Unit Summer Peak Savings (kW) | Achievable Technical Potential | 0 | 0 | 0 | 0 | 0 | 0 | 0 | 0 | 0 | 0 | 0 | 0 | 0 | 0 | 0 | 0 | 0 | 0 | 0 | 0 | 0 | 0 | 0 | 0 | 0 | 0 | 0 | 0 | 0 | 0 | 0
F3_Industrial_Instruments_Existing_Space Heating_Natural Gas_Gas Boiler - Insulate Hot Water Lines_A_Achievable Technical Potential | F3 | Industrial | Instruments | Existing | Space Heating | Natural Gas | Gas Boiler - Insulate Hot Water Lines | A | Integrated Unit Winter Peak Savings (kW) | Achievable Technical Potential | 0 | 0 | 0 | 0 | 0 | 0 | 0 | 0 | 0 | 0 | 0 | 0 | 0 | 0 | 0 | 0 | 0 | 0 | 0 | 0 | 0 | 0 | 0 | 0 | 0 | 0 | 0 | 0 | 0 | 0 | 0
F4_Industrial_Instruments_Existing_Space Heating_Natural Gas_Gas Boiler - Insulate Hot Water Lines_A_Achievable Technical Potential | F4 | Industrial | Instruments | Existing | Space Heating | Natural Gas | Gas Boiler - Insulate Hot Water Lines | A | Incremental Energy Savings (MWh or mTherms) | Achievable Technical Potential | 0 | 0 | 0 | 0 | 0 | 0.041332 | 0.040991 | 0.040424 | 0.040106 | 0.039785 | 0.038921 | 0.03845 | 0.037998 | 0.03701 | 0.036737 | 0.035989 | 0.035596 | 0.035029 | 0.034338 | 0.034017 | 0.033529 | 0.033044 | 0.032602 | 0.032208 | 0.031831 | 0 | 0 | 0 | 0 | 0 | 0
F5_Industrial_Instruments_Existing_Space Heating_Natural Gas_Gas Boiler - Insulate Hot Water Lines_A_Achievable Technical Potential | F5 | Industrial | Instruments | Existing | Space Heating | Natural Gas | Gas Boiler - Insulate Hot Water Lines | A | Incremental Summer Peak Savings (MW) | Achievable Technical Potential | 0 | 0 | 0 | 0 | 0 | 0 | 0 | 0 | 0 | 0 | 0 | 0 | 0 | 0 | 0 | 0 | 0 | 0 | 0 | 0 | 0 | 0 | 0 | 0 | 0 | 0 | 0 | 0 | 0 | 0 | 0
F6_Industrial_Instruments_Existing_Space Heating_Natural Gas_Gas Boiler - Insulate Hot Water Lines_A_Achievable Technical Potential | F6 | Industrial | Instruments | Existing | Space Heating | Natural Gas | Gas Boiler - Insulate Hot Water Lines | A | Incremental Winter Peak Savings (MW) | Achievable Technical Potential | 0 | 0 | 0 | 0 | 0 | 0 | 0 | 0 | 0 | 0 | 0 | 0 | 0 | 0 | 0 | 0 | 0 | 0 | 0 | 0 | 0 | 0 | 0 | 0 | 0 | 0 | 0 | 0 | 0 | 0 | 0
F7_Industrial_Instruments_Existing_Space Heating_Natural Gas_Gas Boiler - Insulate Hot Water Lines_A_Achievable Technical Potential | F7 | Industrial | Instruments | Existing | Space Heating | Natural Gas | Gas Boiler - Insulate Hot Water Lines | A | Cumulative Energy Savings (MWh or mTherms) | Achievable Technical Potential | 0 | 0 | 0 | 0 | 0 | 0.041332 | 0.082004 | 0.12177 | 0.16086 | 0.19922 | 0.23633 | 0.27255 | 0.30789 | 0.34174 | 0.37467 | 0.40656 | 0.43767 | 0.4679 | 0.49713 | 0.52592 | 0.55406 | 0.58123 | 0.60815 | 0.63506 | 0.66145 | 0.65633 | 0.65195 | 0.64791 | 0 | 0 | 0
F8_Industrial_Instruments_Existing_Space Heating_Natural Gas_Gas Boiler - Insulate Hot Water Lines_A_Achievable Technical Potential | F8 | Industrial | Instruments | Existing | Space Heating | Natural Gas | Gas Boiler - Insulate Hot Water Lines | A | Cumulative Summer Peak Savings (MW) | Achievable Technical Potential | 0 | 0 | 0 | 0 | 0 | 0 | 0 | 0 | 0 | 0 | 0 | 0 | 0 | 0 | 0 | 0 | 0 | 0 | 0 | 0 | 0 | 0 | 0 | 0 | 0 | 0 | 0 | 0 | 0 | 0 | 0
F9_Industrial_Instruments_Existing_Space Heating_Natural Gas_Gas Boiler - Insulate Hot Water Lines_A_Achievable Technical Potential | F9 | Industrial | Instruments | Existing | Space Heating | Natural Gas | Gas Boiler - Insulate Hot Water Lines | A | Cumulative Winter Peak Savings (MW) | Achievable Technical Potential | 0 | 0 | 0 | 0 | 0 | 0 | 0 | 0 | 0 | 0 | 0 | 0 | 0 | 0 | 0 | 0 | 0 | 0 | 0 | 0 | 0 | 0 | 0 | 0 | 0 | 0 | 0 | 0 | 0 | 0 | 0
F10_Industrial_Instruments_Existing_Space Heating_Natural Gas_Gas Boiler - Insulate Hot Water Lines_A_Achievable Technical Potential | F10 | Industrial | Instruments | Existing | Space Heating | Natural Gas | Gas Boiler - Insulate Hot Water Lines | A | Purchases (Incremental) | Achievable Technical Potential | 0 | 0 | 0 | 0 | 0 | 0.82787 | 0.82741 | 0.82253 | 0.82298 | 0.82366 | 0.8132 | 0.81098 | 0.80933 | 0.79648 | 0.79952 | 0.7919 | 0.792 | 0.78801 | 0.78098 | 0.78191 | 0.77867 | 0.77565 | 0.77282 | 0.77019 | 0.76776 | 0 | 0 | 0 | 0 | 0 | 0
F11_Industrial_Instruments_Existing_Space Heating_Natural Gas_Gas Boiler - Insulate Hot Water Lines_A_Achievable Technical Potential | F11 | Industrial | Instruments | Existing | Space Heating | Natural Gas | Gas Boiler - Insulate Hot Water Lines | A | Purchases (Cumulative) | Achievable Technical Potential | 0 | 0 | 0 | 0 | 0 | 0.82787 | 1.6553 | 2.4778 | 3.3008 | 4.1245 | 4.9377 | 5.7486 | 6.558 | 7.3544 | 8.154 | 8.9459 | 9.7379 | 10.5259 | 11.3068 | 12.0888 | 12.8674 | 13.6431 | 14.4159 | 15.1861 | 15.9539 | 15.9539 | 15.9539 | 15.9539 | 15.9539 | 15.9539 | 15.9539
F1_Industrial_Instruments_Existing_Process_Natural Gas_Gas Boiler - Insulate Hot Water Lines_A_Achievable Technical Potential | F1 | Industrial | Instruments | Existing | Process | Natural Gas | Gas Boiler - Insulate Hot Water Lines | A | Integrated Unit Energy Savings (kWh or therms) | Achievable Technical Potential | 0 | 0 | 0 | 0 | 0 | 31.5356 | 31.4899 | 31.4434 | 31.3966 | 31.3482 | 31.2968 | 31.2506 | 31.2081 | 31.1647 | 31.1344 | 31.1044 | 31.0852 | 31.0686 | 31.0538 | 31.0466 | 31.0379 | 31.032 | 31.0264 | 31.0209 | 31.0157 | 31.014 | 31.0125 | 31.0111 | 31.5823 | 31.5823 | 31.5823
F2_Industrial_Instruments_Existing_Process_Natural Gas_Gas Boiler - Insulate Hot Water Lines_A_Achievable Technical Potential | F2 | Industrial | Instruments | Existing | Process | Natural Gas | Gas Boiler - Insulate Hot Water Lines | A | Integrated Unit Summer Peak Savings (kW) | Achievable Technical Potential | 0 | 0 | 0 | 0 | 0 | 0 | 0 | 0 | 0 | 0 | 0 | 0 | 0 | 0 | 0 | 0 | 0 | 0 | 0 | 0 | 0 | 0 | 0 | 0 | 0 | 0 | 0 | 0 | 0 | 0 | 0
F3_Industrial_Instruments_Existing_Process_Natural Gas_Gas Boiler - Insulate Hot Water Lines_A_Achievable Technical Potential | F3 | Industrial | Instruments | Existing | Process | Natural Gas | Gas Boiler - Insulate Hot Water Lines | A | Integrated Unit Winter Peak Savings (kW) | Achievable Technical Potential | 0 | 0 | 0 | 0 | 0 | 0 | 0 | 0 | 0 | 0 | 0 | 0 | 0 | 0 | 0 | 0 | 0 | 0 | 0 | 0 | 0 | 0 | 0 | 0 | 0 | 0 | 0 | 0 | 0 | 0 | 0
F4_Industrial_Instruments_Existing_Process_Natural Gas_Gas Boiler - Insulate Hot Water Lines_A_Achievable Technical Potential | F4 | Industrial | Instruments | Existing | Process | Natural Gas | Gas Boiler - Insulate Hot Water Lines | A | Incremental Energy Savings (MWh or mTherms) | Achievable Technical Potential | 0 | 0 | 0 | 0 | 0 | 0.79196 | 0.79038 | 0.78456 | 0.78381 | 0.78325 | 0.77204 | 0.76879 | 0.76619 | 0.75297 | 0.75511 | 0.74719 | 0.74682 | 0.74267 | 0.7357 | 0.7364 | 0.73314 | 0.73015 | 0.72736 | 0.72476 | 0.72235 | 0 | 0 | 0 | 0 | 0 | 0
F5_Industrial_Instruments_Existing_Process_Natural Gas_Gas Boiler - Insulate Hot Water Lines_A_Achievable Technical Potential | F5 | Industrial | Instruments | Existing | Process | Natural Gas | Gas Boiler - Insulate Hot Water Lines | A | Incremental Summer Peak Savings (MW) | Achievable Technical Potential | 0 | 0 | 0 | 0 | 0 | 0 | 0 | 0 | 0 | 0 | 0 | 0 | 0 | 0 | 0 | 0 | 0 | 0 | 0 | 0 | 0 | 0 | 0 | 0 | 0 | 0 | 0 | 0 | 0 | 0 | 0