F6_Industrial_Paper and Printing_Existing_Space Heating_Natural Gas_Gas Boiler - Insulate Hot Water Lines_A_Achievable Economic RVT Potential | F6 | Industrial | Paper and Printing | Existing | Space Heating | Natural Gas | Gas Boiler - Insulate Hot Water Lines | A | Incremental Winter Peak Savings (MW) | Achievable Economic RVT Potential | 0 | 0 | 0 | 0 | 0 | 0 | 0 | 0 | 0 | 0 | 0 | 0 | 0 | 0 | 0 | 0 | 0 | 0 | 0 | 0 | 0 | 0 | 0 | 0 | 0 | 0 | 0 | 0 | 0 | 0 | 0
F7_Industrial_Paper and Printing_Existing_Space Heating_Natural Gas_Gas Boiler - Insulate Hot Water Lines_A_Achievable Economic RVT Potential | F7 | Industrial | Paper and Printing | Existing | Space Heating | Natural Gas | Gas Boiler - Insulate Hot Water Lines | A | Cumulative Energy Savings (MWh or mTherms) | Achievable Economic RVT Potential | 0 | 0 | 0 | 0 | 0 | 0 | 0 | 0 | 0 | 0 | 0 | 0 | 0 | 0 | 0 | 0 | 0 | 0 | 0 | 0 | 0 | 0 | 0 | 0 | 0 | 0 | 0 | 0 | 0 | 0 | 0
F8_Industrial_Paper and Printing_Existing_Space Heating_Natural Gas_Gas Boiler - Insulate Hot Water Lines_A_Achievable Economic RVT Potential | F8 | Industrial | Paper and Printing | Existing | Space Heating | Natural Gas | Gas Boiler - Insulate Hot Water Lines | A | Cumulative Summer Peak Savings (MW) | Achievable Economic RVT Potential | 0 | 0 | 0 | 0 | 0 | 0 | 0 | 0 | 0 | 0 | 0 | 0 | 0 | 0 | 0 | 0 | 0 | 0 | 0 | 0 | 0 | 0 | 0 | 0 | 0 | 0 | 0 | 0 | 0 | 0 | 0
F9_Industrial_Paper and Printing_Existing_Space Heating_Natural Gas_Gas Boiler - Insulate Hot Water Lines_A_Achievable Economic RVT Potential | F9 | Industrial | Paper and Printing | Existing | Space Heating | Natural Gas | Gas Boiler - Insulate Hot Water Lines | A | Cumulative Winter Peak Savings (MW) | Achievable Economic RVT Potential | 0 | 0 | 0 | 0 | 0 | 0 | 0 | 0 | 0 | 0 | 0 | 0 | 0 | 0 | 0 | 0 | 0 | 0 | 0 | 0 | 0 | 0 | 0 | 0 | 0 | 0 | 0 | 0 | 0 | 0 | 0
F10_Industrial_Paper and Printing_Existing_Space Heating_Natural Gas_Gas Boiler - Insulate Hot Water Lines_A_Achievable Economic RVT Potential | F10 | Industrial | Paper and Printing | Existing | Space Heating | Natural Gas | Gas Boiler - Insulate Hot Water Lines | A | Purchases (Incremental) | Achievable Economic RVT Potential | 0 | 0 | 0 | 0 | 0 | 0 | 0 | 0 | 0 | 0 | 0 | 0 | 0 | 0 | 0 | 0 | 0 | 0 | 0 | 0 | 0 | 0 | 0 | 0 | 0 | 0 | 0 | 0 | 0 | 0 | 0
F11_Industrial_Paper and Printing_Existing_Space Heating_Natural Gas_Gas Boiler - Insulate Hot Water Lines_A_Achievable Economic RVT Potential | F11 | Industrial | Paper and Printing | Existing | Space Heating | Natural Gas | Gas Boiler - Insulate Hot Water Lines | A | Purchases (Cumulative) | Achievable Economic RVT Potential | 0 | 0 | 0 | 0 | 0 | 0 | 0 | 0 | 0 | 0 | 0 | 0 | 0 | 0 | 0 | 0 | 0 | 0 | 0 | 0 | 0 | 0 | 0 | 0 | 0 | 0 | 0 | 0 | 0 | 0 | 0
F1_Industrial_Paper and Printing_Existing_Process_Natural Gas_Gas Boiler - Insulate Hot Water Lines_A_Achievable Economic RVT Potential | F1 | Industrial | Paper and Printing | Existing | Process | Natural Gas | Gas Boiler - Insulate Hot Water Lines | A | Integrated Unit Energy Savings (kWh or therms) | Achievable Economic RVT Potential | 0 | 0 | 0 | 0 | 0 | 682.4216 | 681.7821 | 681.1321 | 680.4767 | 679.8 | 679.0803 | 678.4337 | 677.8377 | 677.2296 | 676.8053 | 676.3845 | 676.1149 | 675.8826 | 675.675 | 675.5736 | 675.4511 | 675.3684 | 675.2894 | 675.213 | 675.1389 | 675.1159 | 675.0947 | 675.0754 | 683.0744 | 683.0744 | 683.0744
F2_Industrial_Paper and Printing_Existing_Process_Natural Gas_Gas Boiler - Insulate Hot Water Lines_A_Achievable Economic RVT Potential | F2 | Industrial | Paper and Printing | Existing | Process | Natural Gas | Gas Boiler - Insulate Hot Water Lines | A | Integrated Unit Summer Peak Savings (kW) | Achievable Economic RVT Potential | 0 | 0 | 0 | 0 | 0 | 0 | 0 | 0 | 0 | 0 | 0 | 0 | 0 | 0 | 0 | 0 | 0 | 0 | 0 | 0 | 0 | 0 | 0 | 0 | 0 | 0 | 0 | 0 | 0 | 0 | 0
F3_Industrial_Paper and Printing_Existing_Process_Natural Gas_Gas Boiler - Insulate Hot Water Lines_A_Achievable Economic RVT Potential | F3 | Industrial | Paper and Printing | Existing | Process | Natural Gas | Gas Boiler - Insulate Hot Water Lines | A | Integrated Unit Winter Peak Savings (kW) | Achievable Economic RVT Potential | 0 | 0 | 0 | 0 | 0 | 0 | 0 | 0 | 0 | 0 | 0 | 0 | 0 | 0 | 0 | 0 | 0 | 0 | 0 | 0 | 0 | 0 | 0 | 0 | 0 | 0 | 0 | 0 | 0 | 0 | 0
F4_Industrial_Paper and Printing_Existing_Process_Natural Gas_Gas Boiler - Insulate Hot Water Lines_A_Achievable Economic RVT Potential | F4 | Industrial | Paper and Printing | Existing | Process | Natural Gas | Gas Boiler - Insulate Hot Water Lines | A | Incremental Energy Savings (MWh or mTherms) | Achievable Economic RVT Potential | 0 | 0 | 0 | 0 | 0 | 0 | 0 | 0 | 0 | 0 | 0 | 0 | 0 | 0 | 0 | 0 | 0 | 0 | 0 | 0 | 0 | 0 | 0 | 0 | 0 | 0 | 0 | 0 | 0 | 0 | 0
F5_Industrial_Paper and Printing_Existing_Process_Natural Gas_Gas Boiler - Insulate Hot Water Lines_A_Achievable Economic RVT Potential | F5 | Industrial | Paper and Printing | Existing | Process | Natural Gas | Gas Boiler - Insulate Hot Water Lines | A | Incremental Summer Peak Savings (MW) | Achievable Economic RVT Potential | 0 | 0 | 0 | 0 | 0 | 0 | 0 | 0 | 0 | 0 | 0 | 0 | 0 | 0 | 0 | 0 | 0 | 0 | 0 | 0 | 0 | 0 | 0 | 0 | 0 | 0 | 0 | 0 | 0 | 0 | 0
F6_Industrial_Paper and Printing_Existing_Process_Natural Gas_Gas Boiler - Insulate Hot Water Lines_A_Achievable Economic RVT Potential | F6 | Industrial | Paper and Printing | Existing | Process | Natural Gas | Gas Boiler - Insulate Hot Water Lines | A | Incremental Winter Peak Savings (MW) | Achievable Economic RVT Potential | 0 | 0 | 0 | 0 | 0 | 0 | 0 | 0 | 0 | 0 | 0 | 0 | 0 | 0 | 0 | 0 | 0 | 0 | 0 | 0 | 0 | 0 | 0 | 0 | 0 | 0 | 0 | 0 | 0 | 0 | 0
F7_Industrial_Paper and Printing_Existing_Process_Natural Gas_Gas Boiler - Insulate Hot Water Lines_A_Achievable Economic RVT Potential | F7 | Industrial | Paper and Printing | Existing | Process | Natural Gas | Gas Boiler - Insulate Hot Water Lines | A | Cumulative Energy Savings (MWh or mTherms) | Achievable Economic RVT Potential | 0 | 0 | 0 | 0 | 0 | 0 | 0 | 0 | 0 | 0 | 0 | 0 | 0 | 0 | 0 | 0 | 0 | 0 | 0 | 0 | 0 | 0 | 0 | 0 | 0 | 0 | 0 | 0 | 0 | 0 | 0
F8_Industrial_Paper and Printing_Existing_Process_Natural Gas_Gas Boiler - Insulate Hot Water Lines_A_Achievable Economic RVT Potential | F8 | Industrial | Paper and Printing | Existing | Process | Natural Gas | Gas Boiler - Insulate Hot Water Lines | A | Cumulative Summer Peak Savings (MW) | Achievable Economic RVT Potential | 0 | 0 | 0 | 0 | 0 | 0 | 0 | 0 | 0 | 0 | 0 | 0 | 0 | 0 | 0 | 0 | 0 | 0 | 0 | 0 | 0 | 0 | 0 | 0 | 0 | 0 | 0 | 0 | 0 | 0 | 0
F9_Industrial_Paper and Printing_Existing_Process_Natural Gas_Gas Boiler - Insulate Hot Water Lines_A_Achievable Economic RVT Potential | F9 | Industrial | Paper and Printing | Existing | Process | Natural Gas | Gas Boiler - Insulate Hot Water Lines | A | Cumulative Winter Peak Savings (MW) | Achievable Economic RVT Potential | 0 | 0 | 0 | 0 | 0 | 0 | 0 | 0 | 0 | 0 | 0 | 0 | 0 | 0 | 0 | 0 | 0 | 0 | 0 | 0 | 0 | 0 | 0 | 0 | 0 | 0 | 0 | 0 | 0 | 0 | 0
F10_Industrial_Paper and Printing_Existing_Process_Natural Gas_Gas Boiler - Insulate Hot Water Lines_A_Achievable Economic RVT Potential | F10 | Industrial | Paper and Printing | Existing | Process | Natural Gas | Gas Boiler - Insulate Hot Water Lines | A | Purchases (Incremental) | Achievable Economic RVT Potential | 0 | 0 | 0 | 0 | 0 | 0 | 0 | 0 | 0 | 0 | 0 | 0 | 0 | 0 | 0 | 0 | 0 | 0 | 0 | 0 | 0 | 0 | 0 | 0 | 0 | 0 | 0 | 0 | 0 | 0 | 0
F11_Industrial_Paper and Printing_Existing_Process_Natural Gas_Gas Boiler - Insulate Hot Water Lines_A_Achievable Economic RVT Potential | F11 | Industrial | Paper and Printing | Existing | Process | Natural Gas | Gas Boiler - Insulate Hot Water Lines | A | Purchases (Cumulative) | Achievable Economic RVT Potential | 0 | 0 | 0 | 0 | 0 | 0 | 0 | 0 | 0 | 0 | 0 | 0 | 0 | 0 | 0 | 0 | 0 | 0 | 0 | 0 | 0 | 0 | 0 | 0 | 0 | 0 | 0 | 0 | 0 | 0 | 0
F1_Industrial_Paper and Printing_Existing_Process_Natural Gas_Process - Insulate Heated Process Fluids_A_Achievable Economic RVT Potential | F1 | Industrial | Paper and Printing | Existing | Process | Natural Gas | Process - Insulate Heated Process Fluids | A | Integrated Unit Energy Savings (kWh or therms) | Achievable Economic RVT Potential | 0 | 0 | 0 | 0 | 0 | 556.5147 | 553.8034 | 551.0681 | 548.3672 | 545.6619 | 542.9132 | 540.5651 | 538.453 | 536.2503 | 534.6469 | 532.89 | 531.5177 | 530.1243 | 528.7042 | 527.6415 | 526.4618 | 525.4366 | 524.4192 | 523.4086 | 522.4052 | 522.3005 | 522.2043 | 522.1167 | 559.2448 | 559.2448 | 559.2448
F2_Industrial_Paper and Printing_Existing_Process_Natural Gas_Process - Insulate Heated Process Fluids_A_Achievable Economic RVT Potential | F2 | Industrial | Paper and Printing | Existing | Process | Natural Gas | Process - Insulate Heated Process Fluids | A | Integrated Unit Summer Peak Savings (kW) | Achievable Economic RVT Potential | 0 | 0 | 0 | 0 | 0 | 0 | 0 | 0 | 0 | 0 | 0 | 0 | 0 | 0 | 0 | 0 | 0 | 0 | 0 | 0 | 0 | 0 | 0 | 0 | 0 | 0 | 0 | 0 | 0 | 0 | 0
F3_Industrial_Paper and Printing_Existing_Process_Natural Gas_Process - Insulate Heated Process Fluids_A_Achievable Economic RVT Potential | F3 | Industrial | Paper and Printing | Existing | Process | Natural Gas | Process - Insulate Heated Process Fluids | A | Integrated Unit Winter Peak Savings (kW) | Achievable Economic RVT Potential | 0 | 0 | 0 | 0 | 0 | 0 | 0 | 0 | 0 | 0 | 0 | 0 | 0 | 0 | 0 | 0 | 0 | 0 | 0 | 0 | 0 | 0 | 0 | 0 | 0 | 0 | 0 | 0 | 0 | 0 | 0
F4_Industrial_Paper and Printing_Existing_Process_Natural Gas_Process - Insulate Heated Process Fluids_A_Achievable Economic RVT Potential | F4 | Industrial | Paper and Printing | Existing | Process | Natural Gas | Process - Insulate Heated Process Fluids | A | Incremental Energy Savings (MWh or mTherms) | Achievable Economic RVT Potential | 0 | 0 | 0 | 0 | 0 | 0 | 0 | 0 | 0 | 0 | 0 | 0 | 0 | 0 | 0 | 0 | 0 | 0 | 0 | 0 | 0 | 0 | 0 | 0 | 0 | 0 | 0 | 0 | 0 | 0 | 0
F5_Industrial_Paper and Printing_Existing_Process_Natural Gas_Process - Insulate Heated Process Fluids_A_Achievable Economic RVT Potential | F5 | Industrial | Paper and Printing | Existing | Process | Natural Gas | Process - Insulate Heated Process Fluids | A | Incremental Summer Peak Savings (MW) | Achievable Economic RVT Potential | 0 | 0 | 0 | 0 | 0 | 0 | 0 | 0 | 0 | 0 | 0 | 0 | 0 | 0 | 0 | 0 | 0 | 0 | 0 | 0 | 0 | 0 | 0 | 0 | 0 | 0 | 0 | 0 | 0 | 0 | 0
F6_Industrial_Paper and Printing_Existing_Process_Natural Gas_Process - Insulate Heated Process Fluids_A_Achievable Economic RVT Potential | F6 | Industrial | Paper and Printing | Existing | Process | Natural Gas | Process - Insulate Heated Process Fluids | A | Incremental Winter Peak Savings (MW) | Achievable Economic RVT Potential | 0 | 0 | 0 | 0 | 0 | 0 | 0 | 0 | 0 | 0 | 0 | 0 | 0 | 0 | 0 | 0 | 0 | 0 | 0 | 0 | 0 | 0 | 0 | 0 | 0 | 0 | 0 | 0 | 0 | 0 | 0
F7_Industrial_Paper and Printing_Existing_Process_Natural Gas_Process - Insulate Heated Process Fluids_A_Achievable Economic RVT Potential | F7 | Industrial | Paper and Printing | Existing | Process | Natural Gas | Process - Insulate Heated Process Fluids | A | Cumulative Energy Savings (MWh or mTherms) | Achievable Economic RVT Potential | 0 | 0 | 0 | 0 | 0 | 0 | 0 | 0 | 0 | 0 | 0 | 0 | 0 | 0 | 0 | 0 | 0 | 0 | 0 | 0 | 0 | 0 | 0 | 0 | 0 | 0 | 0 | 0 | 0 | 0 | 0
F8_Industrial_Paper and Printing_Existing_Process_Natural Gas_Process - Insulate Heated Process Fluids_A_Achievable Economic RVT Potential | F8 | Industrial | Paper and Printing | Existing | Process | Natural Gas | Process - Insulate Heated Process Fluids | A | Cumulative Summer Peak Savings (MW) | Achievable Economic RVT Potential | 0 | 0 | 0 | 0 | 0 | 0 | 0 | 0 | 0 | 0 | 0 | 0 | 0 | 0 | 0 | 0 | 0 | 0 | 0 | 0 | 0 | 0 | 0 | 0 | 0 | 0 | 0 | 0 | 0 | 0 | 0
F9_Industrial_Paper and Printing_Existing_Process_Natural Gas_Process - Insulate Heated Process Fluids_A_Achievable Economic RVT Potential | F9 | Industrial | Paper and Printing | Existing | Process | Natural Gas | Process - Insulate Heated Process Fluids | A | Cumulative Winter Peak Savings (MW) | Achievable Economic RVT Potential | 0 | 0 | 0 | 0 | 0 | 0 | 0 | 0 | 0 | 0 | 0 | 0 | 0 | 0 | 0 | 0 | 0 | 0 | 0 | 0 | 0 | 0 | 0 | 0 | 0 | 0 | 0 | 0 | 0 | 0 | 0
F10_Industrial_Paper and Printing_Existing_Process_Natural Gas_Process - Insulate Heated Process Fluids_A_Achievable Economic RVT Potential | F10 | Industrial | Paper and Printing | Existing | Process | Natural Gas | Process - Insulate Heated Process Fluids | A | Purchases (Incremental) | Achievable Economic RVT Potential | 0 | 0 | 0 | 0 | 0 | 0 | 0 | 0 | 0 | 0 | 0 | 0 | 0 | 0 | 0 | 0 | 0 | 0 | 0 | 0 | 0 | 0 | 0 | 0 | 0 | 0 | 0 | 0 | 0 | 0 | 0
F11_Industrial_Paper and Printing_Existing_Process_Natural Gas_Process - Insulate Heated Process Fluids_A_Achievable Economic RVT Potential | F11 | Industrial | Paper and Printing | Existing | Process | Natural Gas | Process - Insulate Heated Process Fluids | A | Purchases (Cumulative) | Achievable Economic RVT Potential | 0 | 0 | 0 | 0 | 0 | 0 | 0 | 0 | 0 | 0 | 0 | 0 | 0 | 0 | 0 | 0 | 0 | 0 | 0 | 0 | 0 | 0 | 0 | 0 | 0 | 0 | 0 | 0 | 0 | 0 | 0
F1_Industrial_Paper and Printing_Existing_Process_Natural Gas_Process Heat Recovery_A_Achievable Economic RVT Potential | F1 | Industrial | Paper and Printing | Existing | Process | Natural Gas | Process Heat Recovery | A | Integrated Unit Energy Savings (kWh or therms) | Achievable Economic RVT Potential | 0 | 0 | 0 | 0 | 0 | 73.2194 | 73.0504 | 72.8794 | 72.7094 | 72.5376 | 72.3547 | 72.1847 | 72.0205 | 71.8437 | 71.7031 | 71.5499 | 71.4227 | 71.2933 | 71.161 | 71.0535 | 70.9358 | 70.8224 | 70.7095 | 70.5971 | 70.4851 | 70.4767 | 70.4691 | 70.4621 | 0 | 0 | 0
F2_Industrial_Paper and Printing_Existing_Process_Natural Gas_Process Heat Recovery_A_Achievable Economic RVT Potential | F2 | Industrial | Paper and Printing | Existing | Process | Natural Gas | Process Heat Recovery | A | Integrated Unit Summer Peak Savings (kW) | Achievable Economic RVT Potential | 0 | 0 | 0 | 0 | 0 | 0 | 0 | 0 | 0 | 0 | 0 | 0 | 0 | 0 | 0 | 0 | 0 | 0 | 0 | 0 | 0 | 0 | 0 | 0 | 0 | 0 | 0 | 0 | 0 | 0 | 0
F3_Industrial_Paper and Printing_Existing_Process_Natural Gas_Process Heat Recovery_A_Achievable Economic RVT Potential | F3 | Industrial | Paper and Printing | Existing | Process | Natural Gas | Process Heat Recovery | A | Integrated Unit Winter Peak Savings (kW) | Achievable Economic RVT Potential | 0 | 0 | 0 | 0 | 0 | 0 | 0 | 0 | 0 | 0 | 0 | 0 | 0 | 0 | 0 | 0 | 0 | 0 | 0 | 0 | 0 | 0 | 0 | 0 | 0 | 0 | 0 | 0 | 0 | 0 | 0
F4_Industrial_Paper and Printing_Existing_Process_Natural Gas_Process Heat Recovery_A_Achievable Economic RVT Potential | F4 | Industrial | Paper and Printing | Existing | Process | Natural Gas | Process Heat Recovery | A | Incremental Energy Savings (MWh or mTherms) | Achievable Economic RVT Potential | 0 | 0 | 0 | 0 | 0 | 0 | 0 | 0 | 0 | 0 | 0 | 0 | 0 | 0 | 0 | 0 | 0 | 0 | 0 | 0 | 0 | 0 | 0 | 0 | 0 | 0 | 0 | 0 | 0 | 0 | 0
F5_Industrial_Paper and Printing_Existing_Process_Natural Gas_Process Heat Recovery_A_Achievable Economic RVT Potential | F5 | Industrial | Paper and Printing | Existing | Process | Natural Gas | Process Heat Recovery | A | Incremental Summer Peak Savings (MW) | Achievable Economic RVT Potential | 0 | 0 | 0 | 0 | 0 | 0 | 0 | 0 | 0 | 0 | 0 | 0 | 0 | 0 | 0 | 0 | 0 | 0 | 0 | 0 | 0 | 0 | 0 | 0 | 0 | 0 | 0 | 0 | 0 | 0 | 0
F6_Industrial_Paper and Printing_Existing_Process_Natural Gas_Process Heat Recovery_A_Achievable Economic RVT Potential | F6 | Industrial | Paper and Printing | Existing | Process | Natural Gas | Process Heat Recovery | A | Incremental Winter Peak Savings (MW) | Achievable Economic RVT Potential | 0 | 0 | 0 | 0 | 0 | 0 | 0 | 0 | 0 | 0 | 0 | 0 | 0 | 0 | 0 | 0 | 0 | 0 | 0 | 0 | 0 | 0 | 0 | 0 | 0 | 0 | 0 | 0 | 0 | 0 | 0
F7_Industrial_Paper and Printing_Existing_Process_Natural Gas_Process Heat Recovery_A_Achievable Economic RVT Potential | F7 | Industrial | Paper and Printing | Existing | Process | Natural Gas | Process Heat Recovery | A | Cumulative Energy Savings (MWh or mTherms) | Achievable Economic RVT Potential | 0 | 0 | 0 | 0 | 0 | 0 | 0 | 0 | 0 | 0 | 0 | 0 | 0 | 0 | 0 | 0 | 0 | 0 | 0 | 0 | 0 | 0 | 0 | 0 | 0 | 0 | 0 | 0 | 0 | 0 | 0
F8_Industrial_Paper and Printing_Existing_Process_Natural Gas_Process Heat Recovery_A_Achievable Economic RVT Potential | F8 | Industrial | Paper and Printing | Existing | Process | Natural Gas | Process Heat Recovery | A | Cumulative Summer Peak Savings (MW) | Achievable Economic RVT Potential | 0 | 0 | 0 | 0 | 0 | 0 | 0 | 0 | 0 | 0 | 0 | 0 | 0 | 0 | 0 | 0 | 0 | 0 | 0 | 0 | 0 | 0 | 0 | 0 | 0 | 0 | 0 | 0 | 0 | 0 | 0
F9_Industrial_Paper and Printing_Existing_Process_Natural Gas_Process Heat Recovery_A_Achievable Economic RVT Potential | F9 | Industrial | Paper and Printing | Existing | Process | Natural Gas | Process Heat Recovery | A | Cumulative Winter Peak Savings (MW) | Achievable Economic RVT Potential | 0 | 0 | 0 | 0 | 0 | 0 | 0 | 0 | 0 | 0 | 0 | 0 | 0 | 0 | 0 | 0 | 0 | 0 | 0 | 0 | 0 | 0 | 0 | 0 | 0 | 0 | 0 | 0 | 0 | 0 | 0
F10_Industrial_Paper and Printing_Existing_Process_Natural Gas_Process Heat Recovery_A_Achievable Economic RVT Potential | F10 | Industrial | Paper and Printing | Existing | Process | Natural Gas | Process Heat Recovery | A | Purchases (Incremental) | Achievable Economic RVT Potential | 0 | 0 | 0 | 0 | 0 | 0 | 0 | 0 | 0 | 0 | 0 | 0 | 0 | 0 | 0 | 0 | 0 | 0 | 0 | 0 | 0 | 0 | 0 | 0 | 0 | 0 | 0 | 0 | 0 | 0 | 0
F11_Industrial_Paper and Printing_Existing_Process_Natural Gas_Process Heat Recovery_A_Achievable Economic RVT Potential | F11 | Industrial | Paper and Printing | Existing | Process | Natural Gas | Process Heat Recovery | A | Purchases (Cumulative) | Achievable Economic RVT Potential | 0 | 0 | 0 | 0 | 0 | 0 | 0 | 0 | 0 | 0 | 0 | 0 | 0 | 0 | 0 | 0 | 0 | 0 | 0 | 0 | 0 | 0 | 0 | 0 | 0 | 0 | 0 | 0 | 0 | 0 | 0
F1_Industrial_Paper and Printing_Existing_Space Heating_Natural Gas_Building Automation System_A_Achievable Economic RVT Potential | F1 | Industrial | Paper and Printing | Existing | Space Heating | Natural Gas | Building Automation System | A | Integrated Unit Energy Savings (kWh or therms) | Achievable Economic RVT Potential | 0 | 0 | 0 | 0 | 0 | 0.015445 | 0.015347 | 0.015228 | 0.015101 | 0.014964 | 0.01482 | 0.014669 | 0.014514 | 0.014353 | 0.014179 | 0.01401 | 0.013841 | 0.013682 | 0.013529 | 0.013387 | 0.013252 | 0.013115 | 0.012996 | 0.012884 | 0.01278 | 0.012697 | 0.012626 | 0.01256 | 0 | 0 | 0
F2_Industrial_Paper and Printing_Existing_Space Heating_Natural Gas_Building Automation System_A_Achievable Economic RVT Potential | F2 | Industrial | Paper and Printing | Existing | Space Heating | Natural Gas | Building Automation System | A | Integrated Unit Summer Peak Savings (kW) | Achievable Economic RVT Potential | 0 | 0 | 0 | 0 | 0 | 0 | 0 | 0 | 0 | 0 | 0 | 0 | 0 | 0 | 0 | 0 | 0 | 0 | 0 | 0 | 0 | 0 | 0 | 0 | 0 | 0 | 0 | 0 | 0 | 0 | 0
F3_Industrial_Paper and Printing_Existing_Space Heating_Natural Gas_Building Automation System_A_Achievable Economic RVT Potential | F3 | Industrial | Paper and Printing | Existing | Space Heating | Natural Gas | Building Automation System | A | Integrated Unit Winter Peak Savings (kW) | Achievable Economic RVT Potential | 0 | 0 | 0 | 0 | 0 | 0 | 0 | 0 | 0 | 0 | 0 | 0 | 0 | 0 | 0 | 0 | 0 | 0 | 0 | 0 | 0 | 0 | 0 | 0 | 0 | 0 | 0 | 0 | 0 | 0 | 0
F4_Industrial_Paper and Printing_Existing_Space Heating_Natural Gas_Building Automation System_A_Achievable Economic RVT Potential | F4 | Industrial | Paper and Printing | Existing | Space Heating | Natural Gas | Building Automation System | A | Incremental Energy Savings (MWh or mTherms) | Achievable Economic RVT Potential | 0 | 0 | 0 | 0 | 0 | 0.0072994 | 0.01449 | 0.025379 | 0.040959 | 0.061658 | 0.086344 | 0.11594 | 0.14841 | 0.17863 | 0.20891 | 0.22936 | 0.2411 | 0.23811 | 0.21998 | 0.19161 | 0.1562 | 0.11776 | 0.080487 | 0.050809 | 0.032764 | 0 | 0 | 0 | 0 | 0 | 0
F5_Industrial_Paper and Printing_Existing_Space Heating_Natural Gas_Building Automation System_A_Achievable Economic RVT Potential | F5 | Industrial | Paper and Printing | Existing | Space Heating | Natural Gas | Building Automation System | A | Incremental Summer Peak Savings (MW) | Achievable Economic RVT Potential | 0 | 0 | 0 | 0 | 0 | 0 | 0 | 0 | 0 | 0 | 0 | 0 | 0 | 0 | 0 | 0 | 0 | 0 | 0 | 0 | 0 | 0 | 0 | 0 | 0 | 0 | 0 | 0 | 0 | 0 | 0
F6_Industrial_Paper and Printing_Existing_Space Heating_Natural Gas_Building Automation System_A_Achievable Economic RVT Potential | F6 | Industrial | Paper and Printing | Existing | Space Heating | Natural Gas | Building Automation System | A | Incremental Winter Peak Savings (MW) | Achievable Economic RVT Potential | 0 | 0 | 0 | 0 | 0 | 0 | 0 | 0 | 0 | 0 | 0 | 0 | 0 | 0 | 0 | 0 | 0 | 0 | 0 | 0 | 0 | 0 | 0 | 0 | 0 | 0 | 0 | 0 | 0 | 0 | 0
F7_Industrial_Paper and Printing_Existing_Space Heating_Natural Gas_Building Automation System_A_Achievable Economic RVT Potential | F7 | Industrial | Paper and Printing | Existing | Space Heating | Natural Gas | Building Automation System | A | Cumulative Energy Savings (MWh or mTherms) | Achievable Economic RVT Potential | 0 | 0 | 0 | 0 | 0 | 0.0072994 | 0.021744 | 0.046954 | 0.08752 | 0.14839 | 0.2333 | 0.34686 | 0.49162 | 0.66478 | 0.86566 | 1.0847 | 1.3127 | 1.5357 | 1.7386 | 1.9119 | 2.0487 | 2.1454 | 2.2063 | 2.2383 | 2.2529 | 2.2383 | 2.2258 | 2.2141 | 0 | 0 | 0
F8_Industrial_Paper and Printing_Existing_Space Heating_Natural Gas_Building Automation System_A_Achievable Economic RVT Potential | F8 | Industrial | Paper and Printing | Existing | Space Heating | Natural Gas | Building Automation System | A | Cumulative Summer Peak Savings (MW) | Achievable Economic RVT Potential | 0 | 0 | 0 | 0 | 0 | 0 | 0 | 0 | 0 | 0 | 0 | 0 | 0 | 0 | 0 | 0 | 0 | 0 | 0 | 0 | 0 | 0 | 0 | 0 | 0 | 0 | 0 | 0 | 0 | 0 | 0
F9_Industrial_Paper and Printing_Existing_Space Heating_Natural Gas_Building Automation System_A_Achievable Economic RVT Potential | F9 | Industrial | Paper and Printing | Existing | Space Heating | Natural Gas | Building Automation System | A | Cumulative Winter Peak Savings (MW) | Achievable Economic RVT Potential | 0 | 0 | 0 | 0 | 0 | 0 | 0 | 0 | 0 | 0 | 0 | 0 | 0 | 0 | 0 | 0 | 0 | 0 | 0 | 0 | 0 | 0 | 0 | 0 | 0 | 0 | 0 | 0 | 0 | 0 | 0
F10_Industrial_Paper and Printing_Existing_Space Heating_Natural Gas_Building Automation System_A_Achievable Economic RVT Potential | F10 | Industrial | Paper and Printing | Existing | Space Heating | Natural Gas | Building Automation System | A | Purchases (Incremental) | Achievable Economic RVT Potential | 0 | 0 | 0 | 0 | 0 | 472.6041 | 944.186 | 1666.5585 | 2712.3514 | 4120.3748 | 5826.3172 | 7903.734 | 10225.2899 | 12446.0925 | 14732.9366 | 16371.7681 | 17418.739 | 17403.4247 | 16259.3252 | 14312.5173 | 11787.3477 | 8978.7963 | 6193.4405 | 3943.4734 | 2563.7204 | 0 | 0 | 0 | 0 | 0 | 0
F11_Industrial_Paper and Printing_Existing_Space Heating_Natural Gas_Building Automation System_A_Achievable Economic RVT Potential | F11 | Industrial | Paper and Printing | Existing | Space Heating | Natural Gas | Building Automation System | A | Purchases (Cumulative) | Achievable Economic RVT Potential | 0 | 0 | 0 | 0 | 0 | 472.6041 | 1416.7901 | 3083.3486 | 5795.6999 | 9916.0747 | 15742.392 | 23646.126 | 33871.4159 | 46317.5084 | 61050.445 | 77422.2131 | 94840.9521 | 112244.3767 | 128503.702 | 142816.2193 | 154603.567 | 163582.3633 | 169775.8038 | 173719.2772 | 176282.9976 | 176282.9976 | 176282.9976 | 176282.9976 | 176282.9976 | 176282.9976 | 176282.9976
F1_Industrial_Paper and Printing_Existing_Space Heating_Natural Gas_Steam System Efficiency Improvements_A_Achievable Economic RVT Potential | F1 | Industrial | Paper and Printing | Existing | Space Heating | Natural Gas | Steam System Efficiency Improvements | A | Integrated Unit Energy Savings (kWh or therms) | Achievable Economic RVT Potential | 0 | 0 | 0 | 0 | 0 | 0.13705 | 0.13493 | 0.13228 | 0.12903 | 0.12522 | 0.12087 | 0.11636 | 0.11183 | 0.10721 | 0.10324 | 0.099441 | 0.096333 | 0.093544 | 0.091047 | 0.089212 | 0.087516 | 0.086018 | 0.084749 | 0.083717 | 0.082752 | 0.082021 | 0.08141 | 0.080848 | 0.11902 | 0.11854 | 0.11809
F2_Industrial_Paper and Printing_Existing_Space Heating_Natural Gas_Steam System Efficiency Improvements_A_Achievable Economic RVT Potential | F2 | Industrial | Paper and Printing | Existing | Space Heating | Natural Gas | Steam System Efficiency Improvements | A | Integrated Unit Summer Peak Savings (kW) | Achievable Economic RVT Potential | 0 | 0 | 0 | 0 | 0 | 0 | 0 | 0 | 0 | 0 | 0 | 0 | 0 | 0 | 0 | 0 | 0 | 0 | 0 | 0 | 0 | 0 | 0 | 0 | 0 | 0 | 0 | 0 | 0 | 0 | 0
F3_Industrial_Paper and Printing_Existing_Space Heating_Natural Gas_Steam System Efficiency Improvements_A_Achievable Economic RVT Potential | F3 | Industrial | Paper and Printing | Existing | Space Heating | Natural Gas | Steam System Efficiency Improvements | A | Integrated Unit Winter Peak Savings (kW) | Achievable Economic RVT Potential | 0 | 0 | 0 | 0 | 0 | 0 | 0 | 0 | 0 | 0 | 0 | 0 | 0 | 0 | 0 | 0 | 0 | 0 | 0 | 0 | 0 | 0 | 0 | 0 | 0 | 0 | 0 | 0 | 0 | 0 | 0
F4_Industrial_Paper and Printing_Existing_Space Heating_Natural Gas_Steam System Efficiency Improvements_A_Achievable Economic RVT Potential | F4 | Industrial | Paper and Printing | Existing | Space Heating | Natural Gas | Steam System Efficiency Improvements | A | Incremental Energy Savings (MWh or mTherms) | Achievable Economic RVT Potential | 0 | 0 | 0 | 0 | 0 | 0 | 0 | 0 | 0 | 0 | 0 | 0 | 0 | 0 | 0 | 0 | 0 | 0 | 0 | 0 | 0 | 0 | 0 | 0 | 0 | 0 | 0 | 0 | 0 | 0 | 0
F5_Industrial_Paper and Printing_Existing_Space Heating_Natural Gas_Steam System Efficiency Improvements_A_Achievable Economic RVT Potential | F5 | Industrial | Paper and Printing | Existing | Space Heating | Natural Gas | Steam System Efficiency Improvements | A | Incremental Summer Peak Savings (MW) | Achievable Economic RVT Potential | 0 | 0 | 0 | 0 | 0 | 0 | 0 | 0 | 0 | 0 | 0 | 0 | 0 | 0 | 0 | 0 | 0 | 0 | 0 | 0 | 0 | 0 | 0 | 0 | 0 | 0 | 0 | 0 | 0 | 0 | 0
F6_Industrial_Paper and Printing_Existing_Space Heating_Natural Gas_Steam System Efficiency Improvements_A_Achievable Economic RVT Potential | F6 | Industrial | Paper and Printing | Existing | Space Heating | Natural Gas | Steam System Efficiency Improvements | A | Incremental Winter Peak Savings (MW) | Achievable Economic RVT Potential | 0 | 0 | 0 | 0 | 0 | 0 | 0 | 0 | 0 | 0 | 0 | 0 | 0 | 0 | 0 | 0 | 0 | 0 | 0 | 0 | 0 | 0 | 0 | 0 | 0 | 0 | 0 | 0 | 0 | 0 | 0
F7_Industrial_Paper and Printing_Existing_Space Heating_Natural Gas_Steam System Efficiency Improvements_A_Achievable Economic RVT Potential | F7 | Industrial | Paper and Printing | Existing | Space Heating | Natural Gas | Steam System Efficiency Improvements | A | Cumulative Energy Savings (MWh or mTherms) | Achievable Economic RVT Potential | 0 | 0 | 0 | 0 | 0 | 0 | 0 | 0 | 0 | 0 | 0 | 0 | 0 | 0 | 0 | 0 | 0 | 0 | 0 | 0 | 0 | 0 | 0 | 0 | 0 | 0 | 0 | 0 | 0 | 0 | 0
F8_Industrial_Paper and Printing_Existing_Space Heating_Natural Gas_Steam System Efficiency Improvements_A_Achievable Economic RVT Potential | F8 | Industrial | Paper and Printing | Existing | Space Heating | Natural Gas | Steam System Efficiency Improvements | A | Cumulative Summer Peak Savings (MW) | Achievable Economic RVT Potential | 0 | 0 | 0 | 0 | 0 | 0 | 0 | 0 | 0 | 0 | 0 | 0 | 0 | 0 | 0 | 0 | 0 | 0 | 0 | 0 | 0 | 0 | 0 | 0 | 0 | 0 | 0 | 0 | 0 | 0 | 0
F9_Industrial_Paper and Printing_Existing_Space Heating_Natural Gas_Steam System Efficiency Improvements_A_Achievable Economic RVT Potential | F9 | Industrial | Paper and Printing | Existing | Space Heating | Natural Gas | Steam System Efficiency Improvements | A | Cumulative Winter Peak Savings (MW) | Achievable Economic RVT Potential | 0 | 0 | 0 | 0 | 0 | 0 | 0 | 0 | 0 | 0 | 0 | 0 | 0 | 0 | 0 | 0 | 0 | 0 | 0 | 0 | 0 | 0 | 0 | 0 | 0 | 0 | 0 | 0 | 0 | 0 | 0
F10_Industrial_Paper and Printing_Existing_Space Heating_Natural Gas_Steam System Efficiency Improvements_A_Achievable Economic RVT Potential | F10 | Industrial | Paper and Printing | Existing | Space Heating | Natural Gas | Steam System Efficiency Improvements | A | Purchases (Incremental) | Achievable Economic RVT Potential | 0 | 0 | 0 | 0 | 0 | 0 | 0 | 0 | 0 | 0 | 0 | 0 | 0 | 0 | 0 | 0 | 0 | 0 | 0 | 0 | 0 | 0 | 0 | 0 | 0 | 0 | 0 | 0 | 0 | 0 | 0
F11_Industrial_Paper and Printing_Existing_Space Heating_Natural Gas_Steam System Efficiency Improvements_A_Achievable Economic RVT Potential | F11 | Industrial | Paper and Printing | Existing | Space Heating | Natural Gas | Steam System Efficiency Improvements | A | Purchases (Cumulative) | Achievable Economic RVT Potential | 0 | 0 | 0 | 0 | 0 | 0 | 0 | 0 | 0 | 0 | 0 | 0 | 0 | 0 | 0 | 0 | 0 | 0 | 0 | 0 | 0 | 0 | 0 | 0 | 0 | 0 | 0 | 0 | 0 | 0 | 0
F1_Industrial_Paper and Printing_Existing_Process_Natural Gas_Steam System Efficiency Improvements_A_Achievable Economic RVT Potential | F1 | Industrial | Paper and Printing | Existing | Process | Natural Gas | Steam System Efficiency Improvements | A | Integrated Unit Energy Savings (kWh or therms) | Achievable Economic RVT Potential | 0 | 0 | 0 | 0 | 0 | 0.076558 | 0.076131 | 0.075698 | 0.075268 | 0.074835 | 0.074394 | 0.074017 | 0.073677 | 0.073323 | 0.073065 | 0.072784 | 0.072567 | 0.072349 | 0.072131 | 0.071972 | 0.071798 | 0.071652 | 0.071508 | 0.071366 | 0.071226 | 0.07121 | 0.071195 | 0.071182 | 0.076988 | 0.076988 | 0.076988
F2_Industrial_Paper and Printing_Existing_Process_Natural Gas_Steam System Efficiency Improvements_A_Achievable Economic RVT Potential | F2 | Industrial | Paper and Printing | Existing | Process | Natural Gas | Steam System Efficiency Improvements | A | Integrated Unit Summer Peak Savings (kW) | Achievable Economic RVT Potential | 0 | 0 | 0 | 0 | 0 | 0 | 0 | 0 | 0 | 0 | 0 | 0 | 0 | 0 | 0 | 0 | 0 | 0 | 0 | 0 | 0 | 0 | 0 | 0 | 0 | 0 | 0 | 0 | 0 | 0 | 0
F3_Industrial_Paper and Printing_Existing_Process_Natural Gas_Steam System Efficiency Improvements_A_Achievable Economic RVT Potential | F3 | Industrial | Paper and Printing | Existing | Process | Natural Gas | Steam System Efficiency Improvements | A | Integrated Unit Winter Peak Savings (kW) | Achievable Economic RVT Potential | 0 | 0 | 0 | 0 | 0 | 0 | 0 | 0 | 0 | 0 | 0 | 0 | 0 | 0 | 0 | 0 | 0 | 0 | 0 | 0 | 0 | 0 | 0 | 0 | 0 | 0 | 0 | 0 | 0 | 0 | 0
F4_Industrial_Paper and Printing_Existing_Process_Natural Gas_Steam System Efficiency Improvements_A_Achievable Economic RVT Potential | F4 | Industrial | Paper and Printing | Existing | Process | Natural Gas | Steam System Efficiency Improvements | A | Incremental Energy Savings (MWh or mTherms) | Achievable Economic RVT Potential | 0 | 0 | 0 | 0 | 0 | 0 | 0 | 0 | 0 | 0 | 0 | 0 | 0 | 0 | 0 | 0 | 0 | 0 | 0 | 0 | 0 | 0 | 0 | 0 | 0 | 0 | 0 | 0 | 0 | 0 | 0
F5_Industrial_Paper and Printing_Existing_Process_Natural Gas_Steam System Efficiency Improvements_A_Achievable Economic RVT Potential | F5 | Industrial | Paper and Printing | Existing | Process | Natural Gas | Steam System Efficiency Improvements | A | Incremental Summer Peak Savings (MW) | Achievable Economic RVT Potential | 0 | 0 | 0 | 0 | 0 | 0 | 0 | 0 | 0 | 0 | 0 | 0 | 0 | 0 | 0 | 0 | 0 | 0 | 0 | 0 | 0 | 0 | 0 | 0 | 0 | 0 | 0 | 0 | 0 | 0 | 0
F6_Industrial_Paper and Printing_Existing_Process_Natural Gas_Steam System Efficiency Improvements_A_Achievable Economic RVT Potential | F6 | Industrial | Paper and Printing | Existing | Process | Natural Gas | Steam System Efficiency Improvements | A | Incremental Winter Peak Savings (MW) | Achievable Economic RVT Potential | 0 | 0 | 0 | 0 | 0 | 0 | 0 | 0 | 0 | 0 | 0 | 0 | 0 | 0 | 0 | 0 | 0 | 0 | 0 | 0 | 0 | 0 | 0 | 0 | 0 | 0 | 0 | 0 | 0 | 0 | 0
F7_Industrial_Paper and Printing_Existing_Process_Natural Gas_Steam System Efficiency Improvements_A_Achievable Economic RVT Potential | F7 | Industrial | Paper and Printing | Existing | Process | Natural Gas | Steam System Efficiency Improvements | A | Cumulative Energy Savings (MWh or mTherms) | Achievable Economic RVT Potential | 0 | 0 | 0 | 0 | 0 | 0 | 0 | 0 | 0 | 0 | 0 | 0 | 0 | 0 | 0 | 0 | 0 | 0 | 0 | 0 | 0 | 0 | 0 | 0 | 0 | 0 | 0 | 0 | 0 | 0 | 0
F8_Industrial_Paper and Printing_Existing_Process_Natural Gas_Steam System Efficiency Improvements_A_Achievable Economic RVT Potential | F8 | Industrial | Paper and Printing | Existing | Process | Natural Gas | Steam System Efficiency Improvements | A | Cumulative Summer Peak Savings (MW) | Achievable Economic RVT Potential | 0 | 0 | 0 | 0 | 0 | 0 | 0 | 0 | 0 | 0 | 0 | 0 | 0 | 0 | 0 | 0 | 0 | 0 | 0 | 0 | 0 | 0 | 0 | 0 | 0 | 0 | 0 | 0 | 0 | 0 | 0
F9_Industrial_Paper and Printing_Existing_Process_Natural Gas_Steam System Efficiency Improvements_A_Achievable Economic RVT Potential | F9 | Industrial | Paper and Printing | Existing | Process | Natural Gas | Steam System Efficiency Improvements | A | Cumulative Winter Peak Savings (MW) | Achievable Economic RVT Potential | 0 | 0 | 0 | 0 | 0 | 0 | 0 | 0 | 0 | 0 | 0 | 0 | 0 | 0 | 0 | 0 | 0 | 0 | 0 | 0 | 0 | 0 | 0 | 0 | 0 | 0 | 0 | 0 | 0 | 0 | 0
F10_Industrial_Paper and Printing_Existing_Process_Natural Gas_Steam System Efficiency Improvements_A_Achievable Economic RVT Potential | F10 | Industrial | Paper and Printing | Existing | Process | Natural Gas | Steam System Efficiency Improvements | A | Purchases (Incremental) | Achievable Economic RVT Potential | 0 | 0 | 0 | 0 | 0 | 0 | 0 | 0 | 0 | 0 | 0 | 0 | 0 | 0 | 0 | 0 | 0 | 0 | 0 | 0 | 0 | 0 | 0 | 0 | 0 | 0 | 0 | 0 | 0 | 0 | 0
F11_Industrial_Paper and Printing_Existing_Process_Natural Gas_Steam System Efficiency Improvements_A_Achievable Economic RVT Potential | F11 | Industrial | Paper and Printing | Existing | Process | Natural Gas | Steam System Efficiency Improvements | A | Purchases (Cumulative) | Achievable Economic RVT Potential | 0 | 0 | 0 | 0 | 0 | 0 | 0 | 0 | 0 | 0 | 0 | 0 | 0 | 0 | 0 | 0 | 0 | 0 | 0 | 0 | 0 | 0 | 0 | 0 | 0 | 0 | 0 | 0 | 0 | 0 | 0
F1_Industrial_Paper and Printing_Existing_Space Heating_Natural Gas_Strategic Energy Management_A_Achievable Economic RVT Potential | F1 | Industrial | Paper and Printing | Existing | Space Heating | Natural Gas | Strategic Energy Management | A | Integrated Unit Energy Savings (kWh or therms) | Achievable Economic RVT Potential | 0 | 0 | 0 | 0 | 0 | 56.1153 | 55.805 | 55.4197 | 55.0012 | 54.5478 | 54.0687 | 53.5635 | 53.0439 | 52.5019 | 51.9102 | 51.3355 | 50.7609 | 50.2192 | 49.7061 | 49.2246 | 48.769 | 48.3094 | 47.9119 | 47.5444 | 47.2005 | 46.8965 | 46.6367 | 46.3944 | 0 | 0 | 0
F2_Industrial_Paper and Printing_Existing_Space Heating_Natural Gas_Strategic Energy Management_A_Achievable Economic RVT Potential | F2 | Industrial | Paper and Printing | Existing | Space Heating | Natural Gas | Strategic Energy Management | A | Integrated Unit Summer Peak Savings (kW) | Achievable Economic RVT Potential | 0 | 0 | 0 | 0 | 0 | 0 | 0 | 0 | 0 | 0 | 0 | 0 | 0 | 0 | 0 | 0 | 0 | 0 | 0 | 0 | 0 | 0 | 0 | 0 | 0 | 0 | 0 | 0 | 0 | 0 | 0
F3_Industrial_Paper and Printing_Existing_Space Heating_Natural Gas_Strategic Energy Management_A_Achievable Economic RVT Potential | F3 | Industrial | Paper and Printing | Existing | Space Heating | Natural Gas | Strategic Energy Management | A | Integrated Unit Winter Peak Savings (kW) | Achievable Economic RVT Potential | 0 | 0 | 0 | 0 | 0 | 0 | 0 | 0 | 0 | 0 | 0 | 0 | 0 | 0 | 0 | 0 | 0 | 0 | 0 | 0 | 0 | 0 | 0 | 0 | 0 | 0 | 0 | 0 | 0 | 0 | 0
F4_Industrial_Paper and Printing_Existing_Space Heating_Natural Gas_Strategic Energy Management_A_Achievable Economic RVT Potential | F4 | Industrial | Paper and Printing | Existing | Space Heating | Natural Gas | Strategic Energy Management | A | Incremental Energy Savings (MWh or mTherms) | Achievable Economic RVT Potential | 0 | 0 | 0 | 0 | 0 | 0 | 0 | 0 | 0 | 0 | 0 | 0 | 0 | 0 | 0 | 0 | 0 | 0 | 0 | 0 | 0 | 0 | 0 | 0 | 0 | 0 | 0 | 0 | 0 | 0 | 0
F5_Industrial_Paper and Printing_Existing_Space Heating_Natural Gas_Strategic Energy Management_A_Achievable Economic RVT Potential | F5 | Industrial | Paper and Printing | Existing | Space Heating | Natural Gas | Strategic Energy Management | A | Incremental Summer Peak Savings (MW) | Achievable Economic RVT Potential | 0 | 0 | 0 | 0 | 0 | 0 | 0 | 0 | 0 | 0 | 0 | 0 | 0 | 0 | 0 | 0 | 0 | 0 | 0 | 0 | 0 | 0 | 0 | 0 | 0 | 0 | 0 | 0 | 0 | 0 | 0
F6_Industrial_Paper and Printing_Existing_Space Heating_Natural Gas_Strategic Energy Management_A_Achievable Economic RVT Potential | F6 | Industrial | Paper and Printing | Existing | Space Heating | Natural Gas | Strategic Energy Management | A | Incremental Winter Peak Savings (MW) | Achievable Economic RVT Potential | 0 | 0 | 0 | 0 | 0 | 0 | 0 | 0 | 0 | 0 | 0 | 0 | 0 | 0 | 0 | 0 | 0 | 0 | 0 | 0 | 0 | 0 | 0 | 0 | 0 | 0 | 0 | 0 | 0 | 0 | 0
F7_Industrial_Paper and Printing_Existing_Space Heating_Natural Gas_Strategic Energy Management_A_Achievable Economic RVT Potential | F7 | Industrial | Paper and Printing | Existing | Space Heating | Natural Gas | Strategic Energy Management | A | Cumulative Energy Savings (MWh or mTherms) | Achievable Economic RVT Potential | 0 | 0 | 0 | 0 | 0 | 0 | 0 | 0 | 0 | 0 | 0 | 0 | 0 | 0 | 0 | 0 | 0 | 0 | 0 | 0 | 0 | 0 | 0 | 0 | 0 | 0 | 0 | 0 | 0 | 0 | 0
F8_Industrial_Paper and Printing_Existing_Space Heating_Natural Gas_Strategic Energy Management_A_Achievable Economic RVT Potential | F8 | Industrial | Paper and Printing | Existing | Space Heating | Natural Gas | Strategic Energy Management | A | Cumulative Summer Peak Savings (MW) | Achievable Economic RVT Potential | 0 | 0 | 0 | 0 | 0 | 0 | 0 | 0 | 0 | 0 | 0 | 0 | 0 | 0 | 0 | 0 | 0 | 0 | 0 | 0 | 0 | 0 | 0 | 0 | 0 | 0 | 0 | 0 | 0 | 0 | 0
F9_Industrial_Paper and Printing_Existing_Space Heating_Natural Gas_Strategic Energy Management_A_Achievable Economic RVT Potential | F9 | Industrial | Paper and Printing | Existing | Space Heating | Natural Gas | Strategic Energy Management | A | Cumulative Winter Peak Savings (MW) | Achievable Economic RVT Potential | 0 | 0 | 0 | 0 | 0 | 0 | 0 | 0 | 0 | 0 | 0 | 0 | 0 | 0 | 0 | 0 | 0 | 0 | 0 | 0 | 0 | 0 | 0 | 0 | 0 | 0 | 0 | 0 | 0 | 0 | 0
F10_Industrial_Paper and Printing_Existing_Space Heating_Natural Gas_Strategic Energy Management_A_Achievable Economic RVT Potential | F10 | Industrial | Paper and Printing | Existing | Space Heating | Natural Gas | Strategic Energy Management | A | Purchases (Incremental) | Achievable Economic RVT Potential | 0 | 0 | 0 | 0 | 0 | 0 | 0 | 0 | 0 | 0 | 0 | 0 | 0 | 0 | 0 | 0 | 0 | 0 | 0 | 0 | 0 | 0 | 0 | 0 | 0 | 0 | 0 | 0 | 0 | 0 | 0
F11_Industrial_Paper and Printing_Existing_Space Heating_Natural Gas_Strategic Energy Management_A_Achievable Economic RVT Potential | F11 | Industrial | Paper and Printing | Existing | Space Heating | Natural Gas | Strategic Energy Management | A | Purchases (Cumulative) | Achievable Economic RVT Potential | 0 | 0 | 0 | 0 | 0 | 0 | 0 | 0 | 0 | 0 | 0 | 0 | 0 | 0 | 0 | 0 | 0 | 0 | 0 | 0 | 0 | 0 | 0 | 0 | 0 | 0 | 0 | 0 | 0 | 0 | 0
F1_Industrial_Paper and Printing_Existing_Process_Natural Gas_Strategic Energy Management_A_Achievable Economic RVT Potential | F1 | Industrial | Paper and Printing | Existing | Process | Natural Gas | Strategic Energy Management | A | Integrated Unit Energy Savings (kWh or therms) | Achievable Economic RVT Potential | 0 | 0 | 0 | 0 | 0 | 56.8022 | 56.7178 | 56.6322 | 56.5467 | 56.4595 | 56.3667 | 56.2815 | 56.2007 | 56.1153 | 56.0503 | 55.9815 | 55.9283 | 55.8763 | 55.8246 | 55.7859 | 55.7429 | 55.7032 | 55.6639 | 55.6248 | 55.5859 | 55.5821 | 55.5787 | 55.5755 | 0 | 0 | 0
F2_Industrial_Paper and Printing_Existing_Process_Natural Gas_Strategic Energy Management_A_Achievable Economic RVT Potential | F2 | Industrial | Paper and Printing | Existing | Process | Natural Gas | Strategic Energy Management | A | Integrated Unit Summer Peak Savings (kW) | Achievable Economic RVT Potential | 0 | 0 | 0 | 0 | 0 | 0 | 0 | 0 | 0 | 0 | 0 | 0 | 0 | 0 | 0 | 0 | 0 | 0 | 0 | 0 | 0 | 0 | 0 | 0 | 0 | 0 | 0 | 0 | 0 | 0 | 0
F3_Industrial_Paper and Printing_Existing_Process_Natural Gas_Strategic Energy Management_A_Achievable Economic RVT Potential | F3 | Industrial | Paper and Printing | Existing | Process | Natural Gas | Strategic Energy Management | A | Integrated Unit Winter Peak Savings (kW) | Achievable Economic RVT Potential | 0 | 0 | 0 | 0 | 0 | 0 | 0 | 0 | 0 | 0 | 0 | 0 | 0 | 0 | 0 | 0 | 0 | 0 | 0 | 0 | 0 | 0 | 0 | 0 | 0 | 0 | 0 | 0 | 0 | 0 | 0
F4_Industrial_Paper and Printing_Existing_Process_Natural Gas_Strategic Energy Management_A_Achievable Economic RVT Potential | F4 | Industrial | Paper and Printing | Existing | Process | Natural Gas | Strategic Energy Management | A | Incremental Energy Savings (MWh or mTherms) | Achievable Economic RVT Potential | 0 | 0 | 0 | 0 | 0 | 0 | 0 | 0 | 0 | 0 | 0 | 0 | 0 | 0 | 0 | 0 | 0 | 0 | 0 | 0 | 0 | 0 | 0 | 0 | 0 | 0 | 0 | 0 | 0 | 0 | 0
F5_Industrial_Paper and Printing_Existing_Process_Natural Gas_Strategic Energy Management_A_Achievable Economic RVT Potential | F5 | Industrial | Paper and Printing | Existing | Process | Natural Gas | Strategic Energy Management | A | Incremental Summer Peak Savings (MW) | Achievable Economic RVT Potential | 0 | 0 | 0 | 0 | 0 | 0 | 0 | 0 | 0 | 0 | 0 | 0 | 0 | 0 | 0 | 0 | 0 | 0 | 0 | 0 | 0 | 0 | 0 | 0 | 0 | 0 | 0 | 0 | 0 | 0 | 0
F6_Industrial_Paper and Printing_Existing_Process_Natural Gas_Strategic Energy Management_A_Achievable Economic RVT Potential | F6 | Industrial | Paper and Printing | Existing | Process | Natural Gas | Strategic Energy Management | A | Incremental Winter Peak Savings (MW) | Achievable Economic RVT Potential | 0 | 0 | 0 | 0 | 0 | 0 | 0 | 0 | 0 | 0 | 0 | 0 | 0 | 0 | 0 | 0 | 0 | 0 | 0 | 0 | 0 | 0 | 0 | 0 | 0 | 0 | 0 | 0 | 0 | 0 | 0
F7_Industrial_Paper and Printing_Existing_Process_Natural Gas_Strategic Energy Management_A_Achievable Economic RVT Potential | F7 | Industrial | Paper and Printing | Existing | Process | Natural Gas | Strategic Energy Management | A | Cumulative Energy Savings (MWh or mTherms) | Achievable Economic RVT Potential | 0 | 0 | 0 | 0 | 0 | 0 | 0 | 0 | 0 | 0 | 0 | 0 | 0 | 0 | 0 | 0 | 0 | 0 | 0 | 0 | 0 | 0 | 0 | 0 | 0 | 0 | 0 | 0 | 0 | 0 | 0
F8_Industrial_Paper and Printing_Existing_Process_Natural Gas_Strategic Energy Management_A_Achievable Economic RVT Potential | F8 | Industrial | Paper and Printing | Existing | Process | Natural Gas | Strategic Energy Management | A | Cumulative Summer Peak Savings (MW) | Achievable Economic RVT Potential | 0 | 0 | 0 | 0 | 0 | 0 | 0 | 0 | 0 | 0 | 0 | 0 | 0 | 0 | 0 | 0 | 0 | 0 | 0 | 0 | 0 | 0 | 0 | 0 | 0 | 0 | 0 | 0 | 0 | 0 | 0
F9_Industrial_Paper and Printing_Existing_Process_Natural Gas_Strategic Energy Management_A_Achievable Economic RVT Potential | F9 | Industrial | Paper and Printing | Existing | Process | Natural Gas | Strategic Energy Management | A | Cumulative Winter Peak Savings (MW) | Achievable Economic RVT Potential | 0 | 0 | 0 | 0 | 0 | 0 | 0 | 0 | 0 | 0 | 0 | 0 | 0 | 0 | 0 | 0 | 0 | 0 | 0 | 0 | 0 | 0 | 0 | 0 | 0 | 0 | 0 | 0 | 0 | 0 | 0
F10_Industrial_Paper and Printing_Existing_Process_Natural Gas_Strategic Energy Management_A_Achievable Economic RVT Potential | F10 | Industrial | Paper and Printing | Existing | Process | Natural Gas | Strategic Energy Management | A | Purchases (Incremental) | Achievable Economic RVT Potential | 0 | 0 | 0 | 0 | 0 | 0 | 0 | 0 | 0 | 0 | 0 | 0 | 0 | 0 | 0 | 0 | 0 | 0 | 0 | 0 | 0 | 0 | 0 | 0 | 0 | 0 | 0 | 0 | 0 | 0 | 0
F11_Industrial_Paper and Printing_Existing_Process_Natural Gas_Strategic Energy Management_A_Achievable Economic RVT Potential | F11 | Industrial | Paper and Printing | Existing | Process | Natural Gas | Strategic Energy Management | A | Purchases (Cumulative) | Achievable Economic RVT Potential | 0 | 0 | 0 | 0 | 0 | 0 | 0 | 0 | 0 | 0 | 0 | 0 | 0 | 0 | 0 | 0 | 0 | 0 | 0 | 0 | 0 | 0 | 0 | 0 | 0 | 0 | 0 | 0 | 0 | 0 | 0
F1_Industrial_Paper and Printing_Existing_Miscellaneous_Natural Gas_Strategic Energy Management_A_Achievable Economic RVT Potential | F1 | Industrial | Paper and Printing | Existing | Miscellaneous | Natural Gas | Strategic Energy Management | A | Integrated Unit Energy Savings (kWh or therms) | Achievable Economic RVT Potential | 0 | 0 | 0 | 0 | 0 | 18.0192 | 18.0192 | 18.0192 | 18.0192 | 18.0192 | 18.0192 | 18.0192 | 18.0192 | 18.0192 | 18.0192 | 18.0192 | 18.0192 | 18.0192 | 18.0192 | 18.0192 | 18.0192 | 18.0192 | 18.0192 | 18.0192 | 18.0192 | 18.0192 | 18.0192 | 18.0192 | 0 | 0 | 0
F2_Industrial_Paper and Printing_Existing_Miscellaneous_Natural Gas_Strategic Energy Management_A_Achievable Economic RVT Potential | F2 | Industrial | Paper and Printing | Existing | Miscellaneous | Natural Gas | Strategic Energy Management | A | Integrated Unit Summer Peak Savings (kW) | Achievable Economic RVT Potential | 0 | 0 | 0 | 0 | 0 | 0 | 0 | 0 | 0 | 0 | 0 | 0 | 0 | 0 | 0 | 0 | 0 | 0 | 0 | 0 | 0 | 0 | 0 | 0 | 0 | 0 | 0 | 0 | 0 | 0 | 0
F3_Industrial_Paper and Printing_Existing_Miscellaneous_Natural Gas_Strategic Energy Management_A_Achievable Economic RVT Potential | F3 | Industrial | Paper and Printing | Existing | Miscellaneous | Natural Gas | Strategic Energy Management | A | Integrated Unit Winter Peak Savings (kW) | Achievable Economic RVT Potential | 0 | 0 | 0 | 0 | 0 | 0 | 0 | 0 | 0 | 0 | 0 | 0 | 0 | 0 | 0 | 0 | 0 | 0 | 0 | 0 | 0 | 0 | 0 | 0 | 0 | 0 | 0 | 0 | 0 | 0 | 0
F4_Industrial_Paper and Printing_Existing_Miscellaneous_Natural Gas_Strategic Energy Management_A_Achievable Economic RVT Potential | F4 | Industrial | Paper and Printing | Existing | Miscellaneous | Natural Gas | Strategic Energy Management | A | Incremental Energy Savings (MWh or mTherms) | Achievable Economic RVT Potential | 0 | 0 | 0 | 0 | 0 | 0 | 0 | 0 | 0 | 0 | 0 | 0 | 0 | 0 | 0 | 0 | 0 | 0 | 0 | 0 | 0 | 0 | 0 | 0 | 0 | 0 | 0 | 0 | 0 | 0 | 0
F5_Industrial_Paper and Printing_Existing_Miscellaneous_Natural Gas_Strategic Energy Management_A_Achievable Economic RVT Potential | F5 | Industrial | Paper and Printing | Existing | Miscellaneous | Natural Gas | Strategic Energy Management | A | Incremental Summer Peak Savings (MW) | Achievable Economic RVT Potential | 0 | 0 | 0 | 0 | 0 | 0 | 0 | 0 | 0 | 0 | 0 | 0 | 0 | 0 | 0 | 0 | 0 | 0 | 0 | 0 | 0 | 0 | 0 | 0 | 0 | 0 | 0 | 0 | 0 | 0 | 0
F6_Industrial_Paper and Printing_Existing_Miscellaneous_Natural Gas_Strategic Energy Management_A_Achievable Economic RVT Potential | F6 | Industrial | Paper and Printing | Existing | Miscellaneous | Natural Gas | Strategic Energy Management | A | Incremental Winter Peak Savings (MW) | Achievable Economic RVT Potential | 0 | 0 | 0 | 0 | 0 | 0 | 0 | 0 | 0 | 0 | 0 | 0 | 0 | 0 | 0 | 0 | 0 | 0 | 0 | 0 | 0 | 0 | 0 | 0 | 0 | 0 | 0 | 0 | 0 | 0 | 0
F7_Industrial_Paper and Printing_Existing_Miscellaneous_Natural Gas_Strategic Energy Management_A_Achievable Economic RVT Potential | F7 | Industrial | Paper and Printing | Existing | Miscellaneous | Natural Gas | Strategic Energy Management | A | Cumulative Energy Savings (MWh or mTherms) | Achievable Economic RVT Potential | 0 | 0 | 0 | 0 | 0 | 0 | 0 | 0 | 0 | 0 | 0 | 0 | 0 | 0 | 0 | 0 | 0 | 0 | 0 | 0 | 0 | 0 | 0 | 0 | 0 | 0 | 0 | 0 | 0 | 0 | 0
F8_Industrial_Paper and Printing_Existing_Miscellaneous_Natural Gas_Strategic Energy Management_A_Achievable Economic RVT Potential | F8 | Industrial | Paper and Printing | Existing | Miscellaneous | Natural Gas | Strategic Energy Management | A | Cumulative Summer Peak Savings (MW) | Achievable Economic RVT Potential | 0 | 0 | 0 | 0 | 0 | 0 | 0 | 0 | 0 | 0 | 0 | 0 | 0 | 0 | 0 | 0 | 0 | 0 | 0 | 0 | 0 | 0 | 0 | 0 | 0 | 0 | 0 | 0 | 0 | 0 | 0
F9_Industrial_Paper and Printing_Existing_Miscellaneous_Natural Gas_Strategic Energy Management_A_Achievable Economic RVT Potential | F9 | Industrial | Paper and Printing | Existing | Miscellaneous | Natural Gas | Strategic Energy Management | A | Cumulative Winter Peak Savings (MW) | Achievable Economic RVT Potential | 0 | 0 | 0 | 0 | 0 | 0 | 0 | 0 | 0 | 0 | 0 | 0 | 0 | 0 | 0 | 0 | 0 | 0 | 0 | 0 | 0 | 0 | 0 | 0 | 0 | 0 | 0 | 0 | 0 | 0 | 0
F10_Industrial_Paper and Printing_Existing_Miscellaneous_Natural Gas_Strategic Energy Management_A_Achievable Economic RVT Potential | F10 | Industrial | Paper and Printing | Existing | Miscellaneous | Natural Gas | Strategic Energy Management | A | Purchases (Incremental) | Achievable Economic RVT Potential | 0 | 0 | 0 | 0 | 0 | 0 | 0 | 0 | 0 | 0 | 0 | 0 | 0 | 0 | 0 | 0 | 0 | 0 | 0 | 0 | 0 | 0 | 0 | 0 | 0 | 0 | 0 | 0 | 0 | 0 | 0
F11_Industrial_Paper and Printing_Existing_Miscellaneous_Natural Gas_Strategic Energy Management_A_Achievable Economic RVT Potential | F11 | Industrial | Paper and Printing | Existing | Miscellaneous | Natural Gas | Strategic Energy Management | A | Purchases (Cumulative) | Achievable Economic RVT Potential | 0 | 0 | 0 | 0 | 0 | 0 | 0 | 0 | 0 | 0 | 0 | 0 | 0 | 0 | 0 | 0 | 0 | 0 | 0 | 0 | 0 | 0 | 0 | 0 | 0 | 0 | 0 | 0 | 0 | 0 | 0
F1_Industrial_Paper and Printing_Existing_Space Heating_Natural Gas_Commissioning_A_Achievable Economic RVT Potential | F1 | Industrial | Paper and Printing | Existing | Space Heating | Natural Gas | Commissioning | A | Integrated Unit Energy Savings (kWh or therms) | Achievable Economic RVT Potential | 0 | 0 | 0 | 0 | 0 | 67.5614 | 67.2185 | 66.7859 | 66.3132 | 65.7992 | 65.2565 | 64.6805 | 64.0858 | 63.4656 | 62.7774 | 62.1107 | 61.4377 | 60.8034 | 60.203 | 59.6358 | 59.1012 | 58.5607 | 58.095 | 57.6653 | 57.2639 | 56.8961 | 56.5818 | 56.2886 | 0 | 0 | 0
F2_Industrial_Paper and Printing_Existing_Space Heating_Natural Gas_Commissioning_A_Achievable Economic RVT Potential | F2 | Industrial | Paper and Printing | Existing | Space Heating | Natural Gas | Commissioning | A | Integrated Unit Summer Peak Savings (kW) | Achievable Economic RVT Potential | 0 | 0 | 0 | 0 | 0 | 0 | 0 | 0 | 0 | 0 | 0 | 0 | 0 | 0 | 0 | 0 | 0 | 0 | 0 | 0 | 0 | 0 | 0 | 0 | 0 | 0 | 0 | 0 | 0 | 0 | 0
F3_Industrial_Paper and Printing_Existing_Space Heating_Natural Gas_Commissioning_A_Achievable Economic RVT Potential | F3 | Industrial | Paper and Printing | Existing | Space Heating | Natural Gas | Commissioning | A | Integrated Unit Winter Peak Savings (kW) | Achievable Economic RVT Potential | 0 | 0 | 0 | 0 | 0 | 0 | 0 | 0 | 0 | 0 | 0 | 0 | 0 | 0 | 0 | 0 | 0 | 0 | 0 | 0 | 0 | 0 | 0 | 0 | 0 | 0 | 0 | 0 | 0 | 0 | 0
F4_Industrial_Paper and Printing_Existing_Space Heating_Natural Gas_Commissioning_A_Achievable Economic RVT Potential | F4 | Industrial | Paper and Printing | Existing | Space Heating | Natural Gas | Commissioning | A | Incremental Energy Savings (MWh or mTherms) | Achievable Economic RVT Potential | 0 | 0 | 0 | 0 | 0 | 0 | 0 | 0 | 0 | 0 | 0 | 0 | 0 | 0 | 0 | 0 | 0 | 0 | 0 | 0 | 0 | 0 | 0 | 0 | 0 | 0 | 0 | 0 | 0 | 0 | 0
F5_Industrial_Paper and Printing_Existing_Space Heating_Natural Gas_Commissioning_A_Achievable Economic RVT Potential | F5 | Industrial | Paper and Printing | Existing | Space Heating | Natural Gas | Commissioning | A | Incremental Summer Peak Savings (MW) | Achievable Economic RVT Potential | 0 | 0 | 0 | 0 | 0 | 0 | 0 | 0 | 0 | 0 | 0 | 0 | 0 | 0 | 0 | 0 | 0 | 0 | 0 | 0 | 0 | 0 | 0 | 0 | 0 | 0 | 0 | 0 | 0 | 0 | 0
F6_Industrial_Paper and Printing_Existing_Space Heating_Natural Gas_Commissioning_A_Achievable Economic RVT Potential | F6 | Industrial | Paper and Printing | Existing | Space Heating | Natural Gas | Commissioning | A | Incremental Winter Peak Savings (MW) | Achievable Economic RVT Potential | 0 | 0 | 0 | 0 | 0 | 0 | 0 | 0 | 0 | 0 | 0 | 0 | 0 | 0 | 0 | 0 | 0 | 0 | 0 | 0 | 0 | 0 | 0 | 0 | 0 | 0 | 0 | 0 | 0 | 0 | 0
F7_Industrial_Paper and Printing_Existing_Space Heating_Natural Gas_Commissioning_A_Achievable Economic RVT Potential | F7 | Industrial | Paper and Printing | Existing | Space Heating | Natural Gas | Commissioning | A | Cumulative Energy Savings (MWh or mTherms) | Achievable Economic RVT Potential | 0 | 0 | 0 | 0 | 0 | 0 | 0 | 0 | 0 | 0 | 0 | 0 | 0 | 0 | 0 | 0 | 0 | 0 | 0 | 0 | 0 | 0 | 0 | 0 | 0 | 0 | 0 | 0 | 0 | 0 | 0
F8_Industrial_Paper and Printing_Existing_Space Heating_Natural Gas_Commissioning_A_Achievable Economic RVT Potential | F8 | Industrial | Paper and Printing | Existing | Space Heating | Natural Gas | Commissioning | A | Cumulative Summer Peak Savings (MW) | Achievable Economic RVT Potential | 0 | 0 | 0 | 0 | 0 | 0 | 0 | 0 | 0 | 0 | 0 | 0 | 0 | 0 | 0 | 0 | 0 | 0 | 0 | 0 | 0 | 0 | 0 | 0 | 0 | 0 | 0 | 0 | 0 | 0 | 0
F9_Industrial_Paper and Printing_Existing_Space Heating_Natural Gas_Commissioning_A_Achievable Economic RVT Potential | F9 | Industrial | Paper and Printing | Existing | Space Heating | Natural Gas | Commissioning | A | Cumulative Winter Peak Savings (MW) | Achievable Economic RVT Potential | 0 | 0 | 0 | 0 | 0 | 0 | 0 | 0 | 0 | 0 | 0 | 0 | 0 | 0 | 0 | 0 | 0 | 0 | 0 | 0 | 0 | 0 | 0 | 0 | 0 | 0 | 0 | 0 | 0 | 0 | 0
F10_Industrial_Paper and Printing_Existing_Space Heating_Natural Gas_Commissioning_A_Achievable Economic RVT Potential | F10 | Industrial | Paper and Printing | Existing | Space Heating | Natural Gas | Commissioning | A | Purchases (Incremental) | Achievable Economic RVT Potential | 0 | 0 | 0 | 0 | 0 | 0 | 0 | 0 | 0 | 0 | 0 | 0 | 0 | 0 | 0 | 0 | 0 | 0 | 0 | 0 | 0 | 0 | 0 | 0 | 0 | 0 | 0 | 0 | 0 | 0 | 0
F11_Industrial_Paper and Printing_Existing_Space Heating_Natural Gas_Commissioning_A_Achievable Economic RVT Potential | F11 | Industrial | Paper and Printing | Existing | Space Heating | Natural Gas | Commissioning | A | Purchases (Cumulative) | Achievable Economic RVT Potential | 0 | 0 | 0 | 0 | 0 | 0 | 0 | 0 | 0 | 0 | 0 | 0 | 0 | 0 | 0 | 0 | 0 | 0 | 0 | 0 | 0 | 0 | 0 | 0 | 0 | 0 | 0 | 0 | 0 | 0 | 0
F1_Industrial_Paper and Printing_Existing_Process_Natural Gas_Commissioning_A_Achievable Economic RVT Potential | F1 | Industrial | Paper and Printing | Existing | Process | Natural Gas | Commissioning | A | Integrated Unit Energy Savings (kWh or therms) | Achievable Economic RVT Potential | 0 | 0 | 0 | 0 | 0 | 317.5129 | 317.5129 | 317.5129 | 317.5129 | 317.5129 | 317.5129 | 317.5129 | 317.5129 | 317.5129 | 317.5129 | 317.5129 | 317.5129 | 317.5129 | 317.5129 | 317.5129 | 317.5129 | 317.5129 | 317.5129 | 317.5129 | 317.5129 | 317.5129 | 317.5129 | 317.5129 | 0 | 0 | 0
F2_Industrial_Paper and Printing_Existing_Process_Natural Gas_Commissioning_A_Achievable Economic RVT Potential | F2 | Industrial | Paper and Printing | Existing | Process | Natural Gas | Commissioning | A | Integrated Unit Summer Peak Savings (kW) | Achievable Economic RVT Potential | 0 | 0 | 0 | 0 | 0 | 0 | 0 | 0 | 0 | 0 | 0 | 0 | 0 | 0 | 0 | 0 | 0 | 0 | 0 | 0 | 0 | 0 | 0 | 0 | 0 | 0 | 0 | 0 | 0 | 0 | 0
F3_Industrial_Paper and Printing_Existing_Process_Natural Gas_Commissioning_A_Achievable Economic RVT Potential | F3 | Industrial | Paper and Printing | Existing | Process | Natural Gas | Commissioning | A | Integrated Unit Winter Peak Savings (kW) | Achievable Economic RVT Potential | 0 | 0 | 0 | 0 | 0 | 0 | 0 | 0 | 0 | 0 | 0 | 0 | 0 | 0 | 0 | 0 | 0 | 0 | 0 | 0 | 0 | 0 | 0 | 0 | 0 | 0 | 0 | 0 | 0 | 0 | 0
F4_Industrial_Paper and Printing_Existing_Process_Natural Gas_Commissioning_A_Achievable Economic RVT Potential | F4 | Industrial | Paper and Printing | Existing | Process | Natural Gas | Commissioning | A | Incremental Energy Savings (MWh or mTherms) | Achievable Economic RVT Potential | 0 | 0 | 0 | 0 | 0 | 0 | 0 | 0 | 0 | 0 | 0 | 0 | 0 | 0 | 0 | 0 | 0 | 0 | 0 | 0 | 0 | 0 | 0 | 0 | 0 | 0 | 0 | 0 | 0 | 0 | 0
F5_Industrial_Paper and Printing_Existing_Process_Natural Gas_Commissioning_A_Achievable Economic RVT Potential | F5 | Industrial | Paper and Printing | Existing | Process | Natural Gas | Commissioning | A | Incremental Summer Peak Savings (MW) | Achievable Economic RVT Potential | 0 | 0 | 0 | 0 | 0 | 0 | 0 | 0 | 0 | 0 | 0 | 0 | 0 | 0 | 0 | 0 | 0 | 0 | 0 | 0 | 0 | 0 | 0 | 0 | 0 | 0 | 0 | 0 | 0 | 0 | 0
F6_Industrial_Paper and Printing_Existing_Process_Natural Gas_Commissioning_A_Achievable Economic RVT Potential | F6 | Industrial | Paper and Printing | Existing | Process | Natural Gas | Commissioning | A | Incremental Winter Peak Savings (MW) | Achievable Economic RVT Potential | 0 | 0 | 0 | 0 | 0 | 0 | 0 | 0 | 0 | 0 | 0 | 0 | 0 | 0 | 0 | 0 | 0 | 0 | 0 | 0 | 0 | 0 | 0 | 0 | 0 | 0 | 0 | 0 | 0 | 0 | 0
F7_Industrial_Paper and Printing_Existing_Process_Natural Gas_Commissioning_A_Achievable Economic RVT Potential | F7 | Industrial | Paper and Printing | Existing | Process | Natural Gas | Commissioning | A | Cumulative Energy Savings (MWh or mTherms) | Achievable Economic RVT Potential | 0 | 0 | 0 | 0 | 0 | 0 | 0 | 0 | 0 | 0 | 0 | 0 | 0 | 0 | 0 | 0 | 0 | 0 | 0 | 0 | 0 | 0 | 0 | 0 | 0 | 0 | 0 | 0 | 0 | 0 | 0
F8_Industrial_Paper and Printing_Existing_Process_Natural Gas_Commissioning_A_Achievable Economic RVT Potential | F8 | Industrial | Paper and Printing | Existing | Process | Natural Gas | Commissioning | A | Cumulative Summer Peak Savings (MW) | Achievable Economic RVT Potential | 0 | 0 | 0 | 0 | 0 | 0 | 0 | 0 | 0 | 0 | 0 | 0 | 0 | 0 | 0 | 0 | 0 | 0 | 0 | 0 | 0 | 0 | 0 | 0 | 0 | 0 | 0 | 0 | 0 | 0 | 0
F9_Industrial_Paper and Printing_Existing_Process_Natural Gas_Commissioning_A_Achievable Economic RVT Potential | F9 | Industrial | Paper and Printing | Existing | Process | Natural Gas | Commissioning | A | Cumulative Winter Peak Savings (MW) | Achievable Economic RVT Potential | 0 | 0 | 0 | 0 | 0 | 0 | 0 | 0 | 0 | 0 | 0 | 0 | 0 | 0 | 0 | 0 | 0 | 0 | 0 | 0 | 0 | 0 | 0 | 0 | 0 | 0 | 0 | 0 | 0 | 0 | 0
F10_Industrial_Paper and Printing_Existing_Process_Natural Gas_Commissioning_A_Achievable Economic RVT Potential | F10 | Industrial | Paper and Printing | Existing | Process | Natural Gas | Commissioning | A | Purchases (Incremental) | Achievable Economic RVT Potential | 0 | 0 | 0 | 0 | 0 | 0 | 0 | 0 | 0 | 0 | 0 | 0 | 0 | 0 | 0 | 0 | 0 | 0 | 0 | 0 | 0 | 0 | 0 | 0 | 0 | 0 | 0 | 0 | 0 | 0 | 0
F11_Industrial_Paper and Printing_Existing_Process_Natural Gas_Commissioning_A_Achievable Economic RVT Potential | F11 | Industrial | Paper and Printing | Existing | Process | Natural Gas | Commissioning | A | Purchases (Cumulative) | Achievable Economic RVT Potential | 0 | 0 | 0 | 0 | 0 | 0 | 0 | 0 | 0 | 0 | 0 | 0 | 0 | 0 | 0 | 0 | 0 | 0 | 0 | 0 | 0 | 0 | 0 | 0 | 0 | 0 | 0 | 0 | 0 | 0 | 0
F1_Industrial_Paper and Printing_Existing_Space Heating_Natural Gas_Retrocommissioning_A_Achievable Economic RVT Potential | F1 | Industrial | Paper and Printing | Existing | Space Heating | Natural Gas | Retrocommissioning | A | Integrated Unit Energy Savings (kWh or therms) | Achievable Economic RVT Potential | 0 | 0 | 0 | 0 | 0 | 9.3826 | 9.334 | 9.2729 | 9.2064 | 9.1342 | 9.058 | 8.9774 | 8.8944 | 8.8078 | 8.712 | 8.6191 | 8.5255 | 8.4373 | 8.3538 | 8.275 | 8.2007 | 8.1257 | 8.061 | 8.0014 | 7.9457 | 7.8946 | 7.851 | 7.8103 | 0 | 0 | 0
F2_Industrial_Paper and Printing_Existing_Space Heating_Natural Gas_Retrocommissioning_A_Achievable Economic RVT Potential | F2 | Industrial | Paper and Printing | Existing | Space Heating | Natural Gas | Retrocommissioning | A | Integrated Unit Summer Peak Savings (kW) | Achievable Economic RVT Potential | 0 | 0 | 0 | 0 | 0 | 0 | 0 | 0 | 0 | 0 | 0 | 0 | 0 | 0 | 0 | 0 | 0 | 0 | 0 | 0 | 0 | 0 | 0 | 0 | 0 | 0 | 0 | 0 | 0 | 0 | 0
F3_Industrial_Paper and Printing_Existing_Space Heating_Natural Gas_Retrocommissioning_A_Achievable Economic RVT Potential | F3 | Industrial | Paper and Printing | Existing | Space Heating | Natural Gas | Retrocommissioning | A | Integrated Unit Winter Peak Savings (kW) | Achievable Economic RVT Potential | 0 | 0 | 0 | 0 | 0 | 0 | 0 | 0 | 0 | 0 | 0 | 0 | 0 | 0 | 0 | 0 | 0 | 0 | 0 | 0 | 0 | 0 | 0 | 0 | 0 | 0 | 0 | 0 | 0 | 0 | 0
F4_Industrial_Paper and Printing_Existing_Space Heating_Natural Gas_Retrocommissioning_A_Achievable Economic RVT Potential | F4 | Industrial | Paper and Printing | Existing | Space Heating | Natural Gas | Retrocommissioning | A | Incremental Energy Savings (MWh or mTherms) | Achievable Economic RVT Potential | 0 | 0 | 0 | 0 | 0 | 0 | 0 | 0 | 0 | 0 | 0 | 0 | 0 | 0 | 0 | 0 | 0 | 0 | 0 | 0 | 0 | 0 | 0 | 0 | 0 | 0 | 0 | 0 | 0 | 0 | 0
F5_Industrial_Paper and Printing_Existing_Space Heating_Natural Gas_Retrocommissioning_A_Achievable Economic RVT Potential | F5 | Industrial | Paper and Printing | Existing | Space Heating | Natural Gas | Retrocommissioning | A | Incremental Summer Peak Savings (MW) | Achievable Economic RVT Potential | 0 | 0 | 0 | 0 | 0 | 0 | 0 | 0 | 0 | 0 | 0 | 0 | 0 | 0 | 0 | 0 | 0 | 0 | 0 | 0 | 0 | 0 | 0 | 0 | 0 | 0 | 0 | 0 | 0 | 0 | 0
F6_Industrial_Paper and Printing_Existing_Space Heating_Natural Gas_Retrocommissioning_A_Achievable Economic RVT Potential | F6 | Industrial | Paper and Printing | Existing | Space Heating | Natural Gas | Retrocommissioning | A | Incremental Winter Peak Savings (MW) | Achievable Economic RVT Potential | 0 | 0 | 0 | 0 | 0 | 0 | 0 | 0 | 0 | 0 | 0 | 0 | 0 | 0 | 0 | 0 | 0 | 0 | 0 | 0 | 0 | 0 | 0 | 0 | 0 | 0 | 0 | 0 | 0 | 0 | 0
F7_Industrial_Paper and Printing_Existing_Space Heating_Natural Gas_Retrocommissioning_A_Achievable Economic RVT Potential | F7 | Industrial | Paper and Printing | Existing | Space Heating | Natural Gas | Retrocommissioning | A | Cumulative Energy Savings (MWh or mTherms) | Achievable Economic RVT Potential | 0 | 0 | 0 | 0 | 0 | 0 | 0 | 0 | 0 | 0 | 0 | 0 | 0 | 0 | 0 | 0 | 0 | 0 | 0 | 0 | 0 | 0 | 0 | 0 | 0 | 0 | 0 | 0 | 0 | 0 | 0
F8_Industrial_Paper and Printing_Existing_Space Heating_Natural Gas_Retrocommissioning_A_Achievable Economic RVT Potential | F8 | Industrial | Paper and Printing | Existing | Space Heating | Natural Gas | Retrocommissioning | A | Cumulative Summer Peak Savings (MW) | Achievable Economic RVT Potential | 0 | 0 | 0 | 0 | 0 | 0 | 0 | 0 | 0 | 0 | 0 | 0 | 0 | 0 | 0 | 0 | 0 | 0 | 0 | 0 | 0 | 0 | 0 | 0 | 0 | 0 | 0 | 0 | 0 | 0 | 0
F9_Industrial_Paper and Printing_Existing_Space Heating_Natural Gas_Retrocommissioning_A_Achievable Economic RVT Potential | F9 | Industrial | Paper and Printing | Existing | Space Heating | Natural Gas | Retrocommissioning | A | Cumulative Winter Peak Savings (MW) | Achievable Economic RVT Potential | 0 | 0 | 0 | 0 | 0 | 0 | 0 | 0 | 0 | 0 | 0 | 0 | 0 | 0 | 0 | 0 | 0 | 0 | 0 | 0 | 0 | 0 | 0 | 0 | 0 | 0 | 0 | 0 | 0 | 0 | 0
F10_Industrial_Paper and Printing_Existing_Space Heating_Natural Gas_Retrocommissioning_A_Achievable Economic RVT Potential | F10 | Industrial | Paper and Printing | Existing | Space Heating | Natural Gas | Retrocommissioning | A | Purchases (Incremental) | Achievable Economic RVT Potential | 0 | 0 | 0 | 0 | 0 | 0 | 0 | 0 | 0 | 0 | 0 | 0 | 0 | 0 | 0 | 0 | 0 | 0 | 0 | 0 | 0 | 0 | 0 | 0 | 0 | 0 | 0 | 0 | 0 | 0 | 0
F11_Industrial_Paper and Printing_Existing_Space Heating_Natural Gas_Retrocommissioning_A_Achievable Economic RVT Potential | F11 | Industrial | Paper and Printing | Existing | Space Heating | Natural Gas | Retrocommissioning | A | Purchases (Cumulative) | Achievable Economic RVT Potential | 0 | 0 | 0 | 0 | 0 | 0 | 0 | 0 | 0 | 0 | 0 | 0 | 0 | 0 | 0 | 0 | 0 | 0 | 0 | 0 | 0 | 0 | 0 | 0 | 0 | 0 | 0 | 0 | 0 | 0 | 0
F1_Industrial_Paper and Printing_Existing_Process_Natural Gas_Retrocommissioning_A_Achievable Economic RVT Potential | F1 | Industrial | Paper and Printing | Existing | Process | Natural Gas | Retrocommissioning | A | Integrated Unit Energy Savings (kWh or therms) | Achievable Economic RVT Potential | 0 | 0 | 0 | 0 | 0 | 0 | 0 | 0 | 0 | 0 | 0 | 0 | 0 | 0 | 0 | 0 | 0 | 0 | 0 | 0 | 0 | 0 | 0 | 0 | 0 | 0 | 0 | 0 | 0 | 0 | 0
F2_Industrial_Paper and Printing_Existing_Process_Natural Gas_Retrocommissioning_A_Achievable Economic RVT Potential | F2 | Industrial | Paper and Printing | Existing | Process | Natural Gas | Retrocommissioning | A | Integrated Unit Summer Peak Savings (kW) | Achievable Economic RVT Potential | 0 | 0 | 0 | 0 | 0 | 0 | 0 | 0 | 0 | 0 | 0 | 0 | 0 | 0 | 0 | 0 | 0 | 0 | 0 | 0 | 0 | 0 | 0 | 0 | 0 | 0 | 0 | 0 | 0 | 0 | 0
F3_Industrial_Paper and Printing_Existing_Process_Natural Gas_Retrocommissioning_A_Achievable Economic RVT Potential | F3 | Industrial | Paper and Printing | Existing | Process | Natural Gas | Retrocommissioning | A | Integrated Unit Winter Peak Savings (kW) | Achievable Economic RVT Potential | 0 | 0 | 0 | 0 | 0 | 0 | 0 | 0 | 0 | 0 | 0 | 0 | 0 | 0 | 0 | 0 | 0 | 0 | 0 | 0 | 0 | 0 | 0 | 0 | 0 | 0 | 0 | 0 | 0 | 0 | 0
F4_Industrial_Paper and Printing_Existing_Process_Natural Gas_Retrocommissioning_A_Achievable Economic RVT Potential | F4 | Industrial | Paper and Printing | Existing | Process | Natural Gas | Retrocommissioning | A | Incremental Energy Savings (MWh or mTherms) | Achievable Economic RVT Potential | 0 | 0 | 0 | 0 | 0 | 0 | 0 | 0 | 0 | 0 | 0 | 0 | 0 | 0 | 0 | 0 | 0 | 0 | 0 | 0 | 0 | 0 | 0 | 0 | 0 | 0 | 0 | 0 | 0 | 0 | 0
F5_Industrial_Paper and Printing_Existing_Process_Natural Gas_Retrocommissioning_A_Achievable Economic RVT Potential | F5 | Industrial | Paper and Printing | Existing | Process | Natural Gas | Retrocommissioning | A | Incremental Summer Peak Savings (MW) | Achievable Economic RVT Potential | 0 | 0 | 0 | 0 | 0 | 0 | 0 | 0 | 0 | 0 | 0 | 0 | 0 | 0 | 0 | 0 | 0 | 0 | 0 | 0 | 0 | 0 | 0 | 0 | 0 | 0 | 0 | 0 | 0 | 0 | 0
F6_Industrial_Paper and Printing_Existing_Process_Natural Gas_Retrocommissioning_A_Achievable Economic RVT Potential | F6 | Industrial | Paper and Printing | Existing | Process | Natural Gas | Retrocommissioning | A | Incremental Winter Peak Savings (MW) | Achievable Economic RVT Potential | 0 | 0 | 0 | 0 | 0 | 0 | 0 | 0 | 0 | 0 | 0 | 0 | 0 | 0 | 0 | 0 | 0 | 0 | 0 | 0 | 0 | 0 | 0 | 0 | 0 | 0 | 0 | 0 | 0 | 0 | 0
F7_Industrial_Paper and Printing_Existing_Process_Natural Gas_Retrocommissioning_A_Achievable Economic RVT Potential | F7 | Industrial | Paper and Printing | Existing | Process | Natural Gas | Retrocommissioning | A | Cumulative Energy Savings (MWh or mTherms) | Achievable Economic RVT Potential | 0 | 0 | 0 | 0 | 0 | 0 | 0 | 0 | 0 | 0 | 0 | 0 | 0 | 0 | 0 | 0 | 0 | 0 | 0 | 0 | 0 | 0 | 0 | 0 | 0 | 0 | 0 | 0 | 0 | 0 | 0
F8_Industrial_Paper and Printing_Existing_Process_Natural Gas_Retrocommissioning_A_Achievable Economic RVT Potential | F8 | Industrial | Paper and Printing | Existing | Process | Natural Gas | Retrocommissioning | A | Cumulative Summer Peak Savings (MW) | Achievable Economic RVT Potential | 0 | 0 | 0 | 0 | 0 | 0 | 0 | 0 | 0 | 0 | 0 | 0 | 0 | 0 | 0 | 0 | 0 | 0 | 0 | 0 | 0 | 0 | 0 | 0 | 0 | 0 | 0 | 0 | 0 | 0 | 0
F9_Industrial_Paper and Printing_Existing_Process_Natural Gas_Retrocommissioning_A_Achievable Economic RVT Potential | F9 | Industrial | Paper and Printing | Existing | Process | Natural Gas | Retrocommissioning | A | Cumulative Winter Peak Savings (MW) | Achievable Economic RVT Potential | 0 | 0 | 0 | 0 | 0 | 0 | 0 | 0 | 0 | 0 | 0 | 0 | 0 | 0 | 0 | 0 | 0 | 0 | 0 | 0 | 0 | 0 | 0 | 0 | 0 | 0 | 0 | 0 | 0 | 0 | 0
F10_Industrial_Paper and Printing_Existing_Process_Natural Gas_Retrocommissioning_A_Achievable Economic RVT Potential | F10 | Industrial | Paper and Printing | Existing | Process | Natural Gas | Retrocommissioning | A | Purchases (Incremental) | Achievable Economic RVT Potential | 0 | 0 | 0 | 0 | 0 | 0 | 0 | 0 | 0 | 0 | 0 | 0 | 0 | 0 | 0 | 0 | 0 | 0 | 0 | 0 | 0 | 0 | 0 | 0 | 0 | 0 | 0 | 0 | 0 | 0 | 0
F11_Industrial_Paper and Printing_Existing_Process_Natural Gas_Retrocommissioning_A_Achievable Economic RVT Potential | F11 | Industrial | Paper and Printing | Existing | Process | Natural Gas | Retrocommissioning | A | Purchases (Cumulative) | Achievable Economic RVT Potential | 0 | 0 | 0 | 0 | 0 | 0 | 0 | 0 | 0 | 0 | 0 | 0 | 0 | 0 | 0 | 0 | 0 | 0 | 0 | 0 | 0 | 0 | 0 | 0 | 0 | 0 | 0 | 0 | 0 | 0 | 0
F1_Industrial_Paper and Printing_New_Space Heating_Natural Gas_Insulation - Roof/Ceiling_A_Achievable Economic RVT Potential | F1 | Industrial | Paper and Printing | New | Space Heating | Natural Gas | Insulation - Roof/Ceiling | A | Integrated Unit Energy Savings (kWh or therms) | Achievable Economic RVT Potential | 0 | 0 | 0 | 0 | 0 | 0.093599 | 0.091995 | 0.090648 | 0.08946 | 0.088361 | 0.087359 | 0.086148 | 0.084815 | 0.083432 | 0.082032 | 0.080721 | 0.079505 | 0.078451 | 0.07718 | 0.076198 | 0.075469 | 0.074926 | 0.074656 | 0.074528 | 0.074504 | 0.074551 | 0.074616 | 0.074699 | 0 | 0 | 0
F2_Industrial_Paper and Printing_New_Space Heating_Natural Gas_Insulation - Roof/Ceiling_A_Achievable Economic RVT Potential | F2 | Industrial | Paper and Printing | New | Space Heating | Natural Gas | Insulation - Roof/Ceiling | A | Integrated Unit Summer Peak Savings (kW) | Achievable Economic RVT Potential | 0 | 0 | 0 | 0 | 0 | 0 | 0 | 0 | 0 | 0 | 0 | 0 | 0 | 0 | 0 | 0 | 0 | 0 | 0 | 0 | 0 | 0 | 0 | 0 | 0 | 0 | 0 | 0 | 0 | 0 | 0
F3_Industrial_Paper and Printing_New_Space Heating_Natural Gas_Insulation - Roof/Ceiling_A_Achievable Economic RVT Potential | F3 | Industrial | Paper and Printing | New | Space Heating | Natural Gas | Insulation - Roof/Ceiling | A | Integrated Unit Winter Peak Savings (kW) | Achievable Economic RVT Potential | 0 | 0 | 0 | 0 | 0 | 0 | 0 | 0 | 0 | 0 | 0 | 0 | 0 | 0 | 0 | 0 | 0 | 0 | 0 | 0 | 0 | 0 | 0 | 0 | 0 | 0 | 0 | 0 | 0 | 0 | 0
F4_Industrial_Paper and Printing_New_Space Heating_Natural Gas_Insulation - Roof/Ceiling_A_Achievable Economic RVT Potential | F4 | Industrial | Paper and Printing | New | Space Heating | Natural Gas | Insulation - Roof/Ceiling | A | Incremental Energy Savings (MWh or mTherms) | Achievable Economic RVT Potential | 0 | 0 | 0 | 0 | 0 | 0 | 0 | 0 | 0 | 0 | 0 | 0 | 0 | 0 | 0 | 0 | 0 | 0 | 0 | 0 | 0 | 0 | 0 | 0 | 0 | 0 | 0 | 0 | 0 | 0 | 0
F5_Industrial_Paper and Printing_New_Space Heating_Natural Gas_Insulation - Roof/Ceiling_A_Achievable Economic RVT Potential | F5 | Industrial | Paper and Printing | New | Space Heating | Natural Gas | Insulation - Roof/Ceiling | A | Incremental Summer Peak Savings (MW) | Achievable Economic RVT Potential | 0 | 0 | 0 | 0 | 0 | 0 | 0 | 0 | 0 | 0 | 0 | 0 | 0 | 0 | 0 | 0 | 0 | 0 | 0 | 0 | 0 | 0 | 0 | 0 | 0 | 0 | 0 | 0 | 0 | 0 | 0
F6_Industrial_Paper and Printing_New_Space Heating_Natural Gas_Insulation - Roof/Ceiling_A_Achievable Economic RVT Potential | F6 | Industrial | Paper and Printing | New | Space Heating | Natural Gas | Insulation - Roof/Ceiling | A | Incremental Winter Peak Savings (MW) | Achievable Economic RVT Potential | 0 | 0 | 0 | 0 | 0 | 0 | 0 | 0 | 0 | 0 | 0 | 0 | 0 | 0 | 0 | 0 | 0 | 0 | 0 | 0 | 0 | 0 | 0 | 0 | 0 | 0 | 0 | 0 | 0 | 0 | 0
F7_Industrial_Paper and Printing_New_Space Heating_Natural Gas_Insulation - Roof/Ceiling_A_Achievable Economic RVT Potential | F7 | Industrial | Paper and Printing | New | Space Heating | Natural Gas | Insulation - Roof/Ceiling | A | Cumulative Energy Savings (MWh or mTherms) | Achievable Economic RVT Potential | 0 | 0 | 0 | 0 | 0 | 0 | 0 | 0 | 0 | 0 | 0 | 0 | 0 | 0 | 0 | 0 | 0 | 0 | 0 | 0 | 0 | 0 | 0 | 0 | 0 | 0 | 0 | 0 | 0 | 0 | 0
F8_Industrial_Paper and Printing_New_Space Heating_Natural Gas_Insulation - Roof/Ceiling_A_Achievable Economic RVT Potential | F8 | Industrial | Paper and Printing | New | Space Heating | Natural Gas | Insulation - Roof/Ceiling | A | Cumulative Summer Peak Savings (MW) | Achievable Economic RVT Potential | 0 | 0 | 0 | 0 | 0 | 0 | 0 | 0 | 0 | 0 | 0 | 0 | 0 | 0 | 0 | 0 | 0 | 0 | 0 | 0 | 0 | 0 | 0 | 0 | 0 | 0 | 0 | 0 | 0 | 0 | 0
F9_Industrial_Paper and Printing_New_Space Heating_Natural Gas_Insulation - Roof/Ceiling_A_Achievable Economic RVT Potential | F9 | Industrial | Paper and Printing | New | Space Heating | Natural Gas | Insulation - Roof/Ceiling | A | Cumulative Winter Peak Savings (MW) | Achievable Economic RVT Potential | 0 | 0 | 0 | 0 | 0 | 0 | 0 | 0 | 0 | 0 | 0 | 0 | 0 | 0 | 0 | 0 | 0 | 0 | 0 | 0 | 0 | 0 | 0 | 0 | 0 | 0 | 0 | 0 | 0 | 0 | 0
F10_Industrial_Paper and Printing_New_Space Heating_Natural Gas_Insulation - Roof/Ceiling_A_Achievable Economic RVT Potential | F10 | Industrial | Paper and Printing | New | Space Heating | Natural Gas | Insulation - Roof/Ceiling | A | Purchases (Incremental) | Achievable Economic RVT Potential | 0 | 0 | 0 | 0 | 0 | 0 | 0 | 0 | 0 | 0 | 0 | 0 | 0 | 0 | 0 | 0 | 0 | 0 | 0 | 0 | 0 | 0 | 0 | 0 | 0 | 0 | 0 | 0 | 0 | 0 | 0
F11_Industrial_Paper and Printing_New_Space Heating_Natural Gas_Insulation - Roof/Ceiling_A_Achievable Economic RVT Potential | F11 | Industrial | Paper and Printing | New | Space Heating | Natural Gas | Insulation - Roof/Ceiling | A | Purchases (Cumulative) | Achievable Economic RVT Potential | 0 | 0 | 0 | 0 | 0 | 0 | 0 | 0 | 0 | 0 | 0 | 0 | 0 | 0 | 0 | 0 | 0 | 0 | 0 | 0 | 0 | 0 | 0 | 0 | 0 | 0 | 0 | 0 | 0 | 0 | 0
F1_Industrial_Paper and Printing_New_Space Heating_Natural Gas_Insulation - Wall Cavity_A_Achievable Economic RVT Potential | F1 | Industrial | Paper and Printing | New | Space Heating | Natural Gas | Insulation - Wall Cavity | A | Integrated Unit Energy Savings (kWh or therms) | Achievable Economic RVT Potential | 0 | 0 | 0 | 0 | 0 | 0.016856 | 0.016567 | 0.016325 | 0.016111 | 0.015913 | 0.015733 | 0.015514 | 0.015275 | 0.015025 | 0.014773 | 0.014537 | 0.014318 | 0.014128 | 0.013899 | 0.013723 | 0.013591 | 0.013493 | 0.013445 | 0.013422 | 0.013418 | 0.013426 | 0.013438 | 0.013453 | 0 | 0 | 0
F2_Industrial_Paper and Printing_New_Space Heating_Natural Gas_Insulation - Wall Cavity_A_Achievable Economic RVT Potential | F2 | Industrial | Paper and Printing | New | Space Heating | Natural Gas | Insulation - Wall Cavity | A | Integrated Unit Summer Peak Savings (kW) | Achievable Economic RVT Potential | 0 | 0 | 0 | 0 | 0 | 0 | 0 | 0 | 0 | 0 | 0 | 0 | 0 | 0 | 0 | 0 | 0 | 0 | 0 | 0 | 0 | 0 | 0 | 0 | 0 | 0 | 0 | 0 | 0 | 0 | 0
F3_Industrial_Paper and Printing_New_Space Heating_Natural Gas_Insulation - Wall Cavity_A_Achievable Economic RVT Potential | F3 | Industrial | Paper and Printing | New | Space Heating | Natural Gas | Insulation - Wall Cavity | A | Integrated Unit Winter Peak Savings (kW) | Achievable Economic RVT Potential | 0 | 0 | 0 | 0 | 0 | 0 | 0 | 0 | 0 | 0 | 0 | 0 | 0 | 0 | 0 | 0 | 0 | 0 | 0 | 0 | 0 | 0 | 0 | 0 | 0 | 0 | 0 | 0 | 0 | 0 | 0
F4_Industrial_Paper and Printing_New_Space Heating_Natural Gas_Insulation - Wall Cavity_A_Achievable Economic RVT Potential | F4 | Industrial | Paper and Printing | New | Space Heating | Natural Gas | Insulation - Wall Cavity | A | Incremental Energy Savings (MWh or mTherms) | Achievable Economic RVT Potential | 0 | 0 | 0 | 0 | 0 | 0 | 0 | 0 | 0 | 0 | 0 | 0 | 0 | 0 | 0 | 0 | 0 | 0 | 0 | 0 | 0 | 0 | 0 | 0 | 0 | 0 | 0 | 0 | 0 | 0 | 0
F5_Industrial_Paper and Printing_New_Space Heating_Natural Gas_Insulation - Wall Cavity_A_Achievable Economic RVT Potential | F5 | Industrial | Paper and Printing | New | Space Heating | Natural Gas | Insulation - Wall Cavity | A | Incremental Summer Peak Savings (MW) | Achievable Economic RVT Potential | 0 | 0 | 0 | 0 | 0 | 0 | 0 | 0 | 0 | 0 | 0 | 0 | 0 | 0 | 0 | 0 | 0 | 0 | 0 | 0 | 0 | 0 | 0 | 0 | 0 | 0 | 0 | 0 | 0 | 0 | 0
F6_Industrial_Paper and Printing_New_Space Heating_Natural Gas_Insulation - Wall Cavity_A_Achievable Economic RVT Potential | F6 | Industrial | Paper and Printing | New | Space Heating | Natural Gas | Insulation - Wall Cavity | A | Incremental Winter Peak Savings (MW) | Achievable Economic RVT Potential | 0 | 0 | 0 | 0 | 0 | 0 | 0 | 0 | 0 | 0 | 0 | 0 | 0 | 0 | 0 | 0 | 0 | 0 | 0 | 0 | 0 | 0 | 0 | 0 | 0 | 0 | 0 | 0 | 0 | 0 | 0
F7_Industrial_Paper and Printing_New_Space Heating_Natural Gas_Insulation - Wall Cavity_A_Achievable Economic RVT Potential | F7 | Industrial | Paper and Printing | New | Space Heating | Natural Gas | Insulation - Wall Cavity | A | Cumulative Energy Savings (MWh or mTherms) | Achievable Economic RVT Potential | 0 | 0 | 0 | 0 | 0 | 0 | 0 | 0 | 0 | 0 | 0 | 0 | 0 | 0 | 0 | 0 | 0 | 0 | 0 | 0 | 0 | 0 | 0 | 0 | 0 | 0 | 0 | 0 | 0 | 0 | 0
F8_Industrial_Paper and Printing_New_Space Heating_Natural Gas_Insulation - Wall Cavity_A_Achievable Economic RVT Potential | F8 | Industrial | Paper and Printing | New | Space Heating | Natural Gas | Insulation - Wall Cavity | A | Cumulative Summer Peak Savings (MW) | Achievable Economic RVT Potential | 0 | 0 | 0 | 0 | 0 | 0 | 0 | 0 | 0 | 0 | 0 | 0 | 0 | 0 | 0 | 0 | 0 | 0 | 0 | 0 | 0 | 0 | 0 | 0 | 0 | 0 | 0 | 0 | 0 | 0 | 0
F9_Industrial_Paper and Printing_New_Space Heating_Natural Gas_Insulation - Wall Cavity_A_Achievable Economic RVT Potential | F9 | Industrial | Paper and Printing | New | Space Heating | Natural Gas | Insulation - Wall Cavity | A | Cumulative Winter Peak Savings (MW) | Achievable Economic RVT Potential | 0 | 0 | 0 | 0 | 0 | 0 | 0 | 0 | 0 | 0 | 0 | 0 | 0 | 0 | 0 | 0 | 0 | 0 | 0 | 0 | 0 | 0 | 0 | 0 | 0 | 0 | 0 | 0 | 0 | 0 | 0
F10_Industrial_Paper and Printing_New_Space Heating_Natural Gas_Insulation - Wall Cavity_A_Achievable Economic RVT Potential | F10 | Industrial | Paper and Printing | New | Space Heating | Natural Gas | Insulation - Wall Cavity | A | Purchases (Incremental) | Achievable Economic RVT Potential | 0 | 0 | 0 | 0 | 0 | 0 | 0 | 0 | 0 | 0 | 0 | 0 | 0 | 0 | 0 | 0 | 0 | 0 | 0 | 0 | 0 | 0 | 0 | 0 | 0 | 0 | 0 | 0 | 0 | 0 | 0
F11_Industrial_Paper and Printing_New_Space Heating_Natural Gas_Insulation - Wall Cavity_A_Achievable Economic RVT Potential | F11 | Industrial | Paper and Printing | New | Space Heating | Natural Gas | Insulation - Wall Cavity | A | Purchases (Cumulative) | Achievable Economic RVT Potential | 0 | 0 | 0 | 0 | 0 | 0 | 0 | 0 | 0 | 0 | 0 | 0 | 0 | 0 | 0 | 0 | 0 | 0 | 0 | 0 | 0 | 0 | 0 | 0 | 0 | 0 | 0 | 0 | 0 | 0 | 0
F1_Industrial_Paper and Printing_New_Space Heating_Natural Gas_Insulation - Ducting_A_Achievable Economic RVT Potential | F1 | Industrial | Paper and Printing | New | Space Heating | Natural Gas | Insulation - Ducting | A | Integrated Unit Energy Savings (kWh or therms) | Achievable Economic RVT Potential | 0 | 0 | 0 | 0 | 0 | 0 | 0 | 0 | 0 | 0 | 0 | 0 | 0 | 0 | 0 | 0 | 0 | 0 | 0 | 0 | 0 | 0 | 0 | 0 | 0 | 0 | 0 | 0 | 0 | 0 | 0
F2_Industrial_Paper and Printing_New_Space Heating_Natural Gas_Insulation - Ducting_A_Achievable Economic RVT Potential | F2 | Industrial | Paper and Printing | New | Space Heating | Natural Gas | Insulation - Ducting | A | Integrated Unit Summer Peak Savings (kW) | Achievable Economic RVT Potential | 0 | 0 | 0 | 0 | 0 | 0 | 0 | 0 | 0 | 0 | 0 | 0 | 0 | 0 | 0 | 0 | 0 | 0 | 0 | 0 | 0 | 0 | 0 | 0 | 0 | 0 | 0 | 0 | 0 | 0 | 0
F3_Industrial_Paper and Printing_New_Space Heating_Natural Gas_Insulation - Ducting_A_Achievable Economic RVT Potential | F3 | Industrial | Paper and Printing | New | Space Heating | Natural Gas | Insulation - Ducting | A | Integrated Unit Winter Peak Savings (kW) | Achievable Economic RVT Potential | 0 | 0 | 0 | 0 | 0 | 0 | 0 | 0 | 0 | 0 | 0 | 0 | 0 | 0 | 0 | 0 | 0 | 0 | 0 | 0 | 0 | 0 | 0 | 0 | 0 | 0 | 0 | 0 | 0 | 0 | 0
F4_Industrial_Paper and Printing_New_Space Heating_Natural Gas_Insulation - Ducting_A_Achievable Economic RVT Potential | F4 | Industrial | Paper and Printing | New | Space Heating | Natural Gas | Insulation - Ducting | A | Incremental Energy Savings (MWh or mTherms) | Achievable Economic RVT Potential | 0 | 0 | 0 | 0 | 0 | 0 | 0 | 0 | 0 | 0 | 0 | 0 | 0 | 0 | 0 | 0 | 0 | 0 | 0 | 0 | 0 | 0 | 0 | 0 | 0 | 0 | 0 | 0 | 0 | 0 | 0
F5_Industrial_Paper and Printing_New_Space Heating_Natural Gas_Insulation - Ducting_A_Achievable Economic RVT Potential | F5 | Industrial | Paper and Printing | New | Space Heating | Natural Gas | Insulation - Ducting | A | Incremental Summer Peak Savings (MW) | Achievable Economic RVT Potential | 0 | 0 | 0 | 0 | 0 | 0 | 0 | 0 | 0 | 0 | 0 | 0 | 0 | 0 | 0 | 0 | 0 | 0 | 0 | 0 | 0 | 0 | 0 | 0 | 0 | 0 | 0 | 0 | 0 | 0 | 0
F6_Industrial_Paper and Printing_New_Space Heating_Natural Gas_Insulation - Ducting_A_Achievable Economic RVT Potential | F6 | Industrial | Paper and Printing | New | Space Heating | Natural Gas | Insulation - Ducting | A | Incremental Winter Peak Savings (MW) | Achievable Economic RVT Potential | 0 | 0 | 0 | 0 | 0 | 0 | 0 | 0 | 0 | 0 | 0 | 0 | 0 | 0 | 0 | 0 | 0 | 0 | 0 | 0 | 0 | 0 | 0 | 0 | 0 | 0 | 0 | 0 | 0 | 0 | 0
F7_Industrial_Paper and Printing_New_Space Heating_Natural Gas_Insulation - Ducting_A_Achievable Economic RVT Potential | F7 | Industrial | Paper and Printing | New | Space Heating | Natural Gas | Insulation - Ducting | A | Cumulative Energy Savings (MWh or mTherms) | Achievable Economic RVT Potential | 0 | 0 | 0 | 0 | 0 | 0 | 0 | 0 | 0 | 0 | 0 | 0 | 0 | 0 | 0 | 0 | 0 | 0 | 0 | 0 | 0 | 0 | 0 | 0 | 0 | 0 | 0 | 0 | 0 | 0 | 0
F8_Industrial_Paper and Printing_New_Space Heating_Natural Gas_Insulation - Ducting_A_Achievable Economic RVT Potential | F8 | Industrial | Paper and Printing | New | Space Heating | Natural Gas | Insulation - Ducting | A | Cumulative Summer Peak Savings (MW) | Achievable Economic RVT Potential | 0 | 0 | 0 | 0 | 0 | 0 | 0 | 0 | 0 | 0 | 0 | 0 | 0 | 0 | 0 | 0 | 0 | 0 | 0 | 0 | 0 | 0 | 0 | 0 | 0 | 0 | 0 | 0 | 0 | 0 | 0
F9_Industrial_Paper and Printing_New_Space Heating_Natural Gas_Insulation - Ducting_A_Achievable Economic RVT Potential | F9 | Industrial | Paper and Printing | New | Space Heating | Natural Gas | Insulation - Ducting | A | Cumulative Winter Peak Savings (MW) | Achievable Economic RVT Potential | 0 | 0 | 0 | 0 | 0 | 0 | 0 | 0 | 0 | 0 | 0 | 0 | 0 | 0 | 0 | 0 | 0 | 0 | 0 | 0 | 0 | 0 | 0 | 0 | 0 | 0 | 0 | 0 | 0 | 0 | 0
F10_Industrial_Paper and Printing_New_Space Heating_Natural Gas_Insulation - Ducting_A_Achievable Economic RVT Potential | F10 | Industrial | Paper and Printing | New | Space Heating | Natural Gas | Insulation - Ducting | A | Purchases (Incremental) | Achievable Economic RVT Potential | 0 | 0 | 0 | 0 | 0 | 0 | 0 | 0 | 0 | 0 | 0 | 0 | 0 | 0 | 0 | 0 | 0 | 0 | 0 | 0 | 0 | 0 | 0 | 0 | 0 | 0 | 0 | 0 | 0 | 0 | 0
F11_Industrial_Paper and Printing_New_Space Heating_Natural Gas_Insulation - Ducting_A_Achievable Economic RVT Potential | F11 | Industrial | Paper and Printing | New | Space Heating | Natural Gas | Insulation - Ducting | A | Purchases (Cumulative) | Achievable Economic RVT Potential | 0 | 0 | 0 | 0 | 0 | 0 | 0 | 0 | 0 | 0 | 0 | 0 | 0 | 0 | 0 | 0 | 0 | 0 | 0 | 0 | 0 | 0 | 0 | 0 | 0 | 0 | 0 | 0 | 0 | 0 | 0
F1_Industrial_Paper and Printing_New_Space Heating_Natural Gas_HVAC - Duct Repair and Sealing_A_Achievable Economic RVT Potential | F1 | Industrial | Paper and Printing | New | Space Heating | Natural Gas | HVAC - Duct Repair and Sealing | A | Integrated Unit Energy Savings (kWh or therms) | Achievable Economic RVT Potential | 0 | 0 | 0 | 0 | 0 | 0 | 0 | 0 | 0 | 0 | 0 | 0 | 0 | 0 | 0 | 0 | 0 | 0 | 0 | 0 | 0 | 0 | 0 | 0 | 0 | 0 | 0 | 0 | 0 | 0 | 0
F2_Industrial_Paper and Printing_New_Space Heating_Natural Gas_HVAC - Duct Repair and Sealing_A_Achievable Economic RVT Potential | F2 | Industrial | Paper and Printing | New | Space Heating | Natural Gas | HVAC - Duct Repair and Sealing | A | Integrated Unit Summer Peak Savings (kW) | Achievable Economic RVT Potential | 0 | 0 | 0 | 0 | 0 | 0 | 0 | 0 | 0 | 0 | 0 | 0 | 0 | 0 | 0 | 0 | 0 | 0 | 0 | 0 | 0 | 0 | 0 | 0 | 0 | 0 | 0 | 0 | 0 | 0 | 0
F3_Industrial_Paper and Printing_New_Space Heating_Natural Gas_HVAC - Duct Repair and Sealing_A_Achievable Economic RVT Potential | F3 | Industrial | Paper and Printing | New | Space Heating | Natural Gas | HVAC - Duct Repair and Sealing | A | Integrated Unit Winter Peak Savings (kW) | Achievable Economic RVT Potential | 0 | 0 | 0 | 0 | 0 | 0 | 0 | 0 | 0 | 0 | 0 | 0 | 0 | 0 | 0 | 0 | 0 | 0 | 0 | 0 | 0 | 0 | 0 | 0 | 0 | 0 | 0 | 0 | 0 | 0 | 0
F4_Industrial_Paper and Printing_New_Space Heating_Natural Gas_HVAC - Duct Repair and Sealing_A_Achievable Economic RVT Potential | F4 | Industrial | Paper and Printing | New | Space Heating | Natural Gas | HVAC - Duct Repair and Sealing | A | Incremental Energy Savings (MWh or mTherms) | Achievable Economic RVT Potential | 0 | 0 | 0 | 0 | 0 | 0 | 0 | 0 | 0 | 0 | 0 | 0 | 0 | 0 | 0 | 0 | 0 | 0 | 0 | 0 | 0 | 0 | 0 | 0 | 0 | 0 | 0 | 0 | 0 | 0 | 0
F5_Industrial_Paper and Printing_New_Space Heating_Natural Gas_HVAC - Duct Repair and Sealing_A_Achievable Economic RVT Potential | F5 | Industrial | Paper and Printing | New | Space Heating | Natural Gas | HVAC - Duct Repair and Sealing | A | Incremental Summer Peak Savings (MW) | Achievable Economic RVT Potential | 0 | 0 | 0 | 0 | 0 | 0 | 0 | 0 | 0 | 0 | 0 | 0 | 0 | 0 | 0 | 0 | 0 | 0 | 0 | 0 | 0 | 0 | 0 | 0 | 0 | 0 | 0 | 0 | 0 | 0 | 0
F6_Industrial_Paper and Printing_New_Space Heating_Natural Gas_HVAC - Duct Repair and Sealing_A_Achievable Economic RVT Potential | F6 | Industrial | Paper and Printing | New | Space Heating | Natural Gas | HVAC - Duct Repair and Sealing | A | Incremental Winter Peak Savings (MW) | Achievable Economic RVT Potential | 0 | 0 | 0 | 0 | 0 | 0 | 0 | 0 | 0 | 0 | 0 | 0 | 0 | 0 | 0 | 0 | 0 | 0 | 0 | 0 | 0 | 0 | 0 | 0 | 0 | 0 | 0 | 0 | 0 | 0 | 0
F7_Industrial_Paper and Printing_New_Space Heating_Natural Gas_HVAC - Duct Repair and Sealing_A_Achievable Economic RVT Potential | F7 | Industrial | Paper and Printing | New | Space Heating | Natural Gas | HVAC - Duct Repair and Sealing | A | Cumulative Energy Savings (MWh or mTherms) | Achievable Economic RVT Potential | 0 | 0 | 0 | 0 | 0 | 0 | 0 | 0 | 0 | 0 | 0 | 0 | 0 | 0 | 0 | 0 | 0 | 0 | 0 | 0 | 0 | 0 | 0 | 0 | 0 | 0 | 0 | 0 | 0 | 0 | 0
F8_Industrial_Paper and Printing_New_Space Heating_Natural Gas_HVAC - Duct Repair and Sealing_A_Achievable Economic RVT Potential | F8 | Industrial | Paper and Printing | New | Space Heating | Natural Gas | HVAC - Duct Repair and Sealing | A | Cumulative Summer Peak Savings (MW) | Achievable Economic RVT Potential | 0 | 0 | 0 | 0 | 0 | 0 | 0 | 0 | 0 | 0 | 0 | 0 | 0 | 0 | 0 | 0 | 0 | 0 | 0 | 0 | 0 | 0 | 0 | 0 | 0 | 0 | 0 | 0 | 0 | 0 | 0
F9_Industrial_Paper and Printing_New_Space Heating_Natural Gas_HVAC - Duct Repair and Sealing_A_Achievable Economic RVT Potential | F9 | Industrial | Paper and Printing | New | Space Heating | Natural Gas | HVAC - Duct Repair and Sealing | A | Cumulative Winter Peak Savings (MW) | Achievable Economic RVT Potential | 0 | 0 | 0 | 0 | 0 | 0 | 0 | 0 | 0 | 0 | 0 | 0 | 0 | 0 | 0 | 0 | 0 | 0 | 0 | 0 | 0 | 0 | 0 | 0 | 0 | 0 | 0 | 0 | 0 | 0 | 0
F10_Industrial_Paper and Printing_New_Space Heating_Natural Gas_HVAC - Duct Repair and Sealing_A_Achievable Economic RVT Potential | F10 | Industrial | Paper and Printing | New | Space Heating | Natural Gas | HVAC - Duct Repair and Sealing | A | Purchases (Incremental) | Achievable Economic RVT Potential | 0 | 0 | 0 | 0 | 0 | 0 | 0 | 0 | 0 | 0 | 0 | 0 | 0 | 0 | 0 | 0 | 0 | 0 | 0 | 0 | 0 | 0 | 0 | 0 | 0 | 0 | 0 | 0 | 0 | 0 | 0
F11_Industrial_Paper and Printing_New_Space Heating_Natural Gas_HVAC - Duct Repair and Sealing_A_Achievable Economic RVT Potential | F11 | Industrial | Paper and Printing | New | Space Heating | Natural Gas | HVAC - Duct Repair and Sealing | A | Purchases (Cumulative) | Achievable Economic RVT Potential | 0 | 0 | 0 | 0 | 0 | 0 | 0 | 0 | 0 | 0 | 0 | 0 | 0 | 0 | 0 | 0 | 0 | 0 | 0 | 0 | 0 | 0 | 0 | 0 | 0 | 0 | 0 | 0 | 0 | 0 | 0
F1_Industrial_Paper and Printing_New_Space Heating_Natural Gas_Windows - High Efficiency_A_Achievable Economic RVT Potential | F1 | Industrial | Paper and Printing | New | Space Heating | Natural Gas | Windows - High Efficiency | A | Integrated Unit Energy Savings (kWh or therms) | Achievable Economic RVT Potential | 0 | 0 | 0 | 0 | 0 | 0.0053496 | 0.0052579 | 0.0051809 | 0.005113 | 0.0050502 | 0.004993 | 0.0049237 | 0.0048476 | 0.0047685 | 0.0046885 | 0.0046136 | 0.0045441 | 0.0044839 | 0.0044112 | 0.0043551 | 0.0043134 | 0.0042823 | 0.0042669 | 0.0042596 | 0.0042582 | 0.004261 | 0.0042646 | 0.0042694 | 0 | 0 | 0
F2_Industrial_Paper and Printing_New_Space Heating_Natural Gas_Windows - High Efficiency_A_Achievable Economic RVT Potential | F2 | Industrial | Paper and Printing | New | Space Heating | Natural Gas | Windows - High Efficiency | A | Integrated Unit Summer Peak Savings (kW) | Achievable Economic RVT Potential | 0 | 0 | 0 | 0 | 0 | 0 | 0 | 0 | 0 | 0 | 0 | 0 | 0 | 0 | 0 | 0 | 0 | 0 | 0 | 0 | 0 | 0 | 0 | 0 | 0 | 0 | 0 | 0 | 0 | 0 | 0
F3_Industrial_Paper and Printing_New_Space Heating_Natural Gas_Windows - High Efficiency_A_Achievable Economic RVT Potential | F3 | Industrial | Paper and Printing | New | Space Heating | Natural Gas | Windows - High Efficiency | A | Integrated Unit Winter Peak Savings (kW) | Achievable Economic RVT Potential | 0 | 0 | 0 | 0 | 0 | 0 | 0 | 0 | 0 | 0 | 0 | 0 | 0 | 0 | 0 | 0 | 0 | 0 | 0 | 0 | 0 | 0 | 0 | 0 | 0 | 0 | 0 | 0 | 0 | 0 | 0
F4_Industrial_Paper and Printing_New_Space Heating_Natural Gas_Windows - High Efficiency_A_Achievable Economic RVT Potential | F4 | Industrial | Paper and Printing | New | Space Heating | Natural Gas | Windows - High Efficiency | A | Incremental Energy Savings (MWh or mTherms) | Achievable Economic RVT Potential | 0 | 0 | 0 | 0 | 0 | 0 | 0 | 0 | 0 | 0 | 0 | 0 | 0 | 0 | 0 | 0 | 0 | 0 | 0 | 0 | 0 | 0 | 0 | 0 | 0 | 0 | 0 | 0 | 0 | 0 | 0
F5_Industrial_Paper and Printing_New_Space Heating_Natural Gas_Windows - High Efficiency_A_Achievable Economic RVT Potential | F5 | Industrial | Paper and Printing | New | Space Heating | Natural Gas | Windows - High Efficiency | A | Incremental Summer Peak Savings (MW) | Achievable Economic RVT Potential | 0 | 0 | 0 | 0 | 0 | 0 | 0 | 0 | 0 | 0 | 0 | 0 | 0 | 0 | 0 | 0 | 0 | 0 | 0 | 0 | 0 | 0 | 0 | 0 | 0 | 0 | 0 | 0 | 0 | 0 | 0
F6_Industrial_Paper and Printing_New_Space Heating_Natural Gas_Windows - High Efficiency_A_Achievable Economic RVT Potential | F6 | Industrial | Paper and Printing | New | Space Heating | Natural Gas | Windows - High Efficiency | A | Incremental Winter Peak Savings (MW) | Achievable Economic RVT Potential | 0 | 0 | 0 | 0 | 0 | 0 | 0 | 0 | 0 | 0 | 0 | 0 | 0 | 0 | 0 | 0 | 0 | 0 | 0 | 0 | 0 | 0 | 0 | 0 | 0 | 0 | 0 | 0 | 0 | 0 | 0
F7_Industrial_Paper and Printing_New_Space Heating_Natural Gas_Windows - High Efficiency_A_Achievable Economic RVT Potential | F7 | Industrial | Paper and Printing | New | Space Heating | Natural Gas | Windows - High Efficiency | A | Cumulative Energy Savings (MWh or mTherms) | Achievable Economic RVT Potential | 0 | 0 | 0 | 0 | 0 | 0 | 0 | 0 | 0 | 0 | 0 | 0 | 0 | 0 | 0 | 0 | 0 | 0 | 0 | 0 | 0 | 0 | 0 | 0 | 0 | 0 | 0 | 0 | 0 | 0 | 0
F8_Industrial_Paper and Printing_New_Space Heating_Natural Gas_Windows - High Efficiency_A_Achievable Economic RVT Potential | F8 | Industrial | Paper and Printing | New | Space Heating | Natural Gas | Windows - High Efficiency | A | Cumulative Summer Peak Savings (MW) | Achievable Economic RVT Potential | 0 | 0 | 0 | 0 | 0 | 0 | 0 | 0 | 0 | 0 | 0 | 0 | 0 | 0 | 0 | 0 | 0 | 0 | 0 | 0 | 0 | 0 | 0 | 0 | 0 | 0 | 0 | 0 | 0 | 0 | 0
F9_Industrial_Paper and Printing_New_Space Heating_Natural Gas_Windows - High Efficiency_A_Achievable Economic RVT Potential | F9 | Industrial | Paper and Printing | New | Space Heating | Natural Gas | Windows - High Efficiency | A | Cumulative Winter Peak Savings (MW) | Achievable Economic RVT Potential | 0 | 0 | 0 | 0 | 0 | 0 | 0 | 0 | 0 | 0 | 0 | 0 | 0 | 0 | 0 | 0 | 0 | 0 | 0 | 0 | 0 | 0 | 0 | 0 | 0 | 0 | 0 | 0 | 0 | 0 | 0
F10_Industrial_Paper and Printing_New_Space Heating_Natural Gas_Windows - High Efficiency_A_Achievable Economic RVT Potential | F10 | Industrial | Paper and Printing | New | Space Heating | Natural Gas | Windows - High Efficiency | A | Purchases (Incremental) | Achievable Economic RVT Potential | 0 | 0 | 0 | 0 | 0 | 0 | 0 | 0 | 0 | 0 | 0 | 0 | 0 | 0 | 0 | 0 | 0 | 0 | 0 | 0 | 0 | 0 | 0 | 0 | 0 | 0 | 0 | 0 | 0 | 0 | 0
F11_Industrial_Paper and Printing_New_Space Heating_Natural Gas_Windows - High Efficiency_A_Achievable Economic RVT Potential | F11 | Industrial | Paper and Printing | New | Space Heating | Natural Gas | Windows - High Efficiency | A | Purchases (Cumulative) | Achievable Economic RVT Potential | 0 | 0 | 0 | 0 | 0 | 0 | 0 | 0 | 0 | 0 | 0 | 0 | 0 | 0 | 0 | 0 | 0 | 0 | 0 | 0 | 0 | 0 | 0 | 0 | 0 | 0 | 0 | 0 | 0 | 0 | 0
F1_Industrial_Paper and Printing_New_Space Heating_Natural Gas_Gas Boiler - Maintenance_A_Achievable Economic RVT Potential | F1 | Industrial | Paper and Printing | New | Space Heating | Natural Gas | Gas Boiler - Maintenance | A | Integrated Unit Energy Savings (kWh or therms) | Achievable Economic RVT Potential | 0 | 0 | 0 | 0 | 0 | 0 | 0 | 0 | 0 | 0 | 0 | 0 | 0 | 0 | 0 | 0 | 0 | 0 | 0 | 0 | 0 | 0 | 0 | 0 | 0 | 0 | 0 | 0 | 0 | 0 | 0
F2_Industrial_Paper and Printing_New_Space Heating_Natural Gas_Gas Boiler - Maintenance_A_Achievable Economic RVT Potential | F2 | Industrial | Paper and Printing | New | Space Heating | Natural Gas | Gas Boiler - Maintenance | A | Integrated Unit Summer Peak Savings (kW) | Achievable Economic RVT Potential | 0 | 0 | 0 | 0 | 0 | 0 | 0 | 0 | 0 | 0 | 0 | 0 | 0 | 0 | 0 | 0 | 0 | 0 | 0 | 0 | 0 | 0 | 0 | 0 | 0 | 0 | 0 | 0 | 0 | 0 | 0
F3_Industrial_Paper and Printing_New_Space Heating_Natural Gas_Gas Boiler - Maintenance_A_Achievable Economic RVT Potential | F3 | Industrial | Paper and Printing | New | Space Heating | Natural Gas | Gas Boiler - Maintenance | A | Integrated Unit Winter Peak Savings (kW) | Achievable Economic RVT Potential | 0 | 0 | 0 | 0 | 0 | 0 | 0 | 0 | 0 | 0 | 0 | 0 | 0 | 0 | 0 | 0 | 0 | 0 | 0 | 0 | 0 | 0 | 0 | 0 | 0 | 0 | 0 | 0 | 0 | 0 | 0
F4_Industrial_Paper and Printing_New_Space Heating_Natural Gas_Gas Boiler - Maintenance_A_Achievable Economic RVT Potential | F4 | Industrial | Paper and Printing | New | Space Heating | Natural Gas | Gas Boiler - Maintenance | A | Incremental Energy Savings (MWh or mTherms) | Achievable Economic RVT Potential | 0 | 0 | 0 | 0 | 0 | 0 | 0 | 0 | 0 | 0 | 0 | 0 | 0 | 0 | 0 | 0 | 0 | 0 | 0 | 0 | 0 | 0 | 0 | 0 | 0 | 0 | 0 | 0 | 0 | 0 | 0
F5_Industrial_Paper and Printing_New_Space Heating_Natural Gas_Gas Boiler - Maintenance_A_Achievable Economic RVT Potential | F5 | Industrial | Paper and Printing | New | Space Heating | Natural Gas | Gas Boiler - Maintenance | A | Incremental Summer Peak Savings (MW) | Achievable Economic RVT Potential | 0 | 0 | 0 | 0 | 0 | 0 | 0 | 0 | 0 | 0 | 0 | 0 | 0 | 0 | 0 | 0 | 0 | 0 | 0 | 0 | 0 | 0 | 0 | 0 | 0 | 0 | 0 | 0 | 0 | 0 | 0
F6_Industrial_Paper and Printing_New_Space Heating_Natural Gas_Gas Boiler - Maintenance_A_Achievable Economic RVT Potential | F6 | Industrial | Paper and Printing | New | Space Heating | Natural Gas | Gas Boiler - Maintenance | A | Incremental Winter Peak Savings (MW) | Achievable Economic RVT Potential | 0 | 0 | 0 | 0 | 0 | 0 | 0 | 0 | 0 | 0 | 0 | 0 | 0 | 0 | 0 | 0 | 0 | 0 | 0 | 0 | 0 | 0 | 0 | 0 | 0 | 0 | 0 | 0 | 0 | 0 | 0
F7_Industrial_Paper and Printing_New_Space Heating_Natural Gas_Gas Boiler - Maintenance_A_Achievable Economic RVT Potential | F7 | Industrial | Paper and Printing | New | Space Heating | Natural Gas | Gas Boiler - Maintenance | A | Cumulative Energy Savings (MWh or mTherms) | Achievable Economic RVT Potential | 0 | 0 | 0 | 0 | 0 | 0 | 0 | 0 | 0 | 0 | 0 | 0 | 0 | 0 | 0 | 0 | 0 | 0 | 0 | 0 | 0 | 0 | 0 | 0 | 0 | 0 | 0 | 0 | 0 | 0 | 0
F8_Industrial_Paper and Printing_New_Space Heating_Natural Gas_Gas Boiler - Maintenance_A_Achievable Economic RVT Potential | F8 | Industrial | Paper and Printing | New | Space Heating | Natural Gas | Gas Boiler - Maintenance | A | Cumulative Summer Peak Savings (MW) | Achievable Economic RVT Potential | 0 | 0 | 0 | 0 | 0 | 0 | 0 | 0 | 0 | 0 | 0 | 0 | 0 | 0 | 0 | 0 | 0 | 0 | 0 | 0 | 0 | 0 | 0 | 0 | 0 | 0 | 0 | 0 | 0 | 0 | 0
F9_Industrial_Paper and Printing_New_Space Heating_Natural Gas_Gas Boiler - Maintenance_A_Achievable Economic RVT Potential | F9 | Industrial | Paper and Printing | New | Space Heating | Natural Gas | Gas Boiler - Maintenance | A | Cumulative Winter Peak Savings (MW) | Achievable Economic RVT Potential | 0 | 0 | 0 | 0 | 0 | 0 | 0 | 0 | 0 | 0 | 0 | 0 | 0 | 0 | 0 | 0 | 0 | 0 | 0 | 0 | 0 | 0 | 0 | 0 | 0 | 0 | 0 | 0 | 0 | 0 | 0
F10_Industrial_Paper and Printing_New_Space Heating_Natural Gas_Gas Boiler - Maintenance_A_Achievable Economic RVT Potential | F10 | Industrial | Paper and Printing | New | Space Heating | Natural Gas | Gas Boiler - Maintenance | A | Purchases (Incremental) | Achievable Economic RVT Potential | 0 | 0 | 0 | 0 | 0 | 0 | 0 | 0 | 0 | 0 | 0 | 0 | 0 | 0 | 0 | 0 | 0 | 0 | 0 | 0 | 0 | 0 | 0 | 0 | 0 | 0 | 0 | 0 | 0 | 0 | 0
F11_Industrial_Paper and Printing_New_Space Heating_Natural Gas_Gas Boiler - Maintenance_A_Achievable Economic RVT Potential | F11 | Industrial | Paper and Printing | New | Space Heating | Natural Gas | Gas Boiler - Maintenance | A | Purchases (Cumulative) | Achievable Economic RVT Potential | 0 | 0 | 0 | 0 | 0 | 0 | 0 | 0 | 0 | 0 | 0 | 0 | 0 | 0 | 0 | 0 | 0 | 0 | 0 | 0 | 0 | 0 | 0 | 0 | 0 | 0 | 0 | 0 | 0 | 0 | 0
F1_Industrial_Paper and Printing_New_Process_Natural Gas_Gas Boiler - Maintenance_A_Achievable Economic RVT Potential | F1 | Industrial | Paper and Printing | New | Process | Natural Gas | Gas Boiler - Maintenance | A | Integrated Unit Energy Savings (kWh or therms) | Achievable Economic RVT Potential | 0 | 0 | 0 | 0 | 0 | 55.8015 | 55.8015 | 55.8015 | 55.8015 | 55.8015 | 55.8015 | 55.8015 | 55.8015 | 55.8015 | 55.8015 | 55.8015 | 55.8015 | 55.8015 | 55.8015 | 55.8015 | 55.8015 | 55.8015 | 55.8015 | 55.8015 | 55.8015 | 55.8015 | 55.8015 | 55.8015 | 55.8015 | 55.8015 | 55.8015
F2_Industrial_Paper and Printing_New_Process_Natural Gas_Gas Boiler - Maintenance_A_Achievable Economic RVT Potential | F2 | Industrial | Paper and Printing | New | Process | Natural Gas | Gas Boiler - Maintenance | A | Integrated Unit Summer Peak Savings (kW) | Achievable Economic RVT Potential | 0 | 0 | 0 | 0 | 0 | 0 | 0 | 0 | 0 | 0 | 0 | 0 | 0 | 0 | 0 | 0 | 0 | 0 | 0 | 0 | 0 | 0 | 0 | 0 | 0 | 0 | 0 | 0 | 0 | 0 | 0
F3_Industrial_Paper and Printing_New_Process_Natural Gas_Gas Boiler - Maintenance_A_Achievable Economic RVT Potential | F3 | Industrial | Paper and Printing | New | Process | Natural Gas | Gas Boiler - Maintenance | A | Integrated Unit Winter Peak Savings (kW) | Achievable Economic RVT Potential | 0 | 0 | 0 | 0 | 0 | 0 | 0 | 0 | 0 | 0 | 0 | 0 | 0 | 0 | 0 | 0 | 0 | 0 | 0 | 0 | 0 | 0 | 0 | 0 | 0 | 0 | 0 | 0 | 0 | 0 | 0
F4_Industrial_Paper and Printing_New_Process_Natural Gas_Gas Boiler - Maintenance_A_Achievable Economic RVT Potential | F4 | Industrial | Paper and Printing | New | Process | Natural Gas | Gas Boiler - Maintenance | A | Incremental Energy Savings (MWh or mTherms) | Achievable Economic RVT Potential | 0 | 0 | 0 | 0 | 0 | 0 | 0 | 0 | 0 | 0 | 0 | 0 | 0 | 0 | 0 | 0 | 0 | 0 | 0 | 0 | 0 | 0 | 0 | 0 | 0 | 0 | 0 | 0 | 0 | 0 | 0
F5_Industrial_Paper and Printing_New_Process_Natural Gas_Gas Boiler - Maintenance_A_Achievable Economic RVT Potential | F5 | Industrial | Paper and Printing | New | Process | Natural Gas | Gas Boiler - Maintenance | A | Incremental Summer Peak Savings (MW) | Achievable Economic RVT Potential | 0 | 0 | 0 | 0 | 0 | 0 | 0 | 0 | 0 | 0 | 0 | 0 | 0 | 0 | 0 | 0 | 0 | 0 | 0 | 0 | 0 | 0 | 0 | 0 | 0 | 0 | 0 | 0 | 0 | 0 | 0
F6_Industrial_Paper and Printing_New_Process_Natural Gas_Gas Boiler - Maintenance_A_Achievable Economic RVT Potential | F6 | Industrial | Paper and Printing | New | Process | Natural Gas | Gas Boiler - Maintenance | A | Incremental Winter Peak Savings (MW) | Achievable Economic RVT Potential | 0 | 0 | 0 | 0 | 0 | 0 | 0 | 0 | 0 | 0 | 0 | 0 | 0 | 0 | 0 | 0 | 0 | 0 | 0 | 0 | 0 | 0 | 0 | 0 | 0 | 0 | 0 | 0 | 0 | 0 | 0
F7_Industrial_Paper and Printing_New_Process_Natural Gas_Gas Boiler - Maintenance_A_Achievable Economic RVT Potential | F7 | Industrial | Paper and Printing | New | Process | Natural Gas | Gas Boiler - Maintenance | A | Cumulative Energy Savings (MWh or mTherms) | Achievable Economic RVT Potential | 0 | 0 | 0 | 0 | 0 | 0 | 0 | 0 | 0 | 0 | 0 | 0 | 0 | 0 | 0 | 0 | 0 | 0 | 0 | 0 | 0 | 0 | 0 | 0 | 0 | 0 | 0 | 0 | 0 | 0 | 0
F8_Industrial_Paper and Printing_New_Process_Natural Gas_Gas Boiler - Maintenance_A_Achievable Economic RVT Potential | F8 | Industrial | Paper and Printing | New | Process | Natural Gas | Gas Boiler - Maintenance | A | Cumulative Summer Peak Savings (MW) | Achievable Economic RVT Potential | 0 | 0 | 0 | 0 | 0 | 0 | 0 | 0 | 0 | 0 | 0 | 0 | 0 | 0 | 0 | 0 | 0 | 0 | 0 | 0 | 0 | 0 | 0 | 0 | 0 | 0 | 0 | 0 | 0 | 0 | 0
F9_Industrial_Paper and Printing_New_Process_Natural Gas_Gas Boiler - Maintenance_A_Achievable Economic RVT Potential | F9 | Industrial | Paper and Printing | New | Process | Natural Gas | Gas Boiler - Maintenance | A | Cumulative Winter Peak Savings (MW) | Achievable Economic RVT Potential | 0 | 0 | 0 | 0 | 0 | 0 | 0 | 0 | 0 | 0 | 0 | 0 | 0 | 0 | 0 | 0 | 0 | 0 | 0 | 0 | 0 | 0 | 0 | 0 | 0 | 0 | 0 | 0 | 0 | 0 | 0
F10_Industrial_Paper and Printing_New_Process_Natural Gas_Gas Boiler - Maintenance_A_Achievable Economic RVT Potential | F10 | Industrial | Paper and Printing | New | Process | Natural Gas | Gas Boiler - Maintenance | A | Purchases (Incremental) | Achievable Economic RVT Potential | 0 | 0 | 0 | 0 | 0 | 0 | 0 | 0 | 0 | 0 | 0 | 0 | 0 | 0 | 0 | 0 | 0 | 0 | 0 | 0 | 0 | 0 | 0 | 0 | 0 | 0 | 0 | 0 | 0 | 0 | 0
F11_Industrial_Paper and Printing_New_Process_Natural Gas_Gas Boiler - Maintenance_A_Achievable Economic RVT Potential | F11 | Industrial | Paper and Printing | New | Process | Natural Gas | Gas Boiler - Maintenance | A | Purchases (Cumulative) | Achievable Economic RVT Potential | 0 | 0 | 0 | 0 | 0 | 0 | 0 | 0 | 0 | 0 | 0 | 0 | 0 | 0 | 0 | 0 | 0 | 0 | 0 | 0 | 0 | 0 | 0 | 0 | 0 | 0 | 0 | 0 | 0 | 0 | 0
F1_Industrial_Paper and Printing_New_Space Heating_Natural Gas_Gas Furnace - Maintenance_A_Achievable Economic RVT Potential | F1 | Industrial | Paper and Printing | New | Space Heating | Natural Gas | Gas Furnace - Maintenance | A | Integrated Unit Energy Savings (kWh or therms) | Achievable Economic RVT Potential | 0 | 0 | 0 | 0 | 0 | 0 | 0 | 0 | 0 | 0 | 0 | 0 | 0 | 0 | 0 | 0 | 0 | 0 | 0 | 0 | 0 | 0 | 0 | 0 | 0 | 0 | 0 | 0 | 0 | 0 | 0
F2_Industrial_Paper and Printing_New_Space Heating_Natural Gas_Gas Furnace - Maintenance_A_Achievable Economic RVT Potential | F2 | Industrial | Paper and Printing | New | Space Heating | Natural Gas | Gas Furnace - Maintenance | A | Integrated Unit Summer Peak Savings (kW) | Achievable Economic RVT Potential | 0 | 0 | 0 | 0 | 0 | 0 | 0 | 0 | 0 | 0 | 0 | 0 | 0 | 0 | 0 | 0 | 0 | 0 | 0 | 0 | 0 | 0 | 0 | 0 | 0 | 0 | 0 | 0 | 0 | 0 | 0
F3_Industrial_Paper and Printing_New_Space Heating_Natural Gas_Gas Furnace - Maintenance_A_Achievable Economic RVT Potential | F3 | Industrial | Paper and Printing | New | Space Heating | Natural Gas | Gas Furnace - Maintenance | A | Integrated Unit Winter Peak Savings (kW) | Achievable Economic RVT Potential | 0 | 0 | 0 | 0 | 0 | 0 | 0 | 0 | 0 | 0 | 0 | 0 | 0 | 0 | 0 | 0 | 0 | 0 | 0 | 0 | 0 | 0 | 0 | 0 | 0 | 0 | 0 | 0 | 0 | 0 | 0
F4_Industrial_Paper and Printing_New_Space Heating_Natural Gas_Gas Furnace - Maintenance_A_Achievable Economic RVT Potential | F4 | Industrial | Paper and Printing | New | Space Heating | Natural Gas | Gas Furnace - Maintenance | A | Incremental Energy Savings (MWh or mTherms) | Achievable Economic RVT Potential | 0 | 0 | 0 | 0 | 0 | 0 | 0 | 0 | 0 | 0 | 0 | 0 | 0 | 0 | 0 | 0 | 0 | 0 | 0 | 0 | 0 | 0 | 0 | 0 | 0 | 0 | 0 | 0 | 0 | 0 | 0
F5_Industrial_Paper and Printing_New_Space Heating_Natural Gas_Gas Furnace - Maintenance_A_Achievable Economic RVT Potential | F5 | Industrial | Paper and Printing | New | Space Heating | Natural Gas | Gas Furnace - Maintenance | A | Incremental Summer Peak Savings (MW) | Achievable Economic RVT Potential | 0 | 0 | 0 | 0 | 0 | 0 | 0 | 0 | 0 | 0 | 0 | 0 | 0 | 0 | 0 | 0 | 0 | 0 | 0 | 0 | 0 | 0 | 0 | 0 | 0 | 0 | 0 | 0 | 0 | 0 | 0
F6_Industrial_Paper and Printing_New_Space Heating_Natural Gas_Gas Furnace - Maintenance_A_Achievable Economic RVT Potential | F6 | Industrial | Paper and Printing | New | Space Heating | Natural Gas | Gas Furnace - Maintenance | A | Incremental Winter Peak Savings (MW) | Achievable Economic RVT Potential | 0 | 0 | 0 | 0 | 0 | 0 | 0 | 0 | 0 | 0 | 0 | 0 | 0 | 0 | 0 | 0 | 0 | 0 | 0 | 0 | 0 | 0 | 0 | 0 | 0 | 0 | 0 | 0 | 0 | 0 | 0
F7_Industrial_Paper and Printing_New_Space Heating_Natural Gas_Gas Furnace - Maintenance_A_Achievable Economic RVT Potential | F7 | Industrial | Paper and Printing | New | Space Heating | Natural Gas | Gas Furnace - Maintenance | A | Cumulative Energy Savings (MWh or mTherms) | Achievable Economic RVT Potential | 0 | 0 | 0 | 0 | 0 | 0 | 0 | 0 | 0 | 0 | 0 | 0 | 0 | 0 | 0 | 0 | 0 | 0 | 0 | 0 | 0 | 0 | 0 | 0 | 0 | 0 | 0 | 0 | 0 | 0 | 0
F8_Industrial_Paper and Printing_New_Space Heating_Natural Gas_Gas Furnace - Maintenance_A_Achievable Economic RVT Potential | F8 | Industrial | Paper and Printing | New | Space Heating | Natural Gas | Gas Furnace - Maintenance | A | Cumulative Summer Peak Savings (MW) | Achievable Economic RVT Potential | 0 | 0 | 0 | 0 | 0 | 0 | 0 | 0 | 0 | 0 | 0 | 0 | 0 | 0 | 0 | 0 | 0 | 0 | 0 | 0 | 0 | 0 | 0 | 0 | 0 | 0 | 0 | 0 | 0 | 0 | 0
F9_Industrial_Paper and Printing_New_Space Heating_Natural Gas_Gas Furnace - Maintenance_A_Achievable Economic RVT Potential | F9 | Industrial | Paper and Printing | New | Space Heating | Natural Gas | Gas Furnace - Maintenance | A | Cumulative Winter Peak Savings (MW) | Achievable Economic RVT Potential | 0 | 0 | 0 | 0 | 0 | 0 | 0 | 0 | 0 | 0 | 0 | 0 | 0 | 0 | 0 | 0 | 0 | 0 | 0 | 0 | 0 | 0 | 0 | 0 | 0 | 0 | 0 | 0 | 0 | 0 | 0
F10_Industrial_Paper and Printing_New_Space Heating_Natural Gas_Gas Furnace - Maintenance_A_Achievable Economic RVT Potential | F10 | Industrial | Paper and Printing | New | Space Heating | Natural Gas | Gas Furnace - Maintenance | A | Purchases (Incremental) | Achievable Economic RVT Potential | 0 | 0 | 0 | 0 | 0 | 0 | 0 | 0 | 0 | 0 | 0 | 0 | 0 | 0 | 0 | 0 | 0 | 0 | 0 | 0 | 0 | 0 | 0 | 0 | 0 | 0 | 0 | 0 | 0 | 0 | 0
F11_Industrial_Paper and Printing_New_Space Heating_Natural Gas_Gas Furnace - Maintenance_A_Achievable Economic RVT Potential | F11 | Industrial | Paper and Printing | New | Space Heating | Natural Gas | Gas Furnace - Maintenance | A | Purchases (Cumulative) | Achievable Economic RVT Potential | 0 | 0 | 0 | 0 | 0 | 0 | 0 | 0 | 0 | 0 | 0 | 0 | 0 | 0 | 0 | 0 | 0 | 0 | 0 | 0 | 0 | 0 | 0 | 0 | 0 | 0 | 0 | 0 | 0 | 0 | 0
F1_Industrial_Paper and Printing_New_Space Heating_Natural Gas_Gas Boiler - Hot Water Reset_A_Achievable Economic RVT Potential | F1 | Industrial | Paper and Printing | New | Space Heating | Natural Gas | Gas Boiler - Hot Water Reset | A | Integrated Unit Energy Savings (kWh or therms) | Achievable Economic RVT Potential | 0 | 0 | 0 | 0 | 0 | 0 | 0 | 0 | 0 | 0 | 0 | 0 | 0 | 0 | 0 | 0 | 0 | 0 | 0 | 0 | 0 | 0 | 0 | 0 | 0 | 0 | 0 | 0 | 0 | 0 | 0
F2_Industrial_Paper and Printing_New_Space Heating_Natural Gas_Gas Boiler - Hot Water Reset_A_Achievable Economic RVT Potential | F2 | Industrial | Paper and Printing | New | Space Heating | Natural Gas | Gas Boiler - Hot Water Reset | A | Integrated Unit Summer Peak Savings (kW) | Achievable Economic RVT Potential | 0 | 0 | 0 | 0 | 0 | 0 | 0 | 0 | 0 | 0 | 0 | 0 | 0 | 0 | 0 | 0 | 0 | 0 | 0 | 0 | 0 | 0 | 0 | 0 | 0 | 0 | 0 | 0 | 0 | 0 | 0
F3_Industrial_Paper and Printing_New_Space Heating_Natural Gas_Gas Boiler - Hot Water Reset_A_Achievable Economic RVT Potential | F3 | Industrial | Paper and Printing | New | Space Heating | Natural Gas | Gas Boiler - Hot Water Reset | A | Integrated Unit Winter Peak Savings (kW) | Achievable Economic RVT Potential | 0 | 0 | 0 | 0 | 0 | 0 | 0 | 0 | 0 | 0 | 0 | 0 | 0 | 0 | 0 | 0 | 0 | 0 | 0 | 0 | 0 | 0 | 0 | 0 | 0 | 0 | 0 | 0 | 0 | 0 | 0
F4_Industrial_Paper and Printing_New_Space Heating_Natural Gas_Gas Boiler - Hot Water Reset_A_Achievable Economic RVT Potential | F4 | Industrial | Paper and Printing | New | Space Heating | Natural Gas | Gas Boiler - Hot Water Reset | A | Incremental Energy Savings (MWh or mTherms) | Achievable Economic RVT Potential | 0 | 0 | 0 | 0 | 0 | 0 | 0 | 0 | 0 | 0 | 0 | 0 | 0 | 0 | 0 | 0 | 0 | 0 | 0 | 0 | 0 | 0 | 0 | 0 | 0 | 0 | 0 | 0 | 0 | 0 | 0
F5_Industrial_Paper and Printing_New_Space Heating_Natural Gas_Gas Boiler - Hot Water Reset_A_Achievable Economic RVT Potential | F5 | Industrial | Paper and Printing | New | Space Heating | Natural Gas | Gas Boiler - Hot Water Reset | A | Incremental Summer Peak Savings (MW) | Achievable Economic RVT Potential | 0 | 0 | 0 | 0 | 0 | 0 | 0 | 0 | 0 | 0 | 0 | 0 | 0 | 0 | 0 | 0 | 0 | 0 | 0 | 0 | 0 | 0 | 0 | 0 | 0 | 0 | 0 | 0 | 0 | 0 | 0
F6_Industrial_Paper and Printing_New_Space Heating_Natural Gas_Gas Boiler - Hot Water Reset_A_Achievable Economic RVT Potential | F6 | Industrial | Paper and Printing | New | Space Heating | Natural Gas | Gas Boiler - Hot Water Reset | A | Incremental Winter Peak Savings (MW) | Achievable Economic RVT Potential | 0 | 0 | 0 | 0 | 0 | 0 | 0 | 0 | 0 | 0 | 0 | 0 | 0 | 0 | 0 | 0 | 0 | 0 | 0 | 0 | 0 | 0 | 0 | 0 | 0 | 0 | 0 | 0 | 0 | 0 | 0
F7_Industrial_Paper and Printing_New_Space Heating_Natural Gas_Gas Boiler - Hot Water Reset_A_Achievable Economic RVT Potential | F7 | Industrial | Paper and Printing | New | Space Heating | Natural Gas | Gas Boiler - Hot Water Reset | A | Cumulative Energy Savings (MWh or mTherms) | Achievable Economic RVT Potential | 0 | 0 | 0 | 0 | 0 | 0 | 0 | 0 | 0 | 0 | 0 | 0 | 0 | 0 | 0 | 0 | 0 | 0 | 0 | 0 | 0 | 0 | 0 | 0 | 0 | 0 | 0 | 0 | 0 | 0 | 0
F8_Industrial_Paper and Printing_New_Space Heating_Natural Gas_Gas Boiler - Hot Water Reset_A_Achievable Economic RVT Potential | F8 | Industrial | Paper and Printing | New | Space Heating | Natural Gas | Gas Boiler - Hot Water Reset | A | Cumulative Summer Peak Savings (MW) | Achievable Economic RVT Potential | 0 | 0 | 0 | 0 | 0 | 0 | 0 | 0 | 0 | 0 | 0 | 0 | 0 | 0 | 0 | 0 | 0 | 0 | 0 | 0 | 0 | 0 | 0 | 0 | 0 | 0 | 0 | 0 | 0 | 0 | 0
F9_Industrial_Paper and Printing_New_Space Heating_Natural Gas_Gas Boiler - Hot Water Reset_A_Achievable Economic RVT Potential | F9 | Industrial | Paper and Printing | New | Space Heating | Natural Gas | Gas Boiler - Hot Water Reset | A | Cumulative Winter Peak Savings (MW) | Achievable Economic RVT Potential | 0 | 0 | 0 | 0 | 0 | 0 | 0 | 0 | 0 | 0 | 0 | 0 | 0 | 0 | 0 | 0 | 0 | 0 | 0 | 0 | 0 | 0 | 0 | 0 | 0 | 0 | 0 | 0 | 0 | 0 | 0
F10_Industrial_Paper and Printing_New_Space Heating_Natural Gas_Gas Boiler - Hot Water Reset_A_Achievable Economic RVT Potential | F10 | Industrial | Paper and Printing | New | Space Heating | Natural Gas | Gas Boiler - Hot Water Reset | A | Purchases (Incremental) | Achievable Economic RVT Potential | 0 | 0 | 0 | 0 | 0 | 0 | 0 | 0 | 0 | 0 | 0 | 0 | 0 | 0 | 0 | 0 | 0 | 0 | 0 | 0 | 0 | 0 | 0 | 0 | 0 | 0 | 0 | 0 | 0 | 0 | 0
F11_Industrial_Paper and Printing_New_Space Heating_Natural Gas_Gas Boiler - Hot Water Reset_A_Achievable Economic RVT Potential | F11 | Industrial | Paper and Printing | New | Space Heating | Natural Gas | Gas Boiler - Hot Water Reset | A | Purchases (Cumulative) | Achievable Economic RVT Potential | 0 | 0 | 0 | 0 | 0 | 0 | 0 | 0 | 0 | 0 | 0 | 0 | 0 | 0 | 0 | 0 | 0 | 0 | 0 | 0 | 0 | 0 | 0 | 0 | 0 | 0 | 0 | 0 | 0 | 0 | 0
F1_Industrial_Paper and Printing_New_Process_Natural Gas_Gas Boiler - Hot Water Reset_A_Achievable Economic RVT Potential | F1 | Industrial | Paper and Printing | New | Process | Natural Gas | Gas Boiler - Hot Water Reset | A | Integrated Unit Energy Savings (kWh or therms) | Achievable Economic RVT Potential | 0 | 0 | 0 | 0 | 0 | 101.3952 | 101.3457 | 101.3038 | 101.2699 | 101.2376 | 101.2118 | 101.1955 | 101.1862 | 101.1821 | 101.1814 | 101.1835 | 101.1874 | 101.1926 | 101.1986 | 101.2051 | 101.217 | 101.2278 | 101.2376 | 101.2466 | 101.2549 | 101.2625 | 101.2695 | 101.276 | 101.4573 | 101.4573 | 101.4573
F2_Industrial_Paper and Printing_New_Process_Natural Gas_Gas Boiler - Hot Water Reset_A_Achievable Economic RVT Potential | F2 | Industrial | Paper and Printing | New | Process | Natural Gas | Gas Boiler - Hot Water Reset | A | Integrated Unit Summer Peak Savings (kW) | Achievable Economic RVT Potential | 0 | 0 | 0 | 0 | 0 | 0 | 0 | 0 | 0 | 0 | 0 | 0 | 0 | 0 | 0 | 0 | 0 | 0 | 0 | 0 | 0 | 0 | 0 | 0 | 0 | 0 | 0 | 0 | 0 | 0 | 0
F3_Industrial_Paper and Printing_New_Process_Natural Gas_Gas Boiler - Hot Water Reset_A_Achievable Economic RVT Potential | F3 | Industrial | Paper and Printing | New | Process | Natural Gas | Gas Boiler - Hot Water Reset | A | Integrated Unit Winter Peak Savings (kW) | Achievable Economic RVT Potential | 0 | 0 | 0 | 0 | 0 | 0 | 0 | 0 | 0 | 0 | 0 | 0 | 0 | 0 | 0 | 0 | 0 | 0 | 0 | 0 | 0 | 0 | 0 | 0 | 0 | 0 | 0 | 0 | 0 | 0 | 0
F4_Industrial_Paper and Printing_New_Process_Natural Gas_Gas Boiler - Hot Water Reset_A_Achievable Economic RVT Potential | F4 | Industrial | Paper and Printing | New | Process | Natural Gas | Gas Boiler - Hot Water Reset | A | Incremental Energy Savings (MWh or mTherms) | Achievable Economic RVT Potential | 0 | 0 | 0 | 0 | 0 | 0 | 0 | 0 | 0 | 0 | 0 | 0 | 0 | 0 | 0 | 0 | 0 | 0 | 0 | 0 | 0 | 0 | 0 | 0 | 0 | 0 | 0 | 0 | 0 | 0 | 0
F5_Industrial_Paper and Printing_New_Process_Natural Gas_Gas Boiler - Hot Water Reset_A_Achievable Economic RVT Potential | F5 | Industrial | Paper and Printing | New | Process | Natural Gas | Gas Boiler - Hot Water Reset | A | Incremental Summer Peak Savings (MW) | Achievable Economic RVT Potential | 0 | 0 | 0 | 0 | 0 | 0 | 0 | 0 | 0 | 0 | 0 | 0 | 0 | 0 | 0 | 0 | 0 | 0 | 0 | 0 | 0 | 0 | 0 | 0 | 0 | 0 | 0 | 0 | 0 | 0 | 0
F6_Industrial_Paper and Printing_New_Process_Natural Gas_Gas Boiler - Hot Water Reset_A_Achievable Economic RVT Potential | F6 | Industrial | Paper and Printing | New | Process | Natural Gas | Gas Boiler - Hot Water Reset | A | Incremental Winter Peak Savings (MW) | Achievable Economic RVT Potential | 0 | 0 | 0 | 0 | 0 | 0 | 0 | 0 | 0 | 0 | 0 | 0 | 0 | 0 | 0 | 0 | 0 | 0 | 0 | 0 | 0 | 0 | 0 | 0 | 0 | 0 | 0 | 0 | 0 | 0 | 0
F7_Industrial_Paper and Printing_New_Process_Natural Gas_Gas Boiler - Hot Water Reset_A_Achievable Economic RVT Potential | F7 | Industrial | Paper and Printing | New | Process | Natural Gas | Gas Boiler - Hot Water Reset | A | Cumulative Energy Savings (MWh or mTherms) | Achievable Economic RVT Potential | 0 | 0 | 0 | 0 | 0 | 0 | 0 | 0 | 0 | 0 | 0 | 0 | 0 | 0 | 0 | 0 | 0 | 0 | 0 | 0 | 0 | 0 | 0 | 0 | 0 | 0 | 0 | 0 | 0 | 0 | 0
F8_Industrial_Paper and Printing_New_Process_Natural Gas_Gas Boiler - Hot Water Reset_A_Achievable Economic RVT Potential | F8 | Industrial | Paper and Printing | New | Process | Natural Gas | Gas Boiler - Hot Water Reset | A | Cumulative Summer Peak Savings (MW) | Achievable Economic RVT Potential | 0 | 0 | 0 | 0 | 0 | 0 | 0 | 0 | 0 | 0 | 0 | 0 | 0 | 0 | 0 | 0 | 0 | 0 | 0 | 0 | 0 | 0 | 0 | 0 | 0 | 0 | 0 | 0 | 0 | 0 | 0
F9_Industrial_Paper and Printing_New_Process_Natural Gas_Gas Boiler - Hot Water Reset_A_Achievable Economic RVT Potential | F9 | Industrial | Paper and Printing | New | Process | Natural Gas | Gas Boiler - Hot Water Reset | A | Cumulative Winter Peak Savings (MW) | Achievable Economic RVT Potential | 0 | 0 | 0 | 0 | 0 | 0 | 0 | 0 | 0 | 0 | 0 | 0 | 0 | 0 | 0 | 0 | 0 | 0 | 0 | 0 | 0 | 0 | 0 | 0 | 0 | 0 | 0 | 0 | 0 | 0 | 0
F10_Industrial_Paper and Printing_New_Process_Natural Gas_Gas Boiler - Hot Water Reset_A_Achievable Economic RVT Potential | F10 | Industrial | Paper and Printing | New | Process | Natural Gas | Gas Boiler - Hot Water Reset | A | Purchases (Incremental) | Achievable Economic RVT Potential | 0 | 0 | 0 | 0 | 0 | 0 | 0 | 0 | 0 | 0 | 0 | 0 | 0 | 0 | 0 | 0 | 0 | 0 | 0 | 0 | 0 | 0 | 0 | 0 | 0 | 0 | 0 | 0 | 0 | 0 | 0
F11_Industrial_Paper and Printing_New_Process_Natural Gas_Gas Boiler - Hot Water Reset_A_Achievable Economic RVT Potential | F11 | Industrial | Paper and Printing | New | Process | Natural Gas | Gas Boiler - Hot Water Reset | A | Purchases (Cumulative) | Achievable Economic RVT Potential | 0 | 0 | 0 | 0 | 0 | 0 | 0 | 0 | 0 | 0 | 0 | 0 | 0 | 0 | 0 | 0 | 0 | 0 | 0 | 0 | 0 | 0 | 0 | 0 | 0 | 0 | 0 | 0 | 0 | 0 | 0
F1_Industrial_Paper and Printing_New_Space Heating_Natural Gas_Steam Trap Maintenance_A_Achievable Economic RVT Potential | F1 | Industrial | Paper and Printing | New | Space Heating | Natural Gas | Steam Trap Maintenance | A | Integrated Unit Energy Savings (kWh or therms) | Achievable Economic RVT Potential | 0 | 0 | 0 | 0 | 0 | 0 | 0 | 0 | 0 | 0 | 0 | 0 | 0 | 0 | 0 | 0 | 0 | 0 | 0 | 0 | 0 | 0 | 0 | 0 | 0 | 0 | 0 | 0 | 0 | 0 | 0
F2_Industrial_Paper and Printing_New_Space Heating_Natural Gas_Steam Trap Maintenance_A_Achievable Economic RVT Potential | F2 | Industrial | Paper and Printing | New | Space Heating | Natural Gas | Steam Trap Maintenance | A | Integrated Unit Summer Peak Savings (kW) | Achievable Economic RVT Potential | 0 | 0 | 0 | 0 | 0 | 0 | 0 | 0 | 0 | 0 | 0 | 0 | 0 | 0 | 0 | 0 | 0 | 0 | 0 | 0 | 0 | 0 | 0 | 0 | 0 | 0 | 0 | 0 | 0 | 0 | 0
F3_Industrial_Paper and Printing_New_Space Heating_Natural Gas_Steam Trap Maintenance_A_Achievable Economic RVT Potential | F3 | Industrial | Paper and Printing | New | Space Heating | Natural Gas | Steam Trap Maintenance | A | Integrated Unit Winter Peak Savings (kW) | Achievable Economic RVT Potential | 0 | 0 | 0 | 0 | 0 | 0 | 0 | 0 | 0 | 0 | 0 | 0 | 0 | 0 | 0 | 0 | 0 | 0 | 0 | 0 | 0 | 0 | 0 | 0 | 0 | 0 | 0 | 0 | 0 | 0 | 0
F4_Industrial_Paper and Printing_New_Space Heating_Natural Gas_Steam Trap Maintenance_A_Achievable Economic RVT Potential | F4 | Industrial | Paper and Printing | New | Space Heating | Natural Gas | Steam Trap Maintenance | A | Incremental Energy Savings (MWh or mTherms) | Achievable Economic RVT Potential | 0 | 0 | 0 | 0 | 0 | 0 | 0 | 0 | 0 | 0 | 0 | 0 | 0 | 0 | 0 | 0 | 0 | 0 | 0 | 0 | 0 | 0 | 0 | 0 | 0 | 0 | 0 | 0 | 0 | 0 | 0
F5_Industrial_Paper and Printing_New_Space Heating_Natural Gas_Steam Trap Maintenance_A_Achievable Economic RVT Potential | F5 | Industrial | Paper and Printing | New | Space Heating | Natural Gas | Steam Trap Maintenance | A | Incremental Summer Peak Savings (MW) | Achievable Economic RVT Potential | 0 | 0 | 0 | 0 | 0 | 0 | 0 | 0 | 0 | 0 | 0 | 0 | 0 | 0 | 0 | 0 | 0 | 0 | 0 | 0 | 0 | 0 | 0 | 0 | 0 | 0 | 0 | 0 | 0 | 0 | 0
F6_Industrial_Paper and Printing_New_Space Heating_Natural Gas_Steam Trap Maintenance_A_Achievable Economic RVT Potential | F6 | Industrial | Paper and Printing | New | Space Heating | Natural Gas | Steam Trap Maintenance | A | Incremental Winter Peak Savings (MW) | Achievable Economic RVT Potential | 0 | 0 | 0 | 0 | 0 | 0 | 0 | 0 | 0 | 0 | 0 | 0 | 0 | 0 | 0 | 0 | 0 | 0 | 0 | 0 | 0 | 0 | 0 | 0 | 0 | 0 | 0 | 0 | 0 | 0 | 0
F7_Industrial_Paper and Printing_New_Space Heating_Natural Gas_Steam Trap Maintenance_A_Achievable Economic RVT Potential | F7 | Industrial | Paper and Printing | New | Space Heating | Natural Gas | Steam Trap Maintenance | A | Cumulative Energy Savings (MWh or mTherms) | Achievable Economic RVT Potential | 0 | 0 | 0 | 0 | 0 | 0 | 0 | 0 | 0 | 0 | 0 | 0 | 0 | 0 | 0 | 0 | 0 | 0 | 0 | 0 | 0 | 0 | 0 | 0 | 0 | 0 | 0 | 0 | 0 | 0 | 0
F8_Industrial_Paper and Printing_New_Space Heating_Natural Gas_Steam Trap Maintenance_A_Achievable Economic RVT Potential | F8 | Industrial | Paper and Printing | New | Space Heating | Natural Gas | Steam Trap Maintenance | A | Cumulative Summer Peak Savings (MW) | Achievable Economic RVT Potential | 0 | 0 | 0 | 0 | 0 | 0 | 0 | 0 | 0 | 0 | 0 | 0 | 0 | 0 | 0 | 0 | 0 | 0 | 0 | 0 | 0 | 0 | 0 | 0 | 0 | 0 | 0 | 0 | 0 | 0 | 0
F9_Industrial_Paper and Printing_New_Space Heating_Natural Gas_Steam Trap Maintenance_A_Achievable Economic RVT Potential | F9 | Industrial | Paper and Printing | New | Space Heating | Natural Gas | Steam Trap Maintenance | A | Cumulative Winter Peak Savings (MW) | Achievable Economic RVT Potential | 0 | 0 | 0 | 0 | 0 | 0 | 0 | 0 | 0 | 0 | 0 | 0 | 0 | 0 | 0 | 0 | 0 | 0 | 0 | 0 | 0 | 0 | 0 | 0 | 0 | 0 | 0 | 0 | 0 | 0 | 0
F10_Industrial_Paper and Printing_New_Space Heating_Natural Gas_Steam Trap Maintenance_A_Achievable Economic RVT Potential | F10 | Industrial | Paper and Printing | New | Space Heating | Natural Gas | Steam Trap Maintenance | A | Purchases (Incremental) | Achievable Economic RVT Potential | 0 | 0 | 0 | 0 | 0 | 0 | 0 | 0 | 0 | 0 | 0 | 0 | 0 | 0 | 0 | 0 | 0 | 0 | 0 | 0 | 0 | 0 | 0 | 0 | 0 | 0 | 0 | 0 | 0 | 0 | 0
F11_Industrial_Paper and Printing_New_Space Heating_Natural Gas_Steam Trap Maintenance_A_Achievable Economic RVT Potential | F11 | Industrial | Paper and Printing | New | Space Heating | Natural Gas | Steam Trap Maintenance | A | Purchases (Cumulative) | Achievable Economic RVT Potential | 0 | 0 | 0 | 0 | 0 | 0 | 0 | 0 | 0 | 0 | 0 | 0 | 0 | 0 | 0 | 0 | 0 | 0 | 0 | 0 | 0 | 0 | 0 | 0 | 0 | 0 | 0 | 0 | 0 | 0 | 0
F1_Industrial_Paper and Printing_New_Process_Natural Gas_Steam Trap Maintenance_A_Achievable Economic RVT Potential | F1 | Industrial | Paper and Printing | New | Process | Natural Gas | Steam Trap Maintenance | A | Integrated Unit Energy Savings (kWh or therms) | Achievable Economic RVT Potential | 0 | 0 | 0 | 0 | 0 | 71.6416 | 71.6066 | 71.577 | 71.553 | 71.5303 | 71.512 | 71.5005 | 71.4939 | 71.491 | 71.4905 | 71.492 | 71.4948 | 71.4984 | 71.5027 | 71.5073 | 71.5157 | 71.5233 | 71.5303 | 71.5366 | 71.5424 | 71.5478 | 71.5528 | 71.5574 | 71.6855 | 71.6855 | 71.6855
F2_Industrial_Paper and Printing_New_Process_Natural Gas_Steam Trap Maintenance_A_Achievable Economic RVT Potential | F2 | Industrial | Paper and Printing | New | Process | Natural Gas | Steam Trap Maintenance | A | Integrated Unit Summer Peak Savings (kW) | Achievable Economic RVT Potential | 0 | 0 | 0 | 0 | 0 | 0 | 0 | 0 | 0 | 0 | 0 | 0 | 0 | 0 | 0 | 0 | 0 | 0 | 0 | 0 | 0 | 0 | 0 | 0 | 0 | 0 | 0 | 0 | 0 | 0 | 0
F3_Industrial_Paper and Printing_New_Process_Natural Gas_Steam Trap Maintenance_A_Achievable Economic RVT Potential | F3 | Industrial | Paper and Printing | New | Process | Natural Gas | Steam Trap Maintenance | A | Integrated Unit Winter Peak Savings (kW) | Achievable Economic RVT Potential | 0 | 0 | 0 | 0 | 0 | 0 | 0 | 0 | 0 | 0 | 0 | 0 | 0 | 0 | 0 | 0 | 0 | 0 | 0 | 0 | 0 | 0 | 0 | 0 | 0 | 0 | 0 | 0 | 0 | 0 | 0
F4_Industrial_Paper and Printing_New_Process_Natural Gas_Steam Trap Maintenance_A_Achievable Economic RVT Potential | F4 | Industrial | Paper and Printing | New | Process | Natural Gas | Steam Trap Maintenance | A | Incremental Energy Savings (MWh or mTherms) | Achievable Economic RVT Potential | 0 | 0 | 0 | 0 | 0 | 0 | 0 | 0 | 0 | 0 | 0 | 0 | 0 | 0 | 0 | 0 | 0 | 0 | 0 | 0 | 0 | 0 | 0 | 0 | 0 | 0 | 0 | 0 | 0 | 0 | 0
F5_Industrial_Paper and Printing_New_Process_Natural Gas_Steam Trap Maintenance_A_Achievable Economic RVT Potential | F5 | Industrial | Paper and Printing | New | Process | Natural Gas | Steam Trap Maintenance | A | Incremental Summer Peak Savings (MW) | Achievable Economic RVT Potential | 0 | 0 | 0 | 0 | 0 | 0 | 0 | 0 | 0 | 0 | 0 | 0 | 0 | 0 | 0 | 0 | 0 | 0 | 0 | 0 | 0 | 0 | 0 | 0 | 0 | 0 | 0 | 0 | 0 | 0 | 0
F6_Industrial_Paper and Printing_New_Process_Natural Gas_Steam Trap Maintenance_A_Achievable Economic RVT Potential | F6 | Industrial | Paper and Printing | New | Process | Natural Gas | Steam Trap Maintenance | A | Incremental Winter Peak Savings (MW) | Achievable Economic RVT Potential | 0 | 0 | 0 | 0 | 0 | 0 | 0 | 0 | 0 | 0 | 0 | 0 | 0 | 0 | 0 | 0 | 0 | 0 | 0 | 0 | 0 | 0 | 0 | 0 | 0 | 0 | 0 | 0 | 0 | 0 | 0
F7_Industrial_Paper and Printing_New_Process_Natural Gas_Steam Trap Maintenance_A_Achievable Economic RVT Potential | F7 | Industrial | Paper and Printing | New | Process | Natural Gas | Steam Trap Maintenance | A | Cumulative Energy Savings (MWh or mTherms) | Achievable Economic RVT Potential | 0 | 0 | 0 | 0 | 0 | 0 | 0 | 0 | 0 | 0 | 0 | 0 | 0 | 0 | 0 | 0 | 0 | 0 | 0 | 0 | 0 | 0 | 0 | 0 | 0 | 0 | 0 | 0 | 0 | 0 | 0
F8_Industrial_Paper and Printing_New_Process_Natural Gas_Steam Trap Maintenance_A_Achievable Economic RVT Potential | F8 | Industrial | Paper and Printing | New | Process | Natural Gas | Steam Trap Maintenance | A | Cumulative Summer Peak Savings (MW) | Achievable Economic RVT Potential | 0 | 0 | 0 | 0 | 0 | 0 | 0 | 0 | 0 | 0 | 0 | 0 | 0 | 0 | 0 | 0 | 0 | 0 | 0 | 0 | 0 | 0 | 0 | 0 | 0 | 0 | 0 | 0 | 0 | 0 | 0
F9_Industrial_Paper and Printing_New_Process_Natural Gas_Steam Trap Maintenance_A_Achievable Economic RVT Potential | F9 | Industrial | Paper and Printing | New | Process | Natural Gas | Steam Trap Maintenance | A | Cumulative Winter Peak Savings (MW) | Achievable Economic RVT Potential | 0 | 0 | 0 | 0 | 0 | 0 | 0 | 0 | 0 | 0 | 0 | 0 | 0 | 0 | 0 | 0 | 0 | 0 | 0 | 0 | 0 | 0 | 0 | 0 | 0 | 0 | 0 | 0 | 0 | 0 | 0
F10_Industrial_Paper and Printing_New_Process_Natural Gas_Steam Trap Maintenance_A_Achievable Economic RVT Potential | F10 | Industrial | Paper and Printing | New | Process | Natural Gas | Steam Trap Maintenance | A | Purchases (Incremental) | Achievable Economic RVT Potential | 0 | 0 | 0 | 0 | 0 | 0 | 0 | 0 | 0 | 0 | 0 | 0 | 0 | 0 | 0 | 0 | 0 | 0 | 0 | 0 | 0 | 0 | 0 | 0 | 0 | 0 | 0 | 0 | 0 | 0 | 0
F11_Industrial_Paper and Printing_New_Process_Natural Gas_Steam Trap Maintenance_A_Achievable Economic RVT Potential | F11 | Industrial | Paper and Printing | New | Process | Natural Gas | Steam Trap Maintenance | A | Purchases (Cumulative) | Achievable Economic RVT Potential | 0 | 0 | 0 | 0 | 0 | 0 | 0 | 0 | 0 | 0 | 0 | 0 | 0 | 0 | 0 | 0 | 0 | 0 | 0 | 0 | 0 | 0 | 0 | 0 | 0 | 0 | 0 | 0 | 0 | 0 | 0
F1_Industrial_Paper and Printing_New_Space Heating_Natural Gas_Gas Boiler - High Turndown_A_Achievable Economic RVT Potential | F1 | Industrial | Paper and Printing | New | Space Heating | Natural Gas | Gas Boiler - High Turndown | A | Integrated Unit Energy Savings (kWh or therms) | Achievable Economic RVT Potential | 0 | 0 | 0 | 0 | 0 | 0 | 0 | 0 | 0 | 0 | 0 | 0 | 0 | 0 | 0 | 0 | 0 | 0 | 0 | 0 | 0 | 0 | 0 | 0 | 0 | 0 | 0 | 0 | 0 | 0 | 0
F2_Industrial_Paper and Printing_New_Space Heating_Natural Gas_Gas Boiler - High Turndown_A_Achievable Economic RVT Potential | F2 | Industrial | Paper and Printing | New | Space Heating | Natural Gas | Gas Boiler - High Turndown | A | Integrated Unit Summer Peak Savings (kW) | Achievable Economic RVT Potential | 0 | 0 | 0 | 0 | 0 | 0 | 0 | 0 | 0 | 0 | 0 | 0 | 0 | 0 | 0 | 0 | 0 | 0 | 0 | 0 | 0 | 0 | 0 | 0 | 0 | 0 | 0 | 0 | 0 | 0 | 0
F3_Industrial_Paper and Printing_New_Space Heating_Natural Gas_Gas Boiler - High Turndown_A_Achievable Economic RVT Potential | F3 | Industrial | Paper and Printing | New | Space Heating | Natural Gas | Gas Boiler - High Turndown | A | Integrated Unit Winter Peak Savings (kW) | Achievable Economic RVT Potential | 0 | 0 | 0 | 0 | 0 | 0 | 0 | 0 | 0 | 0 | 0 | 0 | 0 | 0 | 0 | 0 | 0 | 0 | 0 | 0 | 0 | 0 | 0 | 0 | 0 | 0 | 0 | 0 | 0 | 0 | 0
F4_Industrial_Paper and Printing_New_Space Heating_Natural Gas_Gas Boiler - High Turndown_A_Achievable Economic RVT Potential | F4 | Industrial | Paper and Printing | New | Space Heating | Natural Gas | Gas Boiler - High Turndown | A | Incremental Energy Savings (MWh or mTherms) | Achievable Economic RVT Potential | 0 | 0 | 0 | 0 | 0 | 0 | 0 | 0 | 0 | 0 | 0 | 0 | 0 | 0 | 0 | 0 | 0 | 0 | 0 | 0 | 0 | 0 | 0 | 0 | 0 | 0 | 0 | 0 | 0 | 0 | 0
F5_Industrial_Paper and Printing_New_Space Heating_Natural Gas_Gas Boiler - High Turndown_A_Achievable Economic RVT Potential | F5 | Industrial | Paper and Printing | New | Space Heating | Natural Gas | Gas Boiler - High Turndown | A | Incremental Summer Peak Savings (MW) | Achievable Economic RVT Potential | 0 | 0 | 0 | 0 | 0 | 0 | 0 | 0 | 0 | 0 | 0 | 0 | 0 | 0 | 0 | 0 | 0 | 0 | 0 | 0 | 0 | 0 | 0 | 0 | 0 | 0 | 0 | 0 | 0 | 0 | 0
F6_Industrial_Paper and Printing_New_Space Heating_Natural Gas_Gas Boiler - High Turndown_A_Achievable Economic RVT Potential | F6 | Industrial | Paper and Printing | New | Space Heating | Natural Gas | Gas Boiler - High Turndown | A | Incremental Winter Peak Savings (MW) | Achievable Economic RVT Potential | 0 | 0 | 0 | 0 | 0 | 0 | 0 | 0 | 0 | 0 | 0 | 0 | 0 | 0 | 0 | 0 | 0 | 0 | 0 | 0 | 0 | 0 | 0 | 0 | 0 | 0 | 0 | 0 | 0 | 0 | 0
F7_Industrial_Paper and Printing_New_Space Heating_Natural Gas_Gas Boiler - High Turndown_A_Achievable Economic RVT Potential | F7 | Industrial | Paper and Printing | New | Space Heating | Natural Gas | Gas Boiler - High Turndown | A | Cumulative Energy Savings (MWh or mTherms) | Achievable Economic RVT Potential | 0 | 0 | 0 | 0 | 0 | 0 | 0 | 0 | 0 | 0 | 0 | 0 | 0 | 0 | 0 | 0 | 0 | 0 | 0 | 0 | 0 | 0 | 0 | 0 | 0 | 0 | 0 | 0 | 0 | 0 | 0
F8_Industrial_Paper and Printing_New_Space Heating_Natural Gas_Gas Boiler - High Turndown_A_Achievable Economic RVT Potential | F8 | Industrial | Paper and Printing | New | Space Heating | Natural Gas | Gas Boiler - High Turndown | A | Cumulative Summer Peak Savings (MW) | Achievable Economic RVT Potential | 0 | 0 | 0 | 0 | 0 | 0 | 0 | 0 | 0 | 0 | 0 | 0 | 0 | 0 | 0 | 0 | 0 | 0 | 0 | 0 | 0 | 0 | 0 | 0 | 0 | 0 | 0 | 0 | 0 | 0 | 0
F9_Industrial_Paper and Printing_New_Space Heating_Natural Gas_Gas Boiler - High Turndown_A_Achievable Economic RVT Potential | F9 | Industrial | Paper and Printing | New | Space Heating | Natural Gas | Gas Boiler - High Turndown | A | Cumulative Winter Peak Savings (MW) | Achievable Economic RVT Potential | 0 | 0 | 0 | 0 | 0 | 0 | 0 | 0 | 0 | 0 | 0 | 0 | 0 | 0 | 0 | 0 | 0 | 0 | 0 | 0 | 0 | 0 | 0 | 0 | 0 | 0 | 0 | 0 | 0 | 0 | 0
F10_Industrial_Paper and Printing_New_Space Heating_Natural Gas_Gas Boiler - High Turndown_A_Achievable Economic RVT Potential | F10 | Industrial | Paper and Printing | New | Space Heating | Natural Gas | Gas Boiler - High Turndown | A | Purchases (Incremental) | Achievable Economic RVT Potential | 0 | 0 | 0 | 0 | 0 | 0 | 0 | 0 | 0 | 0 | 0 | 0 | 0 | 0 | 0 | 0 | 0 | 0 | 0 | 0 | 0 | 0 | 0 | 0 | 0 | 0 | 0 | 0 | 0 | 0 | 0
F11_Industrial_Paper and Printing_New_Space Heating_Natural Gas_Gas Boiler - High Turndown_A_Achievable Economic RVT Potential | F11 | Industrial | Paper and Printing | New | Space Heating | Natural Gas | Gas Boiler - High Turndown | A | Purchases (Cumulative) | Achievable Economic RVT Potential | 0 | 0 | 0 | 0 | 0 | 0 | 0 | 0 | 0 | 0 | 0 | 0 | 0 | 0 | 0 | 0 | 0 | 0 | 0 | 0 | 0 | 0 | 0 | 0 | 0 | 0 | 0 | 0 | 0 | 0 | 0
F1_Industrial_Paper and Printing_New_Process_Natural Gas_Gas Boiler - High Turndown_A_Achievable Economic RVT Potential | F1 | Industrial | Paper and Printing | New | Process | Natural Gas | Gas Boiler - High Turndown | A | Integrated Unit Energy Savings (kWh or therms) | Achievable Economic RVT Potential | 0 | 0 | 0 | 0 | 0 | 75.7178 | 75.4014 | 75.1186 | 74.8589 | 74.6119 | 74.4294 | 74.2937 | 74.1947 | 74.1248 | 74.0775 | 74.0513 | 74.0412 | 74.0437 | 74.0542 | 74.0687 | 74.1062 | 74.1422 | 74.1732 | 74.1998 | 74.2226 | 74.2922 | 74.3567 | 74.4165 | 76.093 | 76.093 | 76.093
F2_Industrial_Paper and Printing_New_Process_Natural Gas_Gas Boiler - High Turndown_A_Achievable Economic RVT Potential | F2 | Industrial | Paper and Printing | New | Process | Natural Gas | Gas Boiler - High Turndown | A | Integrated Unit Summer Peak Savings (kW) | Achievable Economic RVT Potential | 0 | 0 | 0 | 0 | 0 | 0 | 0 | 0 | 0 | 0 | 0 | 0 | 0 | 0 | 0 | 0 | 0 | 0 | 0 | 0 | 0 | 0 | 0 | 0 | 0 | 0 | 0 | 0 | 0 | 0 | 0
F3_Industrial_Paper and Printing_New_Process_Natural Gas_Gas Boiler - High Turndown_A_Achievable Economic RVT Potential | F3 | Industrial | Paper and Printing | New | Process | Natural Gas | Gas Boiler - High Turndown | A | Integrated Unit Winter Peak Savings (kW) | Achievable Economic RVT Potential | 0 | 0 | 0 | 0 | 0 | 0 | 0 | 0 | 0 | 0 | 0 | 0 | 0 | 0 | 0 | 0 | 0 | 0 | 0 | 0 | 0 | 0 | 0 | 0 | 0 | 0 | 0 | 0 | 0 | 0 | 0
F4_Industrial_Paper and Printing_New_Process_Natural Gas_Gas Boiler - High Turndown_A_Achievable Economic RVT Potential | F4 | Industrial | Paper and Printing | New | Process | Natural Gas | Gas Boiler - High Turndown | A | Incremental Energy Savings (MWh or mTherms) | Achievable Economic RVT Potential | 0 | 0 | 0 | 0 | 0 | 0 | 0 | 0 | 0 | 0 | 0 | 0 | 0 | 0 | 0 | 0 | 0 | 0 | 0 | 0 | 0 | 0 | 0 | 0 | 0 | 0 | 0 | 0 | 0 | 0 | 0
F5_Industrial_Paper and Printing_New_Process_Natural Gas_Gas Boiler - High Turndown_A_Achievable Economic RVT Potential | F5 | Industrial | Paper and Printing | New | Process | Natural Gas | Gas Boiler - High Turndown | A | Incremental Summer Peak Savings (MW) | Achievable Economic RVT Potential | 0 | 0 | 0 | 0 | 0 | 0 | 0 | 0 | 0 | 0 | 0 | 0 | 0 | 0 | 0 | 0 | 0 | 0 | 0 | 0 | 0 | 0 | 0 | 0 | 0 | 0 | 0 | 0 | 0 | 0 | 0
F6_Industrial_Paper and Printing_New_Process_Natural Gas_Gas Boiler - High Turndown_A_Achievable Economic RVT Potential | F6 | Industrial | Paper and Printing | New | Process | Natural Gas | Gas Boiler - High Turndown | A | Incremental Winter Peak Savings (MW) | Achievable Economic RVT Potential | 0 | 0 | 0 | 0 | 0 | 0 | 0 | 0 | 0 | 0 | 0 | 0 | 0 | 0 | 0 | 0 | 0 | 0 | 0 | 0 | 0 | 0 | 0 | 0 | 0 | 0 | 0 | 0 | 0 | 0 | 0
F7_Industrial_Paper and Printing_New_Process_Natural Gas_Gas Boiler - High Turndown_A_Achievable Economic RVT Potential | F7 | Industrial | Paper and Printing | New | Process | Natural Gas | Gas Boiler - High Turndown | A | Cumulative Energy Savings (MWh or mTherms) | Achievable Economic RVT Potential | 0 | 0 | 0 | 0 | 0 | 0 | 0 | 0 | 0 | 0 | 0 | 0 | 0 | 0 | 0 | 0 | 0 | 0 | 0 | 0 | 0 | 0 | 0 | 0 | 0 | 0 | 0 | 0 | 0 | 0 | 0
F8_Industrial_Paper and Printing_New_Process_Natural Gas_Gas Boiler - High Turndown_A_Achievable Economic RVT Potential | F8 | Industrial | Paper and Printing | New | Process | Natural Gas | Gas Boiler - High Turndown | A | Cumulative Summer Peak Savings (MW) | Achievable Economic RVT Potential | 0 | 0 | 0 | 0 | 0 | 0 | 0 | 0 | 0 | 0 | 0 | 0 | 0 | 0 | 0 | 0 | 0 | 0 | 0 | 0 | 0 | 0 | 0 | 0 | 0 | 0 | 0 | 0 | 0 | 0 | 0
F9_Industrial_Paper and Printing_New_Process_Natural Gas_Gas Boiler - High Turndown_A_Achievable Economic RVT Potential | F9 | Industrial | Paper and Printing | New | Process | Natural Gas | Gas Boiler - High Turndown | A | Cumulative Winter Peak Savings (MW) | Achievable Economic RVT Potential | 0 | 0 | 0 | 0 | 0 | 0 | 0 | 0 | 0 | 0 | 0 | 0 | 0 | 0 | 0 | 0 | 0 | 0 | 0 | 0 | 0 | 0 | 0 | 0 | 0 | 0 | 0 | 0 | 0 | 0 | 0
F10_Industrial_Paper and Printing_New_Process_Natural Gas_Gas Boiler - High Turndown_A_Achievable Economic RVT Potential | F10 | Industrial | Paper and Printing | New | Process | Natural Gas | Gas Boiler - High Turndown | A | Purchases (Incremental) | Achievable Economic RVT Potential | 0 | 0 | 0 | 0 | 0 | 0 | 0 | 0 | 0 | 0 | 0 | 0 | 0 | 0 | 0 | 0 | 0 | 0 | 0 | 0 | 0 | 0 | 0 | 0 | 0 | 0 | 0 | 0 | 0 | 0 | 0
F11_Industrial_Paper and Printing_New_Process_Natural Gas_Gas Boiler - High Turndown_A_Achievable Economic RVT Potential | F11 | Industrial | Paper and Printing | New | Process | Natural Gas | Gas Boiler - High Turndown | A | Purchases (Cumulative) | Achievable Economic RVT Potential | 0 | 0 | 0 | 0 | 0 | 0 | 0 | 0 | 0 | 0 | 0 | 0 | 0 | 0 | 0 | 0 | 0 | 0 | 0 | 0 | 0 | 0 | 0 | 0 | 0 | 0 | 0 | 0 | 0 | 0 | 0
F1_Industrial_Paper and Printing_New_Space Heating_Natural Gas_Gas Boiler - Burner Control Optimization_A_Achievable Economic RVT Potential | F1 | Industrial | Paper and Printing | New | Space Heating | Natural Gas | Gas Boiler - Burner Control Optimization | A | Integrated Unit Energy Savings (kWh or therms) | Achievable Economic RVT Potential | 0 | 0 | 0 | 0 | 0 | 0 | 0 | 0 | 0 | 0 | 0 | 0 | 0 | 0 | 0 | 0 | 0 | 0 | 0 | 0 | 0 | 0 | 0 | 0 | 0 | 0 | 0 | 0 | 0 | 0 | 0
F2_Industrial_Paper and Printing_New_Space Heating_Natural Gas_Gas Boiler - Burner Control Optimization_A_Achievable Economic RVT Potential | F2 | Industrial | Paper and Printing | New | Space Heating | Natural Gas | Gas Boiler - Burner Control Optimization | A | Integrated Unit Summer Peak Savings (kW) | Achievable Economic RVT Potential | 0 | 0 | 0 | 0 | 0 | 0 | 0 | 0 | 0 | 0 | 0 | 0 | 0 | 0 | 0 | 0 | 0 | 0 | 0 | 0 | 0 | 0 | 0 | 0 | 0 | 0 | 0 | 0 | 0 | 0 | 0
F3_Industrial_Paper and Printing_New_Space Heating_Natural Gas_Gas Boiler - Burner Control Optimization_A_Achievable Economic RVT Potential | F3 | Industrial | Paper and Printing | New | Space Heating | Natural Gas | Gas Boiler - Burner Control Optimization | A | Integrated Unit Winter Peak Savings (kW) | Achievable Economic RVT Potential | 0 | 0 | 0 | 0 | 0 | 0 | 0 | 0 | 0 | 0 | 0 | 0 | 0 | 0 | 0 | 0 | 0 | 0 | 0 | 0 | 0 | 0 | 0 | 0 | 0 | 0 | 0 | 0 | 0 | 0 | 0
F4_Industrial_Paper and Printing_New_Space Heating_Natural Gas_Gas Boiler - Burner Control Optimization_A_Achievable Economic RVT Potential | F4 | Industrial | Paper and Printing | New | Space Heating | Natural Gas | Gas Boiler - Burner Control Optimization | A | Incremental Energy Savings (MWh or mTherms) | Achievable Economic RVT Potential | 0 | 0 | 0 | 0 | 0 | 0 | 0 | 0 | 0 | 0 | 0 | 0 | 0 | 0 | 0 | 0 | 0 | 0 | 0 | 0 | 0 | 0 | 0 | 0 | 0 | 0 | 0 | 0 | 0 | 0 | 0
F5_Industrial_Paper and Printing_New_Space Heating_Natural Gas_Gas Boiler - Burner Control Optimization_A_Achievable Economic RVT Potential | F5 | Industrial | Paper and Printing | New | Space Heating | Natural Gas | Gas Boiler - Burner Control Optimization | A | Incremental Summer Peak Savings (MW) | Achievable Economic RVT Potential | 0 | 0 | 0 | 0 | 0 | 0 | 0 | 0 | 0 | 0 | 0 | 0 | 0 | 0 | 0 | 0 | 0 | 0 | 0 | 0 | 0 | 0 | 0 | 0 | 0 | 0 | 0 | 0 | 0 | 0 | 0
F6_Industrial_Paper and Printing_New_Space Heating_Natural Gas_Gas Boiler - Burner Control Optimization_A_Achievable Economic RVT Potential | F6 | Industrial | Paper and Printing | New | Space Heating | Natural Gas | Gas Boiler - Burner Control Optimization | A | Incremental Winter Peak Savings (MW) | Achievable Economic RVT Potential | 0 | 0 | 0 | 0 | 0 | 0 | 0 | 0 | 0 | 0 | 0 | 0 | 0 | 0 | 0 | 0 | 0 | 0 | 0 | 0 | 0 | 0 | 0 | 0 | 0 | 0 | 0 | 0 | 0 | 0 | 0
F7_Industrial_Paper and Printing_New_Space Heating_Natural Gas_Gas Boiler - Burner Control Optimization_A_Achievable Economic RVT Potential | F7 | Industrial | Paper and Printing | New | Space Heating | Natural Gas | Gas Boiler - Burner Control Optimization | A | Cumulative Energy Savings (MWh or mTherms) | Achievable Economic RVT Potential | 0 | 0 | 0 | 0 | 0 | 0 | 0 | 0 | 0 | 0 | 0 | 0 | 0 | 0 | 0 | 0 | 0 | 0 | 0 | 0 | 0 | 0 | 0 | 0 | 0 | 0 | 0 | 0 | 0 | 0 | 0
F8_Industrial_Paper and Printing_New_Space Heating_Natural Gas_Gas Boiler - Burner Control Optimization_A_Achievable Economic RVT Potential | F8 | Industrial | Paper and Printing | New | Space Heating | Natural Gas | Gas Boiler - Burner Control Optimization | A | Cumulative Summer Peak Savings (MW) | Achievable Economic RVT Potential | 0 | 0 | 0 | 0 | 0 | 0 | 0 | 0 | 0 | 0 | 0 | 0 | 0 | 0 | 0 | 0 | 0 | 0 | 0 | 0 | 0 | 0 | 0 | 0 | 0 | 0 | 0 | 0 | 0 | 0 | 0
F9_Industrial_Paper and Printing_New_Space Heating_Natural Gas_Gas Boiler - Burner Control Optimization_A_Achievable Economic RVT Potential | F9 | Industrial | Paper and Printing | New | Space Heating | Natural Gas | Gas Boiler - Burner Control Optimization | A | Cumulative Winter Peak Savings (MW) | Achievable Economic RVT Potential | 0 | 0 | 0 | 0 | 0 | 0 | 0 | 0 | 0 | 0 | 0 | 0 | 0 | 0 | 0 | 0 | 0 | 0 | 0 | 0 | 0 | 0 | 0 | 0 | 0 | 0 | 0 | 0 | 0 | 0 | 0
F10_Industrial_Paper and Printing_New_Space Heating_Natural Gas_Gas Boiler - Burner Control Optimization_A_Achievable Economic RVT Potential | F10 | Industrial | Paper and Printing | New | Space Heating | Natural Gas | Gas Boiler - Burner Control Optimization | A | Purchases (Incremental) | Achievable Economic RVT Potential | 0 | 0 | 0 | 0 | 0 | 0 | 0 | 0 | 0 | 0 | 0 | 0 | 0 | 0 | 0 | 0 | 0 | 0 | 0 | 0 | 0 | 0 | 0 | 0 | 0 | 0 | 0 | 0 | 0 | 0 | 0
F11_Industrial_Paper and Printing_New_Space Heating_Natural Gas_Gas Boiler - Burner Control Optimization_A_Achievable Economic RVT Potential | F11 | Industrial | Paper and Printing | New | Space Heating | Natural Gas | Gas Boiler - Burner Control Optimization | A | Purchases (Cumulative) | Achievable Economic RVT Potential | 0 | 0 | 0 | 0 | 0 | 0 | 0 | 0 | 0 | 0 | 0 | 0 | 0 | 0 | 0 | 0 | 0 | 0 | 0 | 0 | 0 | 0 | 0 | 0 | 0 | 0 | 0 | 0 | 0 | 0 | 0
F1_Industrial_Paper and Printing_New_Process_Natural Gas_Gas Boiler - Burner Control Optimization_A_Achievable Economic RVT Potential | F1 | Industrial | Paper and Printing | New | Process | Natural Gas | Gas Boiler - Burner Control Optimization | A | Integrated Unit Energy Savings (kWh or therms) | Achievable Economic RVT Potential | 0 | 0 | 0 | 0 | 0 | 21.9582 | 21.8664 | 21.7844 | 21.7091 | 21.6375 | 21.5845 | 21.5452 | 21.5165 | 21.4962 | 21.4825 | 21.4749 | 21.4719 | 21.4727 | 21.4757 | 21.4799 | 21.4908 | 21.5012 | 21.5102 | 21.5179 | 21.5246 | 21.5448 | 21.5634 | 21.5808 | 22.067 | 22.067 | 22.067
F2_Industrial_Paper and Printing_New_Process_Natural Gas_Gas Boiler - Burner Control Optimization_A_Achievable Economic RVT Potential | F2 | Industrial | Paper and Printing | New | Process | Natural Gas | Gas Boiler - Burner Control Optimization | A | Integrated Unit Summer Peak Savings (kW) | Achievable Economic RVT Potential | 0 | 0 | 0 | 0 | 0 | 0 | 0 | 0 | 0 | 0 | 0 | 0 | 0 | 0 | 0 | 0 | 0 | 0 | 0 | 0 | 0 | 0 | 0 | 0 | 0 | 0 | 0 | 0 | 0 | 0 | 0
F3_Industrial_Paper and Printing_New_Process_Natural Gas_Gas Boiler - Burner Control Optimization_A_Achievable Economic RVT Potential | F3 | Industrial | Paper and Printing | New | Process | Natural Gas | Gas Boiler - Burner Control Optimization | A | Integrated Unit Winter Peak Savings (kW) | Achievable Economic RVT Potential | 0 | 0 | 0 | 0 | 0 | 0 | 0 | 0 | 0 | 0 | 0 | 0 | 0 | 0 | 0 | 0 | 0 | 0 | 0 | 0 | 0 | 0 | 0 | 0 | 0 | 0 | 0 | 0 | 0 | 0 | 0
F4_Industrial_Paper and Printing_New_Process_Natural Gas_Gas Boiler - Burner Control Optimization_A_Achievable Economic RVT Potential | F4 | Industrial | Paper and Printing | New | Process | Natural Gas | Gas Boiler - Burner Control Optimization | A | Incremental Energy Savings (MWh or mTherms) | Achievable Economic RVT Potential | 0 | 0 | 0 | 0 | 0 | 0 | 0 | 0 | 0 | 0 | 0 | 0 | 0 | 0 | 0 | 0 | 0 | 0 | 0 | 0 | 0 | 0 | 0 | 0 | 0 | 0 | 0 | 0 | 0 | 0 | 0
F5_Industrial_Paper and Printing_New_Process_Natural Gas_Gas Boiler - Burner Control Optimization_A_Achievable Economic RVT Potential | F5 | Industrial | Paper and Printing | New | Process | Natural Gas | Gas Boiler - Burner Control Optimization | A | Incremental Summer Peak Savings (MW) | Achievable Economic RVT Potential | 0 | 0 | 0 | 0 | 0 | 0 | 0 | 0 | 0 | 0 | 0 | 0 | 0 | 0 | 0 | 0 | 0 | 0 | 0 | 0 | 0 | 0 | 0 | 0 | 0 | 0 | 0 | 0 | 0 | 0 | 0
F6_Industrial_Paper and Printing_New_Process_Natural Gas_Gas Boiler - Burner Control Optimization_A_Achievable Economic RVT Potential | F6 | Industrial | Paper and Printing | New | Process | Natural Gas | Gas Boiler - Burner Control Optimization | A | Incremental Winter Peak Savings (MW) | Achievable Economic RVT Potential | 0 | 0 | 0 | 0 | 0 | 0 | 0 | 0 | 0 | 0 | 0 | 0 | 0 | 0 | 0 | 0 | 0 | 0 | 0 | 0 | 0 | 0 | 0 | 0 | 0 | 0 | 0 | 0 | 0 | 0 | 0
F7_Industrial_Paper and Printing_New_Process_Natural Gas_Gas Boiler - Burner Control Optimization_A_Achievable Economic RVT Potential | F7 | Industrial | Paper and Printing | New | Process | Natural Gas | Gas Boiler - Burner Control Optimization | A | Cumulative Energy Savings (MWh or mTherms) | Achievable Economic RVT Potential | 0 | 0 | 0 | 0 | 0 | 0 | 0 | 0 | 0 | 0 | 0 | 0 | 0 | 0 | 0 | 0 | 0 | 0 | 0 | 0 | 0 | 0 | 0 | 0 | 0 | 0 | 0 | 0 | 0 | 0 | 0
F8_Industrial_Paper and Printing_New_Process_Natural Gas_Gas Boiler - Burner Control Optimization_A_Achievable Economic RVT Potential | F8 | Industrial | Paper and Printing | New | Process | Natural Gas | Gas Boiler - Burner Control Optimization | A | Cumulative Summer Peak Savings (MW) | Achievable Economic RVT Potential | 0 | 0 | 0 | 0 | 0 | 0 | 0 | 0 | 0 | 0 | 0 | 0 | 0 | 0 | 0 | 0 | 0 | 0 | 0 | 0 | 0 | 0 | 0 | 0 | 0 | 0 | 0 | 0 | 0 | 0 | 0
F9_Industrial_Paper and Printing_New_Process_Natural Gas_Gas Boiler - Burner Control Optimization_A_Achievable Economic RVT Potential | F9 | Industrial | Paper and Printing | New | Process | Natural Gas | Gas Boiler - Burner Control Optimization | A | Cumulative Winter Peak Savings (MW) | Achievable Economic RVT Potential | 0 | 0 | 0 | 0 | 0 | 0 | 0 | 0 | 0 | 0 | 0 | 0 | 0 | 0 | 0 | 0 | 0 | 0 | 0 | 0 | 0 | 0 | 0 | 0 | 0 | 0 | 0 | 0 | 0 | 0 | 0
F10_Industrial_Paper and Printing_New_Process_Natural Gas_Gas Boiler - Burner Control Optimization_A_Achievable Economic RVT Potential | F10 | Industrial | Paper and Printing | New | Process | Natural Gas | Gas Boiler - Burner Control Optimization | A | Purchases (Incremental) | Achievable Economic RVT Potential | 0 | 0 | 0 | 0 | 0 | 0 | 0 | 0 | 0 | 0 | 0 | 0 | 0 | 0 | 0 | 0 | 0 | 0 | 0 | 0 | 0 | 0 | 0 | 0 | 0 | 0 | 0 | 0 | 0 | 0 | 0
F11_Industrial_Paper and Printing_New_Process_Natural Gas_Gas Boiler - Burner Control Optimization_A_Achievable Economic RVT Potential | F11 | Industrial | Paper and Printing | New | Process | Natural Gas | Gas Boiler - Burner Control Optimization | A | Purchases (Cumulative) | Achievable Economic RVT Potential | 0 | 0 | 0 | 0 | 0 | 0 | 0 | 0 | 0 | 0 | 0 | 0 | 0 | 0 | 0 | 0 | 0 | 0 | 0 | 0 | 0 | 0 | 0 | 0 | 0 | 0 | 0 | 0 | 0 | 0 | 0
F1_Industrial_Paper and Printing_New_Space Heating_Natural Gas_HVAC - Demand Controlled Ventilation_A_Achievable Economic RVT Potential | F1 | Industrial | Paper and Printing | New | Space Heating | Natural Gas | HVAC - Demand Controlled Ventilation | A | Integrated Unit Energy Savings (kWh or therms) | Achievable Economic RVT Potential | 0 | 0 | 0 | 0 | 0 | 0 | 0 | 0 | 0 | 0 | 0 | 0 | 0 | 0 | 0 | 0 | 0 | 0 | 0 | 0 | 0 | 0 | 0 | 0 | 0 | 0 | 0 | 0 | 0 | 0 | 0
F2_Industrial_Paper and Printing_New_Space Heating_Natural Gas_HVAC - Demand Controlled Ventilation_A_Achievable Economic RVT Potential | F2 | Industrial | Paper and Printing | New | Space Heating | Natural Gas | HVAC - Demand Controlled Ventilation | A | Integrated Unit Summer Peak Savings (kW) | Achievable Economic RVT Potential | 0 | 0 | 0 | 0 | 0 | 0 | 0 | 0 | 0 | 0 | 0 | 0 | 0 | 0 | 0 | 0 | 0 | 0 | 0 | 0 | 0 | 0 | 0 | 0 | 0 | 0 | 0 | 0 | 0 | 0 | 0
F3_Industrial_Paper and Printing_New_Space Heating_Natural Gas_HVAC - Demand Controlled Ventilation_A_Achievable Economic RVT Potential | F3 | Industrial | Paper and Printing | New | Space Heating | Natural Gas | HVAC - Demand Controlled Ventilation | A | Integrated Unit Winter Peak Savings (kW) | Achievable Economic RVT Potential | 0 | 0 | 0 | 0 | 0 | 0 | 0 | 0 | 0 | 0 | 0 | 0 | 0 | 0 | 0 | 0 | 0 | 0 | 0 | 0 | 0 | 0 | 0 | 0 | 0 | 0 | 0 | 0 | 0 | 0 | 0
F4_Industrial_Paper and Printing_New_Space Heating_Natural Gas_HVAC - Demand Controlled Ventilation_A_Achievable Economic RVT Potential | F4 | Industrial | Paper and Printing | New | Space Heating | Natural Gas | HVAC - Demand Controlled Ventilation | A | Incremental Energy Savings (MWh or mTherms) | Achievable Economic RVT Potential | 0 | 0 | 0 | 0 | 0 | 0 | 0 | 0 | 0 | 0 | 0 | 0 | 0 | 0 | 0 | 0 | 0 | 0 | 0 | 0 | 0 | 0 | 0 | 0 | 0 | 0 | 0 | 0 | 0 | 0 | 0
F5_Industrial_Paper and Printing_New_Space Heating_Natural Gas_HVAC - Demand Controlled Ventilation_A_Achievable Economic RVT Potential | F5 | Industrial | Paper and Printing | New | Space Heating | Natural Gas | HVAC - Demand Controlled Ventilation | A | Incremental Summer Peak Savings (MW) | Achievable Economic RVT Potential | 0 | 0 | 0 | 0 | 0 | 0 | 0 | 0 | 0 | 0 | 0 | 0 | 0 | 0 | 0 | 0 | 0 | 0 | 0 | 0 | 0 | 0 | 0 | 0 | 0 | 0 | 0 | 0 | 0 | 0 | 0
F6_Industrial_Paper and Printing_New_Space Heating_Natural Gas_HVAC - Demand Controlled Ventilation_A_Achievable Economic RVT Potential | F6 | Industrial | Paper and Printing | New | Space Heating | Natural Gas | HVAC - Demand Controlled Ventilation | A | Incremental Winter Peak Savings (MW) | Achievable Economic RVT Potential | 0 | 0 | 0 | 0 | 0 | 0 | 0 | 0 | 0 | 0 | 0 | 0 | 0 | 0 | 0 | 0 | 0 | 0 | 0 | 0 | 0 | 0 | 0 | 0 | 0 | 0 | 0 | 0 | 0 | 0 | 0
F7_Industrial_Paper and Printing_New_Space Heating_Natural Gas_HVAC - Demand Controlled Ventilation_A_Achievable Economic RVT Potential | F7 | Industrial | Paper and Printing | New | Space Heating | Natural Gas | HVAC - Demand Controlled Ventilation | A | Cumulative Energy Savings (MWh or mTherms) | Achievable Economic RVT Potential | 0 | 0 | 0 | 0 | 0 | 0 | 0 | 0 | 0 | 0 | 0 | 0 | 0 | 0 | 0 | 0 | 0 | 0 | 0 | 0 | 0 | 0 | 0 | 0 | 0 | 0 | 0 | 0 | 0 | 0 | 0
F8_Industrial_Paper and Printing_New_Space Heating_Natural Gas_HVAC - Demand Controlled Ventilation_A_Achievable Economic RVT Potential | F8 | Industrial | Paper and Printing | New | Space Heating | Natural Gas | HVAC - Demand Controlled Ventilation | A | Cumulative Summer Peak Savings (MW) | Achievable Economic RVT Potential | 0 | 0 | 0 | 0 | 0 | 0 | 0 | 0 | 0 | 0 | 0 | 0 | 0 | 0 | 0 | 0 | 0 | 0 | 0 | 0 | 0 | 0 | 0 | 0 | 0 | 0 | 0 | 0 | 0 | 0 | 0
F9_Industrial_Paper and Printing_New_Space Heating_Natural Gas_HVAC - Demand Controlled Ventilation_A_Achievable Economic RVT Potential | F9 | Industrial | Paper and Printing | New | Space Heating | Natural Gas | HVAC - Demand Controlled Ventilation | A | Cumulative Winter Peak Savings (MW) | Achievable Economic RVT Potential | 0 | 0 | 0 | 0 | 0 | 0 | 0 | 0 | 0 | 0 | 0 | 0 | 0 | 0 | 0 | 0 | 0 | 0 | 0 | 0 | 0 | 0 | 0 | 0 | 0 | 0 | 0 | 0 | 0 | 0 | 0
F10_Industrial_Paper and Printing_New_Space Heating_Natural Gas_HVAC - Demand Controlled Ventilation_A_Achievable Economic RVT Potential | F10 | Industrial | Paper and Printing | New | Space Heating | Natural Gas | HVAC - Demand Controlled Ventilation | A | Purchases (Incremental) | Achievable Economic RVT Potential | 0 | 0 | 0 | 0 | 0 | 0 | 0 | 0 | 0 | 0 | 0 | 0 | 0 | 0 | 0 | 0 | 0 | 0 | 0 | 0 | 0 | 0 | 0 | 0 | 0 | 0 | 0 | 0 | 0 | 0 | 0
F11_Industrial_Paper and Printing_New_Space Heating_Natural Gas_HVAC - Demand Controlled Ventilation_A_Achievable Economic RVT Potential | F11 | Industrial | Paper and Printing | New | Space Heating | Natural Gas | HVAC - Demand Controlled Ventilation | A | Purchases (Cumulative) | Achievable Economic RVT Potential | 0 | 0 | 0 | 0 | 0 | 0 | 0 | 0 | 0 | 0 | 0 | 0 | 0 | 0 | 0 | 0 | 0 | 0 | 0 | 0 | 0 | 0 | 0 | 0 | 0 | 0 | 0 | 0 | 0 | 0 | 0
F1_Industrial_Paper and Printing_New_Space Heating_Natural Gas_Gas Boiler - Stack Economizer_A_Achievable Economic RVT Potential | F1 | Industrial | Paper and Printing | New | Space Heating | Natural Gas | Gas Boiler - Stack Economizer | A | Integrated Unit Energy Savings (kWh or therms) | Achievable Economic RVT Potential | 0 | 0 | 0 | 0 | 0 | 0 | 0 | 0 | 0 | 0 | 0 | 0 | 0 | 0 | 0 | 0 | 0 | 0 | 0 | 0 | 0 | 0 | 0 | 0 | 0 | 0 | 0 | 0 | 0 | 0 | 0
F2_Industrial_Paper and Printing_New_Space Heating_Natural Gas_Gas Boiler - Stack Economizer_A_Achievable Economic RVT Potential | F2 | Industrial | Paper and Printing | New | Space Heating | Natural Gas | Gas Boiler - Stack Economizer | A | Integrated Unit Summer Peak Savings (kW) | Achievable Economic RVT Potential | 0 | 0 | 0 | 0 | 0 | 0 | 0 | 0 | 0 | 0 | 0 | 0 | 0 | 0 | 0 | 0 | 0 | 0 | 0 | 0 | 0 | 0 | 0 | 0 | 0 | 0 | 0 | 0 | 0 | 0 | 0
F3_Industrial_Paper and Printing_New_Space Heating_Natural Gas_Gas Boiler - Stack Economizer_A_Achievable Economic RVT Potential | F3 | Industrial | Paper and Printing | New | Space Heating | Natural Gas | Gas Boiler - Stack Economizer | A | Integrated Unit Winter Peak Savings (kW) | Achievable Economic RVT Potential | 0 | 0 | 0 | 0 | 0 | 0 | 0 | 0 | 0 | 0 | 0 | 0 | 0 | 0 | 0 | 0 | 0 | 0 | 0 | 0 | 0 | 0 | 0 | 0 | 0 | 0 | 0 | 0 | 0 | 0 | 0
F4_Industrial_Paper and Printing_New_Space Heating_Natural Gas_Gas Boiler - Stack Economizer_A_Achievable Economic RVT Potential | F4 | Industrial | Paper and Printing | New | Space Heating | Natural Gas | Gas Boiler - Stack Economizer | A | Incremental Energy Savings (MWh or mTherms) | Achievable Economic RVT Potential | 0 | 0 | 0 | 0 | 0 | 0 | 0 | 0 | 0 | 0 | 0 | 0 | 0 | 0 | 0 | 0 | 0 | 0 | 0 | 0 | 0 | 0 | 0 | 0 | 0 | 0 | 0 | 0 | 0 | 0 | 0
F5_Industrial_Paper and Printing_New_Space Heating_Natural Gas_Gas Boiler - Stack Economizer_A_Achievable Economic RVT Potential | F5 | Industrial | Paper and Printing | New | Space Heating | Natural Gas | Gas Boiler - Stack Economizer | A | Incremental Summer Peak Savings (MW) | Achievable Economic RVT Potential | 0 | 0 | 0 | 0 | 0 | 0 | 0 | 0 | 0 | 0 | 0 | 0 | 0 | 0 | 0 | 0 | 0 | 0 | 0 | 0 | 0 | 0 | 0 | 0 | 0 | 0 | 0 | 0 | 0 | 0 | 0
F6_Industrial_Paper and Printing_New_Space Heating_Natural Gas_Gas Boiler - Stack Economizer_A_Achievable Economic RVT Potential | F6 | Industrial | Paper and Printing | New | Space Heating | Natural Gas | Gas Boiler - Stack Economizer | A | Incremental Winter Peak Savings (MW) | Achievable Economic RVT Potential | 0 | 0 | 0 | 0 | 0 | 0 | 0 | 0 | 0 | 0 | 0 | 0 | 0 | 0 | 0 | 0 | 0 | 0 | 0 | 0 | 0 | 0 | 0 | 0 | 0 | 0 | 0 | 0 | 0 | 0 | 0
F7_Industrial_Paper and Printing_New_Space Heating_Natural Gas_Gas Boiler - Stack Economizer_A_Achievable Economic RVT Potential | F7 | Industrial | Paper and Printing | New | Space Heating | Natural Gas | Gas Boiler - Stack Economizer | A | Cumulative Energy Savings (MWh or mTherms) | Achievable Economic RVT Potential | 0 | 0 | 0 | 0 | 0 | 0 | 0 | 0 | 0 | 0 | 0 | 0 | 0 | 0 | 0 | 0 | 0 | 0 | 0 | 0 | 0 | 0 | 0 | 0 | 0 | 0 | 0 | 0 | 0 | 0 | 0
F8_Industrial_Paper and Printing_New_Space Heating_Natural Gas_Gas Boiler - Stack Economizer_A_Achievable Economic RVT Potential | F8 | Industrial | Paper and Printing | New | Space Heating | Natural Gas | Gas Boiler - Stack Economizer | A | Cumulative Summer Peak Savings (MW) | Achievable Economic RVT Potential | 0 | 0 | 0 | 0 | 0 | 0 | 0 | 0 | 0 | 0 | 0 | 0 | 0 | 0 | 0 | 0 | 0 | 0 | 0 | 0 | 0 | 0 | 0 | 0 | 0 | 0 | 0 | 0 | 0 | 0 | 0
F9_Industrial_Paper and Printing_New_Space Heating_Natural Gas_Gas Boiler - Stack Economizer_A_Achievable Economic RVT Potential | F9 | Industrial | Paper and Printing | New | Space Heating | Natural Gas | Gas Boiler - Stack Economizer | A | Cumulative Winter Peak Savings (MW) | Achievable Economic RVT Potential | 0 | 0 | 0 | 0 | 0 | 0 | 0 | 0 | 0 | 0 | 0 | 0 | 0 | 0 | 0 | 0 | 0 | 0 | 0 | 0 | 0 | 0 | 0 | 0 | 0 | 0 | 0 | 0 | 0 | 0 | 0
F10_Industrial_Paper and Printing_New_Space Heating_Natural Gas_Gas Boiler - Stack Economizer_A_Achievable Economic RVT Potential | F10 | Industrial | Paper and Printing | New | Space Heating | Natural Gas | Gas Boiler - Stack Economizer | A | Purchases (Incremental) | Achievable Economic RVT Potential | 0 | 0 | 0 | 0 | 0 | 0 | 0 | 0 | 0 | 0 | 0 | 0 | 0 | 0 | 0 | 0 | 0 | 0 | 0 | 0 | 0 | 0 | 0 | 0 | 0 | 0 | 0 | 0 | 0 | 0 | 0
F11_Industrial_Paper and Printing_New_Space Heating_Natural Gas_Gas Boiler - Stack Economizer_A_Achievable Economic RVT Potential | F11 | Industrial | Paper and Printing | New | Space Heating | Natural Gas | Gas Boiler - Stack Economizer | A | Purchases (Cumulative) | Achievable Economic RVT Potential | 0 | 0 | 0 | 0 | 0 | 0 | 0 | 0 | 0 | 0 | 0 | 0 | 0 | 0 | 0 | 0 | 0 | 0 | 0 | 0 | 0 | 0 | 0 | 0 | 0 | 0 | 0 | 0 | 0 | 0 | 0
F1_Industrial_Paper and Printing_New_Process_Natural Gas_Gas Boiler - Stack Economizer_A_Achievable Economic RVT Potential | F1 | Industrial | Paper and Printing | New | Process | Natural Gas | Gas Boiler - Stack Economizer | A | Integrated Unit Energy Savings (kWh or therms) | Achievable Economic RVT Potential | 0 | 0 | 0 | 0 | 0 | 73.042 | 73.0381 | 73.0361 | 73.0376 | 73.0388 | 73.0398 | 73.0407 | 73.0413 | 73.0419 | 73.0424 | 73.0428 | 73.0432 | 73.0436 | 73.0439 | 73.0441 | 73.0444 | 73.0446 | 73.0448 | 73.045 | 73.0451 | 73.0453 | 73.0454 | 73.0456 | 73.0493 | 73.0493 | 73.0493
F2_Industrial_Paper and Printing_New_Process_Natural Gas_Gas Boiler - Stack Economizer_A_Achievable Economic RVT Potential | F2 | Industrial | Paper and Printing | New | Process | Natural Gas | Gas Boiler - Stack Economizer | A | Integrated Unit Summer Peak Savings (kW) | Achievable Economic RVT Potential | 0 | 0 | 0 | 0 | 0 | 0 | 0 | 0 | 0 | 0 | 0 | 0 | 0 | 0 | 0 | 0 | 0 | 0 | 0 | 0 | 0 | 0 | 0 | 0 | 0 | 0 | 0 | 0 | 0 | 0 | 0
F3_Industrial_Paper and Printing_New_Process_Natural Gas_Gas Boiler - Stack Economizer_A_Achievable Economic RVT Potential | F3 | Industrial | Paper and Printing | New | Process | Natural Gas | Gas Boiler - Stack Economizer | A | Integrated Unit Winter Peak Savings (kW) | Achievable Economic RVT Potential | 0 | 0 | 0 | 0 | 0 | 0 | 0 | 0 | 0 | 0 | 0 | 0 | 0 | 0 | 0 | 0 | 0 | 0 | 0 | 0 | 0 | 0 | 0 | 0 | 0 | 0 | 0 | 0 | 0 | 0 | 0
F4_Industrial_Paper and Printing_New_Process_Natural Gas_Gas Boiler - Stack Economizer_A_Achievable Economic RVT Potential | F4 | Industrial | Paper and Printing | New | Process | Natural Gas | Gas Boiler - Stack Economizer | A | Incremental Energy Savings (MWh or mTherms) | Achievable Economic RVT Potential | 0 | 0 | 0 | 0 | 0 | 0 | 0 | 0 | 0 | 0 | 0 | 0 | 0 | 0 | 0 | 0 | 0 | 0 | 0 | 0 | 0 | 0 | 0 | 0 | 0 | 0 | 0 | 0 | 0 | 0 | 0
F5_Industrial_Paper and Printing_New_Process_Natural Gas_Gas Boiler - Stack Economizer_A_Achievable Economic RVT Potential | F5 | Industrial | Paper and Printing | New | Process | Natural Gas | Gas Boiler - Stack Economizer | A | Incremental Summer Peak Savings (MW) | Achievable Economic RVT Potential | 0 | 0 | 0 | 0 | 0 | 0 | 0 | 0 | 0 | 0 | 0 | 0 | 0 | 0 | 0 | 0 | 0 | 0 | 0 | 0 | 0 | 0 | 0 | 0 | 0 | 0 | 0 | 0 | 0 | 0 | 0
F6_Industrial_Paper and Printing_New_Process_Natural Gas_Gas Boiler - Stack Economizer_A_Achievable Economic RVT Potential | F6 | Industrial | Paper and Printing | New | Process | Natural Gas | Gas Boiler - Stack Economizer | A | Incremental Winter Peak Savings (MW) | Achievable Economic RVT Potential | 0 | 0 | 0 | 0 | 0 | 0 | 0 | 0 | 0 | 0 | 0 | 0 | 0 | 0 | 0 | 0 | 0 | 0 | 0 | 0 | 0 | 0 | 0 | 0 | 0 | 0 | 0 | 0 | 0 | 0 | 0
F7_Industrial_Paper and Printing_New_Process_Natural Gas_Gas Boiler - Stack Economizer_A_Achievable Economic RVT Potential | F7 | Industrial | Paper and Printing | New | Process | Natural Gas | Gas Boiler - Stack Economizer | A | Cumulative Energy Savings (MWh or mTherms) | Achievable Economic RVT Potential | 0 | 0 | 0 | 0 | 0 | 0 | 0 | 0 | 0 | 0 | 0 | 0 | 0 | 0 | 0 | 0 | 0 | 0 | 0 | 0 | 0 | 0 | 0 | 0 | 0 | 0 | 0 | 0 | 0 | 0 | 0
F8_Industrial_Paper and Printing_New_Process_Natural Gas_Gas Boiler - Stack Economizer_A_Achievable Economic RVT Potential | F8 | Industrial | Paper and Printing | New | Process | Natural Gas | Gas Boiler - Stack Economizer | A | Cumulative Summer Peak Savings (MW) | Achievable Economic RVT Potential | 0 | 0 | 0 | 0 | 0 | 0 | 0 | 0 | 0 | 0 | 0 | 0 | 0 | 0 | 0 | 0 | 0 | 0 | 0 | 0 | 0 | 0 | 0 | 0 | 0 | 0 | 0 | 0 | 0 | 0 | 0
F9_Industrial_Paper and Printing_New_Process_Natural Gas_Gas Boiler - Stack Economizer_A_Achievable Economic RVT Potential | F9 | Industrial | Paper and Printing | New | Process | Natural Gas | Gas Boiler - Stack Economizer | A | Cumulative Winter Peak Savings (MW) | Achievable Economic RVT Potential | 0 | 0 | 0 | 0 | 0 | 0 | 0 | 0 | 0 | 0 | 0 | 0 | 0 | 0 | 0 | 0 | 0 | 0 | 0 | 0 | 0 | 0 | 0 | 0 | 0 | 0 | 0 | 0 | 0 | 0 | 0
F10_Industrial_Paper and Printing_New_Process_Natural Gas_Gas Boiler - Stack Economizer_A_Achievable Economic RVT Potential | F10 | Industrial | Paper and Printing | New | Process | Natural Gas | Gas Boiler - Stack Economizer | A | Purchases (Incremental) | Achievable Economic RVT Potential | 0 | 0 | 0 | 0 | 0 | 0 | 0 | 0 | 0 | 0 | 0 | 0 | 0 | 0 | 0 | 0 | 0 | 0 | 0 | 0 | 0 | 0 | 0 | 0 | 0 | 0 | 0 | 0 | 0 | 0 | 0
F11_Industrial_Paper and Printing_New_Process_Natural Gas_Gas Boiler - Stack Economizer_A_Achievable Economic RVT Potential | F11 | Industrial | Paper and Printing | New | Process | Natural Gas | Gas Boiler - Stack Economizer | A | Purchases (Cumulative) | Achievable Economic RVT Potential | 0 | 0 | 0 | 0 | 0 | 0 | 0 | 0 | 0 | 0 | 0 | 0 | 0 | 0 | 0 | 0 | 0 | 0 | 0 | 0 | 0 | 0 | 0 | 0 | 0 | 0 | 0 | 0 | 0 | 0 | 0
F1_Industrial_Paper and Printing_New_Space Heating_Natural Gas_Gas Furnace Tube Inserts_A_Achievable Economic RVT Potential | F1 | Industrial | Paper and Printing | New | Space Heating | Natural Gas | Gas Furnace Tube Inserts | A | Integrated Unit Energy Savings (kWh or therms) | Achievable Economic RVT Potential | 0 | 0 | 0 | 0 | 0 | 0 | 0 | 0 | 0 | 0 | 0 | 0 | 0 | 0 | 0 | 0 | 0 | 0 | 0 | 0 | 0 | 0 | 0 | 0 | 0 | 0 | 0 | 0 | 0 | 0 | 0
F2_Industrial_Paper and Printing_New_Space Heating_Natural Gas_Gas Furnace Tube Inserts_A_Achievable Economic RVT Potential | F2 | Industrial | Paper and Printing | New | Space Heating | Natural Gas | Gas Furnace Tube Inserts | A | Integrated Unit Summer Peak Savings (kW) | Achievable Economic RVT Potential | 0 | 0 | 0 | 0 | 0 | 0 | 0 | 0 | 0 | 0 | 0 | 0 | 0 | 0 | 0 | 0 | 0 | 0 | 0 | 0 | 0 | 0 | 0 | 0 | 0 | 0 | 0 | 0 | 0 | 0 | 0
F3_Industrial_Paper and Printing_New_Space Heating_Natural Gas_Gas Furnace Tube Inserts_A_Achievable Economic RVT Potential | F3 | Industrial | Paper and Printing | New | Space Heating | Natural Gas | Gas Furnace Tube Inserts | A | Integrated Unit Winter Peak Savings (kW) | Achievable Economic RVT Potential | 0 | 0 | 0 | 0 | 0 | 0 | 0 | 0 | 0 | 0 | 0 | 0 | 0 | 0 | 0 | 0 | 0 | 0 | 0 | 0 | 0 | 0 | 0 | 0 | 0 | 0 | 0 | 0 | 0 | 0 | 0
F4_Industrial_Paper and Printing_New_Space Heating_Natural Gas_Gas Furnace Tube Inserts_A_Achievable Economic RVT Potential | F4 | Industrial | Paper and Printing | New | Space Heating | Natural Gas | Gas Furnace Tube Inserts | A | Incremental Energy Savings (MWh or mTherms) | Achievable Economic RVT Potential | 0 | 0 | 0 | 0 | 0 | 0 | 0 | 0 | 0 | 0 | 0 | 0 | 0 | 0 | 0 | 0 | 0 | 0 | 0 | 0 | 0 | 0 | 0 | 0 | 0 | 0 | 0 | 0 | 0 | 0 | 0
F5_Industrial_Paper and Printing_New_Space Heating_Natural Gas_Gas Furnace Tube Inserts_A_Achievable Economic RVT Potential | F5 | Industrial | Paper and Printing | New | Space Heating | Natural Gas | Gas Furnace Tube Inserts | A | Incremental Summer Peak Savings (MW) | Achievable Economic RVT Potential | 0 | 0 | 0 | 0 | 0 | 0 | 0 | 0 | 0 | 0 | 0 | 0 | 0 | 0 | 0 | 0 | 0 | 0 | 0 | 0 | 0 | 0 | 0 | 0 | 0 | 0 | 0 | 0 | 0 | 0 | 0
F6_Industrial_Paper and Printing_New_Space Heating_Natural Gas_Gas Furnace Tube Inserts_A_Achievable Economic RVT Potential | F6 | Industrial | Paper and Printing | New | Space Heating | Natural Gas | Gas Furnace Tube Inserts | A | Incremental Winter Peak Savings (MW) | Achievable Economic RVT Potential | 0 | 0 | 0 | 0 | 0 | 0 | 0 | 0 | 0 | 0 | 0 | 0 | 0 | 0 | 0 | 0 | 0 | 0 | 0 | 0 | 0 | 0 | 0 | 0 | 0 | 0 | 0 | 0 | 0 | 0 | 0
F7_Industrial_Paper and Printing_New_Space Heating_Natural Gas_Gas Furnace Tube Inserts_A_Achievable Economic RVT Potential | F7 | Industrial | Paper and Printing | New | Space Heating | Natural Gas | Gas Furnace Tube Inserts | A | Cumulative Energy Savings (MWh or mTherms) | Achievable Economic RVT Potential | 0 | 0 | 0 | 0 | 0 | 0 | 0 | 0 | 0 | 0 | 0 | 0 | 0 | 0 | 0 | 0 | 0 | 0 | 0 | 0 | 0 | 0 | 0 | 0 | 0 | 0 | 0 | 0 | 0 | 0 | 0
F8_Industrial_Paper and Printing_New_Space Heating_Natural Gas_Gas Furnace Tube Inserts_A_Achievable Economic RVT Potential | F8 | Industrial | Paper and Printing | New | Space Heating | Natural Gas | Gas Furnace Tube Inserts | A | Cumulative Summer Peak Savings (MW) | Achievable Economic RVT Potential | 0 | 0 | 0 | 0 | 0 | 0 | 0 | 0 | 0 | 0 | 0 | 0 | 0 | 0 | 0 | 0 | 0 | 0 | 0 | 0 | 0 | 0 | 0 | 0 | 0 | 0 | 0 | 0 | 0 | 0 | 0
F9_Industrial_Paper and Printing_New_Space Heating_Natural Gas_Gas Furnace Tube Inserts_A_Achievable Economic RVT Potential | F9 | Industrial | Paper and Printing | New | Space Heating | Natural Gas | Gas Furnace Tube Inserts | A | Cumulative Winter Peak Savings (MW) | Achievable Economic RVT Potential | 0 | 0 | 0 | 0 | 0 | 0 | 0 | 0 | 0 | 0 | 0 | 0 | 0 | 0 | 0 | 0 | 0 | 0 | 0 | 0 | 0 | 0 | 0 | 0 | 0 | 0 | 0 | 0 | 0 | 0 | 0
F10_Industrial_Paper and Printing_New_Space Heating_Natural Gas_Gas Furnace Tube Inserts_A_Achievable Economic RVT Potential | F10 | Industrial | Paper and Printing | New | Space Heating | Natural Gas | Gas Furnace Tube Inserts | A | Purchases (Incremental) | Achievable Economic RVT Potential | 0 | 0 | 0 | 0 | 0 | 0 | 0 | 0 | 0 | 0 | 0 | 0 | 0 | 0 | 0 | 0 | 0 | 0 | 0 | 0 | 0 | 0 | 0 | 0 | 0 | 0 | 0 | 0 | 0 | 0 | 0
F11_Industrial_Paper and Printing_New_Space Heating_Natural Gas_Gas Furnace Tube Inserts_A_Achievable Economic RVT Potential | F11 | Industrial | Paper and Printing | New | Space Heating | Natural Gas | Gas Furnace Tube Inserts | A | Purchases (Cumulative) | Achievable Economic RVT Potential | 0 | 0 | 0 | 0 | 0 | 0 | 0 | 0 | 0 | 0 | 0 | 0 | 0 | 0 | 0 | 0 | 0 | 0 | 0 | 0 | 0 | 0 | 0 | 0 | 0 | 0 | 0 | 0 | 0 | 0 | 0
F1_Industrial_Paper and Printing_New_Space Heating_Natural Gas_Space Heating - Heat Recovery Ventilator_A_Achievable Economic RVT Potential | F1 | Industrial | Paper and Printing | New | Space Heating | Natural Gas | Space Heating - Heat Recovery Ventilator | A | Integrated Unit Energy Savings (kWh or therms) | Achievable Economic RVT Potential | 0 | 0 | 0 | 0 | 0 | 0.012429 | 0.012216 | 0.012037 | 0.01188 | 0.011734 | 0.011601 | 0.01144 | 0.011263 | 0.011079 | 0.010893 | 0.010719 | 0.010558 | 0.010418 | 0.010249 | 0.010119 | 0.010022 | 0.0099496 | 0.0099137 | 0.0098968 | 0.0098936 | 0.0098999 | 0.0099085 | 0.0099195 | 0 | 0 | 0
F2_Industrial_Paper and Printing_New_Space Heating_Natural Gas_Space Heating - Heat Recovery Ventilator_A_Achievable Economic RVT Potential | F2 | Industrial | Paper and Printing | New | Space Heating | Natural Gas | Space Heating - Heat Recovery Ventilator | A | Integrated Unit Summer Peak Savings (kW) | Achievable Economic RVT Potential | 0 | 0 | 0 | 0 | 0 | 0 | 0 | 0 | 0 | 0 | 0 | 0 | 0 | 0 | 0 | 0 | 0 | 0 | 0 | 0 | 0 | 0 | 0 | 0 | 0 | 0 | 0 | 0 | 0 | 0 | 0
F3_Industrial_Paper and Printing_New_Space Heating_Natural Gas_Space Heating - Heat Recovery Ventilator_A_Achievable Economic RVT Potential | F3 | Industrial | Paper and Printing | New | Space Heating | Natural Gas | Space Heating - Heat Recovery Ventilator | A | Integrated Unit Winter Peak Savings (kW) | Achievable Economic RVT Potential | 0 | 0 | 0 | 0 | 0 | 0 | 0 | 0 | 0 | 0 | 0 | 0 | 0 | 0 | 0 | 0 | 0 | 0 | 0 | 0 | 0 | 0 | 0 | 0 | 0 | 0 | 0 | 0 | 0 | 0 | 0
F4_Industrial_Paper and Printing_New_Space Heating_Natural Gas_Space Heating - Heat Recovery Ventilator_A_Achievable Economic RVT Potential | F4 | Industrial | Paper and Printing | New | Space Heating | Natural Gas | Space Heating - Heat Recovery Ventilator | A | Incremental Energy Savings (MWh or mTherms) | Achievable Economic RVT Potential | 0 | 0 | 0 | 0 | 0 | 0 | 0 | 0 | 0 | 0 | 0 | 0 | 0 | 0 | 0 | 0 | 0 | 0 | 0 | 0 | 0 | 0 | 0 | 0 | 0 | 0 | 0 | 0 | 0 | 0 | 0
F5_Industrial_Paper and Printing_New_Space Heating_Natural Gas_Space Heating - Heat Recovery Ventilator_A_Achievable Economic RVT Potential | F5 | Industrial | Paper and Printing | New | Space Heating | Natural Gas | Space Heating - Heat Recovery Ventilator | A | Incremental Summer Peak Savings (MW) | Achievable Economic RVT Potential | 0 | 0 | 0 | 0 | 0 | 0 | 0 | 0 | 0 | 0 | 0 | 0 | 0 | 0 | 0 | 0 | 0 | 0 | 0 | 0 | 0 | 0 | 0 | 0 | 0 | 0 | 0 | 0 | 0 | 0 | 0
F6_Industrial_Paper and Printing_New_Space Heating_Natural Gas_Space Heating - Heat Recovery Ventilator_A_Achievable Economic RVT Potential | F6 | Industrial | Paper and Printing | New | Space Heating | Natural Gas | Space Heating - Heat Recovery Ventilator | A | Incremental Winter Peak Savings (MW) | Achievable Economic RVT Potential | 0 | 0 | 0 | 0 | 0 | 0 | 0 | 0 | 0 | 0 | 0 | 0 | 0 | 0 | 0 | 0 | 0 | 0 | 0 | 0 | 0 | 0 | 0 | 0 | 0 | 0 | 0 | 0 | 0 | 0 | 0
F7_Industrial_Paper and Printing_New_Space Heating_Natural Gas_Space Heating - Heat Recovery Ventilator_A_Achievable Economic RVT Potential | F7 | Industrial | Paper and Printing | New | Space Heating | Natural Gas | Space Heating - Heat Recovery Ventilator | A | Cumulative Energy Savings (MWh or mTherms) | Achievable Economic RVT Potential | 0 | 0 | 0 | 0 | 0 | 0 | 0 | 0 | 0 | 0 | 0 | 0 | 0 | 0 | 0 | 0 | 0 | 0 | 0 | 0 | 0 | 0 | 0 | 0 | 0 | 0 | 0 | 0 | 0 | 0 | 0
F8_Industrial_Paper and Printing_New_Space Heating_Natural Gas_Space Heating - Heat Recovery Ventilator_A_Achievable Economic RVT Potential | F8 | Industrial | Paper and Printing | New | Space Heating | Natural Gas | Space Heating - Heat Recovery Ventilator | A | Cumulative Summer Peak Savings (MW) | Achievable Economic RVT Potential | 0 | 0 | 0 | 0 | 0 | 0 | 0 | 0 | 0 | 0 | 0 | 0 | 0 | 0 | 0 | 0 | 0 | 0 | 0 | 0 | 0 | 0 | 0 | 0 | 0 | 0 | 0 | 0 | 0 | 0 | 0
F9_Industrial_Paper and Printing_New_Space Heating_Natural Gas_Space Heating - Heat Recovery Ventilator_A_Achievable Economic RVT Potential | F9 | Industrial | Paper and Printing | New | Space Heating | Natural Gas | Space Heating - Heat Recovery Ventilator | A | Cumulative Winter Peak Savings (MW) | Achievable Economic RVT Potential | 0 | 0 | 0 | 0 | 0 | 0 | 0 | 0 | 0 | 0 | 0 | 0 | 0 | 0 | 0 | 0 | 0 | 0 | 0 | 0 | 0 | 0 | 0 | 0 | 0 | 0 | 0 | 0 | 0 | 0 | 0
F10_Industrial_Paper and Printing_New_Space Heating_Natural Gas_Space Heating - Heat Recovery Ventilator_A_Achievable Economic RVT Potential | F10 | Industrial | Paper and Printing | New | Space Heating | Natural Gas | Space Heating - Heat Recovery Ventilator | A | Purchases (Incremental) | Achievable Economic RVT Potential | 0 | 0 | 0 | 0 | 0 | 0 | 0 | 0 | 0 | 0 | 0 | 0 | 0 | 0 | 0 | 0 | 0 | 0 | 0 | 0 | 0 | 0 | 0 | 0 | 0 | 0 | 0 | 0 | 0 | 0 | 0
F11_Industrial_Paper and Printing_New_Space Heating_Natural Gas_Space Heating - Heat Recovery Ventilator_A_Achievable Economic RVT Potential | F11 | Industrial | Paper and Printing | New | Space Heating | Natural Gas | Space Heating - Heat Recovery Ventilator | A | Purchases (Cumulative) | Achievable Economic RVT Potential | 0 | 0 | 0 | 0 | 0 | 0 | 0 | 0 | 0 | 0 | 0 | 0 | 0 | 0 | 0 | 0 | 0 | 0 | 0 | 0 | 0 | 0 | 0 | 0 | 0 | 0 | 0 | 0 | 0 | 0 | 0
F1_Industrial_Paper and Printing_New_Space Heating_Natural Gas_Thermostat - Programmable_A_Achievable Economic RVT Potential | F1 | Industrial | Paper and Printing | New | Space Heating | Natural Gas | Thermostat - Programmable | A | Integrated Unit Energy Savings (kWh or therms) | Achievable Economic RVT Potential | 0 | 0 | 0 | 0 | 0 | 0.0061747 | 0.0060689 | 0.00598 | 0.0059016 | 0.0058292 | 0.005763 | 0.0056831 | 0.0055952 | 0.005504 | 0.0054116 | 0.0053251 | 0.0052449 | 0.0051754 | 0.0050916 | 0.0050268 | 0.0049787 | 0.0049428 | 0.004925 | 0.0049166 | 0.004915 | 0.0049181 | 0.0049224 | 0.0049279 | 0 | 0 | 0
F2_Industrial_Paper and Printing_New_Space Heating_Natural Gas_Thermostat - Programmable_A_Achievable Economic RVT Potential | F2 | Industrial | Paper and Printing | New | Space Heating | Natural Gas | Thermostat - Programmable | A | Integrated Unit Summer Peak Savings (kW) | Achievable Economic RVT Potential | 0 | 0 | 0 | 0 | 0 | 0 | 0 | 0 | 0 | 0 | 0 | 0 | 0 | 0 | 0 | 0 | 0 | 0 | 0 | 0 | 0 | 0 | 0 | 0 | 0 | 0 | 0 | 0 | 0 | 0 | 0
F3_Industrial_Paper and Printing_New_Space Heating_Natural Gas_Thermostat - Programmable_A_Achievable Economic RVT Potential | F3 | Industrial | Paper and Printing | New | Space Heating | Natural Gas | Thermostat - Programmable | A | Integrated Unit Winter Peak Savings (kW) | Achievable Economic RVT Potential | 0 | 0 | 0 | 0 | 0 | 0 | 0 | 0 | 0 | 0 | 0 | 0 | 0 | 0 | 0 | 0 | 0 | 0 | 0 | 0 | 0 | 0 | 0 | 0 | 0 | 0 | 0 | 0 | 0 | 0 | 0
F4_Industrial_Paper and Printing_New_Space Heating_Natural Gas_Thermostat - Programmable_A_Achievable Economic RVT Potential | F4 | Industrial | Paper and Printing | New | Space Heating | Natural Gas | Thermostat - Programmable | A | Incremental Energy Savings (MWh or mTherms) | Achievable Economic RVT Potential | 0 | 0 | 0 | 0 | 0 | 0 | 0 | 0 | 0 | 0 | 0 | 0 | 0 | 0 | 0 | 0 | 0 | 0 | 0 | 0 | 0 | 0 | 0 | 0 | 0 | 0 | 0 | 0 | 0 | 0 | 0
F5_Industrial_Paper and Printing_New_Space Heating_Natural Gas_Thermostat - Programmable_A_Achievable Economic RVT Potential | F5 | Industrial | Paper and Printing | New | Space Heating | Natural Gas | Thermostat - Programmable | A | Incremental Summer Peak Savings (MW) | Achievable Economic RVT Potential | 0 | 0 | 0 | 0 | 0 | 0 | 0 | 0 | 0 | 0 | 0 | 0 | 0 | 0 | 0 | 0 | 0 | 0 | 0 | 0 | 0 | 0 | 0 | 0 | 0 | 0 | 0 | 0 | 0 | 0 | 0
F6_Industrial_Paper and Printing_New_Space Heating_Natural Gas_Thermostat - Programmable_A_Achievable Economic RVT Potential | F6 | Industrial | Paper and Printing | New | Space Heating | Natural Gas | Thermostat - Programmable | A | Incremental Winter Peak Savings (MW) | Achievable Economic RVT Potential | 0 | 0 | 0 | 0 | 0 | 0 | 0 | 0 | 0 | 0 | 0 | 0 | 0 | 0 | 0 | 0 | 0 | 0 | 0 | 0 | 0 | 0 | 0 | 0 | 0 | 0 | 0 | 0 | 0 | 0 | 0
F7_Industrial_Paper and Printing_New_Space Heating_Natural Gas_Thermostat - Programmable_A_Achievable Economic RVT Potential | F7 | Industrial | Paper and Printing | New | Space Heating | Natural Gas | Thermostat - Programmable | A | Cumulative Energy Savings (MWh or mTherms) | Achievable Economic RVT Potential | 0 | 0 | 0 | 0 | 0 | 0 | 0 | 0 | 0 | 0 | 0 | 0 | 0 | 0 | 0 | 0 | 0 | 0 | 0 | 0 | 0 | 0 | 0 | 0 | 0 | 0 | 0 | 0 | 0 | 0 | 0
F8_Industrial_Paper and Printing_New_Space Heating_Natural Gas_Thermostat - Programmable_A_Achievable Economic RVT Potential | F8 | Industrial | Paper and Printing | New | Space Heating | Natural Gas | Thermostat - Programmable | A | Cumulative Summer Peak Savings (MW) | Achievable Economic RVT Potential | 0 | 0 | 0 | 0 | 0 | 0 | 0 | 0 | 0 | 0 | 0 | 0 | 0 | 0 | 0 | 0 | 0 | 0 | 0 | 0 | 0 | 0 | 0 | 0 | 0 | 0 | 0 | 0 | 0 | 0 | 0
F9_Industrial_Paper and Printing_New_Space Heating_Natural Gas_Thermostat - Programmable_A_Achievable Economic RVT Potential | F9 | Industrial | Paper and Printing | New | Space Heating | Natural Gas | Thermostat - Programmable | A | Cumulative Winter Peak Savings (MW) | Achievable Economic RVT Potential | 0 | 0 | 0 | 0 | 0 | 0 | 0 | 0 | 0 | 0 | 0 | 0 | 0 | 0 | 0 | 0 | 0 | 0 | 0 | 0 | 0 | 0 | 0 | 0 | 0 | 0 | 0 | 0 | 0 | 0 | 0
F10_Industrial_Paper and Printing_New_Space Heating_Natural Gas_Thermostat - Programmable_A_Achievable Economic RVT Potential | F10 | Industrial | Paper and Printing | New | Space Heating | Natural Gas | Thermostat - Programmable | A | Purchases (Incremental) | Achievable Economic RVT Potential | 0 | 0 | 0 | 0 | 0 | 0 | 0 | 0 | 0 | 0 | 0 | 0 | 0 | 0 | 0 | 0 | 0 | 0 | 0 | 0 | 0 | 0 | 0 | 0 | 0 | 0 | 0 | 0 | 0 | 0 | 0
F11_Industrial_Paper and Printing_New_Space Heating_Natural Gas_Thermostat - Programmable_A_Achievable Economic RVT Potential | F11 | Industrial | Paper and Printing | New | Space Heating | Natural Gas | Thermostat - Programmable | A | Purchases (Cumulative) | Achievable Economic RVT Potential | 0 | 0 | 0 | 0 | 0 | 0 | 0 | 0 | 0 | 0 | 0 | 0 | 0 | 0 | 0 | 0 | 0 | 0 | 0 | 0 | 0 | 0 | 0 | 0 | 0 | 0 | 0 | 0 | 0 | 0 | 0
F1_Industrial_Paper and Printing_New_Space Heating_Natural Gas_ENERGY STAR Connected Thermostat_A_Achievable Economic RVT Potential | F1 | Industrial | Paper and Printing | New | Space Heating | Natural Gas | ENERGY STAR Connected Thermostat | A | Integrated Unit Energy Savings (kWh or therms) | Achievable Economic RVT Potential | 0 | 0 | 0 | 0 | 0 | 0.014535 | 0.014286 | 0.014077 | 0.013893 | 0.013722 | 0.013566 | 0.013378 | 0.013171 | 0.012956 | 0.012739 | 0.012535 | 0.012347 | 0.012183 | 0.011986 | 0.011833 | 0.01172 | 0.011635 | 0.011594 | 0.011574 | 0.01157 | 0.011577 | 0.011587 | 0.0116 | 0 | 0 | 0
F2_Industrial_Paper and Printing_New_Space Heating_Natural Gas_ENERGY STAR Connected Thermostat_A_Achievable Economic RVT Potential | F2 | Industrial | Paper and Printing | New | Space Heating | Natural Gas | ENERGY STAR Connected Thermostat | A | Integrated Unit Summer Peak Savings (kW) | Achievable Economic RVT Potential | 0 | 0 | 0 | 0 | 0 | 0 | 0 | 0 | 0 | 0 | 0 | 0 | 0 | 0 | 0 | 0 | 0 | 0 | 0 | 0 | 0 | 0 | 0 | 0 | 0 | 0 | 0 | 0 | 0 | 0 | 0
F3_Industrial_Paper and Printing_New_Space Heating_Natural Gas_ENERGY STAR Connected Thermostat_A_Achievable Economic RVT Potential | F3 | Industrial | Paper and Printing | New | Space Heating | Natural Gas | ENERGY STAR Connected Thermostat | A | Integrated Unit Winter Peak Savings (kW) | Achievable Economic RVT Potential | 0 | 0 | 0 | 0 | 0 | 0 | 0 | 0 | 0 | 0 | 0 | 0 | 0 | 0 | 0 | 0 | 0 | 0 | 0 | 0 | 0 | 0 | 0 | 0 | 0 | 0 | 0 | 0 | 0 | 0 | 0
F4_Industrial_Paper and Printing_New_Space Heating_Natural Gas_ENERGY STAR Connected Thermostat_A_Achievable Economic RVT Potential | F4 | Industrial | Paper and Printing | New | Space Heating | Natural Gas | ENERGY STAR Connected Thermostat | A | Incremental Energy Savings (MWh or mTherms) | Achievable Economic RVT Potential | 0 | 0 | 0 | 0 | 0 | 0 | 0 | 0 | 0 | 0 | 0 | 0 | 0 | 0 | 0 | 0 | 0 | 0 | 0 | 0 | 0 | 0 | 0 | 0 | 0 | 0 | 0 | 0 | 0 | 0 | 0
F5_Industrial_Paper and Printing_New_Space Heating_Natural Gas_ENERGY STAR Connected Thermostat_A_Achievable Economic RVT Potential | F5 | Industrial | Paper and Printing | New | Space Heating | Natural Gas | ENERGY STAR Connected Thermostat | A | Incremental Summer Peak Savings (MW) | Achievable Economic RVT Potential | 0 | 0 | 0 | 0 | 0 | 0 | 0 | 0 | 0 | 0 | 0 | 0 | 0 | 0 | 0 | 0 | 0 | 0 | 0 | 0 | 0 | 0 | 0 | 0 | 0 | 0 | 0 | 0 | 0 | 0 | 0
F6_Industrial_Paper and Printing_New_Space Heating_Natural Gas_ENERGY STAR Connected Thermostat_A_Achievable Economic RVT Potential | F6 | Industrial | Paper and Printing | New | Space Heating | Natural Gas | ENERGY STAR Connected Thermostat | A | Incremental Winter Peak Savings (MW) | Achievable Economic RVT Potential | 0 | 0 | 0 | 0 | 0 | 0 | 0 | 0 | 0 | 0 | 0 | 0 | 0 | 0 | 0 | 0 | 0 | 0 | 0 | 0 | 0 | 0 | 0 | 0 | 0 | 0 | 0 | 0 | 0 | 0 | 0
F7_Industrial_Paper and Printing_New_Space Heating_Natural Gas_ENERGY STAR Connected Thermostat_A_Achievable Economic RVT Potential | F7 | Industrial | Paper and Printing | New | Space Heating | Natural Gas | ENERGY STAR Connected Thermostat | A | Cumulative Energy Savings (MWh or mTherms) | Achievable Economic RVT Potential | 0 | 0 | 0 | 0 | 0 | 0 | 0 | 0 | 0 | 0 | 0 | 0 | 0 | 0 | 0 | 0 | 0 | 0 | 0 | 0 | 0 | 0 | 0 | 0 | 0 | 0 | 0 | 0 | 0 | 0 | 0
F8_Industrial_Paper and Printing_New_Space Heating_Natural Gas_ENERGY STAR Connected Thermostat_A_Achievable Economic RVT Potential | F8 | Industrial | Paper and Printing | New | Space Heating | Natural Gas | ENERGY STAR Connected Thermostat | A | Cumulative Summer Peak Savings (MW) | Achievable Economic RVT Potential | 0 | 0 | 0 | 0 | 0 | 0 | 0 | 0 | 0 | 0 | 0 | 0 | 0 | 0 | 0 | 0 | 0 | 0 | 0 | 0 | 0 | 0 | 0 | 0 | 0 | 0 | 0 | 0 | 0 | 0 | 0
F9_Industrial_Paper and Printing_New_Space Heating_Natural Gas_ENERGY STAR Connected Thermostat_A_Achievable Economic RVT Potential | F9 | Industrial | Paper and Printing | New | Space Heating | Natural Gas | ENERGY STAR Connected Thermostat | A | Cumulative Winter Peak Savings (MW) | Achievable Economic RVT Potential | 0 | 0 | 0 | 0 | 0 | 0 | 0 | 0 | 0 | 0 | 0 | 0 | 0 | 0 | 0 | 0 | 0 | 0 | 0 | 0 | 0 | 0 | 0 | 0 | 0 | 0 | 0 | 0 | 0 | 0 | 0
F10_Industrial_Paper and Printing_New_Space Heating_Natural Gas_ENERGY STAR Connected Thermostat_A_Achievable Economic RVT Potential | F10 | Industrial | Paper and Printing | New | Space Heating | Natural Gas | ENERGY STAR Connected Thermostat | A | Purchases (Incremental) | Achievable Economic RVT Potential | 0 | 0 | 0 | 0 | 0 | 0 | 0 | 0 | 0 | 0 | 0 | 0 | 0 | 0 | 0 | 0 | 0 | 0 | 0 | 0 | 0 | 0 | 0 | 0 | 0 | 0 | 0 | 0 | 0 | 0 | 0
F11_Industrial_Paper and Printing_New_Space Heating_Natural Gas_ENERGY STAR Connected Thermostat_A_Achievable Economic RVT Potential | F11 | Industrial | Paper and Printing | New | Space Heating | Natural Gas | ENERGY STAR Connected Thermostat | A | Purchases (Cumulative) | Achievable Economic RVT Potential | 0 | 0 | 0 | 0 | 0 | 0 | 0 | 0 | 0 | 0 | 0 | 0 | 0 | 0 | 0 | 0 | 0 | 0 | 0 | 0 | 0 | 0 | 0 | 0 | 0 | 0 | 0 | 0 | 0 | 0 | 0
F1_Industrial_Paper and Printing_New_Space Heating_Natural Gas_Destratification Fans (HVLS)_A_Achievable Economic RVT Potential | F1 | Industrial | Paper and Printing | New | Space Heating | Natural Gas | Destratification Fans (HVLS) | A | Integrated Unit Energy Savings (kWh or therms) | Achievable Economic RVT Potential | 0 | 0 | 0 | 0 | 0 | 0.014535 | 0.014286 | 0.014077 | 0.013893 | 0.013722 | 0.013566 | 0.013378 | 0.013171 | 0.012956 | 0.012739 | 0.012535 | 0.012347 | 0.012183 | 0.011986 | 0.011833 | 0.01172 | 0.011635 | 0.011594 | 0.011574 | 0.01157 | 0.011577 | 0.011587 | 0.0116 | 0 | 0 | 0
F2_Industrial_Paper and Printing_New_Space Heating_Natural Gas_Destratification Fans (HVLS)_A_Achievable Economic RVT Potential | F2 | Industrial | Paper and Printing | New | Space Heating | Natural Gas | Destratification Fans (HVLS) | A | Integrated Unit Summer Peak Savings (kW) | Achievable Economic RVT Potential | 0 | 0 | 0 | 0 | 0 | 0 | 0 | 0 | 0 | 0 | 0 | 0 | 0 | 0 | 0 | 0 | 0 | 0 | 0 | 0 | 0 | 0 | 0 | 0 | 0 | 0 | 0 | 0 | 0 | 0 | 0
F3_Industrial_Paper and Printing_New_Space Heating_Natural Gas_Destratification Fans (HVLS)_A_Achievable Economic RVT Potential | F3 | Industrial | Paper and Printing | New | Space Heating | Natural Gas | Destratification Fans (HVLS) | A | Integrated Unit Winter Peak Savings (kW) | Achievable Economic RVT Potential | 0 | 0 | 0 | 0 | 0 | 0 | 0 | 0 | 0 | 0 | 0 | 0 | 0 | 0 | 0 | 0 | 0 | 0 | 0 | 0 | 0 | 0 | 0 | 0 | 0 | 0 | 0 | 0 | 0 | 0 | 0
F4_Industrial_Paper and Printing_New_Space Heating_Natural Gas_Destratification Fans (HVLS)_A_Achievable Economic RVT Potential | F4 | Industrial | Paper and Printing | New | Space Heating | Natural Gas | Destratification Fans (HVLS) | A | Incremental Energy Savings (MWh or mTherms) | Achievable Economic RVT Potential | 0 | 0 | 0 | 0 | 0 | 0 | 0 | 0 | 0 | 0 | 0 | 0 | 0 | 0 | 0 | 0 | 0 | 0 | 0 | 0 | 0 | 0 | 0 | 0 | 0 | 0 | 0 | 0 | 0 | 0 | 0
F5_Industrial_Paper and Printing_New_Space Heating_Natural Gas_Destratification Fans (HVLS)_A_Achievable Economic RVT Potential | F5 | Industrial | Paper and Printing | New | Space Heating | Natural Gas | Destratification Fans (HVLS) | A | Incremental Summer Peak Savings (MW) | Achievable Economic RVT Potential | 0 | 0 | 0 | 0 | 0 | 0 | 0 | 0 | 0 | 0 | 0 | 0 | 0 | 0 | 0 | 0 | 0 | 0 | 0 | 0 | 0 | 0 | 0 | 0 | 0 | 0 | 0 | 0 | 0 | 0 | 0
F6_Industrial_Paper and Printing_New_Space Heating_Natural Gas_Destratification Fans (HVLS)_A_Achievable Economic RVT Potential | F6 | Industrial | Paper and Printing | New | Space Heating | Natural Gas | Destratification Fans (HVLS) | A | Incremental Winter Peak Savings (MW) | Achievable Economic RVT Potential | 0 | 0 | 0 | 0 | 0 | 0 | 0 | 0 | 0 | 0 | 0 | 0 | 0 | 0 | 0 | 0 | 0 | 0 | 0 | 0 | 0 | 0 | 0 | 0 | 0 | 0 | 0 | 0 | 0 | 0 | 0
F7_Industrial_Paper and Printing_New_Space Heating_Natural Gas_Destratification Fans (HVLS)_A_Achievable Economic RVT Potential | F7 | Industrial | Paper and Printing | New | Space Heating | Natural Gas | Destratification Fans (HVLS) | A | Cumulative Energy Savings (MWh or mTherms) | Achievable Economic RVT Potential | 0 | 0 | 0 | 0 | 0 | 0 | 0 | 0 | 0 | 0 | 0 | 0 | 0 | 0 | 0 | 0 | 0 | 0 | 0 | 0 | 0 | 0 | 0 | 0 | 0 | 0 | 0 | 0 | 0 | 0 | 0
F8_Industrial_Paper and Printing_New_Space Heating_Natural Gas_Destratification Fans (HVLS)_A_Achievable Economic RVT Potential | F8 | Industrial | Paper and Printing | New | Space Heating | Natural Gas | Destratification Fans (HVLS) | A | Cumulative Summer Peak Savings (MW) | Achievable Economic RVT Potential | 0 | 0 | 0 | 0 | 0 | 0 | 0 | 0 | 0 | 0 | 0 | 0 | 0 | 0 | 0 | 0 | 0 | 0 | 0 | 0 | 0 | 0 | 0 | 0 | 0 | 0 | 0 | 0 | 0 | 0 | 0
F9_Industrial_Paper and Printing_New_Space Heating_Natural Gas_Destratification Fans (HVLS)_A_Achievable Economic RVT Potential | F9 | Industrial | Paper and Printing | New | Space Heating | Natural Gas | Destratification Fans (HVLS) | A | Cumulative Winter Peak Savings (MW) | Achievable Economic RVT Potential | 0 | 0 | 0 | 0 | 0 | 0 | 0 | 0 | 0 | 0 | 0 | 0 | 0 | 0 | 0 | 0 | 0 | 0 | 0 | 0 | 0 | 0 | 0 | 0 | 0 | 0 | 0 | 0 | 0 | 0 | 0
F10_Industrial_Paper and Printing_New_Space Heating_Natural Gas_Destratification Fans (HVLS)_A_Achievable Economic RVT Potential | F10 | Industrial | Paper and Printing | New | Space Heating | Natural Gas | Destratification Fans (HVLS) | A | Purchases (Incremental) | Achievable Economic RVT Potential | 0 | 0 | 0 | 0 | 0 | 0 | 0 | 0 | 0 | 0 | 0 | 0 | 0 | 0 | 0 | 0 | 0 | 0 | 0 | 0 | 0 | 0 | 0 | 0 | 0 | 0 | 0 | 0 | 0 | 0 | 0
F11_Industrial_Paper and Printing_New_Space Heating_Natural Gas_Destratification Fans (HVLS)_A_Achievable Economic RVT Potential | F11 | Industrial | Paper and Printing | New | Space Heating | Natural Gas | Destratification Fans (HVLS) | A | Purchases (Cumulative) | Achievable Economic RVT Potential | 0 | 0 | 0 | 0 | 0 | 0 | 0 | 0 | 0 | 0 | 0 | 0 | 0 | 0 | 0 | 0 | 0 | 0 | 0 | 0 | 0 | 0 | 0 | 0 | 0 | 0 | 0 | 0 | 0 | 0 | 0
F1_Industrial_Paper and Printing_New_Space Heating_Natural Gas_Gas Boiler - Insulate Steam Lines/Condensate Tank_A_Achievable Economic RVT Potential | F1 | Industrial | Paper and Printing | New | Space Heating | Natural Gas | Gas Boiler - Insulate Steam Lines/Condensate Tank | A | Integrated Unit Energy Savings (kWh or therms) | Achievable Economic RVT Potential | 0 | 0 | 0 | 0 | 0 | 0 | 0 | 0 | 0 | 0 | 0 | 0 | 0 | 0 | 0 | 0 | 0 | 0 | 0 | 0 | 0 | 0 | 0 | 0 | 0 | 0 | 0 | 0 | 0 | 0 | 0
F2_Industrial_Paper and Printing_New_Space Heating_Natural Gas_Gas Boiler - Insulate Steam Lines/Condensate Tank_A_Achievable Economic RVT Potential | F2 | Industrial | Paper and Printing | New | Space Heating | Natural Gas | Gas Boiler - Insulate Steam Lines/Condensate Tank | A | Integrated Unit Summer Peak Savings (kW) | Achievable Economic RVT Potential | 0 | 0 | 0 | 0 | 0 | 0 | 0 | 0 | 0 | 0 | 0 | 0 | 0 | 0 | 0 | 0 | 0 | 0 | 0 | 0 | 0 | 0 | 0 | 0 | 0 | 0 | 0 | 0 | 0 | 0 | 0
F3_Industrial_Paper and Printing_New_Space Heating_Natural Gas_Gas Boiler - Insulate Steam Lines/Condensate Tank_A_Achievable Economic RVT Potential | F3 | Industrial | Paper and Printing | New | Space Heating | Natural Gas | Gas Boiler - Insulate Steam Lines/Condensate Tank | A | Integrated Unit Winter Peak Savings (kW) | Achievable Economic RVT Potential | 0 | 0 | 0 | 0 | 0 | 0 | 0 | 0 | 0 | 0 | 0 | 0 | 0 | 0 | 0 | 0 | 0 | 0 | 0 | 0 | 0 | 0 | 0 | 0 | 0 | 0 | 0 | 0 | 0 | 0 | 0
F4_Industrial_Paper and Printing_New_Space Heating_Natural Gas_Gas Boiler - Insulate Steam Lines/Condensate Tank_A_Achievable Economic RVT Potential | F4 | Industrial | Paper and Printing | New | Space Heating | Natural Gas | Gas Boiler - Insulate Steam Lines/Condensate Tank | A | Incremental Energy Savings (MWh or mTherms) | Achievable Economic RVT Potential | 0 | 0 | 0 | 0 | 0 | 0 | 0 | 0 | 0 | 0 | 0 | 0 | 0 | 0 | 0 | 0 | 0 | 0 | 0 | 0 | 0 | 0 | 0 | 0 | 0 | 0 | 0 | 0 | 0 | 0 | 0
F5_Industrial_Paper and Printing_New_Space Heating_Natural Gas_Gas Boiler - Insulate Steam Lines/Condensate Tank_A_Achievable Economic RVT Potential | F5 | Industrial | Paper and Printing | New | Space Heating | Natural Gas | Gas Boiler - Insulate Steam Lines/Condensate Tank | A | Incremental Summer Peak Savings (MW) | Achievable Economic RVT Potential | 0 | 0 | 0 | 0 | 0 | 0 | 0 | 0 | 0 | 0 | 0 | 0 | 0 | 0 | 0 | 0 | 0 | 0 | 0 | 0 | 0 | 0 | 0 | 0 | 0 | 0 | 0 | 0 | 0 | 0 | 0
F6_Industrial_Paper and Printing_New_Space Heating_Natural Gas_Gas Boiler - Insulate Steam Lines/Condensate Tank_A_Achievable Economic RVT Potential | F6 | Industrial | Paper and Printing | New | Space Heating | Natural Gas | Gas Boiler - Insulate Steam Lines/Condensate Tank | A | Incremental Winter Peak Savings (MW) | Achievable Economic RVT Potential | 0 | 0 | 0 | 0 | 0 | 0 | 0 | 0 | 0 | 0 | 0 | 0 | 0 | 0 | 0 | 0 | 0 | 0 | 0 | 0 | 0 | 0 | 0 | 0 | 0 | 0 | 0 | 0 | 0 | 0 | 0
F7_Industrial_Paper and Printing_New_Space Heating_Natural Gas_Gas Boiler - Insulate Steam Lines/Condensate Tank_A_Achievable Economic RVT Potential | F7 | Industrial | Paper and Printing | New | Space Heating | Natural Gas | Gas Boiler - Insulate Steam Lines/Condensate Tank | A | Cumulative Energy Savings (MWh or mTherms) | Achievable Economic RVT Potential | 0 | 0 | 0 | 0 | 0 | 0 | 0 | 0 | 0 | 0 | 0 | 0 | 0 | 0 | 0 | 0 | 0 | 0 | 0 | 0 | 0 | 0 | 0 | 0 | 0 | 0 | 0 | 0 | 0 | 0 | 0
F8_Industrial_Paper and Printing_New_Space Heating_Natural Gas_Gas Boiler - Insulate Steam Lines/Condensate Tank_A_Achievable Economic RVT Potential | F8 | Industrial | Paper and Printing | New | Space Heating | Natural Gas | Gas Boiler - Insulate Steam Lines/Condensate Tank | A | Cumulative Summer Peak Savings (MW) | Achievable Economic RVT Potential | 0 | 0 | 0 | 0 | 0 | 0 | 0 | 0 | 0 | 0 | 0 | 0 | 0 | 0 | 0 | 0 | 0 | 0 | 0 | 0 | 0 | 0 | 0 | 0 | 0 | 0 | 0 | 0 | 0 | 0 | 0
F9_Industrial_Paper and Printing_New_Space Heating_Natural Gas_Gas Boiler - Insulate Steam Lines/Condensate Tank_A_Achievable Economic RVT Potential | F9 | Industrial | Paper and Printing | New | Space Heating | Natural Gas | Gas Boiler - Insulate Steam Lines/Condensate Tank | A | Cumulative Winter Peak Savings (MW) | Achievable Economic RVT Potential | 0 | 0 | 0 | 0 | 0 | 0 | 0 | 0 | 0 | 0 | 0 | 0 | 0 | 0 | 0 | 0 | 0 | 0 | 0 | 0 | 0 | 0 | 0 | 0 | 0 | 0 | 0 | 0 | 0 | 0 | 0
F10_Industrial_Paper and Printing_New_Space Heating_Natural Gas_Gas Boiler - Insulate Steam Lines/Condensate Tank_A_Achievable Economic RVT Potential | F10 | Industrial | Paper and Printing | New | Space Heating | Natural Gas | Gas Boiler - Insulate Steam Lines/Condensate Tank | A | Purchases (Incremental) | Achievable Economic RVT Potential | 0 | 0 | 0 | 0 | 0 | 0 | 0 | 0 | 0 | 0 | 0 | 0 | 0 | 0 | 0 | 0 | 0 | 0 | 0 | 0 | 0 | 0 | 0 | 0 | 0 | 0 | 0 | 0 | 0 | 0 | 0
F11_Industrial_Paper and Printing_New_Space Heating_Natural Gas_Gas Boiler - Insulate Steam Lines/Condensate Tank_A_Achievable Economic RVT Potential | F11 | Industrial | Paper and Printing | New | Space Heating | Natural Gas | Gas Boiler - Insulate Steam Lines/Condensate Tank | A | Purchases (Cumulative) | Achievable Economic RVT Potential | 0 | 0 | 0 | 0 | 0 | 0 | 0 | 0 | 0 | 0 | 0 | 0 | 0 | 0 | 0 | 0 | 0 | 0 | 0 | 0 | 0 | 0 | 0 | 0 | 0 | 0 | 0 | 0 | 0 | 0 | 0
F1_Industrial_Paper and Printing_New_Process_Natural Gas_Gas Boiler - Insulate Steam Lines/Condensate Tank_A_Achievable Economic RVT Potential | F1 | Industrial | Paper and Printing | New | Process | Natural Gas | Gas Boiler - Insulate Steam Lines/Condensate Tank | A | Integrated Unit Energy Savings (kWh or therms) | Achievable Economic RVT Potential | 0 | 0 | 0 | 0 | 0 | 603.1844 | 602.2188 | 601.3443 | 600.5424 | 599.7633 | 599.2744 | 598.8385 | 598.4582 | 598.1397 | 597.8855 | 597.7072 | 597.5981 | 597.5445 | 597.526 | 597.5224 | 597.5556 | 597.5822 | 597.5987 | 597.6066 | 597.6067 | 597.858 | 598.0906 | 598.3064 | 604.3224 | 604.3224 | 604.3224
F2_Industrial_Paper and Printing_New_Process_Natural Gas_Gas Boiler - Insulate Steam Lines/Condensate Tank_A_Achievable Economic RVT Potential | F2 | Industrial | Paper and Printing | New | Process | Natural Gas | Gas Boiler - Insulate Steam Lines/Condensate Tank | A | Integrated Unit Summer Peak Savings (kW) | Achievable Economic RVT Potential | 0 | 0 | 0 | 0 | 0 | 0 | 0 | 0 | 0 | 0 | 0 | 0 | 0 | 0 | 0 | 0 | 0 | 0 | 0 | 0 | 0 | 0 | 0 | 0 | 0 | 0 | 0 | 0 | 0 | 0 | 0
F3_Industrial_Paper and Printing_New_Process_Natural Gas_Gas Boiler - Insulate Steam Lines/Condensate Tank_A_Achievable Economic RVT Potential | F3 | Industrial | Paper and Printing | New | Process | Natural Gas | Gas Boiler - Insulate Steam Lines/Condensate Tank | A | Integrated Unit Winter Peak Savings (kW) | Achievable Economic RVT Potential | 0 | 0 | 0 | 0 | 0 | 0 | 0 | 0 | 0 | 0 | 0 | 0 | 0 | 0 | 0 | 0 | 0 | 0 | 0 | 0 | 0 | 0 | 0 | 0 | 0 | 0 | 0 | 0 | 0 | 0 | 0
F4_Industrial_Paper and Printing_New_Process_Natural Gas_Gas Boiler - Insulate Steam Lines/Condensate Tank_A_Achievable Economic RVT Potential | F4 | Industrial | Paper and Printing | New | Process | Natural Gas | Gas Boiler - Insulate Steam Lines/Condensate Tank | A | Incremental Energy Savings (MWh or mTherms) | Achievable Economic RVT Potential | 0 | 0 | 0 | 0 | 0 | 0 | 0 | 0 | 0 | 0 | 0 | 0 | 0 | 0 | 0 | 0 | 0 | 0 | 0 | 0 | 0 | 0 | 0 | 0 | 0 | 0 | 0 | 0 | 0 | 0 | 0
F5_Industrial_Paper and Printing_New_Process_Natural Gas_Gas Boiler - Insulate Steam Lines/Condensate Tank_A_Achievable Economic RVT Potential | F5 | Industrial | Paper and Printing | New | Process | Natural Gas | Gas Boiler - Insulate Steam Lines/Condensate Tank | A | Incremental Summer Peak Savings (MW) | Achievable Economic RVT Potential | 0 | 0 | 0 | 0 | 0 | 0 | 0 | 0 | 0 | 0 | 0 | 0 | 0 | 0 | 0 | 0 | 0 | 0 | 0 | 0 | 0 | 0 | 0 | 0 | 0 | 0 | 0 | 0 | 0 | 0 | 0
F6_Industrial_Paper and Printing_New_Process_Natural Gas_Gas Boiler - Insulate Steam Lines/Condensate Tank_A_Achievable Economic RVT Potential | F6 | Industrial | Paper and Printing | New | Process | Natural Gas | Gas Boiler - Insulate Steam Lines/Condensate Tank | A | Incremental Winter Peak Savings (MW) | Achievable Economic RVT Potential | 0 | 0 | 0 | 0 | 0 | 0 | 0 | 0 | 0 | 0 | 0 | 0 | 0 | 0 | 0 | 0 | 0 | 0 | 0 | 0 | 0 | 0 | 0 | 0 | 0 | 0 | 0 | 0 | 0 | 0 | 0
F7_Industrial_Paper and Printing_New_Process_Natural Gas_Gas Boiler - Insulate Steam Lines/Condensate Tank_A_Achievable Economic RVT Potential | F7 | Industrial | Paper and Printing | New | Process | Natural Gas | Gas Boiler - Insulate Steam Lines/Condensate Tank | A | Cumulative Energy Savings (MWh or mTherms) | Achievable Economic RVT Potential | 0 | 0 | 0 | 0 | 0 | 0 | 0 | 0 | 0 | 0 | 0 | 0 | 0 | 0 | 0 | 0 | 0 | 0 | 0 | 0 | 0 | 0 | 0 | 0 | 0 | 0 | 0 | 0 | 0 | 0 | 0
F8_Industrial_Paper and Printing_New_Process_Natural Gas_Gas Boiler - Insulate Steam Lines/Condensate Tank_A_Achievable Economic RVT Potential | F8 | Industrial | Paper and Printing | New | Process | Natural Gas | Gas Boiler - Insulate Steam Lines/Condensate Tank | A | Cumulative Summer Peak Savings (MW) | Achievable Economic RVT Potential | 0 | 0 | 0 | 0 | 0 | 0 | 0 | 0 | 0 | 0 | 0 | 0 | 0 | 0 | 0 | 0 | 0 | 0 | 0 | 0 | 0 | 0 | 0 | 0 | 0 | 0 | 0 | 0 | 0 | 0 | 0
F9_Industrial_Paper and Printing_New_Process_Natural Gas_Gas Boiler - Insulate Steam Lines/Condensate Tank_A_Achievable Economic RVT Potential | F9 | Industrial | Paper and Printing | New | Process | Natural Gas | Gas Boiler - Insulate Steam Lines/Condensate Tank | A | Cumulative Winter Peak Savings (MW) | Achievable Economic RVT Potential | 0 | 0 | 0 | 0 | 0 | 0 | 0 | 0 | 0 | 0 | 0 | 0 | 0 | 0 | 0 | 0 | 0 | 0 | 0 | 0 | 0 | 0 | 0 | 0 | 0 | 0 | 0 | 0 | 0 | 0 | 0
F10_Industrial_Paper and Printing_New_Process_Natural Gas_Gas Boiler - Insulate Steam Lines/Condensate Tank_A_Achievable Economic RVT Potential | F10 | Industrial | Paper and Printing | New | Process | Natural Gas | Gas Boiler - Insulate Steam Lines/Condensate Tank | A | Purchases (Incremental) | Achievable Economic RVT Potential | 0 | 0 | 0 | 0 | 0 | 0 | 0 | 0 | 0 | 0 | 0 | 0 | 0 | 0 | 0 | 0 | 0 | 0 | 0 | 0 | 0 | 0 | 0 | 0 | 0 | 0 | 0 | 0 | 0 | 0 | 0
F11_Industrial_Paper and Printing_New_Process_Natural Gas_Gas Boiler - Insulate Steam Lines/Condensate Tank_A_Achievable Economic RVT Potential | F11 | Industrial | Paper and Printing | New | Process | Natural Gas | Gas Boiler - Insulate Steam Lines/Condensate Tank | A | Purchases (Cumulative) | Achievable Economic RVT Potential | 0 | 0 | 0 | 0 | 0 | 0 | 0 | 0 | 0 | 0 | 0 | 0 | 0 | 0 | 0 | 0 | 0 | 0 | 0 | 0 | 0 | 0 | 0 | 0 | 0 | 0 | 0 | 0 | 0 | 0 | 0
F1_Industrial_Paper and Printing_New_Space Heating_Natural Gas_Gas Boiler - Insulate Hot Water Lines_A_Achievable Economic RVT Potential | F1 | Industrial | Paper and Printing | New | Space Heating | Natural Gas | Gas Boiler - Insulate Hot Water Lines | A | Integrated Unit Energy Savings (kWh or therms) | Achievable Economic RVT Potential | 0 | 0 | 0 | 0 | 0 | 0 | 0 | 0 | 0 | 0 | 0 | 0 | 0 | 0 | 0 | 0 | 0 | 0 | 0 | 0 | 0 | 0 | 0 | 0 | 0 | 0 | 0 | 0 | 0 | 0 | 0
F2_Industrial_Paper and Printing_New_Space Heating_Natural Gas_Gas Boiler - Insulate Hot Water Lines_A_Achievable Economic RVT Potential | F2 | Industrial | Paper and Printing | New | Space Heating | Natural Gas | Gas Boiler - Insulate Hot Water Lines | A | Integrated Unit Summer Peak Savings (kW) | Achievable Economic RVT Potential | 0 | 0 | 0 | 0 | 0 | 0 | 0 | 0 | 0 | 0 | 0 | 0 | 0 | 0 | 0 | 0 | 0 | 0 | 0 | 0 | 0 | 0 | 0 | 0 | 0 | 0 | 0 | 0 | 0 | 0 | 0
F3_Industrial_Paper and Printing_New_Space Heating_Natural Gas_Gas Boiler - Insulate Hot Water Lines_A_Achievable Economic RVT Potential | F3 | Industrial | Paper and Printing | New | Space Heating | Natural Gas | Gas Boiler - Insulate Hot Water Lines | A | Integrated Unit Winter Peak Savings (kW) | Achievable Economic RVT Potential | 0 | 0 | 0 | 0 | 0 | 0 | 0 | 0 | 0 | 0 | 0 | 0 | 0 | 0 | 0 | 0 | 0 | 0 | 0 | 0 | 0 | 0 | 0 | 0 | 0 | 0 | 0 | 0 | 0 | 0 | 0
F4_Industrial_Paper and Printing_New_Space Heating_Natural Gas_Gas Boiler - Insulate Hot Water Lines_A_Achievable Economic RVT Potential | F4 | Industrial | Paper and Printing | New | Space Heating | Natural Gas | Gas Boiler - Insulate Hot Water Lines | A | Incremental Energy Savings (MWh or mTherms) | Achievable Economic RVT Potential | 0 | 0 | 0 | 0 | 0 | 0 | 0 | 0 | 0 | 0 | 0 | 0 | 0 | 0 | 0 | 0 | 0 | 0 | 0 | 0 | 0 | 0 | 0 | 0 | 0 | 0 | 0 | 0 | 0 | 0 | 0
F5_Industrial_Paper and Printing_New_Space Heating_Natural Gas_Gas Boiler - Insulate Hot Water Lines_A_Achievable Economic RVT Potential | F5 | Industrial | Paper and Printing | New | Space Heating | Natural Gas | Gas Boiler - Insulate Hot Water Lines | A | Incremental Summer Peak Savings (MW) | Achievable Economic RVT Potential | 0 | 0 | 0 | 0 | 0 | 0 | 0 | 0 | 0 | 0 | 0 | 0 | 0 | 0 | 0 | 0 | 0 | 0 | 0 | 0 | 0 | 0 | 0 | 0 | 0 | 0 | 0 | 0 | 0 | 0 | 0
F6_Industrial_Paper and Printing_New_Space Heating_Natural Gas_Gas Boiler - Insulate Hot Water Lines_A_Achievable Economic RVT Potential | F6 | Industrial | Paper and Printing | New | Space Heating | Natural Gas | Gas Boiler - Insulate Hot Water Lines | A | Incremental Winter Peak Savings (MW) | Achievable Economic RVT Potential | 0 | 0 | 0 | 0 | 0 | 0 | 0 | 0 | 0 | 0 | 0 | 0 | 0 | 0 | 0 | 0 | 0 | 0 | 0 | 0 | 0 | 0 | 0 | 0 | 0 | 0 | 0 | 0 | 0 | 0 | 0
F7_Industrial_Paper and Printing_New_Space Heating_Natural Gas_Gas Boiler - Insulate Hot Water Lines_A_Achievable Economic RVT Potential | F7 | Industrial | Paper and Printing | New | Space Heating | Natural Gas | Gas Boiler - Insulate Hot Water Lines | A | Cumulative Energy Savings (MWh or mTherms) | Achievable Economic RVT Potential | 0 | 0 | 0 | 0 | 0 | 0 | 0 | 0 | 0 | 0 | 0 | 0 | 0 | 0 | 0 | 0 | 0 | 0 | 0 | 0 | 0 | 0 | 0 | 0 | 0 | 0 | 0 | 0 | 0 | 0 | 0
F8_Industrial_Paper and Printing_New_Space Heating_Natural Gas_Gas Boiler - Insulate Hot Water Lines_A_Achievable Economic RVT Potential | F8 | Industrial | Paper and Printing | New | Space Heating | Natural Gas | Gas Boiler - Insulate Hot Water Lines | A | Cumulative Summer Peak Savings (MW) | Achievable Economic RVT Potential | 0 | 0 | 0 | 0 | 0 | 0 | 0 | 0 | 0 | 0 | 0 | 0 | 0 | 0 | 0 | 0 | 0 | 0 | 0 | 0 | 0 | 0 | 0 | 0 | 0 | 0 | 0 | 0 | 0 | 0 | 0
F9_Industrial_Paper and Printing_New_Space Heating_Natural Gas_Gas Boiler - Insulate Hot Water Lines_A_Achievable Economic RVT Potential | F9 | Industrial | Paper and Printing | New | Space Heating | Natural Gas | Gas Boiler - Insulate Hot Water Lines | A | Cumulative Winter Peak Savings (MW) | Achievable Economic RVT Potential | 0 | 0 | 0 | 0 | 0 | 0 | 0 | 0 | 0 | 0 | 0 | 0 | 0 | 0 | 0 | 0 | 0 | 0 | 0 | 0 | 0 | 0 | 0 | 0 | 0 | 0 | 0 | 0 | 0 | 0 | 0
F10_Industrial_Paper and Printing_New_Space Heating_Natural Gas_Gas Boiler - Insulate Hot Water Lines_A_Achievable Economic RVT Potential | F10 | Industrial | Paper and Printing | New | Space Heating | Natural Gas | Gas Boiler - Insulate Hot Water Lines | A | Purchases (Incremental) | Achievable Economic RVT Potential | 0 | 0 | 0 | 0 | 0 | 0 | 0 | 0 | 0 | 0 | 0 | 0 | 0 | 0 | 0 | 0 | 0 | 0 | 0 | 0 | 0 | 0 | 0 | 0 | 0 | 0 | 0 | 0 | 0 | 0 | 0
F11_Industrial_Paper and Printing_New_Space Heating_Natural Gas_Gas Boiler - Insulate Hot Water Lines_A_Achievable Economic RVT Potential | F11 | Industrial | Paper and Printing | New | Space Heating | Natural Gas | Gas Boiler - Insulate Hot Water Lines | A | Purchases (Cumulative) | Achievable Economic RVT Potential | 0 | 0 | 0 | 0 | 0 | 0 | 0 | 0 | 0 | 0 | 0 | 0 | 0 | 0 | 0 | 0 | 0 | 0 | 0 | 0 | 0 | 0 | 0 | 0 | 0 | 0 | 0 | 0 | 0 | 0 | 0
F1_Industrial_Paper and Printing_New_Process_Natural Gas_Gas Boiler - Insulate Hot Water Lines_A_Achievable Economic RVT Potential | F1 | Industrial | Paper and Printing | New | Process | Natural Gas | Gas Boiler - Insulate Hot Water Lines | A | Integrated Unit Energy Savings (kWh or therms) | Achievable Economic RVT Potential | 0 | 0 | 0 | 0 | 0 | 682.5364 | 682.0756 | 681.6474 | 681.2572 | 680.8613 | 680.4801 | 680.1472 | 679.8663 | 679.6468 | 679.4962 | 679.4242 | 679.4276 | 679.4895 | 679.5886 | 679.7033 | 679.8566 | 680.0009 | 680.1323 | 680.2524 | 680.3628 | 680.4646 | 680.5588 | 680.6461 | 683.0744 | 683.0744 | 683.0744
F2_Industrial_Paper and Printing_New_Process_Natural Gas_Gas Boiler - Insulate Hot Water Lines_A_Achievable Economic RVT Potential | F2 | Industrial | Paper and Printing | New | Process | Natural Gas | Gas Boiler - Insulate Hot Water Lines | A | Integrated Unit Summer Peak Savings (kW) | Achievable Economic RVT Potential | 0 | 0 | 0 | 0 | 0 | 0 | 0 | 0 | 0 | 0 | 0 | 0 | 0 | 0 | 0 | 0 | 0 | 0 | 0 | 0 | 0 | 0 | 0 | 0 | 0 | 0 | 0 | 0 | 0 | 0 | 0
F3_Industrial_Paper and Printing_New_Process_Natural Gas_Gas Boiler - Insulate Hot Water Lines_A_Achievable Economic RVT Potential | F3 | Industrial | Paper and Printing | New | Process | Natural Gas | Gas Boiler - Insulate Hot Water Lines | A | Integrated Unit Winter Peak Savings (kW) | Achievable Economic RVT Potential | 0 | 0 | 0 | 0 | 0 | 0 | 0 | 0 | 0 | 0 | 0 | 0 | 0 | 0 | 0 | 0 | 0 | 0 | 0 | 0 | 0 | 0 | 0 | 0 | 0 | 0 | 0 | 0 | 0 | 0 | 0
F4_Industrial_Paper and Printing_New_Process_Natural Gas_Gas Boiler - Insulate Hot Water Lines_A_Achievable Economic RVT Potential | F4 | Industrial | Paper and Printing | New | Process | Natural Gas | Gas Boiler - Insulate Hot Water Lines | A | Incremental Energy Savings (MWh or mTherms) | Achievable Economic RVT Potential | 0 | 0 | 0 | 0 | 0 | 0 | 0 | 0 | 0 | 0 | 0 | 0 | 0 | 0 | 0 | 0 | 0 | 0 | 0 | 0 | 0 | 0 | 0 | 0 | 0 | 0 | 0 | 0 | 0 | 0 | 0
F5_Industrial_Paper and Printing_New_Process_Natural Gas_Gas Boiler - Insulate Hot Water Lines_A_Achievable Economic RVT Potential | F5 | Industrial | Paper and Printing | New | Process | Natural Gas | Gas Boiler - Insulate Hot Water Lines | A | Incremental Summer Peak Savings (MW) | Achievable Economic RVT Potential | 0 | 0 | 0 | 0 | 0 | 0 | 0 | 0 | 0 | 0 | 0 | 0 | 0 | 0 | 0 | 0 | 0 | 0 | 0 | 0 | 0 | 0 | 0 | 0 | 0 | 0 | 0 | 0 | 0 | 0 | 0
F6_Industrial_Paper and Printing_New_Process_Natural Gas_Gas Boiler - Insulate Hot Water Lines_A_Achievable Economic RVT Potential | F6 | Industrial | Paper and Printing | New | Process | Natural Gas | Gas Boiler - Insulate Hot Water Lines | A | Incremental Winter Peak Savings (MW) | Achievable Economic RVT Potential | 0 | 0 | 0 | 0 | 0 | 0 | 0 | 0 | 0 | 0 | 0 | 0 | 0 | 0 | 0 | 0 | 0 | 0 | 0 | 0 | 0 | 0 | 0 | 0 | 0 | 0 | 0 | 0 | 0 | 0 | 0
F7_Industrial_Paper and Printing_New_Process_Natural Gas_Gas Boiler - Insulate Hot Water Lines_A_Achievable Economic RVT Potential | F7 | Industrial | Paper and Printing | New | Process | Natural Gas | Gas Boiler - Insulate Hot Water Lines | A | Cumulative Energy Savings (MWh or mTherms) | Achievable Economic RVT Potential | 0 | 0 | 0 | 0 | 0 | 0 | 0 | 0 | 0 | 0 | 0 | 0 | 0 | 0 | 0 | 0 | 0 | 0 | 0 | 0 | 0 | 0 | 0 | 0 | 0 | 0 | 0 | 0 | 0 | 0 | 0
F8_Industrial_Paper and Printing_New_Process_Natural Gas_Gas Boiler - Insulate Hot Water Lines_A_Achievable Economic RVT Potential | F8 | Industrial | Paper and Printing | New | Process | Natural Gas | Gas Boiler - Insulate Hot Water Lines | A | Cumulative Summer Peak Savings (MW) | Achievable Economic RVT Potential | 0 | 0 | 0 | 0 | 0 | 0 | 0 | 0 | 0 | 0 | 0 | 0 | 0 | 0 | 0 | 0 | 0 | 0 | 0 | 0 | 0 | 0 | 0 | 0 | 0 | 0 | 0 | 0 | 0 | 0 | 0
F9_Industrial_Paper and Printing_New_Process_Natural Gas_Gas Boiler - Insulate Hot Water Lines_A_Achievable Economic RVT Potential | F9 | Industrial | Paper and Printing | New | Process | Natural Gas | Gas Boiler - Insulate Hot Water Lines | A | Cumulative Winter Peak Savings (MW) | Achievable Economic RVT Potential | 0 | 0 | 0 | 0 | 0 | 0 | 0 | 0 | 0 | 0 | 0 | 0 | 0 | 0 | 0 | 0 | 0 | 0 | 0 | 0 | 0 | 0 | 0 | 0 | 0 | 0 | 0 | 0 | 0 | 0 | 0
F10_Industrial_Paper and Printing_New_Process_Natural Gas_Gas Boiler - Insulate Hot Water Lines_A_Achievable Economic RVT Potential | F10 | Industrial | Paper and Printing | New | Process | Natural Gas | Gas Boiler - Insulate Hot Water Lines | A | Purchases (Incremental) | Achievable Economic RVT Potential | 0 | 0 | 0 | 0 | 0 | 0 | 0 | 0 | 0 | 0 | 0 | 0 | 0 | 0 | 0 | 0 | 0 | 0 | 0 | 0 | 0 | 0 | 0 | 0 | 0 | 0 | 0 | 0 | 0 | 0 | 0
F11_Industrial_Paper and Printing_New_Process_Natural Gas_Gas Boiler - Insulate Hot Water Lines_A_Achievable Economic RVT Potential | F11 | Industrial | Paper and Printing | New | Process | Natural Gas | Gas Boiler - Insulate Hot Water Lines | A | Purchases (Cumulative) | Achievable Economic RVT Potential | 0 | 0 | 0 | 0 | 0 | 0 | 0 | 0 | 0 | 0 | 0 | 0 | 0 | 0 | 0 | 0 | 0 | 0 | 0 | 0 | 0 | 0 | 0 | 0 | 0 | 0 | 0 | 0 | 0 | 0 | 0
F1_Industrial_Paper and Printing_New_Process_Natural Gas_Process - Insulate Heated Process Fluids_A_Achievable Economic RVT Potential | F1 | Industrial | Paper and Printing | New | Process | Natural Gas | Process - Insulate Heated Process Fluids | A | Integrated Unit Energy Savings (kWh or therms) | Achievable Economic RVT Potential | 0 | 0 | 0 | 0 | 0 | 556.7611 | 554.6647 | 552.7885 | 551.065 | 549.4235 | 548.2205 | 547.3112 | 546.6342 | 546.1451 | 545.8033 | 545.6027 | 545.511 | 545.5052 | 545.5537 | 545.6285 | 545.871 | 546.081 | 546.259 | 546.4093 | 546.5351 | 547.0085 | 547.4467 | 547.8536 | 559.2448 | 559.2448 | 559.2448
F2_Industrial_Paper and Printing_New_Process_Natural Gas_Process - Insulate Heated Process Fluids_A_Achievable Economic RVT Potential | F2 | Industrial | Paper and Printing | New | Process | Natural Gas | Process - Insulate Heated Process Fluids | A | Integrated Unit Summer Peak Savings (kW) | Achievable Economic RVT Potential | 0 | 0 | 0 | 0 | 0 | 0 | 0 | 0 | 0 | 0 | 0 | 0 | 0 | 0 | 0 | 0 | 0 | 0 | 0 | 0 | 0 | 0 | 0 | 0 | 0 | 0 | 0 | 0 | 0 | 0 | 0
F3_Industrial_Paper and Printing_New_Process_Natural Gas_Process - Insulate Heated Process Fluids_A_Achievable Economic RVT Potential | F3 | Industrial | Paper and Printing | New | Process | Natural Gas | Process - Insulate Heated Process Fluids | A | Integrated Unit Winter Peak Savings (kW) | Achievable Economic RVT Potential | 0 | 0 | 0 | 0 | 0 | 0 | 0 | 0 | 0 | 0 | 0 | 0 | 0 | 0 | 0 | 0 | 0 | 0 | 0 | 0 | 0 | 0 | 0 | 0 | 0 | 0 | 0 | 0 | 0 | 0 | 0
F4_Industrial_Paper and Printing_New_Process_Natural Gas_Process - Insulate Heated Process Fluids_A_Achievable Economic RVT Potential | F4 | Industrial | Paper and Printing | New | Process | Natural Gas | Process - Insulate Heated Process Fluids | A | Incremental Energy Savings (MWh or mTherms) | Achievable Economic RVT Potential | 0 | 0 | 0 | 0 | 0 | 0 | 0 | 0 | 0 | 0 | 0 | 0 | 0 | 0 | 0 | 0 | 0 | 0 | 0 | 0 | 0 | 0 | 0 | 0 | 0 | 0 | 0 | 0 | 0 | 0 | 0
F5_Industrial_Paper and Printing_New_Process_Natural Gas_Process - Insulate Heated Process Fluids_A_Achievable Economic RVT Potential | F5 | Industrial | Paper and Printing | New | Process | Natural Gas | Process - Insulate Heated Process Fluids | A | Incremental Summer Peak Savings (MW) | Achievable Economic RVT Potential | 0 | 0 | 0 | 0 | 0 | 0 | 0 | 0 | 0 | 0 | 0 | 0 | 0 | 0 | 0 | 0 | 0 | 0 | 0 | 0 | 0 | 0 | 0 | 0 | 0 | 0 | 0 | 0 | 0 | 0 | 0
F6_Industrial_Paper and Printing_New_Process_Natural Gas_Process - Insulate Heated Process Fluids_A_Achievable Economic RVT Potential | F6 | Industrial | Paper and Printing | New | Process | Natural Gas | Process - Insulate Heated Process Fluids | A | Incremental Winter Peak Savings (MW) | Achievable Economic RVT Potential | 0 | 0 | 0 | 0 | 0 | 0 | 0 | 0 | 0 | 0 | 0 | 0 | 0 | 0 | 0 | 0 | 0 | 0 | 0 | 0 | 0 | 0 | 0 | 0 | 0 | 0 | 0 | 0 | 0 | 0 | 0
F7_Industrial_Paper and Printing_New_Process_Natural Gas_Process - Insulate Heated Process Fluids_A_Achievable Economic RVT Potential | F7 | Industrial | Paper and Printing | New | Process | Natural Gas | Process - Insulate Heated Process Fluids | A | Cumulative Energy Savings (MWh or mTherms) | Achievable Economic RVT Potential | 0 | 0 | 0 | 0 | 0 | 0 | 0 | 0 | 0 | 0 | 0 | 0 | 0 | 0 | 0 | 0 | 0 | 0 | 0 | 0 | 0 | 0 | 0 | 0 | 0 | 0 | 0 | 0 | 0 | 0 | 0
F8_Industrial_Paper and Printing_New_Process_Natural Gas_Process - Insulate Heated Process Fluids_A_Achievable Economic RVT Potential | F8 | Industrial | Paper and Printing | New | Process | Natural Gas | Process - Insulate Heated Process Fluids | A | Cumulative Summer Peak Savings (MW) | Achievable Economic RVT Potential | 0 | 0 | 0 | 0 | 0 | 0 | 0 | 0 | 0 | 0 | 0 | 0 | 0 | 0 | 0 | 0 | 0 | 0 | 0 | 0 | 0 | 0 | 0 | 0 | 0 | 0 | 0 | 0 | 0 | 0 | 0
F9_Industrial_Paper and Printing_New_Process_Natural Gas_Process - Insulate Heated Process Fluids_A_Achievable Economic RVT Potential | F9 | Industrial | Paper and Printing | New | Process | Natural Gas | Process - Insulate Heated Process Fluids | A | Cumulative Winter Peak Savings (MW) | Achievable Economic RVT Potential | 0 | 0 | 0 | 0 | 0 | 0 | 0 | 0 | 0 | 0 | 0 | 0 | 0 | 0 | 0 | 0 | 0 | 0 | 0 | 0 | 0 | 0 | 0 | 0 | 0 | 0 | 0 | 0 | 0 | 0 | 0
F10_Industrial_Paper and Printing_New_Process_Natural Gas_Process - Insulate Heated Process Fluids_A_Achievable Economic RVT Potential | F10 | Industrial | Paper and Printing | New | Process | Natural Gas | Process - Insulate Heated Process Fluids | A | Purchases (Incremental) | Achievable Economic RVT Potential | 0 | 0 | 0 | 0 | 0 | 0 | 0 | 0 | 0 | 0 | 0 | 0 | 0 | 0 | 0 | 0 | 0 | 0 | 0 | 0 | 0 | 0 | 0 | 0 | 0 | 0 | 0 | 0 | 0 | 0 | 0
F11_Industrial_Paper and Printing_New_Process_Natural Gas_Process - Insulate Heated Process Fluids_A_Achievable Economic RVT Potential | F11 | Industrial | Paper and Printing | New | Process | Natural Gas | Process - Insulate Heated Process Fluids | A | Purchases (Cumulative) | Achievable Economic RVT Potential | 0 | 0 | 0 | 0 | 0 | 0 | 0 | 0 | 0 | 0 | 0 | 0 | 0 | 0 | 0 | 0 | 0 | 0 | 0 | 0 | 0 | 0 | 0 | 0 | 0 | 0 | 0 | 0 | 0 | 0 | 0
F1_Industrial_Paper and Printing_New_Process_Natural Gas_Process Heat Recovery_A_Achievable Economic RVT Potential | F1 | Industrial | Paper and Printing | New | Process | Natural Gas | Process Heat Recovery | A | Integrated Unit Energy Savings (kWh or therms) | Achievable Economic RVT Potential | 0 | 0 | 0 | 0 | 0 | 73.234 | 73.1018 | 72.9823 | 72.8728 | 72.7667 | 72.6964 | 72.6328 | 72.5763 | 72.5274 | 72.4865 | 72.455 | 72.4319 | 72.4157 | 72.4038 | 72.3937 | 72.3881 | 72.3818 | 72.3743 | 72.3658 | 72.3564 | 72.395 | 72.4308 | 72.4639 | 0 | 0 | 0
F2_Industrial_Paper and Printing_New_Process_Natural Gas_Process Heat Recovery_A_Achievable Economic RVT Potential | F2 | Industrial | Paper and Printing | New | Process | Natural Gas | Process Heat Recovery | A | Integrated Unit Summer Peak Savings (kW) | Achievable Economic RVT Potential | 0 | 0 | 0 | 0 | 0 | 0 | 0 | 0 | 0 | 0 | 0 | 0 | 0 | 0 | 0 | 0 | 0 | 0 | 0 | 0 | 0 | 0 | 0 | 0 | 0 | 0 | 0 | 0 | 0 | 0 | 0
F3_Industrial_Paper and Printing_New_Process_Natural Gas_Process Heat Recovery_A_Achievable Economic RVT Potential | F3 | Industrial | Paper and Printing | New | Process | Natural Gas | Process Heat Recovery | A | Integrated Unit Winter Peak Savings (kW) | Achievable Economic RVT Potential | 0 | 0 | 0 | 0 | 0 | 0 | 0 | 0 | 0 | 0 | 0 | 0 | 0 | 0 | 0 | 0 | 0 | 0 | 0 | 0 | 0 | 0 | 0 | 0 | 0 | 0 | 0 | 0 | 0 | 0 | 0
F4_Industrial_Paper and Printing_New_Process_Natural Gas_Process Heat Recovery_A_Achievable Economic RVT Potential | F4 | Industrial | Paper and Printing | New | Process | Natural Gas | Process Heat Recovery | A | Incremental Energy Savings (MWh or mTherms) | Achievable Economic RVT Potential | 0 | 0 | 0 | 0 | 0 | 0 | 0 | 0 | 0 | 0 | 0 | 0 | 0 | 0 | 0 | 0 | 0 | 0 | 0 | 0 | 0 | 0 | 0 | 0 | 0 | 0 | 0 | 0 | 0 | 0 | 0
F5_Industrial_Paper and Printing_New_Process_Natural Gas_Process Heat Recovery_A_Achievable Economic RVT Potential | F5 | Industrial | Paper and Printing | New | Process | Natural Gas | Process Heat Recovery | A | Incremental Summer Peak Savings (MW) | Achievable Economic RVT Potential | 0 | 0 | 0 | 0 | 0 | 0 | 0 | 0 | 0 | 0 | 0 | 0 | 0 | 0 | 0 | 0 | 0 | 0 | 0 | 0 | 0 | 0 | 0 | 0 | 0 | 0 | 0 | 0 | 0 | 0 | 0
F6_Industrial_Paper and Printing_New_Process_Natural Gas_Process Heat Recovery_A_Achievable Economic RVT Potential | F6 | Industrial | Paper and Printing | New | Process | Natural Gas | Process Heat Recovery | A | Incremental Winter Peak Savings (MW) | Achievable Economic RVT Potential | 0 | 0 | 0 | 0 | 0 | 0 | 0 | 0 | 0 | 0 | 0 | 0 | 0 | 0 | 0 | 0 | 0 | 0 | 0 | 0 | 0 | 0 | 0 | 0 | 0 | 0 | 0 | 0 | 0 | 0 | 0
F7_Industrial_Paper and Printing_New_Process_Natural Gas_Process Heat Recovery_A_Achievable Economic RVT Potential | F7 | Industrial | Paper and Printing | New | Process | Natural Gas | Process Heat Recovery | A | Cumulative Energy Savings (MWh or mTherms) | Achievable Economic RVT Potential | 0 | 0 | 0 | 0 | 0 | 0 | 0 | 0 | 0 | 0 | 0 | 0 | 0 | 0 | 0 | 0 | 0 | 0 | 0 | 0 | 0 | 0 | 0 | 0 | 0 | 0 | 0 | 0 | 0 | 0 | 0
F8_Industrial_Paper and Printing_New_Process_Natural Gas_Process Heat Recovery_A_Achievable Economic RVT Potential | F8 | Industrial | Paper and Printing | New | Process | Natural Gas | Process Heat Recovery | A | Cumulative Summer Peak Savings (MW) | Achievable Economic RVT Potential | 0 | 0 | 0 | 0 | 0 | 0 | 0 | 0 | 0 | 0 | 0 | 0 | 0 | 0 | 0 | 0 | 0 | 0 | 0 | 0 | 0 | 0 | 0 | 0 | 0 | 0 | 0 | 0 | 0 | 0 | 0
F9_Industrial_Paper and Printing_New_Process_Natural Gas_Process Heat Recovery_A_Achievable Economic RVT Potential | F9 | Industrial | Paper and Printing | New | Process | Natural Gas | Process Heat Recovery | A | Cumulative Winter Peak Savings (MW) | Achievable Economic RVT Potential | 0 | 0 | 0 | 0 | 0 | 0 | 0 | 0 | 0 | 0 | 0 | 0 | 0 | 0 | 0 | 0 | 0 | 0 | 0 | 0 | 0 | 0 | 0 | 0 | 0 | 0 | 0 | 0 | 0 | 0 | 0
F10_Industrial_Paper and Printing_New_Process_Natural Gas_Process Heat Recovery_A_Achievable Economic RVT Potential | F10 | Industrial | Paper and Printing | New | Process | Natural Gas | Process Heat Recovery | A | Purchases (Incremental) | Achievable Economic RVT Potential | 0 | 0 | 0 | 0 | 0 | 0 | 0 | 0 | 0 | 0 | 0 | 0 | 0 | 0 | 0 | 0 | 0 | 0 | 0 | 0 | 0 | 0 | 0 | 0 | 0 | 0 | 0 | 0 | 0 | 0 | 0
F11_Industrial_Paper and Printing_New_Process_Natural Gas_Process Heat Recovery_A_Achievable Economic RVT Potential | F11 | Industrial | Paper and Printing | New | Process | Natural Gas | Process Heat Recovery | A | Purchases (Cumulative) | Achievable Economic RVT Potential | 0 | 0 | 0 | 0 | 0 | 0 | 0 | 0 | 0 | 0 | 0 | 0 | 0 | 0 | 0 | 0 | 0 | 0 | 0 | 0 | 0 | 0 | 0 | 0 | 0 | 0 | 0 | 0 | 0 | 0 | 0
F1_Industrial_Paper and Printing_New_Space Heating_Natural Gas_Building Automation System_A_Achievable Economic RVT Potential | F1 | Industrial | Paper and Printing | New | Space Heating | Natural Gas | Building Automation System | A | Integrated Unit Energy Savings (kWh or therms) | Achievable Economic RVT Potential | 0 | 0 | 0 | 0 | 0 | 0.014537 | 0.014291 | 0.014088 | 0.013912 | 0.013755 | 0.013618 | 0.013454 | 0.013278 | 0.0131 | 0.012924 | 0.012766 | 0.012624 | 0.012504 | 0.012344 | 0.01222 | 0.012127 | 0.012052 | 0.012011 | 0.011983 | 0.011967 | 0.011959 | 0.011955 | 0.011955 | 0 | 0 | 0
F2_Industrial_Paper and Printing_New_Space Heating_Natural Gas_Building Automation System_A_Achievable Economic RVT Potential | F2 | Industrial | Paper and Printing | New | Space Heating | Natural Gas | Building Automation System | A | Integrated Unit Summer Peak Savings (kW) | Achievable Economic RVT Potential | 0 | 0 | 0 | 0 | 0 | 0 | 0 | 0 | 0 | 0 | 0 | 0 | 0 | 0 | 0 | 0 | 0 | 0 | 0 | 0 | 0 | 0 | 0 | 0 | 0 | 0 | 0 | 0 | 0 | 0 | 0
F3_Industrial_Paper and Printing_New_Space Heating_Natural Gas_Building Automation System_A_Achievable Economic RVT Potential | F3 | Industrial | Paper and Printing | New | Space Heating | Natural Gas | Building Automation System | A | Integrated Unit Winter Peak Savings (kW) | Achievable Economic RVT Potential | 0 | 0 | 0 | 0 | 0 | 0 | 0 | 0 | 0 | 0 | 0 | 0 | 0 | 0 | 0 | 0 | 0 | 0 | 0 | 0 | 0 | 0 | 0 | 0 | 0 | 0 | 0 | 0 | 0 | 0 | 0
F4_Industrial_Paper and Printing_New_Space Heating_Natural Gas_Building Automation System_A_Achievable Economic RVT Potential | F4 | Industrial | Paper and Printing | New | Space Heating | Natural Gas | Building Automation System | A | Incremental Energy Savings (MWh or mTherms) | Achievable Economic RVT Potential | 0 | 0 | 0 | 0 | 0 | 7.8894e-05 | 0.00018368 | 0.00037158 | 0.0006769 | 0.0011359 | 0.0017811 | 0.0026199 | 0.0036405 | 0.0047937 | 0.0059796 | 0.0070742 | 0.007908 | 0.0083298 | 0.008181 | 0.0074916 | 0.0064525 | 0.0051343 | 0.0037007 | 0.0024596 | 0.0016671 | 0.0015642 | 0.002328 | 0.0032778 | 0 | 0 | 0
F5_Industrial_Paper and Printing_New_Space Heating_Natural Gas_Building Automation System_A_Achievable Economic RVT Potential | F5 | Industrial | Paper and Printing | New | Space Heating | Natural Gas | Building Automation System | A | Incremental Summer Peak Savings (MW) | Achievable Economic RVT Potential | 0 | 0 | 0 | 0 | 0 | 0 | 0 | 0 | 0 | 0 | 0 | 0 | 0 | 0 | 0 | 0 | 0 | 0 | 0 | 0 | 0 | 0 | 0 | 0 | 0 | 0 | 0 | 0 | 0 | 0 | 0
F6_Industrial_Paper and Printing_New_Space Heating_Natural Gas_Building Automation System_A_Achievable Economic RVT Potential | F6 | Industrial | Paper and Printing | New | Space Heating | Natural Gas | Building Automation System | A | Incremental Winter Peak Savings (MW) | Achievable Economic RVT Potential | 0 | 0 | 0 | 0 | 0 | 0 | 0 | 0 | 0 | 0 | 0 | 0 | 0 | 0 | 0 | 0 | 0 | 0 | 0 | 0 | 0 | 0 | 0 | 0 | 0 | 0 | 0 | 0 | 0 | 0 | 0
F7_Industrial_Paper and Printing_New_Space Heating_Natural Gas_Building Automation System_A_Achievable Economic RVT Potential | F7 | Industrial | Paper and Printing | New | Space Heating | Natural Gas | Building Automation System | A | Cumulative Energy Savings (MWh or mTherms) | Achievable Economic RVT Potential | 0 | 0 | 0 | 0 | 0 | 7.8894e-05 | 0.00026124 | 0.0006291 | 0.0012982 | 0.0024194 | 0.0041764 | 0.0067461 | 0.010298 | 0.014954 | 0.020733 | 0.027554 | 0.035154 | 0.043151 | 0.050778 | 0.057762 | 0.063706 | 0.068294 | 0.071443 | 0.073158 | 0.073735 | 0.073687 | 0.073663 | 0.073663 | 0 | 0 | 0
F8_Industrial_Paper and Printing_New_Space Heating_Natural Gas_Building Automation System_A_Achievable Economic RVT Potential | F8 | Industrial | Paper and Printing | New | Space Heating | Natural Gas | Building Automation System | A | Cumulative Summer Peak Savings (MW) | Achievable Economic RVT Potential | 0 | 0 | 0 | 0 | 0 | 0 | 0 | 0 | 0 | 0 | 0 | 0 | 0 | 0 | 0 | 0 | 0 | 0 | 0 | 0 | 0 | 0 | 0 | 0 | 0 | 0 | 0 | 0 | 0 | 0 | 0
F9_Industrial_Paper and Printing_New_Space Heating_Natural Gas_Building Automation System_A_Achievable Economic RVT Potential | F9 | Industrial | Paper and Printing | New | Space Heating | Natural Gas | Building Automation System | A | Cumulative Winter Peak Savings (MW) | Achievable Economic RVT Potential | 0 | 0 | 0 | 0 | 0 | 0 | 0 | 0 | 0 | 0 | 0 | 0 | 0 | 0 | 0 | 0 | 0 | 0 | 0 | 0 | 0 | 0 | 0 | 0 | 0 | 0 | 0 | 0 | 0 | 0 | 0
F10_Industrial_Paper and Printing_New_Space Heating_Natural Gas_Building Automation System_A_Achievable Economic RVT Potential | F10 | Industrial | Paper and Printing | New | Space Heating | Natural Gas | Building Automation System | A | Purchases (Incremental) | Achievable Economic RVT Potential | 0 | 0 | 0 | 0 | 0 | 5.427 | 12.8522 | 26.3759 | 48.6546 | 82.5841 | 130.7961 | 194.7306 | 274.1758 | 365.9358 | 462.6588 | 554.1364 | 626.4418 | 666.1612 | 662.77 | 613.0478 | 532.0917 | 426.0145 | 308.1191 | 205.2475 | 139.3126 | 130.7961 | 194.7306 | 274.1758 | 365.9358 | 462.6588 | 554.1364
F11_Industrial_Paper and Printing_New_Space Heating_Natural Gas_Building Automation System_A_Achievable Economic RVT Potential | F11 | Industrial | Paper and Printing | New | Space Heating | Natural Gas | Building Automation System | A | Purchases (Cumulative) | Achievable Economic RVT Potential | 0 | 0 | 0 | 0 | 0 | 5.427 | 18.2793 | 44.6552 | 93.3098 | 175.8938 | 306.69 | 501.4205 | 775.5964 | 1141.5321 | 1604.1909 | 2158.3273 | 2784.7691 | 3450.9303 | 4113.7003 | 4726.7481 | 5253.4128 | 5666.5751 | 5948.3182 | 6104.9112 | 6161.6398 | 6161.6398 | 6161.6398 | 6161.6398 | 6161.6398 | 6161.6398 | 6161.6398
F1_Industrial_Paper and Printing_New_Space Heating_Natural Gas_Steam System Efficiency Improvements_A_Achievable Economic RVT Potential | F1 | Industrial | Paper and Printing | New | Space Heating | Natural Gas | Steam System Efficiency Improvements | A | Integrated Unit Energy Savings (kWh or therms) | Achievable Economic RVT Potential | 0 | 0 | 0 | 0 | 0 | 0 | 0 | 0 | 0 | 0 | 0 | 0 | 0 | 0 | 0 | 0 | 0 | 0 | 0 | 0 | 0 | 0 | 0 | 0 | 0 | 0 | 0 | 0 | 0 | 0 | 0
F2_Industrial_Paper and Printing_New_Space Heating_Natural Gas_Steam System Efficiency Improvements_A_Achievable Economic RVT Potential | F2 | Industrial | Paper and Printing | New | Space Heating | Natural Gas | Steam System Efficiency Improvements | A | Integrated Unit Summer Peak Savings (kW) | Achievable Economic RVT Potential | 0 | 0 | 0 | 0 | 0 | 0 | 0 | 0 | 0 | 0 | 0 | 0 | 0 | 0 | 0 | 0 | 0 | 0 | 0 | 0 | 0 | 0 | 0 | 0 | 0 | 0 | 0 | 0 | 0 | 0 | 0
F3_Industrial_Paper and Printing_New_Space Heating_Natural Gas_Steam System Efficiency Improvements_A_Achievable Economic RVT Potential | F3 | Industrial | Paper and Printing | New | Space Heating | Natural Gas | Steam System Efficiency Improvements | A | Integrated Unit Winter Peak Savings (kW) | Achievable Economic RVT Potential | 0 | 0 | 0 | 0 | 0 | 0 | 0 | 0 | 0 | 0 | 0 | 0 | 0 | 0 | 0 | 0 | 0 | 0 | 0 | 0 | 0 | 0 | 0 | 0 | 0 | 0 | 0 | 0 | 0 | 0 | 0
F4_Industrial_Paper and Printing_New_Space Heating_Natural Gas_Steam System Efficiency Improvements_A_Achievable Economic RVT Potential | F4 | Industrial | Paper and Printing | New | Space Heating | Natural Gas | Steam System Efficiency Improvements | A | Incremental Energy Savings (MWh or mTherms) | Achievable Economic RVT Potential | 0 | 0 | 0 | 0 | 0 | 0 | 0 | 0 | 0 | 0 | 0 | 0 | 0 | 0 | 0 | 0 | 0 | 0 | 0 | 0 | 0 | 0 | 0 | 0 | 0 | 0 | 0 | 0 | 0 | 0 | 0
F5_Industrial_Paper and Printing_New_Space Heating_Natural Gas_Steam System Efficiency Improvements_A_Achievable Economic RVT Potential | F5 | Industrial | Paper and Printing | New | Space Heating | Natural Gas | Steam System Efficiency Improvements | A | Incremental Summer Peak Savings (MW) | Achievable Economic RVT Potential | 0 | 0 | 0 | 0 | 0 | 0 | 0 | 0 | 0 | 0 | 0 | 0 | 0 | 0 | 0 | 0 | 0 | 0 | 0 | 0 | 0 | 0 | 0 | 0 | 0 | 0 | 0 | 0 | 0 | 0 | 0
F6_Industrial_Paper and Printing_New_Space Heating_Natural Gas_Steam System Efficiency Improvements_A_Achievable Economic RVT Potential | F6 | Industrial | Paper and Printing | New | Space Heating | Natural Gas | Steam System Efficiency Improvements | A | Incremental Winter Peak Savings (MW) | Achievable Economic RVT Potential | 0 | 0 | 0 | 0 | 0 | 0 | 0 | 0 | 0 | 0 | 0 | 0 | 0 | 0 | 0 | 0 | 0 | 0 | 0 | 0 | 0 | 0 | 0 | 0 | 0 | 0 | 0 | 0 | 0 | 0 | 0
F7_Industrial_Paper and Printing_New_Space Heating_Natural Gas_Steam System Efficiency Improvements_A_Achievable Economic RVT Potential | F7 | Industrial | Paper and Printing | New | Space Heating | Natural Gas | Steam System Efficiency Improvements | A | Cumulative Energy Savings (MWh or mTherms) | Achievable Economic RVT Potential | 0 | 0 | 0 | 0 | 0 | 0 | 0 | 0 | 0 | 0 | 0 | 0 | 0 | 0 | 0 | 0 | 0 | 0 | 0 | 0 | 0 | 0 | 0 | 0 | 0 | 0 | 0 | 0 | 0 | 0 | 0
F8_Industrial_Paper and Printing_New_Space Heating_Natural Gas_Steam System Efficiency Improvements_A_Achievable Economic RVT Potential | F8 | Industrial | Paper and Printing | New | Space Heating | Natural Gas | Steam System Efficiency Improvements | A | Cumulative Summer Peak Savings (MW) | Achievable Economic RVT Potential | 0 | 0 | 0 | 0 | 0 | 0 | 0 | 0 | 0 | 0 | 0 | 0 | 0 | 0 | 0 | 0 | 0 | 0 | 0 | 0 | 0 | 0 | 0 | 0 | 0 | 0 | 0 | 0 | 0 | 0 | 0
F9_Industrial_Paper and Printing_New_Space Heating_Natural Gas_Steam System Efficiency Improvements_A_Achievable Economic RVT Potential | F9 | Industrial | Paper and Printing | New | Space Heating | Natural Gas | Steam System Efficiency Improvements | A | Cumulative Winter Peak Savings (MW) | Achievable Economic RVT Potential | 0 | 0 | 0 | 0 | 0 | 0 | 0 | 0 | 0 | 0 | 0 | 0 | 0 | 0 | 0 | 0 | 0 | 0 | 0 | 0 | 0 | 0 | 0 | 0 | 0 | 0 | 0 | 0 | 0 | 0 | 0
F10_Industrial_Paper and Printing_New_Space Heating_Natural Gas_Steam System Efficiency Improvements_A_Achievable Economic RVT Potential | F10 | Industrial | Paper and Printing | New | Space Heating | Natural Gas | Steam System Efficiency Improvements | A | Purchases (Incremental) | Achievable Economic RVT Potential | 0 | 0 | 0 | 0 | 0 | 0 | 0 | 0 | 0 | 0 | 0 | 0 | 0 | 0 | 0 | 0 | 0 | 0 | 0 | 0 | 0 | 0 | 0 | 0 | 0 | 0 | 0 | 0 | 0 | 0 | 0
F11_Industrial_Paper and Printing_New_Space Heating_Natural Gas_Steam System Efficiency Improvements_A_Achievable Economic RVT Potential | F11 | Industrial | Paper and Printing | New | Space Heating | Natural Gas | Steam System Efficiency Improvements | A | Purchases (Cumulative) | Achievable Economic RVT Potential | 0 | 0 | 0 | 0 | 0 | 0 | 0 | 0 | 0 | 0 | 0 | 0 | 0 | 0 | 0 | 0 | 0 | 0 | 0 | 0 | 0 | 0 | 0 | 0 | 0 | 0 | 0 | 0 | 0 | 0 | 0
F1_Industrial_Paper and Printing_New_Process_Natural Gas_Steam System Efficiency Improvements_A_Achievable Economic RVT Potential | F1 | Industrial | Paper and Printing | New | Process | Natural Gas | Steam System Efficiency Improvements | A | Integrated Unit Energy Savings (kWh or therms) | Achievable Economic RVT Potential | 0 | 0 | 0 | 0 | 0 | 0.076609 | 0.076289 | 0.076003 | 0.07574 | 0.07549 | 0.075305 | 0.075168 | 0.075068 | 0.074997 | 0.074949 | 0.074923 | 0.074912 | 0.074915 | 0.074926 | 0.07494 | 0.074978 | 0.075015 | 0.075046 | 0.075073 | 0.075096 | 0.075166 | 0.075232 | 0.075292 | 0.076988 | 0.076988 | 0.076988
F2_Industrial_Paper and Printing_New_Process_Natural Gas_Steam System Efficiency Improvements_A_Achievable Economic RVT Potential | F2 | Industrial | Paper and Printing | New | Process | Natural Gas | Steam System Efficiency Improvements | A | Integrated Unit Summer Peak Savings (kW) | Achievable Economic RVT Potential | 0 | 0 | 0 | 0 | 0 | 0 | 0 | 0 | 0 | 0 | 0 | 0 | 0 | 0 | 0 | 0 | 0 | 0 | 0 | 0 | 0 | 0 | 0 | 0 | 0 | 0 | 0 | 0 | 0 | 0 | 0
F3_Industrial_Paper and Printing_New_Process_Natural Gas_Steam System Efficiency Improvements_A_Achievable Economic RVT Potential | F3 | Industrial | Paper and Printing | New | Process | Natural Gas | Steam System Efficiency Improvements | A | Integrated Unit Winter Peak Savings (kW) | Achievable Economic RVT Potential | 0 | 0 | 0 | 0 | 0 | 0 | 0 | 0 | 0 | 0 | 0 | 0 | 0 | 0 | 0 | 0 | 0 | 0 | 0 | 0 | 0 | 0 | 0 | 0 | 0 | 0 | 0 | 0 | 0 | 0 | 0
F4_Industrial_Paper and Printing_New_Process_Natural Gas_Steam System Efficiency Improvements_A_Achievable Economic RVT Potential | F4 | Industrial | Paper and Printing | New | Process | Natural Gas | Steam System Efficiency Improvements | A | Incremental Energy Savings (MWh or mTherms) | Achievable Economic RVT Potential | 0 | 0 | 0 | 0 | 0 | 0 | 0 | 0 | 0 | 0 | 0 | 0 | 0 | 0 | 0 | 0 | 0 | 0 | 0 | 0 | 0 | 0 | 0 | 0 | 0 | 0 | 0 | 0 | 0 | 0 | 0
F5_Industrial_Paper and Printing_New_Process_Natural Gas_Steam System Efficiency Improvements_A_Achievable Economic RVT Potential | F5 | Industrial | Paper and Printing | New | Process | Natural Gas | Steam System Efficiency Improvements | A | Incremental Summer Peak Savings (MW) | Achievable Economic RVT Potential | 0 | 0 | 0 | 0 | 0 | 0 | 0 | 0 | 0 | 0 | 0 | 0 | 0 | 0 | 0 | 0 | 0 | 0 | 0 | 0 | 0 | 0 | 0 | 0 | 0 | 0 | 0 | 0 | 0 | 0 | 0
F6_Industrial_Paper and Printing_New_Process_Natural Gas_Steam System Efficiency Improvements_A_Achievable Economic RVT Potential | F6 | Industrial | Paper and Printing | New | Process | Natural Gas | Steam System Efficiency Improvements | A | Incremental Winter Peak Savings (MW) | Achievable Economic RVT Potential | 0 | 0 | 0 | 0 | 0 | 0 | 0 | 0 | 0 | 0 | 0 | 0 | 0 | 0 | 0 | 0 | 0 | 0 | 0 | 0 | 0 | 0 | 0 | 0 | 0 | 0 | 0 | 0 | 0 | 0 | 0
F7_Industrial_Paper and Printing_New_Process_Natural Gas_Steam System Efficiency Improvements_A_Achievable Economic RVT Potential | F7 | Industrial | Paper and Printing | New | Process | Natural Gas | Steam System Efficiency Improvements | A | Cumulative Energy Savings (MWh or mTherms) | Achievable Economic RVT Potential | 0 | 0 | 0 | 0 | 0 | 0 | 0 | 0 | 0 | 0 | 0 | 0 | 0 | 0 | 0 | 0 | 0 | 0 | 0 | 0 | 0 | 0 | 0 | 0 | 0 | 0 | 0 | 0 | 0 | 0 | 0
F8_Industrial_Paper and Printing_New_Process_Natural Gas_Steam System Efficiency Improvements_A_Achievable Economic RVT Potential | F8 | Industrial | Paper and Printing | New | Process | Natural Gas | Steam System Efficiency Improvements | A | Cumulative Summer Peak Savings (MW) | Achievable Economic RVT Potential | 0 | 0 | 0 | 0 | 0 | 0 | 0 | 0 | 0 | 0 | 0 | 0 | 0 | 0 | 0 | 0 | 0 | 0 | 0 | 0 | 0 | 0 | 0 | 0 | 0 | 0 | 0 | 0 | 0 | 0 | 0
F9_Industrial_Paper and Printing_New_Process_Natural Gas_Steam System Efficiency Improvements_A_Achievable Economic RVT Potential | F9 | Industrial | Paper and Printing | New | Process | Natural Gas | Steam System Efficiency Improvements | A | Cumulative Winter Peak Savings (MW) | Achievable Economic RVT Potential | 0 | 0 | 0 | 0 | 0 | 0 | 0 | 0 | 0 | 0 | 0 | 0 | 0 | 0 | 0 | 0 | 0 | 0 | 0 | 0 | 0 | 0 | 0 | 0 | 0 | 0 | 0 | 0 | 0 | 0 | 0
F10_Industrial_Paper and Printing_New_Process_Natural Gas_Steam System Efficiency Improvements_A_Achievable Economic RVT Potential | F10 | Industrial | Paper and Printing | New | Process | Natural Gas | Steam System Efficiency Improvements | A | Purchases (Incremental) | Achievable Economic RVT Potential | 0 | 0 | 0 | 0 | 0 | 0 | 0 | 0 | 0 | 0 | 0 | 0 | 0 | 0 | 0 | 0 | 0 | 0 | 0 | 0 | 0 | 0 | 0 | 0 | 0 | 0 | 0 | 0 | 0 | 0 | 0
F11_Industrial_Paper and Printing_New_Process_Natural Gas_Steam System Efficiency Improvements_A_Achievable Economic RVT Potential | F11 | Industrial | Paper and Printing | New | Process | Natural Gas | Steam System Efficiency Improvements | A | Purchases (Cumulative) | Achievable Economic RVT Potential | 0 | 0 | 0 | 0 | 0 | 0 | 0 | 0 | 0 | 0 | 0 | 0 | 0 | 0 | 0 | 0 | 0 | 0 | 0 | 0 | 0 | 0 | 0 | 0 | 0 | 0 | 0 | 0 | 0 | 0 | 0
F1_Industrial_Paper and Printing_New_Space Heating_Natural Gas_Strategic Energy Management_A_Achievable Economic RVT Potential | F1 | Industrial | Paper and Printing | New | Space Heating | Natural Gas | Strategic Energy Management | A | Integrated Unit Energy Savings (kWh or therms) | Achievable Economic RVT Potential | 0 | 0 | 0 | 0 | 0 | 52.8161 | 51.9584 | 51.2494 | 50.639 | 50.0923 | 49.5968 | 49.0042 | 48.3654 | 47.719 | 47.0823 | 46.508 | 45.9902 | 45.5559 | 44.9724 | 44.5238 | 44.1837 | 43.9126 | 43.7626 | 43.6641 | 43.6038 | 43.5693 | 43.5495 | 43.5447 | 0 | 0 | 0
F2_Industrial_Paper and Printing_New_Space Heating_Natural Gas_Strategic Energy Management_A_Achievable Economic RVT Potential | F2 | Industrial | Paper and Printing | New | Space Heating | Natural Gas | Strategic Energy Management | A | Integrated Unit Summer Peak Savings (kW) | Achievable Economic RVT Potential | 0 | 0 | 0 | 0 | 0 | 0 | 0 | 0 | 0 | 0 | 0 | 0 | 0 | 0 | 0 | 0 | 0 | 0 | 0 | 0 | 0 | 0 | 0 | 0 | 0 | 0 | 0 | 0 | 0 | 0 | 0
F3_Industrial_Paper and Printing_New_Space Heating_Natural Gas_Strategic Energy Management_A_Achievable Economic RVT Potential | F3 | Industrial | Paper and Printing | New | Space Heating | Natural Gas | Strategic Energy Management | A | Integrated Unit Winter Peak Savings (kW) | Achievable Economic RVT Potential | 0 | 0 | 0 | 0 | 0 | 0 | 0 | 0 | 0 | 0 | 0 | 0 | 0 | 0 | 0 | 0 | 0 | 0 | 0 | 0 | 0 | 0 | 0 | 0 | 0 | 0 | 0 | 0 | 0 | 0 | 0
F4_Industrial_Paper and Printing_New_Space Heating_Natural Gas_Strategic Energy Management_A_Achievable Economic RVT Potential | F4 | Industrial | Paper and Printing | New | Space Heating | Natural Gas | Strategic Energy Management | A | Incremental Energy Savings (MWh or mTherms) | Achievable Economic RVT Potential | 0 | 0 | 0 | 0 | 0 | 0 | 0 | 0 | 0 | 0 | 0 | 0 | 0 | 0 | 0 | 0 | 0 | 0 | 0 | 0 | 0 | 0 | 0 | 0 | 0 | 0 | 0 | 0 | 0 | 0 | 0
F5_Industrial_Paper and Printing_New_Space Heating_Natural Gas_Strategic Energy Management_A_Achievable Economic RVT Potential | F5 | Industrial | Paper and Printing | New | Space Heating | Natural Gas | Strategic Energy Management | A | Incremental Summer Peak Savings (MW) | Achievable Economic RVT Potential | 0 | 0 | 0 | 0 | 0 | 0 | 0 | 0 | 0 | 0 | 0 | 0 | 0 | 0 | 0 | 0 | 0 | 0 | 0 | 0 | 0 | 0 | 0 | 0 | 0 | 0 | 0 | 0 | 0 | 0 | 0
F6_Industrial_Paper and Printing_New_Space Heating_Natural Gas_Strategic Energy Management_A_Achievable Economic RVT Potential | F6 | Industrial | Paper and Printing | New | Space Heating | Natural Gas | Strategic Energy Management | A | Incremental Winter Peak Savings (MW) | Achievable Economic RVT Potential | 0 | 0 | 0 | 0 | 0 | 0 | 0 | 0 | 0 | 0 | 0 | 0 | 0 | 0 | 0 | 0 | 0 | 0 | 0 | 0 | 0 | 0 | 0 | 0 | 0 | 0 | 0 | 0 | 0 | 0 | 0
F7_Industrial_Paper and Printing_New_Space Heating_Natural Gas_Strategic Energy Management_A_Achievable Economic RVT Potential | F7 | Industrial | Paper and Printing | New | Space Heating | Natural Gas | Strategic Energy Management | A | Cumulative Energy Savings (MWh or mTherms) | Achievable Economic RVT Potential | 0 | 0 | 0 | 0 | 0 | 0 | 0 | 0 | 0 | 0 | 0 | 0 | 0 | 0 | 0 | 0 | 0 | 0 | 0 | 0 | 0 | 0 | 0 | 0 | 0 | 0 | 0 | 0 | 0 | 0 | 0
F8_Industrial_Paper and Printing_New_Space Heating_Natural Gas_Strategic Energy Management_A_Achievable Economic RVT Potential | F8 | Industrial | Paper and Printing | New | Space Heating | Natural Gas | Strategic Energy Management | A | Cumulative Summer Peak Savings (MW) | Achievable Economic RVT Potential | 0 | 0 | 0 | 0 | 0 | 0 | 0 | 0 | 0 | 0 | 0 | 0 | 0 | 0 | 0 | 0 | 0 | 0 | 0 | 0 | 0 | 0 | 0 | 0 | 0 | 0 | 0 | 0 | 0 | 0 | 0
F9_Industrial_Paper and Printing_New_Space Heating_Natural Gas_Strategic Energy Management_A_Achievable Economic RVT Potential | F9 | Industrial | Paper and Printing | New | Space Heating | Natural Gas | Strategic Energy Management | A | Cumulative Winter Peak Savings (MW) | Achievable Economic RVT Potential | 0 | 0 | 0 | 0 | 0 | 0 | 0 | 0 | 0 | 0 | 0 | 0 | 0 | 0 | 0 | 0 | 0 | 0 | 0 | 0 | 0 | 0 | 0 | 0 | 0 | 0 | 0 | 0 | 0 | 0 | 0
F10_Industrial_Paper and Printing_New_Space Heating_Natural Gas_Strategic Energy Management_A_Achievable Economic RVT Potential | F10 | Industrial | Paper and Printing | New | Space Heating | Natural Gas | Strategic Energy Management | A | Purchases (Incremental) | Achievable Economic RVT Potential | 0 | 0 | 0 | 0 | 0 | 0 | 0 | 0 | 0 | 0 | 0 | 0 | 0 | 0 | 0 | 0 | 0 | 0 | 0 | 0 | 0 | 0 | 0 | 0 | 0 | 0 | 0 | 0 | 0 | 0 | 0
F11_Industrial_Paper and Printing_New_Space Heating_Natural Gas_Strategic Energy Management_A_Achievable Economic RVT Potential | F11 | Industrial | Paper and Printing | New | Space Heating | Natural Gas | Strategic Energy Management | A | Purchases (Cumulative) | Achievable Economic RVT Potential | 0 | 0 | 0 | 0 | 0 | 0 | 0 | 0 | 0 | 0 | 0 | 0 | 0 | 0 | 0 | 0 | 0 | 0 | 0 | 0 | 0 | 0 | 0 | 0 | 0 | 0 | 0 | 0 | 0 | 0 | 0
F1_Industrial_Paper and Printing_New_Process_Natural Gas_Strategic Energy Management_A_Achievable Economic RVT Potential | F1 | Industrial | Paper and Printing | New | Process | Natural Gas | Strategic Energy Management | A | Integrated Unit Energy Savings (kWh or therms) | Achievable Economic RVT Potential | 0 | 0 | 0 | 0 | 0 | 56.8273 | 56.7758 | 56.7285 | 56.6852 | 56.6421 | 56.6007 | 56.5636 | 56.5311 | 56.5039 | 56.4825 | 56.4677 | 56.4593 | 56.4559 | 56.4556 | 56.4566 | 56.4609 | 56.4645 | 56.467 | 56.4687 | 56.4695 | 56.4852 | 56.4997 | 56.5131 | 0 | 0 | 0
F2_Industrial_Paper and Printing_New_Process_Natural Gas_Strategic Energy Management_A_Achievable Economic RVT Potential | F2 | Industrial | Paper and Printing | New | Process | Natural Gas | Strategic Energy Management | A | Integrated Unit Summer Peak Savings (kW) | Achievable Economic RVT Potential | 0 | 0 | 0 | 0 | 0 | 0 | 0 | 0 | 0 | 0 | 0 | 0 | 0 | 0 | 0 | 0 | 0 | 0 | 0 | 0 | 0 | 0 | 0 | 0 | 0 | 0 | 0 | 0 | 0 | 0 | 0
F3_Industrial_Paper and Printing_New_Process_Natural Gas_Strategic Energy Management_A_Achievable Economic RVT Potential | F3 | Industrial | Paper and Printing | New | Process | Natural Gas | Strategic Energy Management | A | Integrated Unit Winter Peak Savings (kW) | Achievable Economic RVT Potential | 0 | 0 | 0 | 0 | 0 | 0 | 0 | 0 | 0 | 0 | 0 | 0 | 0 | 0 | 0 | 0 | 0 | 0 | 0 | 0 | 0 | 0 | 0 | 0 | 0 | 0 | 0 | 0 | 0 | 0 | 0
F4_Industrial_Paper and Printing_New_Process_Natural Gas_Strategic Energy Management_A_Achievable Economic RVT Potential | F4 | Industrial | Paper and Printing | New | Process | Natural Gas | Strategic Energy Management | A | Incremental Energy Savings (MWh or mTherms) | Achievable Economic RVT Potential | 0 | 0 | 0 | 0 | 0 | 0 | 0 | 0 | 0 | 0 | 0 | 0 | 0 | 0 | 0 | 0 | 0 | 0 | 0 | 0 | 0 | 0 | 0 | 0 | 0 | 0 | 0 | 0 | 0 | 0 | 0
F5_Industrial_Paper and Printing_New_Process_Natural Gas_Strategic Energy Management_A_Achievable Economic RVT Potential | F5 | Industrial | Paper and Printing | New | Process | Natural Gas | Strategic Energy Management | A | Incremental Summer Peak Savings (MW) | Achievable Economic RVT Potential | 0 | 0 | 0 | 0 | 0 | 0 | 0 | 0 | 0 | 0 | 0 | 0 | 0 | 0 | 0 | 0 | 0 | 0 | 0 | 0 | 0 | 0 | 0 | 0 | 0 | 0 | 0 | 0 | 0 | 0 | 0
F6_Industrial_Paper and Printing_New_Process_Natural Gas_Strategic Energy Management_A_Achievable Economic RVT Potential | F6 | Industrial | Paper and Printing | New | Process | Natural Gas | Strategic Energy Management | A | Incremental Winter Peak Savings (MW) | Achievable Economic RVT Potential | 0 | 0 | 0 | 0 | 0 | 0 | 0 | 0 | 0 | 0 | 0 | 0 | 0 | 0 | 0 | 0 | 0 | 0 | 0 | 0 | 0 | 0 | 0 | 0 | 0 | 0 | 0 | 0 | 0 | 0 | 0
F7_Industrial_Paper and Printing_New_Process_Natural Gas_Strategic Energy Management_A_Achievable Economic RVT Potential | F7 | Industrial | Paper and Printing | New | Process | Natural Gas | Strategic Energy Management | A | Cumulative Energy Savings (MWh or mTherms) | Achievable Economic RVT Potential | 0 | 0 | 0 | 0 | 0 | 0 | 0 | 0 | 0 | 0 | 0 | 0 | 0 | 0 | 0 | 0 | 0 | 0 | 0 | 0 | 0 | 0 | 0 | 0 | 0 | 0 | 0 | 0 | 0 | 0 | 0
F8_Industrial_Paper and Printing_New_Process_Natural Gas_Strategic Energy Management_A_Achievable Economic RVT Potential | F8 | Industrial | Paper and Printing | New | Process | Natural Gas | Strategic Energy Management | A | Cumulative Summer Peak Savings (MW) | Achievable Economic RVT Potential | 0 | 0 | 0 | 0 | 0 | 0 | 0 | 0 | 0 | 0 | 0 | 0 | 0 | 0 | 0 | 0 | 0 | 0 | 0 | 0 | 0 | 0 | 0 | 0 | 0 | 0 | 0 | 0 | 0 | 0 | 0
F9_Industrial_Paper and Printing_New_Process_Natural Gas_Strategic Energy Management_A_Achievable Economic RVT Potential | F9 | Industrial | Paper and Printing | New | Process | Natural Gas | Strategic Energy Management | A | Cumulative Winter Peak Savings (MW) | Achievable Economic RVT Potential | 0 | 0 | 0 | 0 | 0 | 0 | 0 | 0 | 0 | 0 | 0 | 0 | 0 | 0 | 0 | 0 | 0 | 0 | 0 | 0 | 0 | 0 | 0 | 0 | 0 | 0 | 0 | 0 | 0 | 0 | 0
F10_Industrial_Paper and Printing_New_Process_Natural Gas_Strategic Energy Management_A_Achievable Economic RVT Potential | F10 | Industrial | Paper and Printing | New | Process | Natural Gas | Strategic Energy Management | A | Purchases (Incremental) | Achievable Economic RVT Potential | 0 | 0 | 0 | 0 | 0 | 0 | 0 | 0 | 0 | 0 | 0 | 0 | 0 | 0 | 0 | 0 | 0 | 0 | 0 | 0 | 0 | 0 | 0 | 0 | 0 | 0 | 0 | 0 | 0 | 0 | 0
F11_Industrial_Paper and Printing_New_Process_Natural Gas_Strategic Energy Management_A_Achievable Economic RVT Potential | F11 | Industrial | Paper and Printing | New | Process | Natural Gas | Strategic Energy Management | A | Purchases (Cumulative) | Achievable Economic RVT Potential | 0 | 0 | 0 | 0 | 0 | 0 | 0 | 0 | 0 | 0 | 0 | 0 | 0 | 0 | 0 | 0 | 0 | 0 | 0 | 0 | 0 | 0 | 0 | 0 | 0 | 0 | 0 | 0 | 0 | 0 | 0
F1_Industrial_Paper and Printing_New_Miscellaneous_Natural Gas_Strategic Energy Management_A_Achievable Economic RVT Potential | F1 | Industrial | Paper and Printing | New | Miscellaneous | Natural Gas | Strategic Energy Management | A | Integrated Unit Energy Savings (kWh or therms) | Achievable Economic RVT Potential | 0 | 0 | 0 | 0 | 0 | 18.0192 | 18.0192 | 18.0192 | 18.0192 | 18.0192 | 18.0192 | 18.0192 | 18.0192 | 18.0192 | 18.0192 | 18.0192 | 18.0192 | 18.0192 | 18.0192 | 18.0192 | 18.0192 | 18.0192 | 18.0192 | 18.0192 | 18.0192 | 18.0192 | 18.0192 | 18.0192 | 0 | 0 | 0
F2_Industrial_Paper and Printing_New_Miscellaneous_Natural Gas_Strategic Energy Management_A_Achievable Economic RVT Potential | F2 | Industrial | Paper and Printing | New | Miscellaneous | Natural Gas | Strategic Energy Management | A | Integrated Unit Summer Peak Savings (kW) | Achievable Economic RVT Potential | 0 | 0 | 0 | 0 | 0 | 0 | 0 | 0 | 0 | 0 | 0 | 0 | 0 | 0 | 0 | 0 | 0 | 0 | 0 | 0 | 0 | 0 | 0 | 0 | 0 | 0 | 0 | 0 | 0 | 0 | 0
F3_Industrial_Paper and Printing_New_Miscellaneous_Natural Gas_Strategic Energy Management_A_Achievable Economic RVT Potential | F3 | Industrial | Paper and Printing | New | Miscellaneous | Natural Gas | Strategic Energy Management | A | Integrated Unit Winter Peak Savings (kW) | Achievable Economic RVT Potential | 0 | 0 | 0 | 0 | 0 | 0 | 0 | 0 | 0 | 0 | 0 | 0 | 0 | 0 | 0 | 0 | 0 | 0 | 0 | 0 | 0 | 0 | 0 | 0 | 0 | 0 | 0 | 0 | 0 | 0 | 0
F4_Industrial_Paper and Printing_New_Miscellaneous_Natural Gas_Strategic Energy Management_A_Achievable Economic RVT Potential | F4 | Industrial | Paper and Printing | New | Miscellaneous | Natural Gas | Strategic Energy Management | A | Incremental Energy Savings (MWh or mTherms) | Achievable Economic RVT Potential | 0 | 0 | 0 | 0 | 0 | 0 | 0 | 0 | 0 | 0 | 0 | 0 | 0 | 0 | 0 | 0 | 0 | 0 | 0 | 0 | 0 | 0 | 0 | 0 | 0 | 0 | 0 | 0 | 0 | 0 | 0
F5_Industrial_Paper and Printing_New_Miscellaneous_Natural Gas_Strategic Energy Management_A_Achievable Economic RVT Potential | F5 | Industrial | Paper and Printing | New | Miscellaneous | Natural Gas | Strategic Energy Management | A | Incremental Summer Peak Savings (MW) | Achievable Economic RVT Potential | 0 | 0 | 0 | 0 | 0 | 0 | 0 | 0 | 0 | 0 | 0 | 0 | 0 | 0 | 0 | 0 | 0 | 0 | 0 | 0 | 0 | 0 | 0 | 0 | 0 | 0 | 0 | 0 | 0 | 0 | 0
F6_Industrial_Paper and Printing_New_Miscellaneous_Natural Gas_Strategic Energy Management_A_Achievable Economic RVT Potential | F6 | Industrial | Paper and Printing | New | Miscellaneous | Natural Gas | Strategic Energy Management | A | Incremental Winter Peak Savings (MW) | Achievable Economic RVT Potential | 0 | 0 | 0 | 0 | 0 | 0 | 0 | 0 | 0 | 0 | 0 | 0 | 0 | 0 | 0 | 0 | 0 | 0 | 0 | 0 | 0 | 0 | 0 | 0 | 0 | 0 | 0 | 0 | 0 | 0 | 0
F7_Industrial_Paper and Printing_New_Miscellaneous_Natural Gas_Strategic Energy Management_A_Achievable Economic RVT Potential | F7 | Industrial | Paper and Printing | New | Miscellaneous | Natural Gas | Strategic Energy Management | A | Cumulative Energy Savings (MWh or mTherms) | Achievable Economic RVT Potential | 0 | 0 | 0 | 0 | 0 | 0 | 0 | 0 | 0 | 0 | 0 | 0 | 0 | 0 | 0 | 0 | 0 | 0 | 0 | 0 | 0 | 0 | 0 | 0 | 0 | 0 | 0 | 0 | 0 | 0 | 0
F8_Industrial_Paper and Printing_New_Miscellaneous_Natural Gas_Strategic Energy Management_A_Achievable Economic RVT Potential | F8 | Industrial | Paper and Printing | New | Miscellaneous | Natural Gas | Strategic Energy Management | A | Cumulative Summer Peak Savings (MW) | Achievable Economic RVT Potential | 0 | 0 | 0 | 0 | 0 | 0 | 0 | 0 | 0 | 0 | 0 | 0 | 0 | 0 | 0 | 0 | 0 | 0 | 0 | 0 | 0 | 0 | 0 | 0 | 0 | 0 | 0 | 0 | 0 | 0 | 0
F9_Industrial_Paper and Printing_New_Miscellaneous_Natural Gas_Strategic Energy Management_A_Achievable Economic RVT Potential | F9 | Industrial | Paper and Printing | New | Miscellaneous | Natural Gas | Strategic Energy Management | A | Cumulative Winter Peak Savings (MW) | Achievable Economic RVT Potential | 0 | 0 | 0 | 0 | 0 | 0 | 0 | 0 | 0 | 0 | 0 | 0 | 0 | 0 | 0 | 0 | 0 | 0 | 0 | 0 | 0 | 0 | 0 | 0 | 0 | 0 | 0 | 0 | 0 | 0 | 0
F10_Industrial_Paper and Printing_New_Miscellaneous_Natural Gas_Strategic Energy Management_A_Achievable Economic RVT Potential | F10 | Industrial | Paper and Printing | New | Miscellaneous | Natural Gas | Strategic Energy Management | A | Purchases (Incremental) | Achievable Economic RVT Potential | 0 | 0 | 0 | 0 | 0 | 0 | 0 | 0 | 0 | 0 | 0 | 0 | 0 | 0 | 0 | 0 | 0 | 0 | 0 | 0 | 0 | 0 | 0 | 0 | 0 | 0 | 0 | 0 | 0 | 0 | 0
F11_Industrial_Paper and Printing_New_Miscellaneous_Natural Gas_Strategic Energy Management_A_Achievable Economic RVT Potential | F11 | Industrial | Paper and Printing | New | Miscellaneous | Natural Gas | Strategic Energy Management | A | Purchases (Cumulative) | Achievable Economic RVT Potential | 0 | 0 | 0 | 0 | 0 | 0 | 0 | 0 | 0 | 0 | 0 | 0 | 0 | 0 | 0 | 0 | 0 | 0 | 0 | 0 | 0 | 0 | 0 | 0 | 0 | 0 | 0 | 0 | 0 | 0 | 0
F1_Industrial_Paper and Printing_New_Space Heating_Natural Gas_Commissioning_A_Achievable Economic RVT Potential | F1 | Industrial | Paper and Printing | New | Space Heating | Natural Gas | Commissioning | A | Integrated Unit Energy Savings (kWh or therms) | Achievable Economic RVT Potential | 0 | 0 | 0 | 0 | 0 | 63.5605 | 62.5283 | 61.6751 | 60.9405 | 60.2826 | 59.6863 | 58.9732 | 58.2044 | 57.4265 | 56.6603 | 55.9691 | 55.3461 | 54.8234 | 54.1211 | 53.5814 | 53.1721 | 52.8458 | 52.6653 | 52.5468 | 52.4741 | 52.4327 | 52.4089 | 52.4031 | 0 | 0 | 0
F2_Industrial_Paper and Printing_New_Space Heating_Natural Gas_Commissioning_A_Achievable Economic RVT Potential | F2 | Industrial | Paper and Printing | New | Space Heating | Natural Gas | Commissioning | A | Integrated Unit Summer Peak Savings (kW) | Achievable Economic RVT Potential | 0 | 0 | 0 | 0 | 0 | 0 | 0 | 0 | 0 | 0 | 0 | 0 | 0 | 0 | 0 | 0 | 0 | 0 | 0 | 0 | 0 | 0 | 0 | 0 | 0 | 0 | 0 | 0 | 0 | 0 | 0
F3_Industrial_Paper and Printing_New_Space Heating_Natural Gas_Commissioning_A_Achievable Economic RVT Potential | F3 | Industrial | Paper and Printing | New | Space Heating | Natural Gas | Commissioning | A | Integrated Unit Winter Peak Savings (kW) | Achievable Economic RVT Potential | 0 | 0 | 0 | 0 | 0 | 0 | 0 | 0 | 0 | 0 | 0 | 0 | 0 | 0 | 0 | 0 | 0 | 0 | 0 | 0 | 0 | 0 | 0 | 0 | 0 | 0 | 0 | 0 | 0 | 0 | 0
F4_Industrial_Paper and Printing_New_Space Heating_Natural Gas_Commissioning_A_Achievable Economic RVT Potential | F4 | Industrial | Paper and Printing | New | Space Heating | Natural Gas | Commissioning | A | Incremental Energy Savings (MWh or mTherms) | Achievable Economic RVT Potential | 0 | 0 | 0 | 0 | 0 | 0 | 0 | 0 | 0 | 0 | 0 | 0 | 0 | 0 | 0 | 0 | 0 | 0 | 0 | 0 | 0 | 0 | 0 | 0 | 0 | 0 | 0 | 0 | 0 | 0 | 0
F5_Industrial_Paper and Printing_New_Space Heating_Natural Gas_Commissioning_A_Achievable Economic RVT Potential | F5 | Industrial | Paper and Printing | New | Space Heating | Natural Gas | Commissioning | A | Incremental Summer Peak Savings (MW) | Achievable Economic RVT Potential | 0 | 0 | 0 | 0 | 0 | 0 | 0 | 0 | 0 | 0 | 0 | 0 | 0 | 0 | 0 | 0 | 0 | 0 | 0 | 0 | 0 | 0 | 0 | 0 | 0 | 0 | 0 | 0 | 0 | 0 | 0
F6_Industrial_Paper and Printing_New_Space Heating_Natural Gas_Commissioning_A_Achievable Economic RVT Potential | F6 | Industrial | Paper and Printing | New | Space Heating | Natural Gas | Commissioning | A | Incremental Winter Peak Savings (MW) | Achievable Economic RVT Potential | 0 | 0 | 0 | 0 | 0 | 0 | 0 | 0 | 0 | 0 | 0 | 0 | 0 | 0 | 0 | 0 | 0 | 0 | 0 | 0 | 0 | 0 | 0 | 0 | 0 | 0 | 0 | 0 | 0 | 0 | 0
F7_Industrial_Paper and Printing_New_Space Heating_Natural Gas_Commissioning_A_Achievable Economic RVT Potential | F7 | Industrial | Paper and Printing | New | Space Heating | Natural Gas | Commissioning | A | Cumulative Energy Savings (MWh or mTherms) | Achievable Economic RVT Potential | 0 | 0 | 0 | 0 | 0 | 0 | 0 | 0 | 0 | 0 | 0 | 0 | 0 | 0 | 0 | 0 | 0 | 0 | 0 | 0 | 0 | 0 | 0 | 0 | 0 | 0 | 0 | 0 | 0 | 0 | 0
F8_Industrial_Paper and Printing_New_Space Heating_Natural Gas_Commissioning_A_Achievable Economic RVT Potential | F8 | Industrial | Paper and Printing | New | Space Heating | Natural Gas | Commissioning | A | Cumulative Summer Peak Savings (MW) | Achievable Economic RVT Potential | 0 | 0 | 0 | 0 | 0 | 0 | 0 | 0 | 0 | 0 | 0 | 0 | 0 | 0 | 0 | 0 | 0 | 0 | 0 | 0 | 0 | 0 | 0 | 0 | 0 | 0 | 0 | 0 | 0 | 0 | 0
F9_Industrial_Paper and Printing_New_Space Heating_Natural Gas_Commissioning_A_Achievable Economic RVT Potential | F9 | Industrial | Paper and Printing | New | Space Heating | Natural Gas | Commissioning | A | Cumulative Winter Peak Savings (MW) | Achievable Economic RVT Potential | 0 | 0 | 0 | 0 | 0 | 0 | 0 | 0 | 0 | 0 | 0 | 0 | 0 | 0 | 0 | 0 | 0 | 0 | 0 | 0 | 0 | 0 | 0 | 0 | 0 | 0 | 0 | 0 | 0 | 0 | 0
F10_Industrial_Paper and Printing_New_Space Heating_Natural Gas_Commissioning_A_Achievable Economic RVT Potential | F10 | Industrial | Paper and Printing | New | Space Heating | Natural Gas | Commissioning | A | Purchases (Incremental) | Achievable Economic RVT Potential | 0 | 0 | 0 | 0 | 0 | 0 | 0 | 0 | 0 | 0 | 0 | 0 | 0 | 0 | 0 | 0 | 0 | 0 | 0 | 0 | 0 | 0 | 0 | 0 | 0 | 0 | 0 | 0 | 0 | 0 | 0
F11_Industrial_Paper and Printing_New_Space Heating_Natural Gas_Commissioning_A_Achievable Economic RVT Potential | F11 | Industrial | Paper and Printing | New | Space Heating | Natural Gas | Commissioning | A | Purchases (Cumulative) | Achievable Economic RVT Potential | 0 | 0 | 0 | 0 | 0 | 0 | 0 | 0 | 0 | 0 | 0 | 0 | 0 | 0 | 0 | 0 | 0 | 0 | 0 | 0 | 0 | 0 | 0 | 0 | 0 | 0 | 0 | 0 | 0 | 0 | 0
F1_Industrial_Paper and Printing_New_Process_Natural Gas_Commissioning_A_Achievable Economic RVT Potential | F1 | Industrial | Paper and Printing | New | Process | Natural Gas | Commissioning | A | Integrated Unit Energy Savings (kWh or therms) | Achievable Economic RVT Potential | 0 | 0 | 0 | 0 | 0 | 317.5129 | 317.5129 | 317.5129 | 317.5129 | 317.5129 | 317.5129 | 317.5129 | 317.5129 | 317.5129 | 317.5129 | 317.5129 | 317.5129 | 317.5129 | 317.5129 | 317.5129 | 317.5129 | 317.5129 | 317.5129 | 317.5129 | 317.5129 | 317.5129 | 317.5129 | 317.5129 | 0 | 0 | 0
F2_Industrial_Paper and Printing_New_Process_Natural Gas_Commissioning_A_Achievable Economic RVT Potential | F2 | Industrial | Paper and Printing | New | Process | Natural Gas | Commissioning | A | Integrated Unit Summer Peak Savings (kW) | Achievable Economic RVT Potential | 0 | 0 | 0 | 0 | 0 | 0 | 0 | 0 | 0 | 0 | 0 | 0 | 0 | 0 | 0 | 0 | 0 | 0 | 0 | 0 | 0 | 0 | 0 | 0 | 0 | 0 | 0 | 0 | 0 | 0 | 0
F3_Industrial_Paper and Printing_New_Process_Natural Gas_Commissioning_A_Achievable Economic RVT Potential | F3 | Industrial | Paper and Printing | New | Process | Natural Gas | Commissioning | A | Integrated Unit Winter Peak Savings (kW) | Achievable Economic RVT Potential | 0 | 0 | 0 | 0 | 0 | 0 | 0 | 0 | 0 | 0 | 0 | 0 | 0 | 0 | 0 | 0 | 0 | 0 | 0 | 0 | 0 | 0 | 0 | 0 | 0 | 0 | 0 | 0 | 0 | 0 | 0
F4_Industrial_Paper and Printing_New_Process_Natural Gas_Commissioning_A_Achievable Economic RVT Potential | F4 | Industrial | Paper and Printing | New | Process | Natural Gas | Commissioning | A | Incremental Energy Savings (MWh or mTherms) | Achievable Economic RVT Potential | 0 | 0 | 0 | 0 | 0 | 0 | 0 | 0 | 0 | 0 | 0 | 0 | 0 | 0 | 0 | 0 | 0 | 0 | 0 | 0 | 0 | 0 | 0 | 0 | 0 | 0 | 0 | 0 | 0 | 0 | 0
F5_Industrial_Paper and Printing_New_Process_Natural Gas_Commissioning_A_Achievable Economic RVT Potential | F5 | Industrial | Paper and Printing | New | Process | Natural Gas | Commissioning | A | Incremental Summer Peak Savings (MW) | Achievable Economic RVT Potential | 0 | 0 | 0 | 0 | 0 | 0 | 0 | 0 | 0 | 0 | 0 | 0 | 0 | 0 | 0 | 0 | 0 | 0 | 0 | 0 | 0 | 0 | 0 | 0 | 0 | 0 | 0 | 0 | 0 | 0 | 0
F6_Industrial_Paper and Printing_New_Process_Natural Gas_Commissioning_A_Achievable Economic RVT Potential | F6 | Industrial | Paper and Printing | New | Process | Natural Gas | Commissioning | A | Incremental Winter Peak Savings (MW) | Achievable Economic RVT Potential | 0 | 0 | 0 | 0 | 0 | 0 | 0 | 0 | 0 | 0 | 0 | 0 | 0 | 0 | 0 | 0 | 0 | 0 | 0 | 0 | 0 | 0 | 0 | 0 | 0 | 0 | 0 | 0 | 0 | 0 | 0
F7_Industrial_Paper and Printing_New_Process_Natural Gas_Commissioning_A_Achievable Economic RVT Potential | F7 | Industrial | Paper and Printing | New | Process | Natural Gas | Commissioning | A | Cumulative Energy Savings (MWh or mTherms) | Achievable Economic RVT Potential | 0 | 0 | 0 | 0 | 0 | 0 | 0 | 0 | 0 | 0 | 0 | 0 | 0 | 0 | 0 | 0 | 0 | 0 | 0 | 0 | 0 | 0 | 0 | 0 | 0 | 0 | 0 | 0 | 0 | 0 | 0
F8_Industrial_Paper and Printing_New_Process_Natural Gas_Commissioning_A_Achievable Economic RVT Potential | F8 | Industrial | Paper and Printing | New | Process | Natural Gas | Commissioning | A | Cumulative Summer Peak Savings (MW) | Achievable Economic RVT Potential | 0 | 0 | 0 | 0 | 0 | 0 | 0 | 0 | 0 | 0 | 0 | 0 | 0 | 0 | 0 | 0 | 0 | 0 | 0 | 0 | 0 | 0 | 0 | 0 | 0 | 0 | 0 | 0 | 0 | 0 | 0
F9_Industrial_Paper and Printing_New_Process_Natural Gas_Commissioning_A_Achievable Economic RVT Potential | F9 | Industrial | Paper and Printing | New | Process | Natural Gas | Commissioning | A | Cumulative Winter Peak Savings (MW) | Achievable Economic RVT Potential | 0 | 0 | 0 | 0 | 0 | 0 | 0 | 0 | 0 | 0 | 0 | 0 | 0 | 0 | 0 | 0 | 0 | 0 | 0 | 0 | 0 | 0 | 0 | 0 | 0 | 0 | 0 | 0 | 0 | 0 | 0
F10_Industrial_Paper and Printing_New_Process_Natural Gas_Commissioning_A_Achievable Economic RVT Potential | F10 | Industrial | Paper and Printing | New | Process | Natural Gas | Commissioning | A | Purchases (Incremental) | Achievable Economic RVT Potential | 0 | 0 | 0 | 0 | 0 | 0 | 0 | 0 | 0 | 0 | 0 | 0 | 0 | 0 | 0 | 0 | 0 | 0 | 0 | 0 | 0 | 0 | 0 | 0 | 0 | 0 | 0 | 0 | 0 | 0 | 0
F11_Industrial_Paper and Printing_New_Process_Natural Gas_Commissioning_A_Achievable Economic RVT Potential | F11 | Industrial | Paper and Printing | New | Process | Natural Gas | Commissioning | A | Purchases (Cumulative) | Achievable Economic RVT Potential | 0 | 0 | 0 | 0 | 0 | 0 | 0 | 0 | 0 | 0 | 0 | 0 | 0 | 0 | 0 | 0 | 0 | 0 | 0 | 0 | 0 | 0 | 0 | 0 | 0 | 0 | 0 | 0 | 0 | 0 | 0
F1_Industrial_Paper and Printing_New_Space Heating_Natural Gas_Retrocommissioning_A_Achievable Economic RVT Potential | F1 | Industrial | Paper and Printing | New | Space Heating | Natural Gas | Retrocommissioning | A | Integrated Unit Energy Savings (kWh or therms) | Achievable Economic RVT Potential | 0 | 0 | 0 | 0 | 0 | 0 | 0 | 0 | 0 | 0 | 0 | 0 | 0 | 0 | 0 | 0 | 0 | 0 | 0 | 0 | 0 | 0 | 0 | 0 | 0 | 0 | 0 | 0 | 0 | 0 | 0
F2_Industrial_Paper and Printing_New_Space Heating_Natural Gas_Retrocommissioning_A_Achievable Economic RVT Potential | F2 | Industrial | Paper and Printing | New | Space Heating | Natural Gas | Retrocommissioning | A | Integrated Unit Summer Peak Savings (kW) | Achievable Economic RVT Potential | 0 | 0 | 0 | 0 | 0 | 0 | 0 | 0 | 0 | 0 | 0 | 0 | 0 | 0 | 0 | 0 | 0 | 0 | 0 | 0 | 0 | 0 | 0 | 0 | 0 | 0 | 0 | 0 | 0 | 0 | 0
F3_Industrial_Paper and Printing_New_Space Heating_Natural Gas_Retrocommissioning_A_Achievable Economic RVT Potential | F3 | Industrial | Paper and Printing | New | Space Heating | Natural Gas | Retrocommissioning | A | Integrated Unit Winter Peak Savings (kW) | Achievable Economic RVT Potential | 0 | 0 | 0 | 0 | 0 | 0 | 0 | 0 | 0 | 0 | 0 | 0 | 0 | 0 | 0 | 0 | 0 | 0 | 0 | 0 | 0 | 0 | 0 | 0 | 0 | 0 | 0 | 0 | 0 | 0 | 0
F4_Industrial_Paper and Printing_New_Space Heating_Natural Gas_Retrocommissioning_A_Achievable Economic RVT Potential | F4 | Industrial | Paper and Printing | New | Space Heating | Natural Gas | Retrocommissioning | A | Incremental Energy Savings (MWh or mTherms) | Achievable Economic RVT Potential | 0 | 0 | 0 | 0 | 0 | 0 | 0 | 0 | 0 | 0 | 0 | 0 | 0 | 0 | 0 | 0 | 0 | 0 | 0 | 0 | 0 | 0 | 0 | 0 | 0 | 0 | 0 | 0 | 0 | 0 | 0
F5_Industrial_Paper and Printing_New_Space Heating_Natural Gas_Retrocommissioning_A_Achievable Economic RVT Potential | F5 | Industrial | Paper and Printing | New | Space Heating | Natural Gas | Retrocommissioning | A | Incremental Summer Peak Savings (MW) | Achievable Economic RVT Potential | 0 | 0 | 0 | 0 | 0 | 0 | 0 | 0 | 0 | 0 | 0 | 0 | 0 | 0 | 0 | 0 | 0 | 0 | 0 | 0 | 0 | 0 | 0 | 0 | 0 | 0 | 0 | 0 | 0 | 0 | 0
F6_Industrial_Paper and Printing_New_Space Heating_Natural Gas_Retrocommissioning_A_Achievable Economic RVT Potential | F6 | Industrial | Paper and Printing | New | Space Heating | Natural Gas | Retrocommissioning | A | Incremental Winter Peak Savings (MW) | Achievable Economic RVT Potential | 0 | 0 | 0 | 0 | 0 | 0 | 0 | 0 | 0 | 0 | 0 | 0 | 0 | 0 | 0 | 0 | 0 | 0 | 0 | 0 | 0 | 0 | 0 | 0 | 0 | 0 | 0 | 0 | 0 | 0 | 0
F7_Industrial_Paper and Printing_New_Space Heating_Natural Gas_Retrocommissioning_A_Achievable Economic RVT Potential | F7 | Industrial | Paper and Printing | New | Space Heating | Natural Gas | Retrocommissioning | A | Cumulative Energy Savings (MWh or mTherms) | Achievable Economic RVT Potential | 0 | 0 | 0 | 0 | 0 | 0 | 0 | 0 | 0 | 0 | 0 | 0 | 0 | 0 | 0 | 0 | 0 | 0 | 0 | 0 | 0 | 0 | 0 | 0 | 0 | 0 | 0 | 0 | 0 | 0 | 0
F8_Industrial_Paper and Printing_New_Space Heating_Natural Gas_Retrocommissioning_A_Achievable Economic RVT Potential | F8 | Industrial | Paper and Printing | New | Space Heating | Natural Gas | Retrocommissioning | A | Cumulative Summer Peak Savings (MW) | Achievable Economic RVT Potential | 0 | 0 | 0 | 0 | 0 | 0 | 0 | 0 | 0 | 0 | 0 | 0 | 0 | 0 | 0 | 0 | 0 | 0 | 0 | 0 | 0 | 0 | 0 | 0 | 0 | 0 | 0 | 0 | 0 | 0 | 0
F9_Industrial_Paper and Printing_New_Space Heating_Natural Gas_Retrocommissioning_A_Achievable Economic RVT Potential | F9 | Industrial | Paper and Printing | New | Space Heating | Natural Gas | Retrocommissioning | A | Cumulative Winter Peak Savings (MW) | Achievable Economic RVT Potential | 0 | 0 | 0 | 0 | 0 | 0 | 0 | 0 | 0 | 0 | 0 | 0 | 0 | 0 | 0 | 0 | 0 | 0 | 0 | 0 | 0 | 0 | 0 | 0 | 0 | 0 | 0 | 0 | 0 | 0 | 0
F10_Industrial_Paper and Printing_New_Space Heating_Natural Gas_Retrocommissioning_A_Achievable Economic RVT Potential | F10 | Industrial | Paper and Printing | New | Space Heating | Natural Gas | Retrocommissioning | A | Purchases (Incremental) | Achievable Economic RVT Potential | 0 | 0 | 0 | 0 | 0 | 0 | 0 | 0 | 0 | 0 | 0 | 0 | 0 | 0 | 0 | 0 | 0 | 0 | 0 | 0 | 0 | 0 | 0 | 0 | 0 | 0 | 0 | 0 | 0 | 0 | 0
F11_Industrial_Paper and Printing_New_Space Heating_Natural Gas_Retrocommissioning_A_Achievable Economic RVT Potential | F11 | Industrial | Paper and Printing | New | Space Heating | Natural Gas | Retrocommissioning | A | Purchases (Cumulative) | Achievable Economic RVT Potential | 0 | 0 | 0 | 0 | 0 | 0 | 0 | 0 | 0 | 0 | 0 | 0 | 0 | 0 | 0 | 0 | 0 | 0 | 0 | 0 | 0 | 0 | 0 | 0 | 0 | 0 | 0 | 0 | 0 | 0 | 0
F1_Industrial_Paper and Printing_New_Process_Natural Gas_Retrocommissioning_A_Achievable Economic RVT Potential | F1 | Industrial | Paper and Printing | New | Process | Natural Gas | Retrocommissioning | A | Integrated Unit Energy Savings (kWh or therms) | Achievable Economic RVT Potential | 0 | 0 | 0 | 0 | 0 | 0 | 0 | 0 | 0 | 0 | 0 | 0 | 0 | 0 | 0 | 0 | 0 | 0 | 0 | 0 | 0 | 0 | 0 | 0 | 0 | 0 | 0 | 0 | 0 | 0 | 0
F2_Industrial_Paper and Printing_New_Process_Natural Gas_Retrocommissioning_A_Achievable Economic RVT Potential | F2 | Industrial | Paper and Printing | New | Process | Natural Gas | Retrocommissioning | A | Integrated Unit Summer Peak Savings (kW) | Achievable Economic RVT Potential | 0 | 0 | 0 | 0 | 0 | 0 | 0 | 0 | 0 | 0 | 0 | 0 | 0 | 0 | 0 | 0 | 0 | 0 | 0 | 0 | 0 | 0 | 0 | 0 | 0 | 0 | 0 | 0 | 0 | 0 | 0
F3_Industrial_Paper and Printing_New_Process_Natural Gas_Retrocommissioning_A_Achievable Economic RVT Potential | F3 | Industrial | Paper and Printing | New | Process | Natural Gas | Retrocommissioning | A | Integrated Unit Winter Peak Savings (kW) | Achievable Economic RVT Potential | 0 | 0 | 0 | 0 | 0 | 0 | 0 | 0 | 0 | 0 | 0 | 0 | 0 | 0 | 0 | 0 | 0 | 0 | 0 | 0 | 0 | 0 | 0 | 0 | 0 | 0 | 0 | 0 | 0 | 0 | 0
F4_Industrial_Paper and Printing_New_Process_Natural Gas_Retrocommissioning_A_Achievable Economic RVT Potential | F4 | Industrial | Paper and Printing | New | Process | Natural Gas | Retrocommissioning | A | Incremental Energy Savings (MWh or mTherms) | Achievable Economic RVT Potential | 0 | 0 | 0 | 0 | 0 | 0 | 0 | 0 | 0 | 0 | 0 | 0 | 0 | 0 | 0 | 0 | 0 | 0 | 0 | 0 | 0 | 0 | 0 | 0 | 0 | 0 | 0 | 0 | 0 | 0 | 0
F5_Industrial_Paper and Printing_New_Process_Natural Gas_Retrocommissioning_A_Achievable Economic RVT Potential | F5 | Industrial | Paper and Printing | New | Process | Natural Gas | Retrocommissioning | A | Incremental Summer Peak Savings (MW) | Achievable Economic RVT Potential | 0 | 0 | 0 | 0 | 0 | 0 | 0 | 0 | 0 | 0 | 0 | 0 | 0 | 0 | 0 | 0 | 0 | 0 | 0 | 0 | 0 | 0 | 0 | 0 | 0 | 0 | 0 | 0 | 0 | 0 | 0
F6_Industrial_Paper and Printing_New_Process_Natural Gas_Retrocommissioning_A_Achievable Economic RVT Potential | F6 | Industrial | Paper and Printing | New | Process | Natural Gas | Retrocommissioning | A | Incremental Winter Peak Savings (MW) | Achievable Economic RVT Potential | 0 | 0 | 0 | 0 | 0 | 0 | 0 | 0 | 0 | 0 | 0 | 0 | 0 | 0 | 0 | 0 | 0 | 0 | 0 | 0 | 0 | 0 | 0 | 0 | 0 | 0 | 0 | 0 | 0 | 0 | 0
F7_Industrial_Paper and Printing_New_Process_Natural Gas_Retrocommissioning_A_Achievable Economic RVT Potential | F7 | Industrial | Paper and Printing | New | Process | Natural Gas | Retrocommissioning | A | Cumulative Energy Savings (MWh or mTherms) | Achievable Economic RVT Potential | 0 | 0 | 0 | 0 | 0 | 0 | 0 | 0 | 0 | 0 | 0 | 0 | 0 | 0 | 0 | 0 | 0 | 0 | 0 | 0 | 0 | 0 | 0 | 0 | 0 | 0 | 0 | 0 | 0 | 0 | 0
F8_Industrial_Paper and Printing_New_Process_Natural Gas_Retrocommissioning_A_Achievable Economic RVT Potential | F8 | Industrial | Paper and Printing | New | Process | Natural Gas | Retrocommissioning | A | Cumulative Summer Peak Savings (MW) | Achievable Economic RVT Potential | 0 | 0 | 0 | 0 | 0 | 0 | 0 | 0 | 0 | 0 | 0 | 0 | 0 | 0 | 0 | 0 | 0 | 0 | 0 | 0 | 0 | 0 | 0 | 0 | 0 | 0 | 0 | 0 | 0 | 0 | 0
F9_Industrial_Paper and Printing_New_Process_Natural Gas_Retrocommissioning_A_Achievable Economic RVT Potential | F9 | Industrial | Paper and Printing | New | Process | Natural Gas | Retrocommissioning | A | Cumulative Winter Peak Savings (MW) | Achievable Economic RVT Potential | 0 | 0 | 0 | 0 | 0 | 0 | 0 | 0 | 0 | 0 | 0 | 0 | 0 | 0 | 0 | 0 | 0 | 0 | 0 | 0 | 0 | 0 | 0 | 0 | 0 | 0 | 0 | 0 | 0 | 0 | 0
F10_Industrial_Paper and Printing_New_Process_Natural Gas_Retrocommissioning_A_Achievable Economic RVT Potential | F10 | Industrial | Paper and Printing | New | Process | Natural Gas | Retrocommissioning | A | Purchases (Incremental) | Achievable Economic RVT Potential | 0 | 0 | 0 | 0 | 0 | 0 | 0 | 0 | 0 | 0 | 0 | 0 | 0 | 0 | 0 | 0 | 0 | 0 | 0 | 0 | 0 | 0 | 0 | 0 | 0 | 0 | 0 | 0 | 0 | 0 | 0
F11_Industrial_Paper and Printing_New_Process_Natural Gas_Retrocommissioning_A_Achievable Economic RVT Potential | F11 | Industrial | Paper and Printing | New | Process | Natural Gas | Retrocommissioning | A | Purchases (Cumulative) | Achievable Economic RVT Potential | 0 | 0 | 0 | 0 | 0 | 0 | 0 | 0 | 0 | 0 | 0 | 0 | 0 | 0 | 0 | 0 | 0 | 0 | 0 | 0 | 0 | 0 | 0 | 0 | 0 | 0 | 0 | 0 | 0 | 0 | 0
F1_Industrial_Instruments_Existing_Space Heating_Natural Gas_Insulation - Roof/Ceiling_A_Achievable Economic RVT Potential | F1 | Industrial | Instruments | Existing | Space Heating | Natural Gas | Insulation - Roof/Ceiling | A | Integrated Unit Energy Savings (kWh or therms) | Achievable Economic RVT Potential | 0 | 0 | 0 | 0 | 0 | 0.099439 | 0.098752 | 0.097912 | 0.09699 | 0.095973 | 0.094857 | 0.093652 | 0.092367 | 0.090963 | 0.089461 | 0.087921 | 0.086392 | 0.084912 | 0.0835 | 0.082244 | 0.081076 | 0.079979 | 0.079059 | 0.078249 | 0.077515 | 0.076981 | 0.076539 | 0.076128 | 0 | 0 | 0
F2_Industrial_Instruments_Existing_Space Heating_Natural Gas_Insulation - Roof/Ceiling_A_Achievable Economic RVT Potential | F2 | Industrial | Instruments | Existing | Space Heating | Natural Gas | Insulation - Roof/Ceiling | A | Integrated Unit Summer Peak Savings (kW) | Achievable Economic RVT Potential | 0 | 0 | 0 | 0 | 0 | 0 | 0 | 0 | 0 | 0 | 0 | 0 | 0 | 0 | 0 | 0 | 0 | 0 | 0 | 0 | 0 | 0 | 0 | 0 | 0 | 0 | 0 | 0 | 0 | 0 | 0
F3_Industrial_Instruments_Existing_Space Heating_Natural Gas_Insulation - Roof/Ceiling_A_Achievable Economic RVT Potential | F3 | Industrial | Instruments | Existing | Space Heating | Natural Gas | Insulation - Roof/Ceiling | A | Integrated Unit Winter Peak Savings (kW) | Achievable Economic RVT Potential | 0 | 0 | 0 | 0 | 0 | 0 | 0 | 0 | 0 | 0 | 0 | 0 | 0 | 0 | 0 | 0 | 0 | 0 | 0 | 0 | 0 | 0 | 0 | 0 | 0 | 0 | 0 | 0 | 0 | 0 | 0
F4_Industrial_Instruments_Existing_Space Heating_Natural Gas_Insulation - Roof/Ceiling_A_Achievable Economic RVT Potential | F4 | Industrial | Instruments | Existing | Space Heating | Natural Gas | Insulation - Roof/Ceiling | A | Incremental Energy Savings (MWh or mTherms) | Achievable Economic RVT Potential | 0 | 0 | 0 | 0 | 0 | 1.3599 | 2.362 | 3.6216 | 5.0252 | 6.3338 | 7.2108 | 7.6458 | 7.5256 | 6.8073 | 5.8804 | 4.7139 | 3.6031 | 2.5963 | 1.7712 | 1.1644 | 0.72747 | 0.43511 | 0.29016 | 0 | 0 | 0 | 0 | 0 | 0 | 0 | 0
F5_Industrial_Instruments_Existing_Space Heating_Natural Gas_Insulation - Roof/Ceiling_A_Achievable Economic RVT Potential | F5 | Industrial | Instruments | Existing | Space Heating | Natural Gas | Insulation - Roof/Ceiling | A | Incremental Summer Peak Savings (MW) | Achievable Economic RVT Potential | 0 | 0 | 0 | 0 | 0 | 0 | 0 | 0 | 0 | 0 | 0 | 0 | 0 | 0 | 0 | 0 | 0 | 0 | 0 | 0 | 0 | 0 | 0 | 0 | 0 | 0 | 0 | 0 | 0 | 0 | 0
F6_Industrial_Instruments_Existing_Space Heating_Natural Gas_Insulation - Roof/Ceiling_A_Achievable Economic RVT Potential | F6 | Industrial | Instruments | Existing | Space Heating | Natural Gas | Insulation - Roof/Ceiling | A | Incremental Winter Peak Savings (MW) | Achievable Economic RVT Potential | 0 | 0 | 0 | 0 | 0 | 0 | 0 | 0 | 0 | 0 | 0 | 0 | 0 | 0 | 0 | 0 | 0 | 0 | 0 | 0 | 0 | 0 | 0 | 0 | 0 | 0 | 0 | 0 | 0 | 0 | 0
F7_Industrial_Instruments_Existing_Space Heating_Natural Gas_Insulation - Roof/Ceiling_A_Achievable Economic RVT Potential | F7 | Industrial | Instruments | Existing | Space Heating | Natural Gas | Insulation - Roof/Ceiling | A | Cumulative Energy Savings (MWh or mTherms) | Achievable Economic RVT Potential | 0 | 0 | 0 | 0 | 0 | 1.3599 | 3.7125 | 7.3025 | 12.2589 | 18.4641 | 25.4601 | 32.7826 | 39.8584 | 46.06 | 51.1797 | 55.0125 | 57.659 | 59.2676 | 60.0531 | 60.3142 | 60.1854 | 59.8058 | 59.4082 | 58.7994 | 58.2481 | 57.8466 | 57.5149 | 57.2059 | 0 | 0 | 0
F8_Industrial_Instruments_Existing_Space Heating_Natural Gas_Insulation - Roof/Ceiling_A_Achievable Economic RVT Potential | F8 | Industrial | Instruments | Existing | Space Heating | Natural Gas | Insulation - Roof/Ceiling | A | Cumulative Summer Peak Savings (MW) | Achievable Economic RVT Potential | 0 | 0 | 0 | 0 | 0 | 0 | 0 | 0 | 0 | 0 | 0 | 0 | 0 | 0 | 0 | 0 | 0 | 0 | 0 | 0 | 0 | 0 | 0 | 0 | 0 | 0 | 0 | 0 | 0 | 0 | 0
F9_Industrial_Instruments_Existing_Space Heating_Natural Gas_Insulation - Roof/Ceiling_A_Achievable Economic RVT Potential | F9 | Industrial | Instruments | Existing | Space Heating | Natural Gas | Insulation - Roof/Ceiling | A | Cumulative Winter Peak Savings (MW) | Achievable Economic RVT Potential | 0 | 0 | 0 | 0 | 0 | 0 | 0 | 0 | 0 | 0 | 0 | 0 | 0 | 0 | 0 | 0 | 0 | 0 | 0 | 0 | 0 | 0 | 0 | 0 | 0 | 0 | 0 | 0 | 0 | 0 | 0
F10_Industrial_Instruments_Existing_Space Heating_Natural Gas_Insulation - Roof/Ceiling_A_Achievable Economic RVT Potential | F10 | Industrial | Instruments | Existing | Space Heating | Natural Gas | Insulation - Roof/Ceiling | A | Purchases (Incremental) | Achievable Economic RVT Potential | 0 | 0 | 0 | 0 | 0 | 13675.4876 | 23918.9685 | 36987.8595 | 51810.9994 | 65995.7975 | 76017.3385 | 81641.1165 | 81475.3499 | 74836.1128 | 65731.6097 | 53615.6955 | 41706.5083 | 30576.4403 | 21212.5902 | 14158.4784 | 8972.6826 | 5440.3908 | 3670.1782 | 0 | 0 | 0 | 0 | 0 | 0 | 0 | 0
F11_Industrial_Instruments_Existing_Space Heating_Natural Gas_Insulation - Roof/Ceiling_A_Achievable Economic RVT Potential | F11 | Industrial | Instruments | Existing | Space Heating | Natural Gas | Insulation - Roof/Ceiling | A | Purchases (Cumulative) | Achievable Economic RVT Potential | 0 | 0 | 0 | 0 | 0 | 13675.4876 | 37594.456 | 74582.3156 | 126393.3149 | 192389.1124 | 268406.4509 | 350047.5675 | 431522.9173 | 506359.0301 | 572090.6397 | 625706.3352 | 667412.8435 | 697989.2838 | 719201.874 | 733360.3525 | 742333.035 | 747773.4258 | 751443.604 | 751443.604 | 751443.604 | 751443.604 | 751443.604 | 751443.604 | 751443.604 | 751443.604 | 751443.604
F1_Industrial_Instruments_Existing_Space Heating_Natural Gas_Insulation - Wall Cavity_A_Achievable Economic RVT Potential | F1 | Industrial | Instruments | Existing | Space Heating | Natural Gas | Insulation - Wall Cavity | A | Integrated Unit Energy Savings (kWh or therms) | Achievable Economic RVT Potential | 0 | 0 | 0 | 0 | 0 | 0.017839 | 0.017596 | 0.017262 | 0.016845 | 0.016349 | 0.015778 | 0.015181 | 0.014582 | 0.013972 | 0.013444 | 0.01294 | 0.012526 | 0.012159 | 0.011834 | 0.011598 | 0.011381 | 0.011191 | 0.011035 | 0.010912 | 0.010799 | 0.010716 | 0.010646 | 0.010581 | 0 | 0 | 0
F2_Industrial_Instruments_Existing_Space Heating_Natural Gas_Insulation - Wall Cavity_A_Achievable Economic RVT Potential | F2 | Industrial | Instruments | Existing | Space Heating | Natural Gas | Insulation - Wall Cavity | A | Integrated Unit Summer Peak Savings (kW) | Achievable Economic RVT Potential | 0 | 0 | 0 | 0 | 0 | 0 | 0 | 0 | 0 | 0 | 0 | 0 | 0 | 0 | 0 | 0 | 0 | 0 | 0 | 0 | 0 | 0 | 0 | 0 | 0 | 0 | 0 | 0 | 0 | 0 | 0
F3_Industrial_Instruments_Existing_Space Heating_Natural Gas_Insulation - Wall Cavity_A_Achievable Economic RVT Potential | F3 | Industrial | Instruments | Existing | Space Heating | Natural Gas | Insulation - Wall Cavity | A | Integrated Unit Winter Peak Savings (kW) | Achievable Economic RVT Potential | 0 | 0 | 0 | 0 | 0 | 0 | 0 | 0 | 0 | 0 | 0 | 0 | 0 | 0 | 0 | 0 | 0 | 0 | 0 | 0 | 0 | 0 | 0 | 0 | 0 | 0 | 0 | 0 | 0 | 0 | 0
F4_Industrial_Instruments_Existing_Space Heating_Natural Gas_Insulation - Wall Cavity_A_Achievable Economic RVT Potential | F4 | Industrial | Instruments | Existing | Space Heating | Natural Gas | Insulation - Wall Cavity | A | Incremental Energy Savings (MWh or mTherms) | Achievable Economic RVT Potential | 0 | 0 | 0 | 0 | 0 | 0 | 0 | 0 | 0 | 0 | 0 | 0 | 0 | 0 | 0 | 0 | 0 | 0 | 0 | 0 | 0 | 0 | 0 | 0 | 0 | 0 | 0 | 0 | 0 | 0 | 0
F5_Industrial_Instruments_Existing_Space Heating_Natural Gas_Insulation - Wall Cavity_A_Achievable Economic RVT Potential | F5 | Industrial | Instruments | Existing | Space Heating | Natural Gas | Insulation - Wall Cavity | A | Incremental Summer Peak Savings (MW) | Achievable Economic RVT Potential | 0 | 0 | 0 | 0 | 0 | 0 | 0 | 0 | 0 | 0 | 0 | 0 | 0 | 0 | 0 | 0 | 0 | 0 | 0 | 0 | 0 | 0 | 0 | 0 | 0 | 0 | 0 | 0 | 0 | 0 | 0
F6_Industrial_Instruments_Existing_Space Heating_Natural Gas_Insulation - Wall Cavity_A_Achievable Economic RVT Potential | F6 | Industrial | Instruments | Existing | Space Heating | Natural Gas | Insulation - Wall Cavity | A | Incremental Winter Peak Savings (MW) | Achievable Economic RVT Potential | 0 | 0 | 0 | 0 | 0 | 0 | 0 | 0 | 0 | 0 | 0 | 0 | 0 | 0 | 0 | 0 | 0 | 0 | 0 | 0 | 0 | 0 | 0 | 0 | 0 | 0 | 0 | 0 | 0 | 0 | 0
F7_Industrial_Instruments_Existing_Space Heating_Natural Gas_Insulation - Wall Cavity_A_Achievable Economic RVT Potential | F7 | Industrial | Instruments | Existing | Space Heating | Natural Gas | Insulation - Wall Cavity | A | Cumulative Energy Savings (MWh or mTherms) | Achievable Economic RVT Potential | 0 | 0 | 0 | 0 | 0 | 0 | 0 | 0 | 0 | 0 | 0 | 0 | 0 | 0 | 0 | 0 | 0 | 0 | 0 | 0 | 0 | 0 | 0 | 0 | 0 | 0 | 0 | 0 | 0 | 0 | 0
F8_Industrial_Instruments_Existing_Space Heating_Natural Gas_Insulation - Wall Cavity_A_Achievable Economic RVT Potential | F8 | Industrial | Instruments | Existing | Space Heating | Natural Gas | Insulation - Wall Cavity | A | Cumulative Summer Peak Savings (MW) | Achievable Economic RVT Potential | 0 | 0 | 0 | 0 | 0 | 0 | 0 | 0 | 0 | 0 | 0 | 0 | 0 | 0 | 0 | 0 | 0 | 0 | 0 | 0 | 0 | 0 | 0 | 0 | 0 | 0 | 0 | 0 | 0 | 0 | 0
F9_Industrial_Instruments_Existing_Space Heating_Natural Gas_Insulation - Wall Cavity_A_Achievable Economic RVT Potential | F9 | Industrial | Instruments | Existing | Space Heating | Natural Gas | Insulation - Wall Cavity | A | Cumulative Winter Peak Savings (MW) | Achievable Economic RVT Potential | 0 | 0 | 0 | 0 | 0 | 0 | 0 | 0 | 0 | 0 | 0 | 0 | 0 | 0 | 0 | 0 | 0 | 0 | 0 | 0 | 0 | 0 | 0 | 0 | 0 | 0 | 0 | 0 | 0 | 0 | 0
F10_Industrial_Instruments_Existing_Space Heating_Natural Gas_Insulation - Wall Cavity_A_Achievable Economic RVT Potential | F10 | Industrial | Instruments | Existing | Space Heating | Natural Gas | Insulation - Wall Cavity | A | Purchases (Incremental) | Achievable Economic RVT Potential | 0 | 0 | 0 | 0 | 0 | 0 | 0 | 0 | 0 | 0 | 0 | 0 | 0 | 0 | 0 | 0 | 0 | 0 | 0 | 0 | 0 | 0 | 0 | 0 | 0 | 0 | 0 | 0 | 0 | 0 | 0
F11_Industrial_Instruments_Existing_Space Heating_Natural Gas_Insulation - Wall Cavity_A_Achievable Economic RVT Potential | F11 | Industrial | Instruments | Existing | Space Heating | Natural Gas | Insulation - Wall Cavity | A | Purchases (Cumulative) | Achievable Economic RVT Potential | 0 | 0 | 0 | 0 | 0 | 0 | 0 | 0 | 0 | 0 | 0 | 0 | 0 | 0 | 0 | 0 | 0 | 0 | 0 | 0 | 0 | 0 | 0 | 0 | 0 | 0 | 0 | 0 | 0 | 0 | 0
F1_Industrial_Instruments_Existing_Space Heating_Natural Gas_Insulation - Ducting_A_Achievable Economic RVT Potential | F1 | Industrial | Instruments | Existing | Space Heating | Natural Gas | Insulation - Ducting | A | Integrated Unit Energy Savings (kWh or therms) | Achievable Economic RVT Potential | 0 | 0 | 0 | 0 | 0 | 0.0016221 | 0.0015934 | 0.0015545 | 0.0015086 | 0.0014564 | 0.0013984 | 0.001339 | 0.0012807 | 0.0012226 | 0.0011726 | 0.0011257 | 0.0010874 | 0.0010534 | 0.0010232 | 0.0010004 | 0.0009793 | 0.00096075 | 0.00094432 | 0.00093072 | 0.0009182 | 0.00090829 | 0.00089968 | 0.00089164 | 0.00131 | 0.0013019 | 0.0012943
F2_Industrial_Instruments_Existing_Space Heating_Natural Gas_Insulation - Ducting_A_Achievable Economic RVT Potential | F2 | Industrial | Instruments | Existing | Space Heating | Natural Gas | Insulation - Ducting | A | Integrated Unit Summer Peak Savings (kW) | Achievable Economic RVT Potential | 0 | 0 | 0 | 0 | 0 | 0 | 0 | 0 | 0 | 0 | 0 | 0 | 0 | 0 | 0 | 0 | 0 | 0 | 0 | 0 | 0 | 0 | 0 | 0 | 0 | 0 | 0 | 0 | 0 | 0 | 0
F3_Industrial_Instruments_Existing_Space Heating_Natural Gas_Insulation - Ducting_A_Achievable Economic RVT Potential | F3 | Industrial | Instruments | Existing | Space Heating | Natural Gas | Insulation - Ducting | A | Integrated Unit Winter Peak Savings (kW) | Achievable Economic RVT Potential | 0 | 0 | 0 | 0 | 0 | 0 | 0 | 0 | 0 | 0 | 0 | 0 | 0 | 0 | 0 | 0 | 0 | 0 | 0 | 0 | 0 | 0 | 0 | 0 | 0 | 0 | 0 | 0 | 0 | 0 | 0
F4_Industrial_Instruments_Existing_Space Heating_Natural Gas_Insulation - Ducting_A_Achievable Economic RVT Potential | F4 | Industrial | Instruments | Existing | Space Heating | Natural Gas | Insulation - Ducting | A | Incremental Energy Savings (MWh or mTherms) | Achievable Economic RVT Potential | 0 | 0 | 0 | 0 | 0 | 0 | 0 | 0 | 0 | 0 | 0 | 0 | 0 | 0 | 0 | 0 | 0 | 0 | 0 | 0 | 0 | 0 | 0 | 0 | 0 | 0 | 0 | 0 | 0 | 0 | 0
F5_Industrial_Instruments_Existing_Space Heating_Natural Gas_Insulation - Ducting_A_Achievable Economic RVT Potential | F5 | Industrial | Instruments | Existing | Space Heating | Natural Gas | Insulation - Ducting | A | Incremental Summer Peak Savings (MW) | Achievable Economic RVT Potential | 0 | 0 | 0 | 0 | 0 | 0 | 0 | 0 | 0 | 0 | 0 | 0 | 0 | 0 | 0 | 0 | 0 | 0 | 0 | 0 | 0 | 0 | 0 | 0 | 0 | 0 | 0 | 0 | 0 | 0 | 0
F6_Industrial_Instruments_Existing_Space Heating_Natural Gas_Insulation - Ducting_A_Achievable Economic RVT Potential | F6 | Industrial | Instruments | Existing | Space Heating | Natural Gas | Insulation - Ducting | A | Incremental Winter Peak Savings (MW) | Achievable Economic RVT Potential | 0 | 0 | 0 | 0 | 0 | 0 | 0 | 0 | 0 | 0 | 0 | 0 | 0 | 0 | 0 | 0 | 0 | 0 | 0 | 0 | 0 | 0 | 0 | 0 | 0 | 0 | 0 | 0 | 0 | 0 | 0
F7_Industrial_Instruments_Existing_Space Heating_Natural Gas_Insulation - Ducting_A_Achievable Economic RVT Potential | F7 | Industrial | Instruments | Existing | Space Heating | Natural Gas | Insulation - Ducting | A | Cumulative Energy Savings (MWh or mTherms) | Achievable Economic RVT Potential | 0 | 0 | 0 | 0 | 0 | 0 | 0 | 0 | 0 | 0 | 0 | 0 | 0 | 0 | 0 | 0 | 0 | 0 | 0 | 0 | 0 | 0 | 0 | 0 | 0 | 0 | 0 | 0 | 0 | 0 | 0
F8_Industrial_Instruments_Existing_Space Heating_Natural Gas_Insulation - Ducting_A_Achievable Economic RVT Potential | F8 | Industrial | Instruments | Existing | Space Heating | Natural Gas | Insulation - Ducting | A | Cumulative Summer Peak Savings (MW) | Achievable Economic RVT Potential | 0 | 0 | 0 | 0 | 0 | 0 | 0 | 0 | 0 | 0 | 0 | 0 | 0 | 0 | 0 | 0 | 0 | 0 | 0 | 0 | 0 | 0 | 0 | 0 | 0 | 0 | 0 | 0 | 0 | 0 | 0
F9_Industrial_Instruments_Existing_Space Heating_Natural Gas_Insulation - Ducting_A_Achievable Economic RVT Potential | F9 | Industrial | Instruments | Existing | Space Heating | Natural Gas | Insulation - Ducting | A | Cumulative Winter Peak Savings (MW) | Achievable Economic RVT Potential | 0 | 0 | 0 | 0 | 0 | 0 | 0 | 0 | 0 | 0 | 0 | 0 | 0 | 0 | 0 | 0 | 0 | 0 | 0 | 0 | 0 | 0 | 0 | 0 | 0 | 0 | 0 | 0 | 0 | 0 | 0
F10_Industrial_Instruments_Existing_Space Heating_Natural Gas_Insulation - Ducting_A_Achievable Economic RVT Potential | F10 | Industrial | Instruments | Existing | Space Heating | Natural Gas | Insulation - Ducting | A | Purchases (Incremental) | Achievable Economic RVT Potential | 0 | 0 | 0 | 0 | 0 | 0 | 0 | 0 | 0 | 0 | 0 | 0 | 0 | 0 | 0 | 0 | 0 | 0 | 0 | 0 | 0 | 0 | 0 | 0 | 0 | 0 | 0 | 0 | 0 | 0 | 0
F11_Industrial_Instruments_Existing_Space Heating_Natural Gas_Insulation - Ducting_A_Achievable Economic RVT Potential | F11 | Industrial | Instruments | Existing | Space Heating | Natural Gas | Insulation - Ducting | A | Purchases (Cumulative) | Achievable Economic RVT Potential | 0 | 0 | 0 | 0 | 0 | 0 | 0 | 0 | 0 | 0 | 0 | 0 | 0 | 0 | 0 | 0 | 0 | 0 | 0 | 0 | 0 | 0 | 0 | 0 | 0 | 0 | 0 | 0 | 0 | 0 | 0
F1_Industrial_Instruments_Existing_Space Heating_Natural Gas_HVAC - Duct Repair and Sealing_A_Achievable Economic RVT Potential | F1 | Industrial | Instruments | Existing | Space Heating | Natural Gas | HVAC - Duct Repair and Sealing | A | Integrated Unit Energy Savings (kWh or therms) | Achievable Economic RVT Potential | 0 | 0 | 0 | 0 | 0 | 0.0038188 | 0.0037512 | 0.0036595 | 0.0035516 | 0.0034287 | 0.0032921 | 0.0031523 | 0.0030151 | 0.0028783 | 0.0027605 | 0.0026502 | 0.00256 | 0.0024799 | 0.0024088 | 0.0023551 | 0.0023055 | 0.0022618 | 0.0022231 | 0.0021911 | 0.0021616 | 0.0021383 | 0.002118 | 0.0020991 | 0.0030839 | 0.0030649 | 0.0030471
F2_Industrial_Instruments_Existing_Space Heating_Natural Gas_HVAC - Duct Repair and Sealing_A_Achievable Economic RVT Potential | F2 | Industrial | Instruments | Existing | Space Heating | Natural Gas | HVAC - Duct Repair and Sealing | A | Integrated Unit Summer Peak Savings (kW) | Achievable Economic RVT Potential | 0 | 0 | 0 | 0 | 0 | 0 | 0 | 0 | 0 | 0 | 0 | 0 | 0 | 0 | 0 | 0 | 0 | 0 | 0 | 0 | 0 | 0 | 0 | 0 | 0 | 0 | 0 | 0 | 0 | 0 | 0
F3_Industrial_Instruments_Existing_Space Heating_Natural Gas_HVAC - Duct Repair and Sealing_A_Achievable Economic RVT Potential | F3 | Industrial | Instruments | Existing | Space Heating | Natural Gas | HVAC - Duct Repair and Sealing | A | Integrated Unit Winter Peak Savings (kW) | Achievable Economic RVT Potential | 0 | 0 | 0 | 0 | 0 | 0 | 0 | 0 | 0 | 0 | 0 | 0 | 0 | 0 | 0 | 0 | 0 | 0 | 0 | 0 | 0 | 0 | 0 | 0 | 0 | 0 | 0 | 0 | 0 | 0 | 0
F4_Industrial_Instruments_Existing_Space Heating_Natural Gas_HVAC - Duct Repair and Sealing_A_Achievable Economic RVT Potential | F4 | Industrial | Instruments | Existing | Space Heating | Natural Gas | HVAC - Duct Repair and Sealing | A | Incremental Energy Savings (MWh or mTherms) | Achievable Economic RVT Potential | 0 | 0 | 0 | 0 | 0 | 0 | 0 | 0 | 0 | 0 | 0 | 0 | 0 | 0 | 0 | 0 | 0 | 0 | 0 | 0 | 0 | 0 | 0 | 0 | 0 | 0 | 0 | 0 | 0 | 0 | 0
F5_Industrial_Instruments_Existing_Space Heating_Natural Gas_HVAC - Duct Repair and Sealing_A_Achievable Economic RVT Potential | F5 | Industrial | Instruments | Existing | Space Heating | Natural Gas | HVAC - Duct Repair and Sealing | A | Incremental Summer Peak Savings (MW) | Achievable Economic RVT Potential | 0 | 0 | 0 | 0 | 0 | 0 | 0 | 0 | 0 | 0 | 0 | 0 | 0 | 0 | 0 | 0 | 0 | 0 | 0 | 0 | 0 | 0 | 0 | 0 | 0 | 0 | 0 | 0 | 0 | 0 | 0
F6_Industrial_Instruments_Existing_Space Heating_Natural Gas_HVAC - Duct Repair and Sealing_A_Achievable Economic RVT Potential | F6 | Industrial | Instruments | Existing | Space Heating | Natural Gas | HVAC - Duct Repair and Sealing | A | Incremental Winter Peak Savings (MW) | Achievable Economic RVT Potential | 0 | 0 | 0 | 0 | 0 | 0 | 0 | 0 | 0 | 0 | 0 | 0 | 0 | 0 | 0 | 0 | 0 | 0 | 0 | 0 | 0 | 0 | 0 | 0 | 0 | 0 | 0 | 0 | 0 | 0 | 0
F7_Industrial_Instruments_Existing_Space Heating_Natural Gas_HVAC - Duct Repair and Sealing_A_Achievable Economic RVT Potential | F7 | Industrial | Instruments | Existing | Space Heating | Natural Gas | HVAC - Duct Repair and Sealing | A | Cumulative Energy Savings (MWh or mTherms) | Achievable Economic RVT Potential | 0 | 0 | 0 | 0 | 0 | 0 | 0 | 0 | 0 | 0 | 0 | 0 | 0 | 0 | 0 | 0 | 0 | 0 | 0 | 0 | 0 | 0 | 0 | 0 | 0 | 0 | 0 | 0 | 0 | 0 | 0
F8_Industrial_Instruments_Existing_Space Heating_Natural Gas_HVAC - Duct Repair and Sealing_A_Achievable Economic RVT Potential | F8 | Industrial | Instruments | Existing | Space Heating | Natural Gas | HVAC - Duct Repair and Sealing | A | Cumulative Summer Peak Savings (MW) | Achievable Economic RVT Potential | 0 | 0 | 0 | 0 | 0 | 0 | 0 | 0 | 0 | 0 | 0 | 0 | 0 | 0 | 0 | 0 | 0 | 0 | 0 | 0 | 0 | 0 | 0 | 0 | 0 | 0 | 0 | 0 | 0 | 0 | 0
F9_Industrial_Instruments_Existing_Space Heating_Natural Gas_HVAC - Duct Repair and Sealing_A_Achievable Economic RVT Potential | F9 | Industrial | Instruments | Existing | Space Heating | Natural Gas | HVAC - Duct Repair and Sealing | A | Cumulative Winter Peak Savings (MW) | Achievable Economic RVT Potential | 0 | 0 | 0 | 0 | 0 | 0 | 0 | 0 | 0 | 0 | 0 | 0 | 0 | 0 | 0 | 0 | 0 | 0 | 0 | 0 | 0 | 0 | 0 | 0 | 0 | 0 | 0 | 0 | 0 | 0 | 0
F10_Industrial_Instruments_Existing_Space Heating_Natural Gas_HVAC - Duct Repair and Sealing_A_Achievable Economic RVT Potential | F10 | Industrial | Instruments | Existing | Space Heating | Natural Gas | HVAC - Duct Repair and Sealing | A | Purchases (Incremental) | Achievable Economic RVT Potential | 0 | 0 | 0 | 0 | 0 | 0 | 0 | 0 | 0 | 0 | 0 | 0 | 0 | 0 | 0 | 0 | 0 | 0 | 0 | 0 | 0 | 0 | 0 | 0 | 0 | 0 | 0 | 0 | 0 | 0 | 0
F11_Industrial_Instruments_Existing_Space Heating_Natural Gas_HVAC - Duct Repair and Sealing_A_Achievable Economic RVT Potential | F11 | Industrial | Instruments | Existing | Space Heating | Natural Gas | HVAC - Duct Repair and Sealing | A | Purchases (Cumulative) | Achievable Economic RVT Potential | 0 | 0 | 0 | 0 | 0 | 0 | 0 | 0 | 0 | 0 | 0 | 0 | 0 | 0 | 0 | 0 | 0 | 0 | 0 | 0 | 0 | 0 | 0 | 0 | 0 | 0 | 0 | 0 | 0 | 0 | 0
F1_Industrial_Instruments_Existing_Space Heating_Natural Gas_Windows - High Efficiency_A_Achievable Economic RVT Potential | F1 | Industrial | Instruments | Existing | Space Heating | Natural Gas | Windows - High Efficiency | A | Integrated Unit Energy Savings (kWh or therms) | Achievable Economic RVT Potential | 0 | 0 | 0 | 0 | 0 | 0.0056615 | 0.0055845 | 0.0054784 | 0.0053461 | 0.0051885 | 0.0050072 | 0.0048179 | 0.0046279 | 0.0044344 | 0.0042668 | 0.0041067 | 0.0039752 | 0.0038588 | 0.0037558 | 0.0036808 | 0.003612 | 0.0035518 | 0.0035023 | 0.0034629 | 0.0034273 | 0.0034008 | 0.0033786 | 0.0033581 | 0 | 0 | 0
F2_Industrial_Instruments_Existing_Space Heating_Natural Gas_Windows - High Efficiency_A_Achievable Economic RVT Potential | F2 | Industrial | Instruments | Existing | Space Heating | Natural Gas | Windows - High Efficiency | A | Integrated Unit Summer Peak Savings (kW) | Achievable Economic RVT Potential | 0 | 0 | 0 | 0 | 0 | 0 | 0 | 0 | 0 | 0 | 0 | 0 | 0 | 0 | 0 | 0 | 0 | 0 | 0 | 0 | 0 | 0 | 0 | 0 | 0 | 0 | 0 | 0 | 0 | 0 | 0
F3_Industrial_Instruments_Existing_Space Heating_Natural Gas_Windows - High Efficiency_A_Achievable Economic RVT Potential | F3 | Industrial | Instruments | Existing | Space Heating | Natural Gas | Windows - High Efficiency | A | Integrated Unit Winter Peak Savings (kW) | Achievable Economic RVT Potential | 0 | 0 | 0 | 0 | 0 | 0 | 0 | 0 | 0 | 0 | 0 | 0 | 0 | 0 | 0 | 0 | 0 | 0 | 0 | 0 | 0 | 0 | 0 | 0 | 0 | 0 | 0 | 0 | 0 | 0 | 0
F4_Industrial_Instruments_Existing_Space Heating_Natural Gas_Windows - High Efficiency_A_Achievable Economic RVT Potential | F4 | Industrial | Instruments | Existing | Space Heating | Natural Gas | Windows - High Efficiency | A | Incremental Energy Savings (MWh or mTherms) | Achievable Economic RVT Potential | 0 | 0 | 0 | 0 | 0 | 0 | 0 | 0 | 0 | 0 | 0 | 0 | 0 | 0 | 0 | 0 | 0 | 0 | 0 | 0 | 0 | 0 | 0 | 0 | 0 | 0 | 0 | 0 | 0 | 0 | 0
F5_Industrial_Instruments_Existing_Space Heating_Natural Gas_Windows - High Efficiency_A_Achievable Economic RVT Potential | F5 | Industrial | Instruments | Existing | Space Heating | Natural Gas | Windows - High Efficiency | A | Incremental Summer Peak Savings (MW) | Achievable Economic RVT Potential | 0 | 0 | 0 | 0 | 0 | 0 | 0 | 0 | 0 | 0 | 0 | 0 | 0 | 0 | 0 | 0 | 0 | 0 | 0 | 0 | 0 | 0 | 0 | 0 | 0 | 0 | 0 | 0 | 0 | 0 | 0
F6_Industrial_Instruments_Existing_Space Heating_Natural Gas_Windows - High Efficiency_A_Achievable Economic RVT Potential | F6 | Industrial | Instruments | Existing | Space Heating | Natural Gas | Windows - High Efficiency | A | Incremental Winter Peak Savings (MW) | Achievable Economic RVT Potential | 0 | 0 | 0 | 0 | 0 | 0 | 0 | 0 | 0 | 0 | 0 | 0 | 0 | 0 | 0 | 0 | 0 | 0 | 0 | 0 | 0 | 0 | 0 | 0 | 0 | 0 | 0 | 0 | 0 | 0 | 0
F7_Industrial_Instruments_Existing_Space Heating_Natural Gas_Windows - High Efficiency_A_Achievable Economic RVT Potential | F7 | Industrial | Instruments | Existing | Space Heating | Natural Gas | Windows - High Efficiency | A | Cumulative Energy Savings (MWh or mTherms) | Achievable Economic RVT Potential | 0 | 0 | 0 | 0 | 0 | 0 | 0 | 0 | 0 | 0 | 0 | 0 | 0 | 0 | 0 | 0 | 0 | 0 | 0 | 0 | 0 | 0 | 0 | 0 | 0 | 0 | 0 | 0 | 0 | 0 | 0
F8_Industrial_Instruments_Existing_Space Heating_Natural Gas_Windows - High Efficiency_A_Achievable Economic RVT Potential | F8 | Industrial | Instruments | Existing | Space Heating | Natural Gas | Windows - High Efficiency | A | Cumulative Summer Peak Savings (MW) | Achievable Economic RVT Potential | 0 | 0 | 0 | 0 | 0 | 0 | 0 | 0 | 0 | 0 | 0 | 0 | 0 | 0 | 0 | 0 | 0 | 0 | 0 | 0 | 0 | 0 | 0 | 0 | 0 | 0 | 0 | 0 | 0 | 0 | 0
F9_Industrial_Instruments_Existing_Space Heating_Natural Gas_Windows - High Efficiency_A_Achievable Economic RVT Potential | F9 | Industrial | Instruments | Existing | Space Heating | Natural Gas | Windows - High Efficiency | A | Cumulative Winter Peak Savings (MW) | Achievable Economic RVT Potential | 0 | 0 | 0 | 0 | 0 | 0 | 0 | 0 | 0 | 0 | 0 | 0 | 0 | 0 | 0 | 0 | 0 | 0 | 0 | 0 | 0 | 0 | 0 | 0 | 0 | 0 | 0 | 0 | 0 | 0 | 0
F10_Industrial_Instruments_Existing_Space Heating_Natural Gas_Windows - High Efficiency_A_Achievable Economic RVT Potential | F10 | Industrial | Instruments | Existing | Space Heating | Natural Gas | Windows - High Efficiency | A | Purchases (Incremental) | Achievable Economic RVT Potential | 0 | 0 | 0 | 0 | 0 | 0 | 0 | 0 | 0 | 0 | 0 | 0 | 0 | 0 | 0 | 0 | 0 | 0 | 0 | 0 | 0 | 0 | 0 | 0 | 0 | 0 | 0 | 0 | 0 | 0 | 0
F11_Industrial_Instruments_Existing_Space Heating_Natural Gas_Windows - High Efficiency_A_Achievable Economic RVT Potential | F11 | Industrial | Instruments | Existing | Space Heating | Natural Gas | Windows - High Efficiency | A | Purchases (Cumulative) | Achievable Economic RVT Potential | 0 | 0 | 0 | 0 | 0 | 0 | 0 | 0 | 0 | 0 | 0 | 0 | 0 | 0 | 0 | 0 | 0 | 0 | 0 | 0 | 0 | 0 | 0 | 0 | 0 | 0 | 0 | 0 | 0 | 0 | 0
F1_Industrial_Instruments_Existing_Space Heating_Natural Gas_Gas Boiler - Maintenance_A_Achievable Economic RVT Potential | F1 | Industrial | Instruments | Existing | Space Heating | Natural Gas | Gas Boiler - Maintenance | A | Integrated Unit Energy Savings (kWh or therms) | Achievable Economic RVT Potential | 0 | 0 | 0 | 0 | 0 | 4.081 | 4.0526 | 4.0236 | 3.9936 | 3.9623 | 3.9305 | 3.8976 | 3.8638 | 3.8286 | 3.79 | 3.7527 | 3.7149 | 3.6779 | 3.6415 | 3.6065 | 3.573 | 3.5388 | 3.5077 | 3.4785 | 3.4499 | 3.424 | 3.4018 | 3.3815 | 3.5253 | 3.5108 | 3.4976
F2_Industrial_Instruments_Existing_Space Heating_Natural Gas_Gas Boiler - Maintenance_A_Achievable Economic RVT Potential | F2 | Industrial | Instruments | Existing | Space Heating | Natural Gas | Gas Boiler - Maintenance | A | Integrated Unit Summer Peak Savings (kW) | Achievable Economic RVT Potential | 0 | 0 | 0 | 0 | 0 | 0 | 0 | 0 | 0 | 0 | 0 | 0 | 0 | 0 | 0 | 0 | 0 | 0 | 0 | 0 | 0 | 0 | 0 | 0 | 0 | 0 | 0 | 0 | 0 | 0 | 0
F3_Industrial_Instruments_Existing_Space Heating_Natural Gas_Gas Boiler - Maintenance_A_Achievable Economic RVT Potential | F3 | Industrial | Instruments | Existing | Space Heating | Natural Gas | Gas Boiler - Maintenance | A | Integrated Unit Winter Peak Savings (kW) | Achievable Economic RVT Potential | 0 | 0 | 0 | 0 | 0 | 0 | 0 | 0 | 0 | 0 | 0 | 0 | 0 | 0 | 0 | 0 | 0 | 0 | 0 | 0 | 0 | 0 | 0 | 0 | 0 | 0 | 0 | 0 | 0 | 0 | 0
F4_Industrial_Instruments_Existing_Space Heating_Natural Gas_Gas Boiler - Maintenance_A_Achievable Economic RVT Potential | F4 | Industrial | Instruments | Existing | Space Heating | Natural Gas | Gas Boiler - Maintenance | A | Incremental Energy Savings (MWh or mTherms) | Achievable Economic RVT Potential | 0 | 0 | 0 | 0 | 0 | 0 | 0 | 0 | 0 | 0 | 0 | 0 | 0 | 0 | 0 | 0 | 0 | 0 | 0 | 0 | 0 | 0 | 0 | 0 | 0 | 0 | 0 | 0 | 0 | 0 | 0
F5_Industrial_Instruments_Existing_Space Heating_Natural Gas_Gas Boiler - Maintenance_A_Achievable Economic RVT Potential | F5 | Industrial | Instruments | Existing | Space Heating | Natural Gas | Gas Boiler - Maintenance | A | Incremental Summer Peak Savings (MW) | Achievable Economic RVT Potential | 0 | 0 | 0 | 0 | 0 | 0 | 0 | 0 | 0 | 0 | 0 | 0 | 0 | 0 | 0 | 0 | 0 | 0 | 0 | 0 | 0 | 0 | 0 | 0 | 0 | 0 | 0 | 0 | 0 | 0 | 0
F6_Industrial_Instruments_Existing_Space Heating_Natural Gas_Gas Boiler - Maintenance_A_Achievable Economic RVT Potential | F6 | Industrial | Instruments | Existing | Space Heating | Natural Gas | Gas Boiler - Maintenance | A | Incremental Winter Peak Savings (MW) | Achievable Economic RVT Potential | 0 | 0 | 0 | 0 | 0 | 0 | 0 | 0 | 0 | 0 | 0 | 0 | 0 | 0 | 0 | 0 | 0 | 0 | 0 | 0 | 0 | 0 | 0 | 0 | 0 | 0 | 0 | 0 | 0 | 0 | 0
F7_Industrial_Instruments_Existing_Space Heating_Natural Gas_Gas Boiler - Maintenance_A_Achievable Economic RVT Potential | F7 | Industrial | Instruments | Existing | Space Heating | Natural Gas | Gas Boiler - Maintenance | A | Cumulative Energy Savings (MWh or mTherms) | Achievable Economic RVT Potential | 0 | 0 | 0 | 0 | 0 | 0 | 0 | 0 | 0 | 0 | 0 | 0 | 0 | 0 | 0 | 0 | 0 | 0 | 0 | 0 | 0 | 0 | 0 | 0 | 0 | 0 | 0 | 0 | 0 | 0 | 0
F8_Industrial_Instruments_Existing_Space Heating_Natural Gas_Gas Boiler - Maintenance_A_Achievable Economic RVT Potential | F8 | Industrial | Instruments | Existing | Space Heating | Natural Gas | Gas Boiler - Maintenance | A | Cumulative Summer Peak Savings (MW) | Achievable Economic RVT Potential | 0 | 0 | 0 | 0 | 0 | 0 | 0 | 0 | 0 | 0 | 0 | 0 | 0 | 0 | 0 | 0 | 0 | 0 | 0 | 0 | 0 | 0 | 0 | 0 | 0 | 0 | 0 | 0 | 0 | 0 | 0
F9_Industrial_Instruments_Existing_Space Heating_Natural Gas_Gas Boiler - Maintenance_A_Achievable Economic RVT Potential | F9 | Industrial | Instruments | Existing | Space Heating | Natural Gas | Gas Boiler - Maintenance | A | Cumulative Winter Peak Savings (MW) | Achievable Economic RVT Potential | 0 | 0 | 0 | 0 | 0 | 0 | 0 | 0 | 0 | 0 | 0 | 0 | 0 | 0 | 0 | 0 | 0 | 0 | 0 | 0 | 0 | 0 | 0 | 0 | 0 | 0 | 0 | 0 | 0 | 0 | 0
F10_Industrial_Instruments_Existing_Space Heating_Natural Gas_Gas Boiler - Maintenance_A_Achievable Economic RVT Potential | F10 | Industrial | Instruments | Existing | Space Heating | Natural Gas | Gas Boiler - Maintenance | A | Purchases (Incremental) | Achievable Economic RVT Potential | 0 | 0 | 0 | 0 | 0 | 0 | 0 | 0 | 0 | 0 | 0 | 0 | 0 | 0 | 0 | 0 | 0 | 0 | 0 | 0 | 0 | 0 | 0 | 0 | 0 | 0 | 0 | 0 | 0 | 0 | 0
F11_Industrial_Instruments_Existing_Space Heating_Natural Gas_Gas Boiler - Maintenance_A_Achievable Economic RVT Potential | F11 | Industrial | Instruments | Existing | Space Heating | Natural Gas | Gas Boiler - Maintenance | A | Purchases (Cumulative) | Achievable Economic RVT Potential | 0 | 0 | 0 | 0 | 0 | 0 | 0 | 0 | 0 | 0 | 0 | 0 | 0 | 0 | 0 | 0 | 0 | 0 | 0 | 0 | 0 | 0 | 0 | 0 | 0 | 0 | 0 | 0 | 0 | 0 | 0
F1_Industrial_Instruments_Existing_Process_Natural Gas_Gas Boiler - Maintenance_A_Achievable Economic RVT Potential | F1 | Industrial | Instruments | Existing | Process | Natural Gas | Gas Boiler - Maintenance | A | Integrated Unit Energy Savings (kWh or therms) | Achievable Economic RVT Potential | 0 | 0 | 0 | 0 | 0 | 2.58 | 2.58 | 2.58 | 2.58 | 2.58 | 2.58 | 2.58 | 2.58 | 2.58 | 2.58 | 2.58 | 2.58 | 2.58 | 2.58 | 2.58 | 2.58 | 2.58 | 2.58 | 2.58 | 2.58 | 2.58 | 2.58 | 2.58 | 2.58 | 2.58 | 2.58
F2_Industrial_Instruments_Existing_Process_Natural Gas_Gas Boiler - Maintenance_A_Achievable Economic RVT Potential | F2 | Industrial | Instruments | Existing | Process | Natural Gas | Gas Boiler - Maintenance | A | Integrated Unit Summer Peak Savings (kW) | Achievable Economic RVT Potential | 0 | 0 | 0 | 0 | 0 | 0 | 0 | 0 | 0 | 0 | 0 | 0 | 0 | 0 | 0 | 0 | 0 | 0 | 0 | 0 | 0 | 0 | 0 | 0 | 0 | 0 | 0 | 0 | 0 | 0 | 0
F3_Industrial_Instruments_Existing_Process_Natural Gas_Gas Boiler - Maintenance_A_Achievable Economic RVT Potential | F3 | Industrial | Instruments | Existing | Process | Natural Gas | Gas Boiler - Maintenance | A | Integrated Unit Winter Peak Savings (kW) | Achievable Economic RVT Potential | 0 | 0 | 0 | 0 | 0 | 0 | 0 | 0 | 0 | 0 | 0 | 0 | 0 | 0 | 0 | 0 | 0 | 0 | 0 | 0 | 0 | 0 | 0 | 0 | 0 | 0 | 0 | 0 | 0 | 0 | 0
F4_Industrial_Instruments_Existing_Process_Natural Gas_Gas Boiler - Maintenance_A_Achievable Economic RVT Potential | F4 | Industrial | Instruments | Existing | Process | Natural Gas | Gas Boiler - Maintenance | A | Incremental Energy Savings (MWh or mTherms) | Achievable Economic RVT Potential | 0 | 0 | 0 | 0 | 0 | 0 | 0 | 0 | 0 | 0 | 0 | 0 | 0 | 0 | 0 | 0 | 0 | 0 | 0 | 0 | 0 | 0 | 0 | 0 | 0 | 0 | 0 | 0 | 0 | 0 | 0
F5_Industrial_Instruments_Existing_Process_Natural Gas_Gas Boiler - Maintenance_A_Achievable Economic RVT Potential | F5 | Industrial | Instruments | Existing | Process | Natural Gas | Gas Boiler - Maintenance | A | Incremental Summer Peak Savings (MW) | Achievable Economic RVT Potential | 0 | 0 | 0 | 0 | 0 | 0 | 0 | 0 | 0 | 0 | 0 | 0 | 0 | 0 | 0 | 0 | 0 | 0 | 0 | 0 | 0 | 0 | 0 | 0 | 0 | 0 | 0 | 0 | 0 | 0 | 0
F6_Industrial_Instruments_Existing_Process_Natural Gas_Gas Boiler - Maintenance_A_Achievable Economic RVT Potential | F6 | Industrial | Instruments | Existing | Process | Natural Gas | Gas Boiler - Maintenance | A | Incremental Winter Peak Savings (MW) | Achievable Economic RVT Potential | 0 | 0 | 0 | 0 | 0 | 0 | 0 | 0 | 0 | 0 | 0 | 0 | 0 | 0 | 0 | 0 | 0 | 0 | 0 | 0 | 0 | 0 | 0 | 0 | 0 | 0 | 0 | 0 | 0 | 0 | 0
F7_Industrial_Instruments_Existing_Process_Natural Gas_Gas Boiler - Maintenance_A_Achievable Economic RVT Potential | F7 | Industrial | Instruments | Existing | Process | Natural Gas | Gas Boiler - Maintenance | A | Cumulative Energy Savings (MWh or mTherms) | Achievable Economic RVT Potential | 0 | 0 | 0 | 0 | 0 | 0 | 0 | 0 | 0 | 0 | 0 | 0 | 0 | 0 | 0 | 0 | 0 | 0 | 0 | 0 | 0 | 0 | 0 | 0 | 0 | 0 | 0 | 0 | 0 | 0 | 0
F8_Industrial_Instruments_Existing_Process_Natural Gas_Gas Boiler - Maintenance_A_Achievable Economic RVT Potential | F8 | Industrial | Instruments | Existing | Process | Natural Gas | Gas Boiler - Maintenance | A | Cumulative Summer Peak Savings (MW) | Achievable Economic RVT Potential | 0 | 0 | 0 | 0 | 0 | 0 | 0 | 0 | 0 | 0 | 0 | 0 | 0 | 0 | 0 | 0 | 0 | 0 | 0 | 0 | 0 | 0 | 0 | 0 | 0 | 0 | 0 | 0 | 0 | 0 | 0
F9_Industrial_Instruments_Existing_Process_Natural Gas_Gas Boiler - Maintenance_A_Achievable Economic RVT Potential | F9 | Industrial | Instruments | Existing | Process | Natural Gas | Gas Boiler - Maintenance | A | Cumulative Winter Peak Savings (MW) | Achievable Economic RVT Potential | 0 | 0 | 0 | 0 | 0 | 0 | 0 | 0 | 0 | 0 | 0 | 0 | 0 | 0 | 0 | 0 | 0 | 0 | 0 | 0 | 0 | 0 | 0 | 0 | 0 | 0 | 0 | 0 | 0 | 0 | 0
F10_Industrial_Instruments_Existing_Process_Natural Gas_Gas Boiler - Maintenance_A_Achievable Economic RVT Potential | F10 | Industrial | Instruments | Existing | Process | Natural Gas | Gas Boiler - Maintenance | A | Purchases (Incremental) | Achievable Economic RVT Potential | 0 | 0 | 0 | 0 | 0 | 0 | 0 | 0 | 0 | 0 | 0 | 0 | 0 | 0 | 0 | 0 | 0 | 0 | 0 | 0 | 0 | 0 | 0 | 0 | 0 | 0 | 0 | 0 | 0 | 0 | 0
F11_Industrial_Instruments_Existing_Process_Natural Gas_Gas Boiler - Maintenance_A_Achievable Economic RVT Potential | F11 | Industrial | Instruments | Existing | Process | Natural Gas | Gas Boiler - Maintenance | A | Purchases (Cumulative) | Achievable Economic RVT Potential | 0 | 0 | 0 | 0 | 0 | 0 | 0 | 0 | 0 | 0 | 0 | 0 | 0 | 0 | 0 | 0 | 0 | 0 | 0 | 0 | 0 | 0 | 0 | 0 | 0 | 0 | 0 | 0 | 0 | 0 | 0
F1_Industrial_Instruments_Existing_Space Heating_Natural Gas_Gas Furnace - Maintenance_A_Achievable Economic RVT Potential | F1 | Industrial | Instruments | Existing | Space Heating | Natural Gas | Gas Furnace - Maintenance | A | Integrated Unit Energy Savings (kWh or therms) | Achievable Economic RVT Potential | 0 | 0 | 0 | 0 | 0 | 0.009191 | 0.0091042 | 0.0089934 | 0.008879 | 0.0087614 | 0.0086433 | 0.0085238 | 0.0084078 | 0.0082941 | 0.008176 | 0.0080674 | 0.0079622 | 0.0078624 | 0.0077676 | 0.0076755 | 0.0075869 | 0.0074992 | 0.0074147 | 0.0073352 | 0.0072599 | 0.007191 | 0.0071299 | 0.0070725 | 0.0073847 | 0.0073392 | 0.0072965
F2_Industrial_Instruments_Existing_Space Heating_Natural Gas_Gas Furnace - Maintenance_A_Achievable Economic RVT Potential | F2 | Industrial | Instruments | Existing | Space Heating | Natural Gas | Gas Furnace - Maintenance | A | Integrated Unit Summer Peak Savings (kW) | Achievable Economic RVT Potential | 0 | 0 | 0 | 0 | 0 | 0 | 0 | 0 | 0 | 0 | 0 | 0 | 0 | 0 | 0 | 0 | 0 | 0 | 0 | 0 | 0 | 0 | 0 | 0 | 0 | 0 | 0 | 0 | 0 | 0 | 0
F3_Industrial_Instruments_Existing_Space Heating_Natural Gas_Gas Furnace - Maintenance_A_Achievable Economic RVT Potential | F3 | Industrial | Instruments | Existing | Space Heating | Natural Gas | Gas Furnace - Maintenance | A | Integrated Unit Winter Peak Savings (kW) | Achievable Economic RVT Potential | 0 | 0 | 0 | 0 | 0 | 0 | 0 | 0 | 0 | 0 | 0 | 0 | 0 | 0 | 0 | 0 | 0 | 0 | 0 | 0 | 0 | 0 | 0 | 0 | 0 | 0 | 0 | 0 | 0 | 0 | 0
F4_Industrial_Instruments_Existing_Space Heating_Natural Gas_Gas Furnace - Maintenance_A_Achievable Economic RVT Potential | F4 | Industrial | Instruments | Existing | Space Heating | Natural Gas | Gas Furnace - Maintenance | A | Incremental Energy Savings (MWh or mTherms) | Achievable Economic RVT Potential | 0 | 0 | 0 | 0 | 0 | 0 | 0 | 0 | 0 | 0 | 0 | 0 | 0 | 0 | 0 | 0 | 0 | 0 | 0 | 0 | 0 | 0 | 0 | 0 | 0 | 0 | 0 | 0 | 0 | 0 | 0
F5_Industrial_Instruments_Existing_Space Heating_Natural Gas_Gas Furnace - Maintenance_A_Achievable Economic RVT Potential | F5 | Industrial | Instruments | Existing | Space Heating | Natural Gas | Gas Furnace - Maintenance | A | Incremental Summer Peak Savings (MW) | Achievable Economic RVT Potential | 0 | 0 | 0 | 0 | 0 | 0 | 0 | 0 | 0 | 0 | 0 | 0 | 0 | 0 | 0 | 0 | 0 | 0 | 0 | 0 | 0 | 0 | 0 | 0 | 0 | 0 | 0 | 0 | 0 | 0 | 0
F6_Industrial_Instruments_Existing_Space Heating_Natural Gas_Gas Furnace - Maintenance_A_Achievable Economic RVT Potential | F6 | Industrial | Instruments | Existing | Space Heating | Natural Gas | Gas Furnace - Maintenance | A | Incremental Winter Peak Savings (MW) | Achievable Economic RVT Potential | 0 | 0 | 0 | 0 | 0 | 0 | 0 | 0 | 0 | 0 | 0 | 0 | 0 | 0 | 0 | 0 | 0 | 0 | 0 | 0 | 0 | 0 | 0 | 0 | 0 | 0 | 0 | 0 | 0 | 0 | 0
F7_Industrial_Instruments_Existing_Space Heating_Natural Gas_Gas Furnace - Maintenance_A_Achievable Economic RVT Potential | F7 | Industrial | Instruments | Existing | Space Heating | Natural Gas | Gas Furnace - Maintenance | A | Cumulative Energy Savings (MWh or mTherms) | Achievable Economic RVT Potential | 0 | 0 | 0 | 0 | 0 | 0 | 0 | 0 | 0 | 0 | 0 | 0 | 0 | 0 | 0 | 0 | 0 | 0 | 0 | 0 | 0 | 0 | 0 | 0 | 0 | 0 | 0 | 0 | 0 | 0 | 0
F8_Industrial_Instruments_Existing_Space Heating_Natural Gas_Gas Furnace - Maintenance_A_Achievable Economic RVT Potential | F8 | Industrial | Instruments | Existing | Space Heating | Natural Gas | Gas Furnace - Maintenance | A | Cumulative Summer Peak Savings (MW) | Achievable Economic RVT Potential | 0 | 0 | 0 | 0 | 0 | 0 | 0 | 0 | 0 | 0 | 0 | 0 | 0 | 0 | 0 | 0 | 0 | 0 | 0 | 0 | 0 | 0 | 0 | 0 | 0 | 0 | 0 | 0 | 0 | 0 | 0
F9_Industrial_Instruments_Existing_Space Heating_Natural Gas_Gas Furnace - Maintenance_A_Achievable Economic RVT Potential | F9 | Industrial | Instruments | Existing | Space Heating | Natural Gas | Gas Furnace - Maintenance | A | Cumulative Winter Peak Savings (MW) | Achievable Economic RVT Potential | 0 | 0 | 0 | 0 | 0 | 0 | 0 | 0 | 0 | 0 | 0 | 0 | 0 | 0 | 0 | 0 | 0 | 0 | 0 | 0 | 0 | 0 | 0 | 0 | 0 | 0 | 0 | 0 | 0 | 0 | 0
F10_Industrial_Instruments_Existing_Space Heating_Natural Gas_Gas Furnace - Maintenance_A_Achievable Economic RVT Potential | F10 | Industrial | Instruments | Existing | Space Heating | Natural Gas | Gas Furnace - Maintenance | A | Purchases (Incremental) | Achievable Economic RVT Potential | 0 | 0 | 0 | 0 | 0 | 0 | 0 | 0 | 0 | 0 | 0 | 0 | 0 | 0 | 0 | 0 | 0 | 0 | 0 | 0 | 0 | 0 | 0 | 0 | 0 | 0 | 0 | 0 | 0 | 0 | 0
F11_Industrial_Instruments_Existing_Space Heating_Natural Gas_Gas Furnace - Maintenance_A_Achievable Economic RVT Potential | F11 | Industrial | Instruments | Existing | Space Heating | Natural Gas | Gas Furnace - Maintenance | A | Purchases (Cumulative) | Achievable Economic RVT Potential | 0 | 0 | 0 | 0 | 0 | 0 | 0 | 0 | 0 | 0 | 0 | 0 | 0 | 0 | 0 | 0 | 0 | 0 | 0 | 0 | 0 | 0 | 0 | 0 | 0 | 0 | 0 | 0 | 0 | 0 | 0
F1_Industrial_Instruments_Existing_Space Heating_Natural Gas_Gas Boiler - Hot Water Reset_A_Achievable Economic RVT Potential | F1 | Industrial | Instruments | Existing | Space Heating | Natural Gas | Gas Boiler - Hot Water Reset | A | Integrated Unit Energy Savings (kWh or therms) | Achievable Economic RVT Potential | 0 | 0 | 0 | 0 | 0 | 14.836 | 14.729 | 14.6203 | 14.5076 | 14.3907 | 14.2716 | 14.1494 | 14.0238 | 13.8931 | 13.7508 | 13.6127 | 13.4734 | 13.3368 | 13.2026 | 13.0738 | 12.9504 | 12.8242 | 12.7097 | 12.6019 | 12.4965 | 12.4025 | 12.3222 | 12.2483 | 12.8193 | 12.7666 | 12.7186
F2_Industrial_Instruments_Existing_Space Heating_Natural Gas_Gas Boiler - Hot Water Reset_A_Achievable Economic RVT Potential | F2 | Industrial | Instruments | Existing | Space Heating | Natural Gas | Gas Boiler - Hot Water Reset | A | Integrated Unit Summer Peak Savings (kW) | Achievable Economic RVT Potential | 0 | 0 | 0 | 0 | 0 | 0 | 0 | 0 | 0 | 0 | 0 | 0 | 0 | 0 | 0 | 0 | 0 | 0 | 0 | 0 | 0 | 0 | 0 | 0 | 0 | 0 | 0 | 0 | 0 | 0 | 0
F3_Industrial_Instruments_Existing_Space Heating_Natural Gas_Gas Boiler - Hot Water Reset_A_Achievable Economic RVT Potential | F3 | Industrial | Instruments | Existing | Space Heating | Natural Gas | Gas Boiler - Hot Water Reset | A | Integrated Unit Winter Peak Savings (kW) | Achievable Economic RVT Potential | 0 | 0 | 0 | 0 | 0 | 0 | 0 | 0 | 0 | 0 | 0 | 0 | 0 | 0 | 0 | 0 | 0 | 0 | 0 | 0 | 0 | 0 | 0 | 0 | 0 | 0 | 0 | 0 | 0 | 0 | 0
F4_Industrial_Instruments_Existing_Space Heating_Natural Gas_Gas Boiler - Hot Water Reset_A_Achievable Economic RVT Potential | F4 | Industrial | Instruments | Existing | Space Heating | Natural Gas | Gas Boiler - Hot Water Reset | A | Incremental Energy Savings (MWh or mTherms) | Achievable Economic RVT Potential | 0 | 0 | 0 | 0 | 0 | 0 | 0 | 0 | 0 | 0 | 0 | 0 | 0 | 0 | 0 | 0 | 0 | 0 | 0 | 0 | 0 | 0 | 0 | 0 | 0 | 0 | 0 | 0 | 0 | 0 | 0
F5_Industrial_Instruments_Existing_Space Heating_Natural Gas_Gas Boiler - Hot Water Reset_A_Achievable Economic RVT Potential | F5 | Industrial | Instruments | Existing | Space Heating | Natural Gas | Gas Boiler - Hot Water Reset | A | Incremental Summer Peak Savings (MW) | Achievable Economic RVT Potential | 0 | 0 | 0 | 0 | 0 | 0 | 0 | 0 | 0 | 0 | 0 | 0 | 0 | 0 | 0 | 0 | 0 | 0 | 0 | 0 | 0 | 0 | 0 | 0 | 0 | 0 | 0 | 0 | 0 | 0 | 0
F6_Industrial_Instruments_Existing_Space Heating_Natural Gas_Gas Boiler - Hot Water Reset_A_Achievable Economic RVT Potential | F6 | Industrial | Instruments | Existing | Space Heating | Natural Gas | Gas Boiler - Hot Water Reset | A | Incremental Winter Peak Savings (MW) | Achievable Economic RVT Potential | 0 | 0 | 0 | 0 | 0 | 0 | 0 | 0 | 0 | 0 | 0 | 0 | 0 | 0 | 0 | 0 | 0 | 0 | 0 | 0 | 0 | 0 | 0 | 0 | 0 | 0 | 0 | 0 | 0 | 0 | 0
F7_Industrial_Instruments_Existing_Space Heating_Natural Gas_Gas Boiler - Hot Water Reset_A_Achievable Economic RVT Potential | F7 | Industrial | Instruments | Existing | Space Heating | Natural Gas | Gas Boiler - Hot Water Reset | A | Cumulative Energy Savings (MWh or mTherms) | Achievable Economic RVT Potential | 0 | 0 | 0 | 0 | 0 | 0 | 0 | 0 | 0 | 0 | 0 | 0 | 0 | 0 | 0 | 0 | 0 | 0 | 0 | 0 | 0 | 0 | 0 | 0 | 0 | 0 | 0 | 0 | 0 | 0 | 0
F8_Industrial_Instruments_Existing_Space Heating_Natural Gas_Gas Boiler - Hot Water Reset_A_Achievable Economic RVT Potential | F8 | Industrial | Instruments | Existing | Space Heating | Natural Gas | Gas Boiler - Hot Water Reset | A | Cumulative Summer Peak Savings (MW) | Achievable Economic RVT Potential | 0 | 0 | 0 | 0 | 0 | 0 | 0 | 0 | 0 | 0 | 0 | 0 | 0 | 0 | 0 | 0 | 0 | 0 | 0 | 0 | 0 | 0 | 0 | 0 | 0 | 0 | 0 | 0 | 0 | 0 | 0
F9_Industrial_Instruments_Existing_Space Heating_Natural Gas_Gas Boiler - Hot Water Reset_A_Achievable Economic RVT Potential | F9 | Industrial | Instruments | Existing | Space Heating | Natural Gas | Gas Boiler - Hot Water Reset | A | Cumulative Winter Peak Savings (MW) | Achievable Economic RVT Potential | 0 | 0 | 0 | 0 | 0 | 0 | 0 | 0 | 0 | 0 | 0 | 0 | 0 | 0 | 0 | 0 | 0 | 0 | 0 | 0 | 0 | 0 | 0 | 0 | 0 | 0 | 0 | 0 | 0 | 0 | 0
F10_Industrial_Instruments_Existing_Space Heating_Natural Gas_Gas Boiler - Hot Water Reset_A_Achievable Economic RVT Potential | F10 | Industrial | Instruments | Existing | Space Heating | Natural Gas | Gas Boiler - Hot Water Reset | A | Purchases (Incremental) | Achievable Economic RVT Potential | 0 | 0 | 0 | 0 | 0 | 0 | 0 | 0 | 0 | 0 | 0 | 0 | 0 | 0 | 0 | 0 | 0 | 0 | 0 | 0 | 0 | 0 | 0 | 0 | 0 | 0 | 0 | 0 | 0 | 0 | 0
F11_Industrial_Instruments_Existing_Space Heating_Natural Gas_Gas Boiler - Hot Water Reset_A_Achievable Economic RVT Potential | F11 | Industrial | Instruments | Existing | Space Heating | Natural Gas | Gas Boiler - Hot Water Reset | A | Purchases (Cumulative) | Achievable Economic RVT Potential | 0 | 0 | 0 | 0 | 0 | 0 | 0 | 0 | 0 | 0 | 0 | 0 | 0 | 0 | 0 | 0 | 0 | 0 | 0 | 0 | 0 | 0 | 0 | 0 | 0 | 0 | 0 | 0 | 0 | 0 | 0
F1_Industrial_Instruments_Existing_Process_Natural Gas_Gas Boiler - Hot Water Reset_A_Achievable Economic RVT Potential | F1 | Industrial | Instruments | Existing | Process | Natural Gas | Gas Boiler - Hot Water Reset | A | Integrated Unit Energy Savings (kWh or therms) | Achievable Economic RVT Potential | 0 | 0 | 0 | 0 | 0 | 4.6853 | 4.68 | 4.675 | 4.6703 | 4.6656 | 4.661 | 4.6574 | 4.6544 | 4.6514 | 4.6494 | 4.6473 | 4.6458 | 4.6442 | 4.6427 | 4.6417 | 4.6406 | 4.6398 | 4.6391 | 4.6384 | 4.6377 | 4.6376 | 4.6374 | 4.6373 | 4.6909 | 4.6909 | 4.6909
F2_Industrial_Instruments_Existing_Process_Natural Gas_Gas Boiler - Hot Water Reset_A_Achievable Economic RVT Potential | F2 | Industrial | Instruments | Existing | Process | Natural Gas | Gas Boiler - Hot Water Reset | A | Integrated Unit Summer Peak Savings (kW) | Achievable Economic RVT Potential | 0 | 0 | 0 | 0 | 0 | 0 | 0 | 0 | 0 | 0 | 0 | 0 | 0 | 0 | 0 | 0 | 0 | 0 | 0 | 0 | 0 | 0 | 0 | 0 | 0 | 0 | 0 | 0 | 0 | 0 | 0
F3_Industrial_Instruments_Existing_Process_Natural Gas_Gas Boiler - Hot Water Reset_A_Achievable Economic RVT Potential | F3 | Industrial | Instruments | Existing | Process | Natural Gas | Gas Boiler - Hot Water Reset | A | Integrated Unit Winter Peak Savings (kW) | Achievable Economic RVT Potential | 0 | 0 | 0 | 0 | 0 | 0 | 0 | 0 | 0 | 0 | 0 | 0 | 0 | 0 | 0 | 0 | 0 | 0 | 0 | 0 | 0 | 0 | 0 | 0 | 0 | 0 | 0 | 0 | 0 | 0 | 0
F4_Industrial_Instruments_Existing_Process_Natural Gas_Gas Boiler - Hot Water Reset_A_Achievable Economic RVT Potential | F4 | Industrial | Instruments | Existing | Process | Natural Gas | Gas Boiler - Hot Water Reset | A | Incremental Energy Savings (MWh or mTherms) | Achievable Economic RVT Potential | 0 | 0 | 0 | 0 | 0 | 0 | 0 | 0 | 0 | 0 | 0 | 0 | 0 | 0 | 0 | 0 | 0 | 0 | 0 | 0 | 0 | 0 | 0 | 0 | 0 | 0 | 0 | 0 | 0 | 0 | 0
F5_Industrial_Instruments_Existing_Process_Natural Gas_Gas Boiler - Hot Water Reset_A_Achievable Economic RVT Potential | F5 | Industrial | Instruments | Existing | Process | Natural Gas | Gas Boiler - Hot Water Reset | A | Incremental Summer Peak Savings (MW) | Achievable Economic RVT Potential | 0 | 0 | 0 | 0 | 0 | 0 | 0 | 0 | 0 | 0 | 0 | 0 | 0 | 0 | 0 | 0 | 0 | 0 | 0 | 0 | 0 | 0 | 0 | 0 | 0 | 0 | 0 | 0 | 0 | 0 | 0
F6_Industrial_Instruments_Existing_Process_Natural Gas_Gas Boiler - Hot Water Reset_A_Achievable Economic RVT Potential | F6 | Industrial | Instruments | Existing | Process | Natural Gas | Gas Boiler - Hot Water Reset | A | Incremental Winter Peak Savings (MW) | Achievable Economic RVT Potential | 0 | 0 | 0 | 0 | 0 | 0 | 0 | 0 | 0 | 0 | 0 | 0 | 0 | 0 | 0 | 0 | 0 | 0 | 0 | 0 | 0 | 0 | 0 | 0 | 0 | 0 | 0 | 0 | 0 | 0 | 0
F7_Industrial_Instruments_Existing_Process_Natural Gas_Gas Boiler - Hot Water Reset_A_Achievable Economic RVT Potential | F7 | Industrial | Instruments | Existing | Process | Natural Gas | Gas Boiler - Hot Water Reset | A | Cumulative Energy Savings (MWh or mTherms) | Achievable Economic RVT Potential | 0 | 0 | 0 | 0 | 0 | 0 | 0 | 0 | 0 | 0 | 0 | 0 | 0 | 0 | 0 | 0 | 0 | 0 | 0 | 0 | 0 | 0 | 0 | 0 | 0 | 0 | 0 | 0 | 0 | 0 | 0
F8_Industrial_Instruments_Existing_Process_Natural Gas_Gas Boiler - Hot Water Reset_A_Achievable Economic RVT Potential | F8 | Industrial | Instruments | Existing | Process | Natural Gas | Gas Boiler - Hot Water Reset | A | Cumulative Summer Peak Savings (MW) | Achievable Economic RVT Potential | 0 | 0 | 0 | 0 | 0 | 0 | 0 | 0 | 0 | 0 | 0 | 0 | 0 | 0 | 0 | 0 | 0 | 0 | 0 | 0 | 0 | 0 | 0 | 0 | 0 | 0 | 0 | 0 | 0 | 0 | 0
F9_Industrial_Instruments_Existing_Process_Natural Gas_Gas Boiler - Hot Water Reset_A_Achievable Economic RVT Potential | F9 | Industrial | Instruments | Existing | Process | Natural Gas | Gas Boiler - Hot Water Reset | A | Cumulative Winter Peak Savings (MW) | Achievable Economic RVT Potential | 0 | 0 | 0 | 0 | 0 | 0 | 0 | 0 | 0 | 0 | 0 | 0 | 0 | 0 | 0 | 0 | 0 | 0 | 0 | 0 | 0 | 0 | 0 | 0 | 0 | 0 | 0 | 0 | 0 | 0 | 0
F10_Industrial_Instruments_Existing_Process_Natural Gas_Gas Boiler - Hot Water Reset_A_Achievable Economic RVT Potential | F10 | Industrial | Instruments | Existing | Process | Natural Gas | Gas Boiler - Hot Water Reset | A | Purchases (Incremental) | Achievable Economic RVT Potential | 0 | 0 | 0 | 0 | 0 | 0 | 0 | 0 | 0 | 0 | 0 | 0 | 0 | 0 | 0 | 0 | 0 | 0 | 0 | 0 | 0 | 0 | 0 | 0 | 0 | 0 | 0 | 0 | 0 | 0 | 0
F11_Industrial_Instruments_Existing_Process_Natural Gas_Gas Boiler - Hot Water Reset_A_Achievable Economic RVT Potential | F11 | Industrial | Instruments | Existing | Process | Natural Gas | Gas Boiler - Hot Water Reset | A | Purchases (Cumulative) | Achievable Economic RVT Potential | 0 | 0 | 0 | 0 | 0 | 0 | 0 | 0 | 0 | 0 | 0 | 0 | 0 | 0 | 0 | 0 | 0 | 0 | 0 | 0 | 0 | 0 | 0 | 0 | 0 | 0 | 0 | 0 | 0 | 0 | 0
F1_Industrial_Instruments_Existing_Space Heating_Natural Gas_Steam Trap Maintenance_A_Achievable Economic RVT Potential | F1 | Industrial | Instruments | Existing | Space Heating | Natural Gas | Steam Trap Maintenance | A | Integrated Unit Energy Savings (kWh or therms) | Achievable Economic RVT Potential | 0 | 0 | 0 | 0 | 0 | 5.2413 | 5.2036 | 5.1653 | 5.1255 | 5.0843 | 5.0423 | 4.9992 | 4.9549 | 4.9088 | 4.8586 | 4.8099 | 4.7607 | 4.7125 | 4.6652 | 4.6197 | 4.5762 | 4.5317 | 4.4913 | 4.4533 | 4.4161 | 4.3829 | 4.3545 | 4.3284 | 4.5288 | 4.5102 | 4.4932
F2_Industrial_Instruments_Existing_Space Heating_Natural Gas_Steam Trap Maintenance_A_Achievable Economic RVT Potential | F2 | Industrial | Instruments | Existing | Space Heating | Natural Gas | Steam Trap Maintenance | A | Integrated Unit Summer Peak Savings (kW) | Achievable Economic RVT Potential | 0 | 0 | 0 | 0 | 0 | 0 | 0 | 0 | 0 | 0 | 0 | 0 | 0 | 0 | 0 | 0 | 0 | 0 | 0 | 0 | 0 | 0 | 0 | 0 | 0 | 0 | 0 | 0 | 0 | 0 | 0
F3_Industrial_Instruments_Existing_Space Heating_Natural Gas_Steam Trap Maintenance_A_Achievable Economic RVT Potential | F3 | Industrial | Instruments | Existing | Space Heating | Natural Gas | Steam Trap Maintenance | A | Integrated Unit Winter Peak Savings (kW) | Achievable Economic RVT Potential | 0 | 0 | 0 | 0 | 0 | 0 | 0 | 0 | 0 | 0 | 0 | 0 | 0 | 0 | 0 | 0 | 0 | 0 | 0 | 0 | 0 | 0 | 0 | 0 | 0 | 0 | 0 | 0 | 0 | 0 | 0
F4_Industrial_Instruments_Existing_Space Heating_Natural Gas_Steam Trap Maintenance_A_Achievable Economic RVT Potential | F4 | Industrial | Instruments | Existing | Space Heating | Natural Gas | Steam Trap Maintenance | A | Incremental Energy Savings (MWh or mTherms) | Achievable Economic RVT Potential | 0 | 0 | 0 | 0 | 0 | 0 | 0 | 0 | 0 | 0 | 0 | 0 | 0 | 0 | 0 | 0 | 0 | 0 | 0 | 0 | 0 | 0 | 0 | 0 | 0 | 0 | 0 | 0 | 0 | 0 | 0
F5_Industrial_Instruments_Existing_Space Heating_Natural Gas_Steam Trap Maintenance_A_Achievable Economic RVT Potential | F5 | Industrial | Instruments | Existing | Space Heating | Natural Gas | Steam Trap Maintenance | A | Incremental Summer Peak Savings (MW) | Achievable Economic RVT Potential | 0 | 0 | 0 | 0 | 0 | 0 | 0 | 0 | 0 | 0 | 0 | 0 | 0 | 0 | 0 | 0 | 0 | 0 | 0 | 0 | 0 | 0 | 0 | 0 | 0 | 0 | 0 | 0 | 0 | 0 | 0
F6_Industrial_Instruments_Existing_Space Heating_Natural Gas_Steam Trap Maintenance_A_Achievable Economic RVT Potential | F6 | Industrial | Instruments | Existing | Space Heating | Natural Gas | Steam Trap Maintenance | A | Incremental Winter Peak Savings (MW) | Achievable Economic RVT Potential | 0 | 0 | 0 | 0 | 0 | 0 | 0 | 0 | 0 | 0 | 0 | 0 | 0 | 0 | 0 | 0 | 0 | 0 | 0 | 0 | 0 | 0 | 0 | 0 | 0 | 0 | 0 | 0 | 0 | 0 | 0
F7_Industrial_Instruments_Existing_Space Heating_Natural Gas_Steam Trap Maintenance_A_Achievable Economic RVT Potential | F7 | Industrial | Instruments | Existing | Space Heating | Natural Gas | Steam Trap Maintenance | A | Cumulative Energy Savings (MWh or mTherms) | Achievable Economic RVT Potential | 0 | 0 | 0 | 0 | 0 | 0 | 0 | 0 | 0 | 0 | 0 | 0 | 0 | 0 | 0 | 0 | 0 | 0 | 0 | 0 | 0 | 0 | 0 | 0 | 0 | 0 | 0 | 0 | 0 | 0 | 0
F8_Industrial_Instruments_Existing_Space Heating_Natural Gas_Steam Trap Maintenance_A_Achievable Economic RVT Potential | F8 | Industrial | Instruments | Existing | Space Heating | Natural Gas | Steam Trap Maintenance | A | Cumulative Summer Peak Savings (MW) | Achievable Economic RVT Potential | 0 | 0 | 0 | 0 | 0 | 0 | 0 | 0 | 0 | 0 | 0 | 0 | 0 | 0 | 0 | 0 | 0 | 0 | 0 | 0 | 0 | 0 | 0 | 0 | 0 | 0 | 0 | 0 | 0 | 0 | 0
F9_Industrial_Instruments_Existing_Space Heating_Natural Gas_Steam Trap Maintenance_A_Achievable Economic RVT Potential | F9 | Industrial | Instruments | Existing | Space Heating | Natural Gas | Steam Trap Maintenance | A | Cumulative Winter Peak Savings (MW) | Achievable Economic RVT Potential | 0 | 0 | 0 | 0 | 0 | 0 | 0 | 0 | 0 | 0 | 0 | 0 | 0 | 0 | 0 | 0 | 0 | 0 | 0 | 0 | 0 | 0 | 0 | 0 | 0 | 0 | 0 | 0 | 0 | 0 | 0
F10_Industrial_Instruments_Existing_Space Heating_Natural Gas_Steam Trap Maintenance_A_Achievable Economic RVT Potential | F10 | Industrial | Instruments | Existing | Space Heating | Natural Gas | Steam Trap Maintenance | A | Purchases (Incremental) | Achievable Economic RVT Potential | 0 | 0 | 0 | 0 | 0 | 0 | 0 | 0 | 0 | 0 | 0 | 0 | 0 | 0 | 0 | 0 | 0 | 0 | 0 | 0 | 0 | 0 | 0 | 0 | 0 | 0 | 0 | 0 | 0 | 0 | 0
F11_Industrial_Instruments_Existing_Space Heating_Natural Gas_Steam Trap Maintenance_A_Achievable Economic RVT Potential | F11 | Industrial | Instruments | Existing | Space Heating | Natural Gas | Steam Trap Maintenance | A | Purchases (Cumulative) | Achievable Economic RVT Potential | 0 | 0 | 0 | 0 | 0 | 0 | 0 | 0 | 0 | 0 | 0 | 0 | 0 | 0 | 0 | 0 | 0 | 0 | 0 | 0 | 0 | 0 | 0 | 0 | 0 | 0 | 0 | 0 | 0 | 0 | 0
F1_Industrial_Instruments_Existing_Process_Natural Gas_Steam Trap Maintenance_A_Achievable Economic RVT Potential | F1 | Industrial | Instruments | Existing | Process | Natural Gas | Steam Trap Maintenance | A | Integrated Unit Energy Savings (kWh or therms) | Achievable Economic RVT Potential | 0 | 0 | 0 | 0 | 0 | 3.3108 | 3.3074 | 3.3043 | 3.3012 | 3.2983 | 3.2954 | 3.2932 | 3.2915 | 3.2897 | 3.2887 | 3.2875 | 3.2868 | 3.2861 | 3.2854 | 3.2851 | 3.2846 | 3.2845 | 3.2844 | 3.2842 | 3.2841 | 3.284 | 3.284 | 3.2839 | 3.3144 | 3.3144 | 3.3144
F2_Industrial_Instruments_Existing_Process_Natural Gas_Steam Trap Maintenance_A_Achievable Economic RVT Potential | F2 | Industrial | Instruments | Existing | Process | Natural Gas | Steam Trap Maintenance | A | Integrated Unit Summer Peak Savings (kW) | Achievable Economic RVT Potential | 0 | 0 | 0 | 0 | 0 | 0 | 0 | 0 | 0 | 0 | 0 | 0 | 0 | 0 | 0 | 0 | 0 | 0 | 0 | 0 | 0 | 0 | 0 | 0 | 0 | 0 | 0 | 0 | 0 | 0 | 0
F3_Industrial_Instruments_Existing_Process_Natural Gas_Steam Trap Maintenance_A_Achievable Economic RVT Potential | F3 | Industrial | Instruments | Existing | Process | Natural Gas | Steam Trap Maintenance | A | Integrated Unit Winter Peak Savings (kW) | Achievable Economic RVT Potential | 0 | 0 | 0 | 0 | 0 | 0 | 0 | 0 | 0 | 0 | 0 | 0 | 0 | 0 | 0 | 0 | 0 | 0 | 0 | 0 | 0 | 0 | 0 | 0 | 0 | 0 | 0 | 0 | 0 | 0 | 0
F4_Industrial_Instruments_Existing_Process_Natural Gas_Steam Trap Maintenance_A_Achievable Economic RVT Potential | F4 | Industrial | Instruments | Existing | Process | Natural Gas | Steam Trap Maintenance | A | Incremental Energy Savings (MWh or mTherms) | Achievable Economic RVT Potential | 0 | 0 | 0 | 0 | 0 | 0 | 0 | 0 | 0 | 0 | 0 | 0 | 0 | 0 | 0 | 0 | 0 | 0 | 0 | 0 | 0 | 0 | 0 | 0 | 0 | 0 | 0 | 0 | 0 | 0 | 0
F5_Industrial_Instruments_Existing_Process_Natural Gas_Steam Trap Maintenance_A_Achievable Economic RVT Potential | F5 | Industrial | Instruments | Existing | Process | Natural Gas | Steam Trap Maintenance | A | Incremental Summer Peak Savings (MW) | Achievable Economic RVT Potential | 0 | 0 | 0 | 0 | 0 | 0 | 0 | 0 | 0 | 0 | 0 | 0 | 0 | 0 | 0 | 0 | 0 | 0 | 0 | 0 | 0 | 0 | 0 | 0 | 0 | 0 | 0 | 0 | 0 | 0 | 0
F6_Industrial_Instruments_Existing_Process_Natural Gas_Steam Trap Maintenance_A_Achievable Economic RVT Potential | F6 | Industrial | Instruments | Existing | Process | Natural Gas | Steam Trap Maintenance | A | Incremental Winter Peak Savings (MW) | Achievable Economic RVT Potential | 0 | 0 | 0 | 0 | 0 | 0 | 0 | 0 | 0 | 0 | 0 | 0 | 0 | 0 | 0 | 0 | 0 | 0 | 0 | 0 | 0 | 0 | 0 | 0 | 0 | 0 | 0 | 0 | 0 | 0 | 0
F7_Industrial_Instruments_Existing_Process_Natural Gas_Steam Trap Maintenance_A_Achievable Economic RVT Potential | F7 | Industrial | Instruments | Existing | Process | Natural Gas | Steam Trap Maintenance | A | Cumulative Energy Savings (MWh or mTherms) | Achievable Economic RVT Potential | 0 | 0 | 0 | 0 | 0 | 0 | 0 | 0 | 0 | 0 | 0 | 0 | 0 | 0 | 0 | 0 | 0 | 0 | 0 | 0 | 0 | 0 | 0 | 0 | 0 | 0 | 0 | 0 | 0 | 0 | 0
F8_Industrial_Instruments_Existing_Process_Natural Gas_Steam Trap Maintenance_A_Achievable Economic RVT Potential | F8 | Industrial | Instruments | Existing | Process | Natural Gas | Steam Trap Maintenance | A | Cumulative Summer Peak Savings (MW) | Achievable Economic RVT Potential | 0 | 0 | 0 | 0 | 0 | 0 | 0 | 0 | 0 | 0 | 0 | 0 | 0 | 0 | 0 | 0 | 0 | 0 | 0 | 0 | 0 | 0 | 0 | 0 | 0 | 0 | 0 | 0 | 0 | 0 | 0
F9_Industrial_Instruments_Existing_Process_Natural Gas_Steam Trap Maintenance_A_Achievable Economic RVT Potential | F9 | Industrial | Instruments | Existing | Process | Natural Gas | Steam Trap Maintenance | A | Cumulative Winter Peak Savings (MW) | Achievable Economic RVT Potential | 0 | 0 | 0 | 0 | 0 | 0 | 0 | 0 | 0 | 0 | 0 | 0 | 0 | 0 | 0 | 0 | 0 | 0 | 0 | 0 | 0 | 0 | 0 | 0 | 0 | 0 | 0 | 0 | 0 | 0 | 0
F10_Industrial_Instruments_Existing_Process_Natural Gas_Steam Trap Maintenance_A_Achievable Economic RVT Potential | F10 | Industrial | Instruments | Existing | Process | Natural Gas | Steam Trap Maintenance | A | Purchases (Incremental) | Achievable Economic RVT Potential | 0 | 0 | 0 | 0 | 0 | 0 | 0 | 0 | 0 | 0 | 0 | 0 | 0 | 0 | 0 | 0 | 0 | 0 | 0 | 0 | 0 | 0 | 0 | 0 | 0 | 0 | 0 | 0 | 0 | 0 | 0
F11_Industrial_Instruments_Existing_Process_Natural Gas_Steam Trap Maintenance_A_Achievable Economic RVT Potential | F11 | Industrial | Instruments | Existing | Process | Natural Gas | Steam Trap Maintenance | A | Purchases (Cumulative) | Achievable Economic RVT Potential | 0 | 0 | 0 | 0 | 0 | 0 | 0 | 0 | 0 | 0 | 0 | 0 | 0 | 0 | 0 | 0 | 0 | 0 | 0 | 0 | 0 | 0 | 0 | 0 | 0 | 0 | 0 | 0 | 0 | 0 | 0
F1_Industrial_Instruments_Existing_Space Heating_Natural Gas_Gas Boiler - High Turndown_A_Achievable Economic RVT Potential | F1 | Industrial | Instruments | Existing | Space Heating | Natural Gas | Gas Boiler - High Turndown | A | Integrated Unit Energy Savings (kWh or therms) | Achievable Economic RVT Potential | 0 | 0 | 0 | 0 | 0 | 5.5357 | 5.4503 | 5.3432 | 5.2125 | 5.0588 | 4.8835 | 4.7015 | 4.5188 | 4.3327 | 4.1725 | 4.0194 | 3.894 | 3.7815 | 3.6807 | 3.6066 | 3.5381 | 3.4776 | 3.4263 | 3.3847 | 3.3456 | 3.3161 | 3.2914 | 3.2687 | 4.8072 | 4.7875 | 4.7695
F2_Industrial_Instruments_Existing_Space Heating_Natural Gas_Gas Boiler - High Turndown_A_Achievable Economic RVT Potential | F2 | Industrial | Instruments | Existing | Space Heating | Natural Gas | Gas Boiler - High Turndown | A | Integrated Unit Summer Peak Savings (kW) | Achievable Economic RVT Potential | 0 | 0 | 0 | 0 | 0 | 0 | 0 | 0 | 0 | 0 | 0 | 0 | 0 | 0 | 0 | 0 | 0 | 0 | 0 | 0 | 0 | 0 | 0 | 0 | 0 | 0 | 0 | 0 | 0 | 0 | 0
F3_Industrial_Instruments_Existing_Space Heating_Natural Gas_Gas Boiler - High Turndown_A_Achievable Economic RVT Potential | F3 | Industrial | Instruments | Existing | Space Heating | Natural Gas | Gas Boiler - High Turndown | A | Integrated Unit Winter Peak Savings (kW) | Achievable Economic RVT Potential | 0 | 0 | 0 | 0 | 0 | 0 | 0 | 0 | 0 | 0 | 0 | 0 | 0 | 0 | 0 | 0 | 0 | 0 | 0 | 0 | 0 | 0 | 0 | 0 | 0 | 0 | 0 | 0 | 0 | 0 | 0
F4_Industrial_Instruments_Existing_Space Heating_Natural Gas_Gas Boiler - High Turndown_A_Achievable Economic RVT Potential | F4 | Industrial | Instruments | Existing | Space Heating | Natural Gas | Gas Boiler - High Turndown | A | Incremental Energy Savings (MWh or mTherms) | Achievable Economic RVT Potential | 0 | 0 | 0 | 0 | 0 | 0 | 0 | 0 | 0 | 0 | 0 | 0 | 0 | 0 | 0 | 0 | 0 | 0 | 0 | 0 | 0 | 0 | 0 | 0 | 0 | 0 | 0 | 0 | 0 | 0 | 0
F5_Industrial_Instruments_Existing_Space Heating_Natural Gas_Gas Boiler - High Turndown_A_Achievable Economic RVT Potential | F5 | Industrial | Instruments | Existing | Space Heating | Natural Gas | Gas Boiler - High Turndown | A | Incremental Summer Peak Savings (MW) | Achievable Economic RVT Potential | 0 | 0 | 0 | 0 | 0 | 0 | 0 | 0 | 0 | 0 | 0 | 0 | 0 | 0 | 0 | 0 | 0 | 0 | 0 | 0 | 0 | 0 | 0 | 0 | 0 | 0 | 0 | 0 | 0 | 0 | 0
F6_Industrial_Instruments_Existing_Space Heating_Natural Gas_Gas Boiler - High Turndown_A_Achievable Economic RVT Potential | F6 | Industrial | Instruments | Existing | Space Heating | Natural Gas | Gas Boiler - High Turndown | A | Incremental Winter Peak Savings (MW) | Achievable Economic RVT Potential | 0 | 0 | 0 | 0 | 0 | 0 | 0 | 0 | 0 | 0 | 0 | 0 | 0 | 0 | 0 | 0 | 0 | 0 | 0 | 0 | 0 | 0 | 0 | 0 | 0 | 0 | 0 | 0 | 0 | 0 | 0
F7_Industrial_Instruments_Existing_Space Heating_Natural Gas_Gas Boiler - High Turndown_A_Achievable Economic RVT Potential | F7 | Industrial | Instruments | Existing | Space Heating | Natural Gas | Gas Boiler - High Turndown | A | Cumulative Energy Savings (MWh or mTherms) | Achievable Economic RVT Potential | 0 | 0 | 0 | 0 | 0 | 0 | 0 | 0 | 0 | 0 | 0 | 0 | 0 | 0 | 0 | 0 | 0 | 0 | 0 | 0 | 0 | 0 | 0 | 0 | 0 | 0 | 0 | 0 | 0 | 0 | 0
F8_Industrial_Instruments_Existing_Space Heating_Natural Gas_Gas Boiler - High Turndown_A_Achievable Economic RVT Potential | F8 | Industrial | Instruments | Existing | Space Heating | Natural Gas | Gas Boiler - High Turndown | A | Cumulative Summer Peak Savings (MW) | Achievable Economic RVT Potential | 0 | 0 | 0 | 0 | 0 | 0 | 0 | 0 | 0 | 0 | 0 | 0 | 0 | 0 | 0 | 0 | 0 | 0 | 0 | 0 | 0 | 0 | 0 | 0 | 0 | 0 | 0 | 0 | 0 | 0 | 0
F9_Industrial_Instruments_Existing_Space Heating_Natural Gas_Gas Boiler - High Turndown_A_Achievable Economic RVT Potential | F9 | Industrial | Instruments | Existing | Space Heating | Natural Gas | Gas Boiler - High Turndown | A | Cumulative Winter Peak Savings (MW) | Achievable Economic RVT Potential | 0 | 0 | 0 | 0 | 0 | 0 | 0 | 0 | 0 | 0 | 0 | 0 | 0 | 0 | 0 | 0 | 0 | 0 | 0 | 0 | 0 | 0 | 0 | 0 | 0 | 0 | 0 | 0 | 0 | 0 | 0
F10_Industrial_Instruments_Existing_Space Heating_Natural Gas_Gas Boiler - High Turndown_A_Achievable Economic RVT Potential | F10 | Industrial | Instruments | Existing | Space Heating | Natural Gas | Gas Boiler - High Turndown | A | Purchases (Incremental) | Achievable Economic RVT Potential | 0 | 0 | 0 | 0 | 0 | 0 | 0 | 0 | 0 | 0 | 0 | 0 | 0 | 0 | 0 | 0 | 0 | 0 | 0 | 0 | 0 | 0 | 0 | 0 | 0 | 0 | 0 | 0 | 0 | 0 | 0
F11_Industrial_Instruments_Existing_Space Heating_Natural Gas_Gas Boiler - High Turndown_A_Achievable Economic RVT Potential | F11 | Industrial | Instruments | Existing | Space Heating | Natural Gas | Gas Boiler - High Turndown | A | Purchases (Cumulative) | Achievable Economic RVT Potential | 0 | 0 | 0 | 0 | 0 | 0 | 0 | 0 | 0 | 0 | 0 | 0 | 0 | 0 | 0 | 0 | 0 | 0 | 0 | 0 | 0 | 0 | 0 | 0 | 0 | 0 | 0 | 0 | 0 | 0 | 0
F1_Industrial_Instruments_Existing_Process_Natural Gas_Gas Boiler - High Turndown_A_Achievable Economic RVT Potential | F1 | Industrial | Instruments | Existing | Process | Natural Gas | Gas Boiler - High Turndown | A | Integrated Unit Energy Savings (kWh or therms) | Achievable Economic RVT Potential | 0 | 0 | 0 | 0 | 0 | 3.5058 | 3.4936 | 3.4812 | 3.4689 | 3.4564 | 3.4432 | 3.431 | 3.4191 | 3.4064 | 3.3964 | 3.3854 | 3.3764 | 3.3672 | 3.3578 | 3.3502 | 3.3418 | 3.3338 | 3.3259 | 3.318 | 3.3101 | 3.3095 | 3.3089 | 3.3084 | 3.5182 | 3.5182 | 3.5182
F2_Industrial_Instruments_Existing_Process_Natural Gas_Gas Boiler - High Turndown_A_Achievable Economic RVT Potential | F2 | Industrial | Instruments | Existing | Process | Natural Gas | Gas Boiler - High Turndown | A | Integrated Unit Summer Peak Savings (kW) | Achievable Economic RVT Potential | 0 | 0 | 0 | 0 | 0 | 0 | 0 | 0 | 0 | 0 | 0 | 0 | 0 | 0 | 0 | 0 | 0 | 0 | 0 | 0 | 0 | 0 | 0 | 0 | 0 | 0 | 0 | 0 | 0 | 0 | 0
F3_Industrial_Instruments_Existing_Process_Natural Gas_Gas Boiler - High Turndown_A_Achievable Economic RVT Potential | F3 | Industrial | Instruments | Existing | Process | Natural Gas | Gas Boiler - High Turndown | A | Integrated Unit Winter Peak Savings (kW) | Achievable Economic RVT Potential | 0 | 0 | 0 | 0 | 0 | 0 | 0 | 0 | 0 | 0 | 0 | 0 | 0 | 0 | 0 | 0 | 0 | 0 | 0 | 0 | 0 | 0 | 0 | 0 | 0 | 0 | 0 | 0 | 0 | 0 | 0
F4_Industrial_Instruments_Existing_Process_Natural Gas_Gas Boiler - High Turndown_A_Achievable Economic RVT Potential | F4 | Industrial | Instruments | Existing | Process | Natural Gas | Gas Boiler - High Turndown | A | Incremental Energy Savings (MWh or mTherms) | Achievable Economic RVT Potential | 0 | 0 | 0 | 0 | 0 | 0 | 0 | 0 | 0 | 0 | 0 | 0 | 0 | 0 | 0 | 0 | 0 | 0 | 0 | 0 | 0 | 0 | 0 | 0 | 0 | 0 | 0 | 0 | 0 | 0 | 0
F5_Industrial_Instruments_Existing_Process_Natural Gas_Gas Boiler - High Turndown_A_Achievable Economic RVT Potential | F5 | Industrial | Instruments | Existing | Process | Natural Gas | Gas Boiler - High Turndown | A | Incremental Summer Peak Savings (MW) | Achievable Economic RVT Potential | 0 | 0 | 0 | 0 | 0 | 0 | 0 | 0 | 0 | 0 | 0 | 0 | 0 | 0 | 0 | 0 | 0 | 0 | 0 | 0 | 0 | 0 | 0 | 0 | 0 | 0 | 0 | 0 | 0 | 0 | 0
F6_Industrial_Instruments_Existing_Process_Natural Gas_Gas Boiler - High Turndown_A_Achievable Economic RVT Potential | F6 | Industrial | Instruments | Existing | Process | Natural Gas | Gas Boiler - High Turndown | A | Incremental Winter Peak Savings (MW) | Achievable Economic RVT Potential | 0 | 0 | 0 | 0 | 0 | 0 | 0 | 0 | 0 | 0 | 0 | 0 | 0 | 0 | 0 | 0 | 0 | 0 | 0 | 0 | 0 | 0 | 0 | 0 | 0 | 0 | 0 | 0 | 0 | 0 | 0
F7_Industrial_Instruments_Existing_Process_Natural Gas_Gas Boiler - High Turndown_A_Achievable Economic RVT Potential | F7 | Industrial | Instruments | Existing | Process | Natural Gas | Gas Boiler - High Turndown | A | Cumulative Energy Savings (MWh or mTherms) | Achievable Economic RVT Potential | 0 | 0 | 0 | 0 | 0 | 0 | 0 | 0 | 0 | 0 | 0 | 0 | 0 | 0 | 0 | 0 | 0 | 0 | 0 | 0 | 0 | 0 | 0 | 0 | 0 | 0 | 0 | 0 | 0 | 0 | 0
F8_Industrial_Instruments_Existing_Process_Natural Gas_Gas Boiler - High Turndown_A_Achievable Economic RVT Potential | F8 | Industrial | Instruments | Existing | Process | Natural Gas | Gas Boiler - High Turndown | A | Cumulative Summer Peak Savings (MW) | Achievable Economic RVT Potential | 0 | 0 | 0 | 0 | 0 | 0 | 0 | 0 | 0 | 0 | 0 | 0 | 0 | 0 | 0 | 0 | 0 | 0 | 0 | 0 | 0 | 0 | 0 | 0 | 0 | 0 | 0 | 0 | 0 | 0 | 0
F9_Industrial_Instruments_Existing_Process_Natural Gas_Gas Boiler - High Turndown_A_Achievable Economic RVT Potential | F9 | Industrial | Instruments | Existing | Process | Natural Gas | Gas Boiler - High Turndown | A | Cumulative Winter Peak Savings (MW) | Achievable Economic RVT Potential | 0 | 0 | 0 | 0 | 0 | 0 | 0 | 0 | 0 | 0 | 0 | 0 | 0 | 0 | 0 | 0 | 0 | 0 | 0 | 0 | 0 | 0 | 0 | 0 | 0 | 0 | 0 | 0 | 0 | 0 | 0
F10_Industrial_Instruments_Existing_Process_Natural Gas_Gas Boiler - High Turndown_A_Achievable Economic RVT Potential | F10 | Industrial | Instruments | Existing | Process | Natural Gas | Gas Boiler - High Turndown | A | Purchases (Incremental) | Achievable Economic RVT Potential | 0 | 0 | 0 | 0 | 0 | 0 | 0 | 0 | 0 | 0 | 0 | 0 | 0 | 0 | 0 | 0 | 0 | 0 | 0 | 0 | 0 | 0 | 0 | 0 | 0 | 0 | 0 | 0 | 0 | 0 | 0
F11_Industrial_Instruments_Existing_Process_Natural Gas_Gas Boiler - High Turndown_A_Achievable Economic RVT Potential | F11 | Industrial | Instruments | Existing | Process | Natural Gas | Gas Boiler - High Turndown | A | Purchases (Cumulative) | Achievable Economic RVT Potential | 0 | 0 | 0 | 0 | 0 | 0 | 0 | 0 | 0 | 0 | 0 | 0 | 0 | 0 | 0 | 0 | 0 | 0 | 0 | 0 | 0 | 0 | 0 | 0 | 0 | 0 | 0 | 0 | 0 | 0 | 0
F1_Industrial_Instruments_Existing_Space Heating_Natural Gas_Gas Boiler - Burner Control Optimization_A_Achievable Economic RVT Potential | F1 | Industrial | Instruments | Existing | Space Heating | Natural Gas | Gas Boiler - Burner Control Optimization | A | Integrated Unit Energy Savings (kWh or therms) | Achievable Economic RVT Potential | 0 | 0 | 0 | 0 | 0 | 1.6053 | 1.5805 | 1.5493 | 1.5114 | 1.4667 | 1.4159 | 1.3631 | 1.3101 | 1.2561 | 1.2096 | 1.1652 | 1.1288 | 1.0962 | 1.067 | 1.0455 | 1.0256 | 1.0081 | 0.99324 | 0.98116 | 0.96984 | 0.96128 | 0.95412 | 0.94754 | 1.3941 | 1.3884 | 1.3831
F2_Industrial_Instruments_Existing_Space Heating_Natural Gas_Gas Boiler - Burner Control Optimization_A_Achievable Economic RVT Potential | F2 | Industrial | Instruments | Existing | Space Heating | Natural Gas | Gas Boiler - Burner Control Optimization | A | Integrated Unit Summer Peak Savings (kW) | Achievable Economic RVT Potential | 0 | 0 | 0 | 0 | 0 | 0 | 0 | 0 | 0 | 0 | 0 | 0 | 0 | 0 | 0 | 0 | 0 | 0 | 0 | 0 | 0 | 0 | 0 | 0 | 0 | 0 | 0 | 0 | 0 | 0 | 0
F3_Industrial_Instruments_Existing_Space Heating_Natural Gas_Gas Boiler - Burner Control Optimization_A_Achievable Economic RVT Potential | F3 | Industrial | Instruments | Existing | Space Heating | Natural Gas | Gas Boiler - Burner Control Optimization | A | Integrated Unit Winter Peak Savings (kW) | Achievable Economic RVT Potential | 0 | 0 | 0 | 0 | 0 | 0 | 0 | 0 | 0 | 0 | 0 | 0 | 0 | 0 | 0 | 0 | 0 | 0 | 0 | 0 | 0 | 0 | 0 | 0 | 0 | 0 | 0 | 0 | 0 | 0 | 0
F4_Industrial_Instruments_Existing_Space Heating_Natural Gas_Gas Boiler - Burner Control Optimization_A_Achievable Economic RVT Potential | F4 | Industrial | Instruments | Existing | Space Heating | Natural Gas | Gas Boiler - Burner Control Optimization | A | Incremental Energy Savings (MWh or mTherms) | Achievable Economic RVT Potential | 0 | 0 | 0 | 0 | 0 | 0 | 0 | 0 | 0 | 0 | 0 | 0 | 0 | 0 | 0 | 0 | 0 | 0 | 0 | 0 | 0 | 0 | 0 | 0 | 0 | 0 | 0 | 0 | 0 | 0 | 0
F5_Industrial_Instruments_Existing_Space Heating_Natural Gas_Gas Boiler - Burner Control Optimization_A_Achievable Economic RVT Potential | F5 | Industrial | Instruments | Existing | Space Heating | Natural Gas | Gas Boiler - Burner Control Optimization | A | Incremental Summer Peak Savings (MW) | Achievable Economic RVT Potential | 0 | 0 | 0 | 0 | 0 | 0 | 0 | 0 | 0 | 0 | 0 | 0 | 0 | 0 | 0 | 0 | 0 | 0 | 0 | 0 | 0 | 0 | 0 | 0 | 0 | 0 | 0 | 0 | 0 | 0 | 0
F6_Industrial_Instruments_Existing_Space Heating_Natural Gas_Gas Boiler - Burner Control Optimization_A_Achievable Economic RVT Potential | F6 | Industrial | Instruments | Existing | Space Heating | Natural Gas | Gas Boiler - Burner Control Optimization | A | Incremental Winter Peak Savings (MW) | Achievable Economic RVT Potential | 0 | 0 | 0 | 0 | 0 | 0 | 0 | 0 | 0 | 0 | 0 | 0 | 0 | 0 | 0 | 0 | 0 | 0 | 0 | 0 | 0 | 0 | 0 | 0 | 0 | 0 | 0 | 0 | 0 | 0 | 0
F7_Industrial_Instruments_Existing_Space Heating_Natural Gas_Gas Boiler - Burner Control Optimization_A_Achievable Economic RVT Potential | F7 | Industrial | Instruments | Existing | Space Heating | Natural Gas | Gas Boiler - Burner Control Optimization | A | Cumulative Energy Savings (MWh or mTherms) | Achievable Economic RVT Potential | 0 | 0 | 0 | 0 | 0 | 0 | 0 | 0 | 0 | 0 | 0 | 0 | 0 | 0 | 0 | 0 | 0 | 0 | 0 | 0 | 0 | 0 | 0 | 0 | 0 | 0 | 0 | 0 | 0 | 0 | 0
F8_Industrial_Instruments_Existing_Space Heating_Natural Gas_Gas Boiler - Burner Control Optimization_A_Achievable Economic RVT Potential | F8 | Industrial | Instruments | Existing | Space Heating | Natural Gas | Gas Boiler - Burner Control Optimization | A | Cumulative Summer Peak Savings (MW) | Achievable Economic RVT Potential | 0 | 0 | 0 | 0 | 0 | 0 | 0 | 0 | 0 | 0 | 0 | 0 | 0 | 0 | 0 | 0 | 0 | 0 | 0 | 0 | 0 | 0 | 0 | 0 | 0 | 0 | 0 | 0 | 0 | 0 | 0
F9_Industrial_Instruments_Existing_Space Heating_Natural Gas_Gas Boiler - Burner Control Optimization_A_Achievable Economic RVT Potential | F9 | Industrial | Instruments | Existing | Space Heating | Natural Gas | Gas Boiler - Burner Control Optimization | A | Cumulative Winter Peak Savings (MW) | Achievable Economic RVT Potential | 0 | 0 | 0 | 0 | 0 | 0 | 0 | 0 | 0 | 0 | 0 | 0 | 0 | 0 | 0 | 0 | 0 | 0 | 0 | 0 | 0 | 0 | 0 | 0 | 0 | 0 | 0 | 0 | 0 | 0 | 0
F10_Industrial_Instruments_Existing_Space Heating_Natural Gas_Gas Boiler - Burner Control Optimization_A_Achievable Economic RVT Potential | F10 | Industrial | Instruments | Existing | Space Heating | Natural Gas | Gas Boiler - Burner Control Optimization | A | Purchases (Incremental) | Achievable Economic RVT Potential | 0 | 0 | 0 | 0 | 0 | 0 | 0 | 0 | 0 | 0 | 0 | 0 | 0 | 0 | 0 | 0 | 0 | 0 | 0 | 0 | 0 | 0 | 0 | 0 | 0 | 0 | 0 | 0 | 0 | 0 | 0
F11_Industrial_Instruments_Existing_Space Heating_Natural Gas_Gas Boiler - Burner Control Optimization_A_Achievable Economic RVT Potential | F11 | Industrial | Instruments | Existing | Space Heating | Natural Gas | Gas Boiler - Burner Control Optimization | A | Purchases (Cumulative) | Achievable Economic RVT Potential | 0 | 0 | 0 | 0 | 0 | 0 | 0 | 0 | 0 | 0 | 0 | 0 | 0 | 0 | 0 | 0 | 0 | 0 | 0 | 0 | 0 | 0 | 0 | 0 | 0 | 0 | 0 | 0 | 0 | 0 | 0
F1_Industrial_Instruments_Existing_Process_Natural Gas_Gas Boiler - Burner Control Optimization_A_Achievable Economic RVT Potential | F1 | Industrial | Instruments | Existing | Process | Natural Gas | Gas Boiler - Burner Control Optimization | A | Integrated Unit Energy Savings (kWh or therms) | Achievable Economic RVT Potential | 0 | 0 | 0 | 0 | 0 | 1.0164 | 1.0125 | 1.0086 | 1.0047 | 1.0008 | 0.99669 | 0.99291 | 0.98931 | 0.98546 | 0.98244 | 0.97916 | 0.97646 | 0.97373 | 0.97094 | 0.96871 | 0.96627 | 0.96394 | 0.96163 | 0.95933 | 0.95704 | 0.95686 | 0.9567 | 0.95655 | 1.0203 | 1.0203 | 1.0203
F2_Industrial_Instruments_Existing_Process_Natural Gas_Gas Boiler - Burner Control Optimization_A_Achievable Economic RVT Potential | F2 | Industrial | Instruments | Existing | Process | Natural Gas | Gas Boiler - Burner Control Optimization | A | Integrated Unit Summer Peak Savings (kW) | Achievable Economic RVT Potential | 0 | 0 | 0 | 0 | 0 | 0 | 0 | 0 | 0 | 0 | 0 | 0 | 0 | 0 | 0 | 0 | 0 | 0 | 0 | 0 | 0 | 0 | 0 | 0 | 0 | 0 | 0 | 0 | 0 | 0 | 0
F3_Industrial_Instruments_Existing_Process_Natural Gas_Gas Boiler - Burner Control Optimization_A_Achievable Economic RVT Potential | F3 | Industrial | Instruments | Existing | Process | Natural Gas | Gas Boiler - Burner Control Optimization | A | Integrated Unit Winter Peak Savings (kW) | Achievable Economic RVT Potential | 0 | 0 | 0 | 0 | 0 | 0 | 0 | 0 | 0 | 0 | 0 | 0 | 0 | 0 | 0 | 0 | 0 | 0 | 0 | 0 | 0 | 0 | 0 | 0 | 0 | 0 | 0 | 0 | 0 | 0 | 0
F4_Industrial_Instruments_Existing_Process_Natural Gas_Gas Boiler - Burner Control Optimization_A_Achievable Economic RVT Potential | F4 | Industrial | Instruments | Existing | Process | Natural Gas | Gas Boiler - Burner Control Optimization | A | Incremental Energy Savings (MWh or mTherms) | Achievable Economic RVT Potential | 0 | 0 | 0 | 0 | 0 | 0 | 0 | 0 | 0 | 0 | 0 | 0 | 0 | 0 | 0 | 0 | 0 | 0 | 0 | 0 | 0 | 0 | 0 | 0 | 0 | 0 | 0 | 0 | 0 | 0 | 0
F5_Industrial_Instruments_Existing_Process_Natural Gas_Gas Boiler - Burner Control Optimization_A_Achievable Economic RVT Potential | F5 | Industrial | Instruments | Existing | Process | Natural Gas | Gas Boiler - Burner Control Optimization | A | Incremental Summer Peak Savings (MW) | Achievable Economic RVT Potential | 0 | 0 | 0 | 0 | 0 | 0 | 0 | 0 | 0 | 0 | 0 | 0 | 0 | 0 | 0 | 0 | 0 | 0 | 0 | 0 | 0 | 0 | 0 | 0 | 0 | 0 | 0 | 0 | 0 | 0 | 0
F6_Industrial_Instruments_Existing_Process_Natural Gas_Gas Boiler - Burner Control Optimization_A_Achievable Economic RVT Potential | F6 | Industrial | Instruments | Existing | Process | Natural Gas | Gas Boiler - Burner Control Optimization | A | Incremental Winter Peak Savings (MW) | Achievable Economic RVT Potential | 0 | 0 | 0 | 0 | 0 | 0 | 0 | 0 | 0 | 0 | 0 | 0 | 0 | 0 | 0 | 0 | 0 | 0 | 0 | 0 | 0 | 0 | 0 | 0 | 0 | 0 | 0 | 0 | 0 | 0 | 0
F7_Industrial_Instruments_Existing_Process_Natural Gas_Gas Boiler - Burner Control Optimization_A_Achievable Economic RVT Potential | F7 | Industrial | Instruments | Existing | Process | Natural Gas | Gas Boiler - Burner Control Optimization | A | Cumulative Energy Savings (MWh or mTherms) | Achievable Economic RVT Potential | 0 | 0 | 0 | 0 | 0 | 0 | 0 | 0 | 0 | 0 | 0 | 0 | 0 | 0 | 0 | 0 | 0 | 0 | 0 | 0 | 0 | 0 | 0 | 0 | 0 | 0 | 0 | 0 | 0 | 0 | 0
F8_Industrial_Instruments_Existing_Process_Natural Gas_Gas Boiler - Burner Control Optimization_A_Achievable Economic RVT Potential | F8 | Industrial | Instruments | Existing | Process | Natural Gas | Gas Boiler - Burner Control Optimization | A | Cumulative Summer Peak Savings (MW) | Achievable Economic RVT Potential | 0 | 0 | 0 | 0 | 0 | 0 | 0 | 0 | 0 | 0 | 0 | 0 | 0 | 0 | 0 | 0 | 0 | 0 | 0 | 0 | 0 | 0 | 0 | 0 | 0 | 0 | 0 | 0 | 0 | 0 | 0
F9_Industrial_Instruments_Existing_Process_Natural Gas_Gas Boiler - Burner Control Optimization_A_Achievable Economic RVT Potential | F9 | Industrial | Instruments | Existing | Process | Natural Gas | Gas Boiler - Burner Control Optimization | A | Cumulative Winter Peak Savings (MW) | Achievable Economic RVT Potential | 0 | 0 | 0 | 0 | 0 | 0 | 0 | 0 | 0 | 0 | 0 | 0 | 0 | 0 | 0 | 0 | 0 | 0 | 0 | 0 | 0 | 0 | 0 | 0 | 0 | 0 | 0 | 0 | 0 | 0 | 0
F10_Industrial_Instruments_Existing_Process_Natural Gas_Gas Boiler - Burner Control Optimization_A_Achievable Economic RVT Potential | F10 | Industrial | Instruments | Existing | Process | Natural Gas | Gas Boiler - Burner Control Optimization | A | Purchases (Incremental) | Achievable Economic RVT Potential | 0 | 0 | 0 | 0 | 0 | 0 | 0 | 0 | 0 | 0 | 0 | 0 | 0 | 0 | 0 | 0 | 0 | 0 | 0 | 0 | 0 | 0 | 0 | 0 | 0 | 0 | 0 | 0 | 0 | 0 | 0
F11_Industrial_Instruments_Existing_Process_Natural Gas_Gas Boiler - Burner Control Optimization_A_Achievable Economic RVT Potential | F11 | Industrial | Instruments | Existing | Process | Natural Gas | Gas Boiler - Burner Control Optimization | A | Purchases (Cumulative) | Achievable Economic RVT Potential | 0 | 0 | 0 | 0 | 0 | 0 | 0 | 0 | 0 | 0 | 0 | 0 | 0 | 0 | 0 | 0 | 0 | 0 | 0 | 0 | 0 | 0 | 0 | 0 | 0 | 0 | 0 | 0 | 0 | 0 | 0
F1_Industrial_Instruments_Existing_Space Heating_Natural Gas_HVAC - Demand Controlled Ventilation_A_Achievable Economic RVT Potential | F1 | Industrial | Instruments | Existing | Space Heating | Natural Gas | HVAC - Demand Controlled Ventilation | A | Integrated Unit Energy Savings (kWh or therms) | Achievable Economic RVT Potential | 0 | 0 | 0 | 0 | 0 | 0.045647 | 0.045157 | 0.044538 | 0.043891 | 0.043213 | 0.042507 | 0.041776 | 0.041039 | 0.04028 | 0.039496 | 0.038731 | 0.037989 | 0.037272 | 0.036589 | 0.035965 | 0.035378 | 0.034829 | 0.034329 | 0.033878 | 0.033463 | 0.033138 | 0.03285 | 0.032579 | 0.036718 | 0.036492 | 0.03628
F2_Industrial_Instruments_Existing_Space Heating_Natural Gas_HVAC - Demand Controlled Ventilation_A_Achievable Economic RVT Potential | F2 | Industrial | Instruments | Existing | Space Heating | Natural Gas | HVAC - Demand Controlled Ventilation | A | Integrated Unit Summer Peak Savings (kW) | Achievable Economic RVT Potential | 0 | 0 | 0 | 0 | 0 | 0 | 0 | 0 | 0 | 0 | 0 | 0 | 0 | 0 | 0 | 0 | 0 | 0 | 0 | 0 | 0 | 0 | 0 | 0 | 0 | 0 | 0 | 0 | 0 | 0 | 0
F3_Industrial_Instruments_Existing_Space Heating_Natural Gas_HVAC - Demand Controlled Ventilation_A_Achievable Economic RVT Potential | F3 | Industrial | Instruments | Existing | Space Heating | Natural Gas | HVAC - Demand Controlled Ventilation | A | Integrated Unit Winter Peak Savings (kW) | Achievable Economic RVT Potential | 0 | 0 | 0 | 0 | 0 | 0 | 0 | 0 | 0 | 0 | 0 | 0 | 0 | 0 | 0 | 0 | 0 | 0 | 0 | 0 | 0 | 0 | 0 | 0 | 0 | 0 | 0 | 0 | 0 | 0 | 0
F4_Industrial_Instruments_Existing_Space Heating_Natural Gas_HVAC - Demand Controlled Ventilation_A_Achievable Economic RVT Potential | F4 | Industrial | Instruments | Existing | Space Heating | Natural Gas | HVAC - Demand Controlled Ventilation | A | Incremental Energy Savings (MWh or mTherms) | Achievable Economic RVT Potential | 0 | 0 | 0 | 0 | 0 | 0 | 0 | 0 | 0 | 0 | 0 | 0 | 0 | 0 | 0 | 0 | 0 | 0 | 0 | 0 | 0 | 0 | 0 | 0 | 0 | 0 | 0 | 0 | 0 | 0 | 0
F5_Industrial_Instruments_Existing_Space Heating_Natural Gas_HVAC - Demand Controlled Ventilation_A_Achievable Economic RVT Potential | F5 | Industrial | Instruments | Existing | Space Heating | Natural Gas | HVAC - Demand Controlled Ventilation | A | Incremental Summer Peak Savings (MW) | Achievable Economic RVT Potential | 0 | 0 | 0 | 0 | 0 | 0 | 0 | 0 | 0 | 0 | 0 | 0 | 0 | 0 | 0 | 0 | 0 | 0 | 0 | 0 | 0 | 0 | 0 | 0 | 0 | 0 | 0 | 0 | 0 | 0 | 0
F6_Industrial_Instruments_Existing_Space Heating_Natural Gas_HVAC - Demand Controlled Ventilation_A_Achievable Economic RVT Potential | F6 | Industrial | Instruments | Existing | Space Heating | Natural Gas | HVAC - Demand Controlled Ventilation | A | Incremental Winter Peak Savings (MW) | Achievable Economic RVT Potential | 0 | 0 | 0 | 0 | 0 | 0 | 0 | 0 | 0 | 0 | 0 | 0 | 0 | 0 | 0 | 0 | 0 | 0 | 0 | 0 | 0 | 0 | 0 | 0 | 0 | 0 | 0 | 0 | 0 | 0 | 0
F7_Industrial_Instruments_Existing_Space Heating_Natural Gas_HVAC - Demand Controlled Ventilation_A_Achievable Economic RVT Potential | F7 | Industrial | Instruments | Existing | Space Heating | Natural Gas | HVAC - Demand Controlled Ventilation | A | Cumulative Energy Savings (MWh or mTherms) | Achievable Economic RVT Potential | 0 | 0 | 0 | 0 | 0 | 0 | 0 | 0 | 0 | 0 | 0 | 0 | 0 | 0 | 0 | 0 | 0 | 0 | 0 | 0 | 0 | 0 | 0 | 0 | 0 | 0 | 0 | 0 | 0 | 0 | 0
F8_Industrial_Instruments_Existing_Space Heating_Natural Gas_HVAC - Demand Controlled Ventilation_A_Achievable Economic RVT Potential | F8 | Industrial | Instruments | Existing | Space Heating | Natural Gas | HVAC - Demand Controlled Ventilation | A | Cumulative Summer Peak Savings (MW) | Achievable Economic RVT Potential | 0 | 0 | 0 | 0 | 0 | 0 | 0 | 0 | 0 | 0 | 0 | 0 | 0 | 0 | 0 | 0 | 0 | 0 | 0 | 0 | 0 | 0 | 0 | 0 | 0 | 0 | 0 | 0 | 0 | 0 | 0
F9_Industrial_Instruments_Existing_Space Heating_Natural Gas_HVAC - Demand Controlled Ventilation_A_Achievable Economic RVT Potential | F9 | Industrial | Instruments | Existing | Space Heating | Natural Gas | HVAC - Demand Controlled Ventilation | A | Cumulative Winter Peak Savings (MW) | Achievable Economic RVT Potential | 0 | 0 | 0 | 0 | 0 | 0 | 0 | 0 | 0 | 0 | 0 | 0 | 0 | 0 | 0 | 0 | 0 | 0 | 0 | 0 | 0 | 0 | 0 | 0 | 0 | 0 | 0 | 0 | 0 | 0 | 0
F10_Industrial_Instruments_Existing_Space Heating_Natural Gas_HVAC - Demand Controlled Ventilation_A_Achievable Economic RVT Potential | F10 | Industrial | Instruments | Existing | Space Heating | Natural Gas | HVAC - Demand Controlled Ventilation | A | Purchases (Incremental) | Achievable Economic RVT Potential | 0 | 0 | 0 | 0 | 0 | 0 | 0 | 0 | 0 | 0 | 0 | 0 | 0 | 0 | 0 | 0 | 0 | 0 | 0 | 0 | 0 | 0 | 0 | 0 | 0 | 0 | 0 | 0 | 0 | 0 | 0
F11_Industrial_Instruments_Existing_Space Heating_Natural Gas_HVAC - Demand Controlled Ventilation_A_Achievable Economic RVT Potential | F11 | Industrial | Instruments | Existing | Space Heating | Natural Gas | HVAC - Demand Controlled Ventilation | A | Purchases (Cumulative) | Achievable Economic RVT Potential | 0 | 0 | 0 | 0 | 0 | 0 | 0 | 0 | 0 | 0 | 0 | 0 | 0 | 0 | 0 | 0 | 0 | 0 | 0 | 0 | 0 | 0 | 0 | 0 | 0 | 0 | 0 | 0 | 0 | 0 | 0
F1_Industrial_Instruments_Existing_Space Heating_Natural Gas_Gas Boiler - Stack Economizer_A_Achievable Economic RVT Potential | F1 | Industrial | Instruments | Existing | Space Heating | Natural Gas | Gas Boiler - Stack Economizer | A | Integrated Unit Energy Savings (kWh or therms) | Achievable Economic RVT Potential | 0 | 0 | 0 | 0 | 0 | 4.0623 | 4.0339 | 4.005 | 3.975 | 3.9438 | 3.9121 | 3.8794 | 3.8457 | 3.8106 | 3.7722 | 3.735 | 3.6973 | 3.6605 | 3.6243 | 3.5894 | 3.5561 | 3.522 | 3.4911 | 3.462 | 3.4335 | 3.4077 | 3.3857 | 3.3654 | 3.5093 | 3.4949 | 3.4817
F2_Industrial_Instruments_Existing_Space Heating_Natural Gas_Gas Boiler - Stack Economizer_A_Achievable Economic RVT Potential | F2 | Industrial | Instruments | Existing | Space Heating | Natural Gas | Gas Boiler - Stack Economizer | A | Integrated Unit Summer Peak Savings (kW) | Achievable Economic RVT Potential | 0 | 0 | 0 | 0 | 0 | 0 | 0 | 0 | 0 | 0 | 0 | 0 | 0 | 0 | 0 | 0 | 0 | 0 | 0 | 0 | 0 | 0 | 0 | 0 | 0 | 0 | 0 | 0 | 0 | 0 | 0
F3_Industrial_Instruments_Existing_Space Heating_Natural Gas_Gas Boiler - Stack Economizer_A_Achievable Economic RVT Potential | F3 | Industrial | Instruments | Existing | Space Heating | Natural Gas | Gas Boiler - Stack Economizer | A | Integrated Unit Winter Peak Savings (kW) | Achievable Economic RVT Potential | 0 | 0 | 0 | 0 | 0 | 0 | 0 | 0 | 0 | 0 | 0 | 0 | 0 | 0 | 0 | 0 | 0 | 0 | 0 | 0 | 0 | 0 | 0 | 0 | 0 | 0 | 0 | 0 | 0 | 0 | 0
F4_Industrial_Instruments_Existing_Space Heating_Natural Gas_Gas Boiler - Stack Economizer_A_Achievable Economic RVT Potential | F4 | Industrial | Instruments | Existing | Space Heating | Natural Gas | Gas Boiler - Stack Economizer | A | Incremental Energy Savings (MWh or mTherms) | Achievable Economic RVT Potential | 0 | 0 | 0 | 0 | 0 | 0 | 0 | 0 | 0 | 0 | 0 | 0 | 0 | 0 | 0 | 0 | 0 | 0 | 0 | 0 | 0 | 0 | 0 | 0 | 0 | 0 | 0 | 0 | 0 | 0 | 0
F5_Industrial_Instruments_Existing_Space Heating_Natural Gas_Gas Boiler - Stack Economizer_A_Achievable Economic RVT Potential | F5 | Industrial | Instruments | Existing | Space Heating | Natural Gas | Gas Boiler - Stack Economizer | A | Incremental Summer Peak Savings (MW) | Achievable Economic RVT Potential | 0 | 0 | 0 | 0 | 0 | 0 | 0 | 0 | 0 | 0 | 0 | 0 | 0 | 0 | 0 | 0 | 0 | 0 | 0 | 0 | 0 | 0 | 0 | 0 | 0 | 0 | 0 | 0 | 0 | 0 | 0
F6_Industrial_Instruments_Existing_Space Heating_Natural Gas_Gas Boiler - Stack Economizer_A_Achievable Economic RVT Potential | F6 | Industrial | Instruments | Existing | Space Heating | Natural Gas | Gas Boiler - Stack Economizer | A | Incremental Winter Peak Savings (MW) | Achievable Economic RVT Potential | 0 | 0 | 0 | 0 | 0 | 0 | 0 | 0 | 0 | 0 | 0 | 0 | 0 | 0 | 0 | 0 | 0 | 0 | 0 | 0 | 0 | 0 | 0 | 0 | 0 | 0 | 0 | 0 | 0 | 0 | 0
F7_Industrial_Instruments_Existing_Space Heating_Natural Gas_Gas Boiler - Stack Economizer_A_Achievable Economic RVT Potential | F7 | Industrial | Instruments | Existing | Space Heating | Natural Gas | Gas Boiler - Stack Economizer | A | Cumulative Energy Savings (MWh or mTherms) | Achievable Economic RVT Potential | 0 | 0 | 0 | 0 | 0 | 0 | 0 | 0 | 0 | 0 | 0 | 0 | 0 | 0 | 0 | 0 | 0 | 0 | 0 | 0 | 0 | 0 | 0 | 0 | 0 | 0 | 0 | 0 | 0 | 0 | 0
F8_Industrial_Instruments_Existing_Space Heating_Natural Gas_Gas Boiler - Stack Economizer_A_Achievable Economic RVT Potential | F8 | Industrial | Instruments | Existing | Space Heating | Natural Gas | Gas Boiler - Stack Economizer | A | Cumulative Summer Peak Savings (MW) | Achievable Economic RVT Potential | 0 | 0 | 0 | 0 | 0 | 0 | 0 | 0 | 0 | 0 | 0 | 0 | 0 | 0 | 0 | 0 | 0 | 0 | 0 | 0 | 0 | 0 | 0 | 0 | 0 | 0 | 0 | 0 | 0 | 0 | 0
F9_Industrial_Instruments_Existing_Space Heating_Natural Gas_Gas Boiler - Stack Economizer_A_Achievable Economic RVT Potential | F9 | Industrial | Instruments | Existing | Space Heating | Natural Gas | Gas Boiler - Stack Economizer | A | Cumulative Winter Peak Savings (MW) | Achievable Economic RVT Potential | 0 | 0 | 0 | 0 | 0 | 0 | 0 | 0 | 0 | 0 | 0 | 0 | 0 | 0 | 0 | 0 | 0 | 0 | 0 | 0 | 0 | 0 | 0 | 0 | 0 | 0 | 0 | 0 | 0 | 0 | 0
F10_Industrial_Instruments_Existing_Space Heating_Natural Gas_Gas Boiler - Stack Economizer_A_Achievable Economic RVT Potential | F10 | Industrial | Instruments | Existing | Space Heating | Natural Gas | Gas Boiler - Stack Economizer | A | Purchases (Incremental) | Achievable Economic RVT Potential | 0 | 0 | 0 | 0 | 0 | 0 | 0 | 0 | 0 | 0 | 0 | 0 | 0 | 0 | 0 | 0 | 0 | 0 | 0 | 0 | 0 | 0 | 0 | 0 | 0 | 0 | 0 | 0 | 0 | 0 | 0
F11_Industrial_Instruments_Existing_Space Heating_Natural Gas_Gas Boiler - Stack Economizer_A_Achievable Economic RVT Potential | F11 | Industrial | Instruments | Existing | Space Heating | Natural Gas | Gas Boiler - Stack Economizer | A | Purchases (Cumulative) | Achievable Economic RVT Potential | 0 | 0 | 0 | 0 | 0 | 0 | 0 | 0 | 0 | 0 | 0 | 0 | 0 | 0 | 0 | 0 | 0 | 0 | 0 | 0 | 0 | 0 | 0 | 0 | 0 | 0 | 0 | 0 | 0 | 0 | 0
F1_Industrial_Instruments_Existing_Process_Natural Gas_Gas Boiler - Stack Economizer_A_Achievable Economic RVT Potential | F1 | Industrial | Instruments | Existing | Process | Natural Gas | Gas Boiler - Stack Economizer | A | Integrated Unit Energy Savings (kWh or therms) | Achievable Economic RVT Potential | 0 | 0 | 0 | 0 | 0 | 3.3764 | 3.3757 | 3.3752 | 3.3748 | 3.3745 | 3.3741 | 3.3739 | 3.3736 | 3.3734 | 3.3733 | 3.3731 | 3.373 | 3.3729 | 3.3728 | 3.3728 | 3.3727 | 3.3726 | 3.3726 | 3.3726 | 3.3725 | 3.3725 | 3.3725 | 3.3725 | 3.3775 | 3.3775 | 3.3775
F2_Industrial_Instruments_Existing_Process_Natural Gas_Gas Boiler - Stack Economizer_A_Achievable Economic RVT Potential | F2 | Industrial | Instruments | Existing | Process | Natural Gas | Gas Boiler - Stack Economizer | A | Integrated Unit Summer Peak Savings (kW) | Achievable Economic RVT Potential | 0 | 0 | 0 | 0 | 0 | 0 | 0 | 0 | 0 | 0 | 0 | 0 | 0 | 0 | 0 | 0 | 0 | 0 | 0 | 0 | 0 | 0 | 0 | 0 | 0 | 0 | 0 | 0 | 0 | 0 | 0
F3_Industrial_Instruments_Existing_Process_Natural Gas_Gas Boiler - Stack Economizer_A_Achievable Economic RVT Potential | F3 | Industrial | Instruments | Existing | Process | Natural Gas | Gas Boiler - Stack Economizer | A | Integrated Unit Winter Peak Savings (kW) | Achievable Economic RVT Potential | 0 | 0 | 0 | 0 | 0 | 0 | 0 | 0 | 0 | 0 | 0 | 0 | 0 | 0 | 0 | 0 | 0 | 0 | 0 | 0 | 0 | 0 | 0 | 0 | 0 | 0 | 0 | 0 | 0 | 0 | 0
F4_Industrial_Instruments_Existing_Process_Natural Gas_Gas Boiler - Stack Economizer_A_Achievable Economic RVT Potential | F4 | Industrial | Instruments | Existing | Process | Natural Gas | Gas Boiler - Stack Economizer | A | Incremental Energy Savings (MWh or mTherms) | Achievable Economic RVT Potential | 0 | 0 | 0 | 0 | 0 | 0 | 0 | 0 | 0 | 0 | 0 | 0 | 0 | 0 | 0 | 0 | 0 | 0 | 0 | 0 | 0 | 0 | 0 | 0 | 0 | 0 | 0 | 0 | 0 | 0 | 0
F5_Industrial_Instruments_Existing_Process_Natural Gas_Gas Boiler - Stack Economizer_A_Achievable Economic RVT Potential | F5 | Industrial | Instruments | Existing | Process | Natural Gas | Gas Boiler - Stack Economizer | A | Incremental Summer Peak Savings (MW) | Achievable Economic RVT Potential | 0 | 0 | 0 | 0 | 0 | 0 | 0 | 0 | 0 | 0 | 0 | 0 | 0 | 0 | 0 | 0 | 0 | 0 | 0 | 0 | 0 | 0 | 0 | 0 | 0 | 0 | 0 | 0 | 0 | 0 | 0
F6_Industrial_Instruments_Existing_Process_Natural Gas_Gas Boiler - Stack Economizer_A_Achievable Economic RVT Potential | F6 | Industrial | Instruments | Existing | Process | Natural Gas | Gas Boiler - Stack Economizer | A | Incremental Winter Peak Savings (MW) | Achievable Economic RVT Potential | 0 | 0 | 0 | 0 | 0 | 0 | 0 | 0 | 0 | 0 | 0 | 0 | 0 | 0 | 0 | 0 | 0 | 0 | 0 | 0 | 0 | 0 | 0 | 0 | 0 | 0 | 0 | 0 | 0 | 0 | 0
F7_Industrial_Instruments_Existing_Process_Natural Gas_Gas Boiler - Stack Economizer_A_Achievable Economic RVT Potential | F7 | Industrial | Instruments | Existing | Process | Natural Gas | Gas Boiler - Stack Economizer | A | Cumulative Energy Savings (MWh or mTherms) | Achievable Economic RVT Potential | 0 | 0 | 0 | 0 | 0 | 0 | 0 | 0 | 0 | 0 | 0 | 0 | 0 | 0 | 0 | 0 | 0 | 0 | 0 | 0 | 0 | 0 | 0 | 0 | 0 | 0 | 0 | 0 | 0 | 0 | 0
F8_Industrial_Instruments_Existing_Process_Natural Gas_Gas Boiler - Stack Economizer_A_Achievable Economic RVT Potential | F8 | Industrial | Instruments | Existing | Process | Natural Gas | Gas Boiler - Stack Economizer | A | Cumulative Summer Peak Savings (MW) | Achievable Economic RVT Potential | 0 | 0 | 0 | 0 | 0 | 0 | 0 | 0 | 0 | 0 | 0 | 0 | 0 | 0 | 0 | 0 | 0 | 0 | 0 | 0 | 0 | 0 | 0 | 0 | 0 | 0 | 0 | 0 | 0 | 0 | 0
F9_Industrial_Instruments_Existing_Process_Natural Gas_Gas Boiler - Stack Economizer_A_Achievable Economic RVT Potential | F9 | Industrial | Instruments | Existing | Process | Natural Gas | Gas Boiler - Stack Economizer | A | Cumulative Winter Peak Savings (MW) | Achievable Economic RVT Potential | 0 | 0 | 0 | 0 | 0 | 0 | 0 | 0 | 0 | 0 | 0 | 0 | 0 | 0 | 0 | 0 | 0 | 0 | 0 | 0 | 0 | 0 | 0 | 0 | 0 | 0 | 0 | 0 | 0 | 0 | 0
F10_Industrial_Instruments_Existing_Process_Natural Gas_Gas Boiler - Stack Economizer_A_Achievable Economic RVT Potential | F10 | Industrial | Instruments | Existing | Process | Natural Gas | Gas Boiler - Stack Economizer | A | Purchases (Incremental) | Achievable Economic RVT Potential | 0 | 0 | 0 | 0 | 0 | 0 | 0 | 0 | 0 | 0 | 0 | 0 | 0 | 0 | 0 | 0 | 0 | 0 | 0 | 0 | 0 | 0 | 0 | 0 | 0 | 0 | 0 | 0 | 0 | 0 | 0
F11_Industrial_Instruments_Existing_Process_Natural Gas_Gas Boiler - Stack Economizer_A_Achievable Economic RVT Potential | F11 | Industrial | Instruments | Existing | Process | Natural Gas | Gas Boiler - Stack Economizer | A | Purchases (Cumulative) | Achievable Economic RVT Potential | 0 | 0 | 0 | 0 | 0 | 0 | 0 | 0 | 0 | 0 | 0 | 0 | 0 | 0 | 0 | 0 | 0 | 0 | 0 | 0 | 0 | 0 | 0 | 0 | 0 | 0 | 0 | 0 | 0 | 0 | 0
F1_Industrial_Instruments_Existing_Space Heating_Natural Gas_Gas Furnace Tube Inserts_A_Achievable Economic RVT Potential | F1 | Industrial | Instruments | Existing | Space Heating | Natural Gas | Gas Furnace Tube Inserts | A | Integrated Unit Energy Savings (kWh or therms) | Achievable Economic RVT Potential | 0 | 0 | 0 | 0 | 0 | 0.086176 | 0.085373 | 0.084345 | 0.083282 | 0.082189 | 0.081092 | 0.079981 | 0.078903 | 0.077846 | 0.076747 | 0.075738 | 0.074759 | 0.073832 | 0.072952 | 0.072096 | 0.071273 | 0.070458 | 0.069674 | 0.068936 | 0.068237 | 0.06759 | 0.067016 | 0.066478 | 0.069231 | 0.068805 | 0.068405
F2_Industrial_Instruments_Existing_Space Heating_Natural Gas_Gas Furnace Tube Inserts_A_Achievable Economic RVT Potential | F2 | Industrial | Instruments | Existing | Space Heating | Natural Gas | Gas Furnace Tube Inserts | A | Integrated Unit Summer Peak Savings (kW) | Achievable Economic RVT Potential | 0 | 0 | 0 | 0 | 0 | 0 | 0 | 0 | 0 | 0 | 0 | 0 | 0 | 0 | 0 | 0 | 0 | 0 | 0 | 0 | 0 | 0 | 0 | 0 | 0 | 0 | 0 | 0 | 0 | 0 | 0
F3_Industrial_Instruments_Existing_Space Heating_Natural Gas_Gas Furnace Tube Inserts_A_Achievable Economic RVT Potential | F3 | Industrial | Instruments | Existing | Space Heating | Natural Gas | Gas Furnace Tube Inserts | A | Integrated Unit Winter Peak Savings (kW) | Achievable Economic RVT Potential | 0 | 0 | 0 | 0 | 0 | 0 | 0 | 0 | 0 | 0 | 0 | 0 | 0 | 0 | 0 | 0 | 0 | 0 | 0 | 0 | 0 | 0 | 0 | 0 | 0 | 0 | 0 | 0 | 0 | 0 | 0
F4_Industrial_Instruments_Existing_Space Heating_Natural Gas_Gas Furnace Tube Inserts_A_Achievable Economic RVT Potential | F4 | Industrial | Instruments | Existing | Space Heating | Natural Gas | Gas Furnace Tube Inserts | A | Incremental Energy Savings (MWh or mTherms) | Achievable Economic RVT Potential | 0 | 0 | 0 | 0 | 0 | 0 | 0 | 0 | 0 | 0 | 0 | 0 | 0 | 0 | 0 | 0 | 0 | 0 | 0 | 0 | 0 | 0 | 0 | 0 | 0 | 0 | 0 | 0 | 0 | 0 | 0
F5_Industrial_Instruments_Existing_Space Heating_Natural Gas_Gas Furnace Tube Inserts_A_Achievable Economic RVT Potential | F5 | Industrial | Instruments | Existing | Space Heating | Natural Gas | Gas Furnace Tube Inserts | A | Incremental Summer Peak Savings (MW) | Achievable Economic RVT Potential | 0 | 0 | 0 | 0 | 0 | 0 | 0 | 0 | 0 | 0 | 0 | 0 | 0 | 0 | 0 | 0 | 0 | 0 | 0 | 0 | 0 | 0 | 0 | 0 | 0 | 0 | 0 | 0 | 0 | 0 | 0
F6_Industrial_Instruments_Existing_Space Heating_Natural Gas_Gas Furnace Tube Inserts_A_Achievable Economic RVT Potential | F6 | Industrial | Instruments | Existing | Space Heating | Natural Gas | Gas Furnace Tube Inserts | A | Incremental Winter Peak Savings (MW) | Achievable Economic RVT Potential | 0 | 0 | 0 | 0 | 0 | 0 | 0 | 0 | 0 | 0 | 0 | 0 | 0 | 0 | 0 | 0 | 0 | 0 | 0 | 0 | 0 | 0 | 0 | 0 | 0 | 0 | 0 | 0 | 0 | 0 | 0
F7_Industrial_Instruments_Existing_Space Heating_Natural Gas_Gas Furnace Tube Inserts_A_Achievable Economic RVT Potential | F7 | Industrial | Instruments | Existing | Space Heating | Natural Gas | Gas Furnace Tube Inserts | A | Cumulative Energy Savings (MWh or mTherms) | Achievable Economic RVT Potential | 0 | 0 | 0 | 0 | 0 | 0 | 0 | 0 | 0 | 0 | 0 | 0 | 0 | 0 | 0 | 0 | 0 | 0 | 0 | 0 | 0 | 0 | 0 | 0 | 0 | 0 | 0 | 0 | 0 | 0 | 0
F8_Industrial_Instruments_Existing_Space Heating_Natural Gas_Gas Furnace Tube Inserts_A_Achievable Economic RVT Potential | F8 | Industrial | Instruments | Existing | Space Heating | Natural Gas | Gas Furnace Tube Inserts | A | Cumulative Summer Peak Savings (MW) | Achievable Economic RVT Potential | 0 | 0 | 0 | 0 | 0 | 0 | 0 | 0 | 0 | 0 | 0 | 0 | 0 | 0 | 0 | 0 | 0 | 0 | 0 | 0 | 0 | 0 | 0 | 0 | 0 | 0 | 0 | 0 | 0 | 0 | 0
F9_Industrial_Instruments_Existing_Space Heating_Natural Gas_Gas Furnace Tube Inserts_A_Achievable Economic RVT Potential | F9 | Industrial | Instruments | Existing | Space Heating | Natural Gas | Gas Furnace Tube Inserts | A | Cumulative Winter Peak Savings (MW) | Achievable Economic RVT Potential | 0 | 0 | 0 | 0 | 0 | 0 | 0 | 0 | 0 | 0 | 0 | 0 | 0 | 0 | 0 | 0 | 0 | 0 | 0 | 0 | 0 | 0 | 0 | 0 | 0 | 0 | 0 | 0 | 0 | 0 | 0
F10_Industrial_Instruments_Existing_Space Heating_Natural Gas_Gas Furnace Tube Inserts_A_Achievable Economic RVT Potential | F10 | Industrial | Instruments | Existing | Space Heating | Natural Gas | Gas Furnace Tube Inserts | A | Purchases (Incremental) | Achievable Economic RVT Potential | 0 | 0 | 0 | 0 | 0 | 0 | 0 | 0 | 0 | 0 | 0 | 0 | 0 | 0 | 0 | 0 | 0 | 0 | 0 | 0 | 0 | 0 | 0 | 0 | 0 | 0 | 0 | 0 | 0 | 0 | 0
F11_Industrial_Instruments_Existing_Space Heating_Natural Gas_Gas Furnace Tube Inserts_A_Achievable Economic RVT Potential | F11 | Industrial | Instruments | Existing | Space Heating | Natural Gas | Gas Furnace Tube Inserts | A | Purchases (Cumulative) | Achievable Economic RVT Potential | 0 | 0 | 0 | 0 | 0 | 0 | 0 | 0 | 0 | 0 | 0 | 0 | 0 | 0 | 0 | 0 | 0 | 0 | 0 | 0 | 0 | 0 | 0 | 0 | 0 | 0 | 0 | 0 | 0 | 0 | 0
F1_Industrial_Instruments_Existing_Space Heating_Natural Gas_Space Heating - Heat Recovery Ventilator_A_Achievable Economic RVT Potential | F1 | Industrial | Instruments | Existing | Space Heating | Natural Gas | Space Heating - Heat Recovery Ventilator | A | Integrated Unit Energy Savings (kWh or therms) | Achievable Economic RVT Potential | 0 | 0 | 0 | 0 | 0 | 0.013154 | 0.012975 | 0.012728 | 0.012421 | 0.012055 | 0.011634 | 0.011194 | 0.010753 | 0.010303 | 0.0099135 | 0.0095414 | 0.0092361 | 0.0089655 | 0.0087263 | 0.008552 | 0.0083921 | 0.0082521 | 0.0081372 | 0.0080458 | 0.007963 | 0.0079014 | 0.0078499 | 0.0078021 | 0 | 0 | 0
F2_Industrial_Instruments_Existing_Space Heating_Natural Gas_Space Heating - Heat Recovery Ventilator_A_Achievable Economic RVT Potential | F2 | Industrial | Instruments | Existing | Space Heating | Natural Gas | Space Heating - Heat Recovery Ventilator | A | Integrated Unit Summer Peak Savings (kW) | Achievable Economic RVT Potential | 0 | 0 | 0 | 0 | 0 | 0 | 0 | 0 | 0 | 0 | 0 | 0 | 0 | 0 | 0 | 0 | 0 | 0 | 0 | 0 | 0 | 0 | 0 | 0 | 0 | 0 | 0 | 0 | 0 | 0 | 0
F3_Industrial_Instruments_Existing_Space Heating_Natural Gas_Space Heating - Heat Recovery Ventilator_A_Achievable Economic RVT Potential | F3 | Industrial | Instruments | Existing | Space Heating | Natural Gas | Space Heating - Heat Recovery Ventilator | A | Integrated Unit Winter Peak Savings (kW) | Achievable Economic RVT Potential | 0 | 0 | 0 | 0 | 0 | 0 | 0 | 0 | 0 | 0 | 0 | 0 | 0 | 0 | 0 | 0 | 0 | 0 | 0 | 0 | 0 | 0 | 0 | 0 | 0 | 0 | 0 | 0 | 0 | 0 | 0
F4_Industrial_Instruments_Existing_Space Heating_Natural Gas_Space Heating - Heat Recovery Ventilator_A_Achievable Economic RVT Potential | F4 | Industrial | Instruments | Existing | Space Heating | Natural Gas | Space Heating - Heat Recovery Ventilator | A | Incremental Energy Savings (MWh or mTherms) | Achievable Economic RVT Potential | 0 | 0 | 0 | 0 | 0 | 0 | 0 | 0 | 0 | 0 | 0 | 0 | 0 | 0 | 0 | 0 | 0 | 0 | 0 | 0 | 0 | 0 | 0 | 0 | 0 | 0 | 0 | 0 | 0 | 0 | 0
F5_Industrial_Instruments_Existing_Space Heating_Natural Gas_Space Heating - Heat Recovery Ventilator_A_Achievable Economic RVT Potential | F5 | Industrial | Instruments | Existing | Space Heating | Natural Gas | Space Heating - Heat Recovery Ventilator | A | Incremental Summer Peak Savings (MW) | Achievable Economic RVT Potential | 0 | 0 | 0 | 0 | 0 | 0 | 0 | 0 | 0 | 0 | 0 | 0 | 0 | 0 | 0 | 0 | 0 | 0 | 0 | 0 | 0 | 0 | 0 | 0 | 0 | 0 | 0 | 0 | 0 | 0 | 0
F6_Industrial_Instruments_Existing_Space Heating_Natural Gas_Space Heating - Heat Recovery Ventilator_A_Achievable Economic RVT Potential | F6 | Industrial | Instruments | Existing | Space Heating | Natural Gas | Space Heating - Heat Recovery Ventilator | A | Incremental Winter Peak Savings (MW) | Achievable Economic RVT Potential | 0 | 0 | 0 | 0 | 0 | 0 | 0 | 0 | 0 | 0 | 0 | 0 | 0 | 0 | 0 | 0 | 0 | 0 | 0 | 0 | 0 | 0 | 0 | 0 | 0 | 0 | 0 | 0 | 0 | 0 | 0
F7_Industrial_Instruments_Existing_Space Heating_Natural Gas_Space Heating - Heat Recovery Ventilator_A_Achievable Economic RVT Potential | F7 | Industrial | Instruments | Existing | Space Heating | Natural Gas | Space Heating - Heat Recovery Ventilator | A | Cumulative Energy Savings (MWh or mTherms) | Achievable Economic RVT Potential | 0 | 0 | 0 | 0 | 0 | 0 | 0 | 0 | 0 | 0 | 0 | 0 | 0 | 0 | 0 | 0 | 0 | 0 | 0 | 0 | 0 | 0 | 0 | 0 | 0 | 0 | 0 | 0 | 0 | 0 | 0
F8_Industrial_Instruments_Existing_Space Heating_Natural Gas_Space Heating - Heat Recovery Ventilator_A_Achievable Economic RVT Potential | F8 | Industrial | Instruments | Existing | Space Heating | Natural Gas | Space Heating - Heat Recovery Ventilator | A | Cumulative Summer Peak Savings (MW) | Achievable Economic RVT Potential | 0 | 0 | 0 | 0 | 0 | 0 | 0 | 0 | 0 | 0 | 0 | 0 | 0 | 0 | 0 | 0 | 0 | 0 | 0 | 0 | 0 | 0 | 0 | 0 | 0 | 0 | 0 | 0 | 0 | 0 | 0
F9_Industrial_Instruments_Existing_Space Heating_Natural Gas_Space Heating - Heat Recovery Ventilator_A_Achievable Economic RVT Potential | F9 | Industrial | Instruments | Existing | Space Heating | Natural Gas | Space Heating - Heat Recovery Ventilator | A | Cumulative Winter Peak Savings (MW) | Achievable Economic RVT Potential | 0 | 0 | 0 | 0 | 0 | 0 | 0 | 0 | 0 | 0 | 0 | 0 | 0 | 0 | 0 | 0 | 0 | 0 | 0 | 0 | 0 | 0 | 0 | 0 | 0 | 0 | 0 | 0 | 0 | 0 | 0
F10_Industrial_Instruments_Existing_Space Heating_Natural Gas_Space Heating - Heat Recovery Ventilator_A_Achievable Economic RVT Potential | F10 | Industrial | Instruments | Existing | Space Heating | Natural Gas | Space Heating - Heat Recovery Ventilator | A | Purchases (Incremental) | Achievable Economic RVT Potential | 0 | 0 | 0 | 0 | 0 | 0 | 0 | 0 | 0 | 0 | 0 | 0 | 0 | 0 | 0 | 0 | 0 | 0 | 0 | 0 | 0 | 0 | 0 | 0 | 0 | 0 | 0 | 0 | 0 | 0 | 0
F11_Industrial_Instruments_Existing_Space Heating_Natural Gas_Space Heating - Heat Recovery Ventilator_A_Achievable Economic RVT Potential | F11 | Industrial | Instruments | Existing | Space Heating | Natural Gas | Space Heating - Heat Recovery Ventilator | A | Purchases (Cumulative) | Achievable Economic RVT Potential | 0 | 0 | 0 | 0 | 0 | 0 | 0 | 0 | 0 | 0 | 0 | 0 | 0 | 0 | 0 | 0 | 0 | 0 | 0 | 0 | 0 | 0 | 0 | 0 | 0 | 0 | 0 | 0 | 0 | 0 | 0
F1_Industrial_Instruments_Existing_Space Heating_Natural Gas_Thermostat - Programmable_A_Achievable Economic RVT Potential | F1 | Industrial | Instruments | Existing | Space Heating | Natural Gas | Thermostat - Programmable | A | Integrated Unit Energy Savings (kWh or therms) | Achievable Economic RVT Potential | 0 | 0 | 0 | 0 | 0 | 0.0065347 | 0.0064458 | 0.0063233 | 0.0061706 | 0.0059888 | 0.0057795 | 0.005561 | 0.0053417 | 0.0051183 | 0.0049249 | 0.00474 | 0.0045884 | 0.0044539 | 0.0043351 | 0.0042485 | 0.0041691 | 0.0040995 | 0.0040424 | 0.003997 | 0.0039559 | 0.0039253 | 0.0038997 | 0.003876 | 0 | 0 | 0
F2_Industrial_Instruments_Existing_Space Heating_Natural Gas_Thermostat - Programmable_A_Achievable Economic RVT Potential | F2 | Industrial | Instruments | Existing | Space Heating | Natural Gas | Thermostat - Programmable | A | Integrated Unit Summer Peak Savings (kW) | Achievable Economic RVT Potential | 0 | 0 | 0 | 0 | 0 | 0 | 0 | 0 | 0 | 0 | 0 | 0 | 0 | 0 | 0 | 0 | 0 | 0 | 0 | 0 | 0 | 0 | 0 | 0 | 0 | 0 | 0 | 0 | 0 | 0 | 0
F3_Industrial_Instruments_Existing_Space Heating_Natural Gas_Thermostat - Programmable_A_Achievable Economic RVT Potential | F3 | Industrial | Instruments | Existing | Space Heating | Natural Gas | Thermostat - Programmable | A | Integrated Unit Winter Peak Savings (kW) | Achievable Economic RVT Potential | 0 | 0 | 0 | 0 | 0 | 0 | 0 | 0 | 0 | 0 | 0 | 0 | 0 | 0 | 0 | 0 | 0 | 0 | 0 | 0 | 0 | 0 | 0 | 0 | 0 | 0 | 0 | 0 | 0 | 0 | 0
F4_Industrial_Instruments_Existing_Space Heating_Natural Gas_Thermostat - Programmable_A_Achievable Economic RVT Potential | F4 | Industrial | Instruments | Existing | Space Heating | Natural Gas | Thermostat - Programmable | A | Incremental Energy Savings (MWh or mTherms) | Achievable Economic RVT Potential | 0 | 0 | 0 | 0 | 0 | 0 | 0 | 0 | 0 | 0 | 0 | 0 | 0 | 0 | 0 | 0 | 0 | 0 | 0 | 0 | 0 | 0 | 0 | 0 | 0 | 0 | 0 | 0 | 0 | 0 | 0
F5_Industrial_Instruments_Existing_Space Heating_Natural Gas_Thermostat - Programmable_A_Achievable Economic RVT Potential | F5 | Industrial | Instruments | Existing | Space Heating | Natural Gas | Thermostat - Programmable | A | Incremental Summer Peak Savings (MW) | Achievable Economic RVT Potential | 0 | 0 | 0 | 0 | 0 | 0 | 0 | 0 | 0 | 0 | 0 | 0 | 0 | 0 | 0 | 0 | 0 | 0 | 0 | 0 | 0 | 0 | 0 | 0 | 0 | 0 | 0 | 0 | 0 | 0 | 0
F6_Industrial_Instruments_Existing_Space Heating_Natural Gas_Thermostat - Programmable_A_Achievable Economic RVT Potential | F6 | Industrial | Instruments | Existing | Space Heating | Natural Gas | Thermostat - Programmable | A | Incremental Winter Peak Savings (MW) | Achievable Economic RVT Potential | 0 | 0 | 0 | 0 | 0 | 0 | 0 | 0 | 0 | 0 | 0 | 0 | 0 | 0 | 0 | 0 | 0 | 0 | 0 | 0 | 0 | 0 | 0 | 0 | 0 | 0 | 0 | 0 | 0 | 0 | 0
F7_Industrial_Instruments_Existing_Space Heating_Natural Gas_Thermostat - Programmable_A_Achievable Economic RVT Potential | F7 | Industrial | Instruments | Existing | Space Heating | Natural Gas | Thermostat - Programmable | A | Cumulative Energy Savings (MWh or mTherms) | Achievable Economic RVT Potential | 0 | 0 | 0 | 0 | 0 | 0 | 0 | 0 | 0 | 0 | 0 | 0 | 0 | 0 | 0 | 0 | 0 | 0 | 0 | 0 | 0 | 0 | 0 | 0 | 0 | 0 | 0 | 0 | 0 | 0 | 0
F8_Industrial_Instruments_Existing_Space Heating_Natural Gas_Thermostat - Programmable_A_Achievable Economic RVT Potential | F8 | Industrial | Instruments | Existing | Space Heating | Natural Gas | Thermostat - Programmable | A | Cumulative Summer Peak Savings (MW) | Achievable Economic RVT Potential | 0 | 0 | 0 | 0 | 0 | 0 | 0 | 0 | 0 | 0 | 0 | 0 | 0 | 0 | 0 | 0 | 0 | 0 | 0 | 0 | 0 | 0 | 0 | 0 | 0 | 0 | 0 | 0 | 0 | 0 | 0
F9_Industrial_Instruments_Existing_Space Heating_Natural Gas_Thermostat - Programmable_A_Achievable Economic RVT Potential | F9 | Industrial | Instruments | Existing | Space Heating | Natural Gas | Thermostat - Programmable | A | Cumulative Winter Peak Savings (MW) | Achievable Economic RVT Potential | 0 | 0 | 0 | 0 | 0 | 0 | 0 | 0 | 0 | 0 | 0 | 0 | 0 | 0 | 0 | 0 | 0 | 0 | 0 | 0 | 0 | 0 | 0 | 0 | 0 | 0 | 0 | 0 | 0 | 0 | 0
F10_Industrial_Instruments_Existing_Space Heating_Natural Gas_Thermostat - Programmable_A_Achievable Economic RVT Potential | F10 | Industrial | Instruments | Existing | Space Heating | Natural Gas | Thermostat - Programmable | A | Purchases (Incremental) | Achievable Economic RVT Potential | 0 | 0 | 0 | 0 | 0 | 0 | 0 | 0 | 0 | 0 | 0 | 0 | 0 | 0 | 0 | 0 | 0 | 0 | 0 | 0 | 0 | 0 | 0 | 0 | 0 | 0 | 0 | 0 | 0 | 0 | 0
F11_Industrial_Instruments_Existing_Space Heating_Natural Gas_Thermostat - Programmable_A_Achievable Economic RVT Potential | F11 | Industrial | Instruments | Existing | Space Heating | Natural Gas | Thermostat - Programmable | A | Purchases (Cumulative) | Achievable Economic RVT Potential | 0 | 0 | 0 | 0 | 0 | 0 | 0 | 0 | 0 | 0 | 0 | 0 | 0 | 0 | 0 | 0 | 0 | 0 | 0 | 0 | 0 | 0 | 0 | 0 | 0 | 0 | 0 | 0 | 0 | 0 | 0
F1_Industrial_Instruments_Existing_Space Heating_Natural Gas_ENERGY STAR Connected Thermostat_A_Achievable Economic RVT Potential | F1 | Industrial | Instruments | Existing | Space Heating | Natural Gas | ENERGY STAR Connected Thermostat | A | Integrated Unit Energy Savings (kWh or therms) | Achievable Economic RVT Potential | 0 | 0 | 0 | 0 | 0 | 0.015383 | 0.015173 | 0.014885 | 0.014526 | 0.014098 | 0.013605 | 0.013091 | 0.012574 | 0.012049 | 0.011593 | 0.011158 | 0.010801 | 0.010485 | 0.010205 | 0.010001 | 0.0098141 | 0.0096504 | 0.0095159 | 0.0094091 | 0.0093122 | 0.0092402 | 0.00918 | 0.0091242 | 0 | 0 | 0
F2_Industrial_Instruments_Existing_Space Heating_Natural Gas_ENERGY STAR Connected Thermostat_A_Achievable Economic RVT Potential | F2 | Industrial | Instruments | Existing | Space Heating | Natural Gas | ENERGY STAR Connected Thermostat | A | Integrated Unit Summer Peak Savings (kW) | Achievable Economic RVT Potential | 0 | 0 | 0 | 0 | 0 | 0 | 0 | 0 | 0 | 0 | 0 | 0 | 0 | 0 | 0 | 0 | 0 | 0 | 0 | 0 | 0 | 0 | 0 | 0 | 0 | 0 | 0 | 0 | 0 | 0 | 0
F3_Industrial_Instruments_Existing_Space Heating_Natural Gas_ENERGY STAR Connected Thermostat_A_Achievable Economic RVT Potential | F3 | Industrial | Instruments | Existing | Space Heating | Natural Gas | ENERGY STAR Connected Thermostat | A | Integrated Unit Winter Peak Savings (kW) | Achievable Economic RVT Potential | 0 | 0 | 0 | 0 | 0 | 0 | 0 | 0 | 0 | 0 | 0 | 0 | 0 | 0 | 0 | 0 | 0 | 0 | 0 | 0 | 0 | 0 | 0 | 0 | 0 | 0 | 0 | 0 | 0 | 0 | 0
F4_Industrial_Instruments_Existing_Space Heating_Natural Gas_ENERGY STAR Connected Thermostat_A_Achievable Economic RVT Potential | F4 | Industrial | Instruments | Existing | Space Heating | Natural Gas | ENERGY STAR Connected Thermostat | A | Incremental Energy Savings (MWh or mTherms) | Achievable Economic RVT Potential | 0 | 0 | 0 | 0 | 0 | 0 | 0 | 0 | 0 | 0 | 0 | 0 | 0 | 0 | 0 | 0 | 0 | 0 | 0 | 0 | 0 | 0 | 0 | 0 | 0 | 0 | 0 | 0 | 0 | 0 | 0
F5_Industrial_Instruments_Existing_Space Heating_Natural Gas_ENERGY STAR Connected Thermostat_A_Achievable Economic RVT Potential | F5 | Industrial | Instruments | Existing | Space Heating | Natural Gas | ENERGY STAR Connected Thermostat | A | Incremental Summer Peak Savings (MW) | Achievable Economic RVT Potential | 0 | 0 | 0 | 0 | 0 | 0 | 0 | 0 | 0 | 0 | 0 | 0 | 0 | 0 | 0 | 0 | 0 | 0 | 0 | 0 | 0 | 0 | 0 | 0 | 0 | 0 | 0 | 0 | 0 | 0 | 0
F6_Industrial_Instruments_Existing_Space Heating_Natural Gas_ENERGY STAR Connected Thermostat_A_Achievable Economic RVT Potential | F6 | Industrial | Instruments | Existing | Space Heating | Natural Gas | ENERGY STAR Connected Thermostat | A | Incremental Winter Peak Savings (MW) | Achievable Economic RVT Potential | 0 | 0 | 0 | 0 | 0 | 0 | 0 | 0 | 0 | 0 | 0 | 0 | 0 | 0 | 0 | 0 | 0 | 0 | 0 | 0 | 0 | 0 | 0 | 0 | 0 | 0 | 0 | 0 | 0 | 0 | 0
F7_Industrial_Instruments_Existing_Space Heating_Natural Gas_ENERGY STAR Connected Thermostat_A_Achievable Economic RVT Potential | F7 | Industrial | Instruments | Existing | Space Heating | Natural Gas | ENERGY STAR Connected Thermostat | A | Cumulative Energy Savings (MWh or mTherms) | Achievable Economic RVT Potential | 0 | 0 | 0 | 0 | 0 | 0 | 0 | 0 | 0 | 0 | 0 | 0 | 0 | 0 | 0 | 0 | 0 | 0 | 0 | 0 | 0 | 0 | 0 | 0 | 0 | 0 | 0 | 0 | 0 | 0 | 0
F8_Industrial_Instruments_Existing_Space Heating_Natural Gas_ENERGY STAR Connected Thermostat_A_Achievable Economic RVT Potential | F8 | Industrial | Instruments | Existing | Space Heating | Natural Gas | ENERGY STAR Connected Thermostat | A | Cumulative Summer Peak Savings (MW) | Achievable Economic RVT Potential | 0 | 0 | 0 | 0 | 0 | 0 | 0 | 0 | 0 | 0 | 0 | 0 | 0 | 0 | 0 | 0 | 0 | 0 | 0 | 0 | 0 | 0 | 0 | 0 | 0 | 0 | 0 | 0 | 0 | 0 | 0
F9_Industrial_Instruments_Existing_Space Heating_Natural Gas_ENERGY STAR Connected Thermostat_A_Achievable Economic RVT Potential | F9 | Industrial | Instruments | Existing | Space Heating | Natural Gas | ENERGY STAR Connected Thermostat | A | Cumulative Winter Peak Savings (MW) | Achievable Economic RVT Potential | 0 | 0 | 0 | 0 | 0 | 0 | 0 | 0 | 0 | 0 | 0 | 0 | 0 | 0 | 0 | 0 | 0 | 0 | 0 | 0 | 0 | 0 | 0 | 0 | 0 | 0 | 0 | 0 | 0 | 0 | 0
F10_Industrial_Instruments_Existing_Space Heating_Natural Gas_ENERGY STAR Connected Thermostat_A_Achievable Economic RVT Potential | F10 | Industrial | Instruments | Existing | Space Heating | Natural Gas | ENERGY STAR Connected Thermostat | A | Purchases (Incremental) | Achievable Economic RVT Potential | 0 | 0 | 0 | 0 | 0 | 0 | 0 | 0 | 0 | 0 | 0 | 0 | 0 | 0 | 0 | 0 | 0 | 0 | 0 | 0 | 0 | 0 | 0 | 0 | 0 | 0 | 0 | 0 | 0 | 0 | 0
F11_Industrial_Instruments_Existing_Space Heating_Natural Gas_ENERGY STAR Connected Thermostat_A_Achievable Economic RVT Potential | F11 | Industrial | Instruments | Existing | Space Heating | Natural Gas | ENERGY STAR Connected Thermostat | A | Purchases (Cumulative) | Achievable Economic RVT Potential | 0 | 0 | 0 | 0 | 0 | 0 | 0 | 0 | 0 | 0 | 0 | 0 | 0 | 0 | 0 | 0 | 0 | 0 | 0 | 0 | 0 | 0 | 0 | 0 | 0 | 0 | 0 | 0 | 0 | 0 | 0
F1_Industrial_Instruments_Existing_Space Heating_Natural Gas_Destratification Fans (HVLS)_A_Achievable Economic RVT Potential | F1 | Industrial | Instruments | Existing | Space Heating | Natural Gas | Destratification Fans (HVLS) | A | Integrated Unit Energy Savings (kWh or therms) | Achievable Economic RVT Potential | 0 | 0 | 0 | 0 | 0 | 0.015383 | 0.015173 | 0.014885 | 0.014526 | 0.014098 | 0.013605 | 0.013091 | 0.012574 | 0.012049 | 0.011593 | 0.011158 | 0.010801 | 0.010485 | 0.010205 | 0.010001 | 0.0098141 | 0.0096504 | 0.0095159 | 0.0094091 | 0.0093122 | 0.0092402 | 0.00918 | 0.0091242 | 0 | 0 | 0
F2_Industrial_Instruments_Existing_Space Heating_Natural Gas_Destratification Fans (HVLS)_A_Achievable Economic RVT Potential | F2 | Industrial | Instruments | Existing | Space Heating | Natural Gas | Destratification Fans (HVLS) | A | Integrated Unit Summer Peak Savings (kW) | Achievable Economic RVT Potential | 0 | 0 | 0 | 0 | 0 | 0 | 0 | 0 | 0 | 0 | 0 | 0 | 0 | 0 | 0 | 0 | 0 | 0 | 0 | 0 | 0 | 0 | 0 | 0 | 0 | 0 | 0 | 0 | 0 | 0 | 0
F3_Industrial_Instruments_Existing_Space Heating_Natural Gas_Destratification Fans (HVLS)_A_Achievable Economic RVT Potential | F3 | Industrial | Instruments | Existing | Space Heating | Natural Gas | Destratification Fans (HVLS) | A | Integrated Unit Winter Peak Savings (kW) | Achievable Economic RVT Potential | 0 | 0 | 0 | 0 | 0 | 0 | 0 | 0 | 0 | 0 | 0 | 0 | 0 | 0 | 0 | 0 | 0 | 0 | 0 | 0 | 0 | 0 | 0 | 0 | 0 | 0 | 0 | 0 | 0 | 0 | 0
F4_Industrial_Instruments_Existing_Space Heating_Natural Gas_Destratification Fans (HVLS)_A_Achievable Economic RVT Potential | F4 | Industrial | Instruments | Existing | Space Heating | Natural Gas | Destratification Fans (HVLS) | A | Incremental Energy Savings (MWh or mTherms) | Achievable Economic RVT Potential | 0 | 0 | 0 | 0 | 0 | 0 | 0 | 0 | 0 | 0 | 0 | 0 | 0 | 0 | 0 | 0 | 0 | 0 | 0 | 0 | 0 | 0 | 0 | 0 | 0 | 0 | 0 | 0 | 0 | 0 | 0
F5_Industrial_Instruments_Existing_Space Heating_Natural Gas_Destratification Fans (HVLS)_A_Achievable Economic RVT Potential | F5 | Industrial | Instruments | Existing | Space Heating | Natural Gas | Destratification Fans (HVLS) | A | Incremental Summer Peak Savings (MW) | Achievable Economic RVT Potential | 0 | 0 | 0 | 0 | 0 | 0 | 0 | 0 | 0 | 0 | 0 | 0 | 0 | 0 | 0 | 0 | 0 | 0 | 0 | 0 | 0 | 0 | 0 | 0 | 0 | 0 | 0 | 0 | 0 | 0 | 0
F6_Industrial_Instruments_Existing_Space Heating_Natural Gas_Destratification Fans (HVLS)_A_Achievable Economic RVT Potential | F6 | Industrial | Instruments | Existing | Space Heating | Natural Gas | Destratification Fans (HVLS) | A | Incremental Winter Peak Savings (MW) | Achievable Economic RVT Potential | 0 | 0 | 0 | 0 | 0 | 0 | 0 | 0 | 0 | 0 | 0 | 0 | 0 | 0 | 0 | 0 | 0 | 0 | 0 | 0 | 0 | 0 | 0 | 0 | 0 | 0 | 0 | 0 | 0 | 0 | 0
F7_Industrial_Instruments_Existing_Space Heating_Natural Gas_Destratification Fans (HVLS)_A_Achievable Economic RVT Potential | F7 | Industrial | Instruments | Existing | Space Heating | Natural Gas | Destratification Fans (HVLS) | A | Cumulative Energy Savings (MWh or mTherms) | Achievable Economic RVT Potential | 0 | 0 | 0 | 0 | 0 | 0 | 0 | 0 | 0 | 0 | 0 | 0 | 0 | 0 | 0 | 0 | 0 | 0 | 0 | 0 | 0 | 0 | 0 | 0 | 0 | 0 | 0 | 0 | 0 | 0 | 0
F8_Industrial_Instruments_Existing_Space Heating_Natural Gas_Destratification Fans (HVLS)_A_Achievable Economic RVT Potential | F8 | Industrial | Instruments | Existing | Space Heating | Natural Gas | Destratification Fans (HVLS) | A | Cumulative Summer Peak Savings (MW) | Achievable Economic RVT Potential | 0 | 0 | 0 | 0 | 0 | 0 | 0 | 0 | 0 | 0 | 0 | 0 | 0 | 0 | 0 | 0 | 0 | 0 | 0 | 0 | 0 | 0 | 0 | 0 | 0 | 0 | 0 | 0 | 0 | 0 | 0
F9_Industrial_Instruments_Existing_Space Heating_Natural Gas_Destratification Fans (HVLS)_A_Achievable Economic RVT Potential | F9 | Industrial | Instruments | Existing | Space Heating | Natural Gas | Destratification Fans (HVLS) | A | Cumulative Winter Peak Savings (MW) | Achievable Economic RVT Potential | 0 | 0 | 0 | 0 | 0 | 0 | 0 | 0 | 0 | 0 | 0 | 0 | 0 | 0 | 0 | 0 | 0 | 0 | 0 | 0 | 0 | 0 | 0 | 0 | 0 | 0 | 0 | 0 | 0 | 0 | 0
F10_Industrial_Instruments_Existing_Space Heating_Natural Gas_Destratification Fans (HVLS)_A_Achievable Economic RVT Potential | F10 | Industrial | Instruments | Existing | Space Heating | Natural Gas | Destratification Fans (HVLS) | A | Purchases (Incremental) | Achievable Economic RVT Potential | 0 | 0 | 0 | 0 | 0 | 0 | 0 | 0 | 0 | 0 | 0 | 0 | 0 | 0 | 0 | 0 | 0 | 0 | 0 | 0 | 0 | 0 | 0 | 0 | 0 | 0 | 0 | 0 | 0 | 0 | 0
F11_Industrial_Instruments_Existing_Space Heating_Natural Gas_Destratification Fans (HVLS)_A_Achievable Economic RVT Potential | F11 | Industrial | Instruments | Existing | Space Heating | Natural Gas | Destratification Fans (HVLS) | A | Purchases (Cumulative) | Achievable Economic RVT Potential | 0 | 0 | 0 | 0 | 0 | 0 | 0 | 0 | 0 | 0 | 0 | 0 | 0 | 0 | 0 | 0 | 0 | 0 | 0 | 0 | 0 | 0 | 0 | 0 | 0 | 0 | 0 | 0 | 0 | 0 | 0
F1_Industrial_Instruments_Existing_Space Heating_Natural Gas_Gas Boiler - Insulate Steam Lines/Condensate Tank_A_Achievable Economic RVT Potential | F1 | Industrial | Instruments | Existing | Space Heating | Natural Gas | Gas Boiler - Insulate Steam Lines/Condensate Tank | A | Integrated Unit Energy Savings (kWh or therms) | Achievable Economic RVT Potential | 0 | 0 | 0 | 0 | 0 | 44.1343 | 43.7483 | 43.3481 | 42.9249 | 42.4735 | 41.9908 | 41.4795 | 40.9337 | 40.3372 | 39.7038 | 39.0527 | 38.4053 | 37.7629 | 37.1365 | 36.5728 | 36.0441 | 35.542 | 35.106 | 34.7152 | 34.3481 | 34.0741 | 33.8466 | 33.6374 | 38.1785 | 38.0217 | 37.8785
F2_Industrial_Instruments_Existing_Space Heating_Natural Gas_Gas Boiler - Insulate Steam Lines/Condensate Tank_A_Achievable Economic RVT Potential | F2 | Industrial | Instruments | Existing | Space Heating | Natural Gas | Gas Boiler - Insulate Steam Lines/Condensate Tank | A | Integrated Unit Summer Peak Savings (kW) | Achievable Economic RVT Potential | 0 | 0 | 0 | 0 | 0 | 0 | 0 | 0 | 0 | 0 | 0 | 0 | 0 | 0 | 0 | 0 | 0 | 0 | 0 | 0 | 0 | 0 | 0 | 0 | 0 | 0 | 0 | 0 | 0 | 0 | 0
F3_Industrial_Instruments_Existing_Space Heating_Natural Gas_Gas Boiler - Insulate Steam Lines/Condensate Tank_A_Achievable Economic RVT Potential | F3 | Industrial | Instruments | Existing | Space Heating | Natural Gas | Gas Boiler - Insulate Steam Lines/Condensate Tank | A | Integrated Unit Winter Peak Savings (kW) | Achievable Economic RVT Potential | 0 | 0 | 0 | 0 | 0 | 0 | 0 | 0 | 0 | 0 | 0 | 0 | 0 | 0 | 0 | 0 | 0 | 0 | 0 | 0 | 0 | 0 | 0 | 0 | 0 | 0 | 0 | 0 | 0 | 0 | 0
F4_Industrial_Instruments_Existing_Space Heating_Natural Gas_Gas Boiler - Insulate Steam Lines/Condensate Tank_A_Achievable Economic RVT Potential | F4 | Industrial | Instruments | Existing | Space Heating | Natural Gas | Gas Boiler - Insulate Steam Lines/Condensate Tank | A | Incremental Energy Savings (MWh or mTherms) | Achievable Economic RVT Potential | 0 | 0 | 0 | 0 | 0 | 0 | 0 | 0 | 0 | 0 | 0 | 0 | 0 | 0 | 0 | 0 | 0 | 0 | 0 | 0 | 0 | 0 | 0 | 0 | 0 | 0 | 0 | 0 | 0 | 0 | 0
F5_Industrial_Instruments_Existing_Space Heating_Natural Gas_Gas Boiler - Insulate Steam Lines/Condensate Tank_A_Achievable Economic RVT Potential | F5 | Industrial | Instruments | Existing | Space Heating | Natural Gas | Gas Boiler - Insulate Steam Lines/Condensate Tank | A | Incremental Summer Peak Savings (MW) | Achievable Economic RVT Potential | 0 | 0 | 0 | 0 | 0 | 0 | 0 | 0 | 0 | 0 | 0 | 0 | 0 | 0 | 0 | 0 | 0 | 0 | 0 | 0 | 0 | 0 | 0 | 0 | 0 | 0 | 0 | 0 | 0 | 0 | 0
F6_Industrial_Instruments_Existing_Space Heating_Natural Gas_Gas Boiler - Insulate Steam Lines/Condensate Tank_A_Achievable Economic RVT Potential | F6 | Industrial | Instruments | Existing | Space Heating | Natural Gas | Gas Boiler - Insulate Steam Lines/Condensate Tank | A | Incremental Winter Peak Savings (MW) | Achievable Economic RVT Potential | 0 | 0 | 0 | 0 | 0 | 0 | 0 | 0 | 0 | 0 | 0 | 0 | 0 | 0 | 0 | 0 | 0 | 0 | 0 | 0 | 0 | 0 | 0 | 0 | 0 | 0 | 0 | 0 | 0 | 0 | 0
F7_Industrial_Instruments_Existing_Space Heating_Natural Gas_Gas Boiler - Insulate Steam Lines/Condensate Tank_A_Achievable Economic RVT Potential | F7 | Industrial | Instruments | Existing | Space Heating | Natural Gas | Gas Boiler - Insulate Steam Lines/Condensate Tank | A | Cumulative Energy Savings (MWh or mTherms) | Achievable Economic RVT Potential | 0 | 0 | 0 | 0 | 0 | 0 | 0 | 0 | 0 | 0 | 0 | 0 | 0 | 0 | 0 | 0 | 0 | 0 | 0 | 0 | 0 | 0 | 0 | 0 | 0 | 0 | 0 | 0 | 0 | 0 | 0
F8_Industrial_Instruments_Existing_Space Heating_Natural Gas_Gas Boiler - Insulate Steam Lines/Condensate Tank_A_Achievable Economic RVT Potential | F8 | Industrial | Instruments | Existing | Space Heating | Natural Gas | Gas Boiler - Insulate Steam Lines/Condensate Tank | A | Cumulative Summer Peak Savings (MW) | Achievable Economic RVT Potential | 0 | 0 | 0 | 0 | 0 | 0 | 0 | 0 | 0 | 0 | 0 | 0 | 0 | 0 | 0 | 0 | 0 | 0 | 0 | 0 | 0 | 0 | 0 | 0 | 0 | 0 | 0 | 0 | 0 | 0 | 0
F9_Industrial_Instruments_Existing_Space Heating_Natural Gas_Gas Boiler - Insulate Steam Lines/Condensate Tank_A_Achievable Economic RVT Potential | F9 | Industrial | Instruments | Existing | Space Heating | Natural Gas | Gas Boiler - Insulate Steam Lines/Condensate Tank | A | Cumulative Winter Peak Savings (MW) | Achievable Economic RVT Potential | 0 | 0 | 0 | 0 | 0 | 0 | 0 | 0 | 0 | 0 | 0 | 0 | 0 | 0 | 0 | 0 | 0 | 0 | 0 | 0 | 0 | 0 | 0 | 0 | 0 | 0 | 0 | 0 | 0 | 0 | 0
F10_Industrial_Instruments_Existing_Space Heating_Natural Gas_Gas Boiler - Insulate Steam Lines/Condensate Tank_A_Achievable Economic RVT Potential | F10 | Industrial | Instruments | Existing | Space Heating | Natural Gas | Gas Boiler - Insulate Steam Lines/Condensate Tank | A | Purchases (Incremental) | Achievable Economic RVT Potential | 0 | 0 | 0 | 0 | 0 | 0 | 0 | 0 | 0 | 0 | 0 | 0 | 0 | 0 | 0 | 0 | 0 | 0 | 0 | 0 | 0 | 0 | 0 | 0 | 0 | 0 | 0 | 0 | 0 | 0 | 0
F11_Industrial_Instruments_Existing_Space Heating_Natural Gas_Gas Boiler - Insulate Steam Lines/Condensate Tank_A_Achievable Economic RVT Potential | F11 | Industrial | Instruments | Existing | Space Heating | Natural Gas | Gas Boiler - Insulate Steam Lines/Condensate Tank | A | Purchases (Cumulative) | Achievable Economic RVT Potential | 0 | 0 | 0 | 0 | 0 | 0 | 0 | 0 | 0 | 0 | 0 | 0 | 0 | 0 | 0 | 0 | 0 | 0 | 0 | 0 | 0 | 0 | 0 | 0 | 0 | 0 | 0 | 0 | 0 | 0 | 0
F1_Industrial_Instruments_Existing_Process_Natural Gas_Gas Boiler - Insulate Steam Lines/Condensate Tank_A_Achievable Economic RVT Potential | F1 | Industrial | Instruments | Existing | Process | Natural Gas | Gas Boiler - Insulate Steam Lines/Condensate Tank | A | Integrated Unit Energy Savings (kWh or therms) | Achievable Economic RVT Potential | 0 | 0 | 0 | 0 | 0 | 27.8533 | 27.7663 | 27.6784 | 27.591 | 27.5024 | 27.4083 | 27.3211 | 27.2374 | 27.1478 | 27.0774 | 27.0012 | 26.9391 | 26.8765 | 26.8128 | 26.762 | 26.7063 | 26.6531 | 26.6002 | 26.5475 | 26.4951 | 26.4909 | 26.4871 | 26.4837 | 27.9412 | 27.9412 | 27.9412
F2_Industrial_Instruments_Existing_Process_Natural Gas_Gas Boiler - Insulate Steam Lines/Condensate Tank_A_Achievable Economic RVT Potential | F2 | Industrial | Instruments | Existing | Process | Natural Gas | Gas Boiler - Insulate Steam Lines/Condensate Tank | A | Integrated Unit Summer Peak Savings (kW) | Achievable Economic RVT Potential | 0 | 0 | 0 | 0 | 0 | 0 | 0 | 0 | 0 | 0 | 0 | 0 | 0 | 0 | 0 | 0 | 0 | 0 | 0 | 0 | 0 | 0 | 0 | 0 | 0 | 0 | 0 | 0 | 0 | 0 | 0
F3_Industrial_Instruments_Existing_Process_Natural Gas_Gas Boiler - Insulate Steam Lines/Condensate Tank_A_Achievable Economic RVT Potential | F3 | Industrial | Instruments | Existing | Process | Natural Gas | Gas Boiler - Insulate Steam Lines/Condensate Tank | A | Integrated Unit Winter Peak Savings (kW) | Achievable Economic RVT Potential | 0 | 0 | 0 | 0 | 0 | 0 | 0 | 0 | 0 | 0 | 0 | 0 | 0 | 0 | 0 | 0 | 0 | 0 | 0 | 0 | 0 | 0 | 0 | 0 | 0 | 0 | 0 | 0 | 0 | 0 | 0
F4_Industrial_Instruments_Existing_Process_Natural Gas_Gas Boiler - Insulate Steam Lines/Condensate Tank_A_Achievable Economic RVT Potential | F4 | Industrial | Instruments | Existing | Process | Natural Gas | Gas Boiler - Insulate Steam Lines/Condensate Tank | A | Incremental Energy Savings (MWh or mTherms) | Achievable Economic RVT Potential | 0 | 0 | 0 | 0 | 0 | 0 | 0 | 0 | 0 | 0 | 0 | 0 | 0 | 0 | 0 | 0 | 0 | 0 | 0 | 0 | 0 | 0 | 0 | 0 | 0 | 0 | 0 | 0 | 0 | 0 | 0
F5_Industrial_Instruments_Existing_Process_Natural Gas_Gas Boiler - Insulate Steam Lines/Condensate Tank_A_Achievable Economic RVT Potential | F5 | Industrial | Instruments | Existing | Process | Natural Gas | Gas Boiler - Insulate Steam Lines/Condensate Tank | A | Incremental Summer Peak Savings (MW) | Achievable Economic RVT Potential | 0 | 0 | 0 | 0 | 0 | 0 | 0 | 0 | 0 | 0 | 0 | 0 | 0 | 0 | 0 | 0 | 0 | 0 | 0 | 0 | 0 | 0 | 0 | 0 | 0 | 0 | 0 | 0 | 0 | 0 | 0
F6_Industrial_Instruments_Existing_Process_Natural Gas_Gas Boiler - Insulate Steam Lines/Condensate Tank_A_Achievable Economic RVT Potential | F6 | Industrial | Instruments | Existing | Process | Natural Gas | Gas Boiler - Insulate Steam Lines/Condensate Tank | A | Incremental Winter Peak Savings (MW) | Achievable Economic RVT Potential | 0 | 0 | 0 | 0 | 0 | 0 | 0 | 0 | 0 | 0 | 0 | 0 | 0 | 0 | 0 | 0 | 0 | 0 | 0 | 0 | 0 | 0 | 0 | 0 | 0 | 0 | 0 | 0 | 0 | 0 | 0
F7_Industrial_Instruments_Existing_Process_Natural Gas_Gas Boiler - Insulate Steam Lines/Condensate Tank_A_Achievable Economic RVT Potential | F7 | Industrial | Instruments | Existing | Process | Natural Gas | Gas Boiler - Insulate Steam Lines/Condensate Tank | A | Cumulative Energy Savings (MWh or mTherms) | Achievable Economic RVT Potential | 0 | 0 | 0 | 0 | 0 | 0 | 0 | 0 | 0 | 0 | 0 | 0 | 0 | 0 | 0 | 0 | 0 | 0 | 0 | 0 | 0 | 0 | 0 | 0 | 0 | 0 | 0 | 0 | 0 | 0 | 0
F8_Industrial_Instruments_Existing_Process_Natural Gas_Gas Boiler - Insulate Steam Lines/Condensate Tank_A_Achievable Economic RVT Potential | F8 | Industrial | Instruments | Existing | Process | Natural Gas | Gas Boiler - Insulate Steam Lines/Condensate Tank | A | Cumulative Summer Peak Savings (MW) | Achievable Economic RVT Potential | 0 | 0 | 0 | 0 | 0 | 0 | 0 | 0 | 0 | 0 | 0 | 0 | 0 | 0 | 0 | 0 | 0 | 0 | 0 | 0 | 0 | 0 | 0 | 0 | 0 | 0 | 0 | 0 | 0 | 0 | 0
F9_Industrial_Instruments_Existing_Process_Natural Gas_Gas Boiler - Insulate Steam Lines/Condensate Tank_A_Achievable Economic RVT Potential | F9 | Industrial | Instruments | Existing | Process | Natural Gas | Gas Boiler - Insulate Steam Lines/Condensate Tank | A | Cumulative Winter Peak Savings (MW) | Achievable Economic RVT Potential | 0 | 0 | 0 | 0 | 0 | 0 | 0 | 0 | 0 | 0 | 0 | 0 | 0 | 0 | 0 | 0 | 0 | 0 | 0 | 0 | 0 | 0 | 0 | 0 | 0 | 0 | 0 | 0 | 0 | 0 | 0
F10_Industrial_Instruments_Existing_Process_Natural Gas_Gas Boiler - Insulate Steam Lines/Condensate Tank_A_Achievable Economic RVT Potential | F10 | Industrial | Instruments | Existing | Process | Natural Gas | Gas Boiler - Insulate Steam Lines/Condensate Tank | A | Purchases (Incremental) | Achievable Economic RVT Potential | 0 | 0 | 0 | 0 | 0 | 0 | 0 | 0 | 0 | 0 | 0 | 0 | 0 | 0 | 0 | 0 | 0 | 0 | 0 | 0 | 0 | 0 | 0 | 0 | 0 | 0 | 0 | 0 | 0 | 0 | 0
F11_Industrial_Instruments_Existing_Process_Natural Gas_Gas Boiler - Insulate Steam Lines/Condensate Tank_A_Achievable Economic RVT Potential | F11 | Industrial | Instruments | Existing | Process | Natural Gas | Gas Boiler - Insulate Steam Lines/Condensate Tank | A | Purchases (Cumulative) | Achievable Economic RVT Potential | 0 | 0 | 0 | 0 | 0 | 0 | 0 | 0 | 0 | 0 | 0 | 0 | 0 | 0 | 0 | 0 | 0 | 0 | 0 | 0 | 0 | 0 | 0 | 0 | 0 | 0 | 0 | 0 | 0 | 0 | 0
F1_Industrial_Instruments_Existing_Space Heating_Natural Gas_Gas Boiler - Insulate Hot Water Lines_A_Achievable Economic RVT Potential | F1 | Industrial | Instruments | Existing | Space Heating | Natural Gas | Gas Boiler - Insulate Hot Water Lines | A | Integrated Unit Energy Savings (kWh or therms) | Achievable Economic RVT Potential | 0 | 0 | 0 | 0 | 0 | 49.939 | 49.5744 | 49.203 | 48.8175 | 48.4169 | 48.0078 | 47.5876 | 47.156 | 46.7071 | 46.2217 | 45.7513 | 45.2795 | 44.8178 | 44.3653 | 43.9321 | 43.5169 | 43.0926 | 42.7077 | 42.3451 | 41.9909 | 41.6749 | 41.4049 | 41.1563 | 43.1537 | 42.9764 | 42.8146
F2_Industrial_Instruments_Existing_Space Heating_Natural Gas_Gas Boiler - Insulate Hot Water Lines_A_Achievable Economic RVT Potential | F2 | Industrial | Instruments | Existing | Space Heating | Natural Gas | Gas Boiler - Insulate Hot Water Lines | A | Integrated Unit Summer Peak Savings (kW) | Achievable Economic RVT Potential | 0 | 0 | 0 | 0 | 0 | 0 | 0 | 0 | 0 | 0 | 0 | 0 | 0 | 0 | 0 | 0 | 0 | 0 | 0 | 0 | 0 | 0 | 0 | 0 | 0 | 0 | 0 | 0 | 0 | 0 | 0
F3_Industrial_Instruments_Existing_Space Heating_Natural Gas_Gas Boiler - Insulate Hot Water Lines_A_Achievable Economic RVT Potential | F3 | Industrial | Instruments | Existing | Space Heating | Natural Gas | Gas Boiler - Insulate Hot Water Lines | A | Integrated Unit Winter Peak Savings (kW) | Achievable Economic RVT Potential | 0 | 0 | 0 | 0 | 0 | 0 | 0 | 0 | 0 | 0 | 0 | 0 | 0 | 0 | 0 | 0 | 0 | 0 | 0 | 0 | 0 | 0 | 0 | 0 | 0 | 0 | 0 | 0 | 0 | 0 | 0
F4_Industrial_Instruments_Existing_Space Heating_Natural Gas_Gas Boiler - Insulate Hot Water Lines_A_Achievable Economic RVT Potential | F4 | Industrial | Instruments | Existing | Space Heating | Natural Gas | Gas Boiler - Insulate Hot Water Lines | A | Incremental Energy Savings (MWh or mTherms) | Achievable Economic RVT Potential | 0 | 0 | 0 | 0 | 0 | 0 | 0 | 0 | 0 | 0 | 0 | 0 | 0 | 0 | 0 | 0 | 0 | 0 | 0 | 0 | 0 | 0 | 0 | 0 | 0 | 0 | 0 | 0 | 0 | 0 | 0
F5_Industrial_Instruments_Existing_Space Heating_Natural Gas_Gas Boiler - Insulate Hot Water Lines_A_Achievable Economic RVT Potential | F5 | Industrial | Instruments | Existing | Space Heating | Natural Gas | Gas Boiler - Insulate Hot Water Lines | A | Incremental Summer Peak Savings (MW) | Achievable Economic RVT Potential | 0 | 0 | 0 | 0 | 0 | 0 | 0 | 0 | 0 | 0 | 0 | 0 | 0 | 0 | 0 | 0 | 0 | 0 | 0 | 0 | 0 | 0 | 0 | 0 | 0 | 0 | 0 | 0 | 0 | 0 | 0
F6_Industrial_Instruments_Existing_Space Heating_Natural Gas_Gas Boiler - Insulate Hot Water Lines_A_Achievable Economic RVT Potential | F6 | Industrial | Instruments | Existing | Space Heating | Natural Gas | Gas Boiler - Insulate Hot Water Lines | A | Incremental Winter Peak Savings (MW) | Achievable Economic RVT Potential | 0 | 0 | 0 | 0 | 0 | 0 | 0 | 0 | 0 | 0 | 0 | 0 | 0 | 0 | 0 | 0 | 0 | 0 | 0 | 0 | 0 | 0 | 0 | 0 | 0 | 0 | 0 | 0 | 0 | 0 | 0
F7_Industrial_Instruments_Existing_Space Heating_Natural Gas_Gas Boiler - Insulate Hot Water Lines_A_Achievable Economic RVT Potential | F7 | Industrial | Instruments | Existing | Space Heating | Natural Gas | Gas Boiler - Insulate Hot Water Lines | A | Cumulative Energy Savings (MWh or mTherms) | Achievable Economic RVT Potential | 0 | 0 | 0 | 0 | 0 | 0 | 0 | 0 | 0 | 0 | 0 | 0 | 0 | 0 | 0 | 0 | 0 | 0 | 0 | 0 | 0 | 0 | 0 | 0 | 0 | 0 | 0 | 0 | 0 | 0 | 0
F8_Industrial_Instruments_Existing_Space Heating_Natural Gas_Gas Boiler - Insulate Hot Water Lines_A_Achievable Economic RVT Potential | F8 | Industrial | Instruments | Existing | Space Heating | Natural Gas | Gas Boiler - Insulate Hot Water Lines | A | Cumulative Summer Peak Savings (MW) | Achievable Economic RVT Potential | 0 | 0 | 0 | 0 | 0 | 0 | 0 | 0 | 0 | 0 | 0 | 0 | 0 | 0 | 0 | 0 | 0 | 0 | 0 | 0 | 0 | 0 | 0 | 0 | 0 | 0 | 0 | 0 | 0 | 0 | 0
F9_Industrial_Instruments_Existing_Space Heating_Natural Gas_Gas Boiler - Insulate Hot Water Lines_A_Achievable Economic RVT Potential | F9 | Industrial | Instruments | Existing | Space Heating | Natural Gas | Gas Boiler - Insulate Hot Water Lines | A | Cumulative Winter Peak Savings (MW) | Achievable Economic RVT Potential | 0 | 0 | 0 | 0 | 0 | 0 | 0 | 0 | 0 | 0 | 0 | 0 | 0 | 0 | 0 | 0 | 0 | 0 | 0 | 0 | 0 | 0 | 0 | 0 | 0 | 0 | 0 | 0 | 0 | 0 | 0
F10_Industrial_Instruments_Existing_Space Heating_Natural Gas_Gas Boiler - Insulate Hot Water Lines_A_Achievable Economic RVT Potential | F10 | Industrial | Instruments | Existing | Space Heating | Natural Gas | Gas Boiler - Insulate Hot Water Lines | A | Purchases (Incremental) | Achievable Economic RVT Potential | 0 | 0 | 0 | 0 | 0 | 0 | 0 | 0 | 0 | 0 | 0 | 0 | 0 | 0 | 0 | 0 | 0 | 0 | 0 | 0 | 0 | 0 | 0 | 0 | 0 | 0 | 0 | 0 | 0 | 0 | 0
F11_Industrial_Instruments_Existing_Space Heating_Natural Gas_Gas Boiler - Insulate Hot Water Lines_A_Achievable Economic RVT Potential | F11 | Industrial | Instruments | Existing | Space Heating | Natural Gas | Gas Boiler - Insulate Hot Water Lines | A | Purchases (Cumulative) | Achievable Economic RVT Potential | 0 | 0 | 0 | 0 | 0 | 0 | 0 | 0 | 0 | 0 | 0 | 0 | 0 | 0 | 0 | 0 | 0 | 0 | 0 | 0 | 0 | 0 | 0 | 0 | 0 | 0 | 0 | 0 | 0 | 0 | 0
F1_Industrial_Instruments_Existing_Process_Natural Gas_Gas Boiler - Insulate Hot Water Lines_A_Achievable Economic RVT Potential | F1 | Industrial | Instruments | Existing | Process | Natural Gas | Gas Boiler - Insulate Hot Water Lines | A | Integrated Unit Energy Savings (kWh or therms) | Achievable Economic RVT Potential | 0 | 0 | 0 | 0 | 0 | 31.5356 | 31.4899 | 31.4434 | 31.3966 | 31.3482 | 31.2968 | 31.2506 | 31.2081 | 31.1647 | 31.1344 | 31.1044 | 31.0852 | 31.0686 | 31.0538 | 31.0466 | 31.0379 | 31.032 | 31.0264 | 31.0209 | 31.0157 | 31.014 | 31.0125 | 31.0111 | 31.5823 | 31.5823 | 31.5823
F2_Industrial_Instruments_Existing_Process_Natural Gas_Gas Boiler - Insulate Hot Water Lines_A_Achievable Economic RVT Potential | F2 | Industrial | Instruments | Existing | Process | Natural Gas | Gas Boiler - Insulate Hot Water Lines | A | Integrated Unit Summer Peak Savings (kW) | Achievable Economic RVT Potential | 0 | 0 | 0 | 0 | 0 | 0 | 0 | 0 | 0 | 0 | 0 | 0 | 0 | 0 | 0 | 0 | 0 | 0 | 0 | 0 | 0 | 0 | 0 | 0 | 0 | 0 | 0 | 0 | 0 | 0 | 0
F3_Industrial_Instruments_Existing_Process_Natural Gas_Gas Boiler - Insulate Hot Water Lines_A_Achievable Economic RVT Potential | F3 | Industrial | Instruments | Existing | Process | Natural Gas | Gas Boiler - Insulate Hot Water Lines | A | Integrated Unit Winter Peak Savings (kW) | Achievable Economic RVT Potential | 0 | 0 | 0 | 0 | 0 | 0 | 0 | 0 | 0 | 0 | 0 | 0 | 0 | 0 | 0 | 0 | 0 | 0 | 0 | 0 | 0 | 0 | 0 | 0 | 0 | 0 | 0 | 0 | 0 | 0 | 0
F4_Industrial_Instruments_Existing_Process_Natural Gas_Gas Boiler - Insulate Hot Water Lines_A_Achievable Economic RVT Potential | F4 | Industrial | Instruments | Existing | Process | Natural Gas | Gas Boiler - Insulate Hot Water Lines | A | Incremental Energy Savings (MWh or mTherms) | Achievable Economic RVT Potential | 0 | 0 | 0 | 0 | 0 | 0 | 0 | 0 | 0 | 0 | 0 | 0 | 0 | 0 | 0 | 0 | 0 | 0 | 0 | 0 | 0 | 0 | 0 | 0 | 0 | 0 | 0 | 0 | 0 | 0 | 0
F5_Industrial_Instruments_Existing_Process_Natural Gas_Gas Boiler - Insulate Hot Water Lines_A_Achievable Economic RVT Potential | F5 | Industrial | Instruments | Existing | Process | Natural Gas | Gas Boiler - Insulate Hot Water Lines | A | Incremental Summer Peak Savings (MW) | Achievable Economic RVT Potential | 0 | 0 | 0 | 0 | 0 | 0 | 0 | 0 | 0 | 0 | 0 | 0 | 0 | 0 | 0 | 0 | 0 | 0 | 0 | 0 | 0 | 0 | 0 | 0 | 0 | 0 | 0 | 0 | 0 | 0 | 0
F6_Industrial_Instruments_Existing_Process_Natural Gas_Gas Boiler - Insulate Hot Water Lines_A_Achievable Economic RVT Potential | F6 | Industrial | Instruments | Existing | Process | Natural Gas | Gas Boiler - Insulate Hot Water Lines | A | Incremental Winter Peak Savings (MW) | Achievable Economic RVT Potential | 0 | 0 | 0 | 0 | 0 | 0 | 0 | 0 | 0 | 0 | 0 | 0 | 0 | 0 | 0 | 0 | 0 | 0 | 0 | 0 | 0 | 0 | 0 | 0 | 0 | 0 | 0 | 0 | 0 | 0 | 0
F7_Industrial_Instruments_Existing_Process_Natural Gas_Gas Boiler - Insulate Hot Water Lines_A_Achievable Economic RVT Potential | F7 | Industrial | Instruments | Existing | Process | Natural Gas | Gas Boiler - Insulate Hot Water Lines | A | Cumulative Energy Savings (MWh or mTherms) | Achievable Economic RVT Potential | 0 | 0 | 0 | 0 | 0 | 0 | 0 | 0 | 0 | 0 | 0 | 0 | 0 | 0 | 0 | 0 | 0 | 0 | 0 | 0 | 0 | 0 | 0 | 0 | 0 | 0 | 0 | 0 | 0 | 0 | 0
F8_Industrial_Instruments_Existing_Process_Natural Gas_Gas Boiler - Insulate Hot Water Lines_A_Achievable Economic RVT Potential | F8 | Industrial | Instruments | Existing | Process | Natural Gas | Gas Boiler - Insulate Hot Water Lines | A | Cumulative Summer Peak Savings (MW) | Achievable Economic RVT Potential | 0 | 0 | 0 | 0 | 0 | 0 | 0 | 0 | 0 | 0 | 0 | 0 | 0 | 0 | 0 | 0 | 0 | 0 | 0 | 0 | 0 | 0 | 0 | 0 | 0 | 0 | 0 | 0 | 0 | 0 | 0
F9_Industrial_Instruments_Existing_Process_Natural Gas_Gas Boiler - Insulate Hot Water Lines_A_Achievable Economic RVT Potential | F9 | Industrial | Instruments | Existing | Process | Natural Gas | Gas Boiler - Insulate Hot Water Lines | A | Cumulative Winter Peak Savings (MW) | Achievable Economic RVT Potential | 0 | 0 | 0 | 0 | 0 | 0 | 0 | 0 | 0 | 0 | 0 | 0 | 0 | 0 | 0 | 0 | 0 | 0 | 0 | 0 | 0 | 0 | 0 | 0 | 0 | 0 | 0 | 0 | 0 | 0 | 0
F10_Industrial_Instruments_Existing_Process_Natural Gas_Gas Boiler - Insulate Hot Water Lines_A_Achievable Economic RVT Potential | F10 | Industrial | Instruments | Existing | Process | Natural Gas | Gas Boiler - Insulate Hot Water Lines | A | Purchases (Incremental) | Achievable Economic RVT Potential | 0 | 0 | 0 | 0 | 0 | 0 | 0 | 0 | 0 | 0 | 0 | 0 | 0 | 0 | 0 | 0 | 0 | 0 | 0 | 0 | 0 | 0 | 0 | 0 | 0 | 0 | 0 | 0 | 0 | 0 | 0
F11_Industrial_Instruments_Existing_Process_Natural Gas_Gas Boiler - Insulate Hot Water Lines_A_Achievable Economic RVT Potential | F11 | Industrial | Instruments | Existing | Process | Natural Gas | Gas Boiler - Insulate Hot Water Lines | A | Purchases (Cumulative) | Achievable Economic RVT Potential | 0 | 0 | 0 | 0 | 0 | 0 | 0 | 0 | 0 | 0 | 0 | 0 | 0 | 0 | 0 | 0 | 0 | 0 | 0 | 0 | 0 | 0 | 0 | 0 | 0 | 0 | 0 | 0 | 0 | 0 | 0
F1_Industrial_Instruments_Existing_Process_Natural Gas_Process - Insulate Heated Process Fluids_A_Achievable Economic RVT Potential | F1 | Industrial | Instruments | Existing | Process | Natural Gas | Process - Insulate Heated Process Fluids | A | Integrated Unit Energy Savings (kWh or therms) | Achievable Economic RVT Potential | 0 | 0 | 0 | 0 | 0 | 9.1959 | 9.1606 | 9.1245 | 9.0882 | 9.051 | 9.011 | 8.9735 | 8.9371 | 8.8979 | 8.8666 | 8.8329 | 8.8053 | 8.7777 | 8.7502 | 8.7285 | 8.7053 | 8.6834 | 8.662 | 8.6409 | 8.6199 | 8.6182 | 8.6166 | 8.6152 | 9.2315 | 9.2315 | 9.2315
F2_Industrial_Instruments_Existing_Process_Natural Gas_Process - Insulate Heated Process Fluids_A_Achievable Economic RVT Potential | F2 | Industrial | Instruments | Existing | Process | Natural Gas | Process - Insulate Heated Process Fluids | A | Integrated Unit Summer Peak Savings (kW) | Achievable Economic RVT Potential | 0 | 0 | 0 | 0 | 0 | 0 | 0 | 0 | 0 | 0 | 0 | 0 | 0 | 0 | 0 | 0 | 0 | 0 | 0 | 0 | 0 | 0 | 0 | 0 | 0 | 0 | 0 | 0 | 0 | 0 | 0
F3_Industrial_Instruments_Existing_Process_Natural Gas_Process - Insulate Heated Process Fluids_A_Achievable Economic RVT Potential | F3 | Industrial | Instruments | Existing | Process | Natural Gas | Process - Insulate Heated Process Fluids | A | Integrated Unit Winter Peak Savings (kW) | Achievable Economic RVT Potential | 0 | 0 | 0 | 0 | 0 | 0 | 0 | 0 | 0 | 0 | 0 | 0 | 0 | 0 | 0 | 0 | 0 | 0 | 0 | 0 | 0 | 0 | 0 | 0 | 0 | 0 | 0 | 0 | 0 | 0 | 0
F4_Industrial_Instruments_Existing_Process_Natural Gas_Process - Insulate Heated Process Fluids_A_Achievable Economic RVT Potential | F4 | Industrial | Instruments | Existing | Process | Natural Gas | Process - Insulate Heated Process Fluids | A | Incremental Energy Savings (MWh or mTherms) | Achievable Economic RVT Potential | 0 | 0 | 0 | 0 | 0 | 0 | 0 | 0 | 0 | 0 | 0 | 0 | 0 | 0 | 0 | 0 | 0 | 0 | 0 | 0 | 0 | 0 | 0 | 0 | 0 | 0 | 0 | 0 | 0 | 0 | 0
F5_Industrial_Instruments_Existing_Process_Natural Gas_Process - Insulate Heated Process Fluids_A_Achievable Economic RVT Potential | F5 | Industrial | Instruments | Existing | Process | Natural Gas | Process - Insulate Heated Process Fluids | A | Incremental Summer Peak Savings (MW) | Achievable Economic RVT Potential | 0 | 0 | 0 | 0 | 0 | 0 | 0 | 0 | 0 | 0 | 0 | 0 | 0 | 0 | 0 | 0 | 0 | 0 | 0 | 0 | 0 | 0 | 0 | 0 | 0 | 0 | 0 | 0 | 0 | 0 | 0
F6_Industrial_Instruments_Existing_Process_Natural Gas_Process - Insulate Heated Process Fluids_A_Achievable Economic RVT Potential | F6 | Industrial | Instruments | Existing | Process | Natural Gas | Process - Insulate Heated Process Fluids | A | Incremental Winter Peak Savings (MW) | Achievable Economic RVT Potential | 0 | 0 | 0 | 0 | 0 | 0 | 0 | 0 | 0 | 0 | 0 | 0 | 0 | 0 | 0 | 0 | 0 | 0 | 0 | 0 | 0 | 0 | 0 | 0 | 0 | 0 | 0 | 0 | 0 | 0 | 0
F7_Industrial_Instruments_Existing_Process_Natural Gas_Process - Insulate Heated Process Fluids_A_Achievable Economic RVT Potential | F7 | Industrial | Instruments | Existing | Process | Natural Gas | Process - Insulate Heated Process Fluids | A | Cumulative Energy Savings (MWh or mTherms) | Achievable Economic RVT Potential | 0 | 0 | 0 | 0 | 0 | 0 | 0 | 0 | 0 | 0 | 0 | 0 | 0 | 0 | 0 | 0 | 0 | 0 | 0 | 0 | 0 | 0 | 0 | 0 | 0 | 0 | 0 | 0 | 0 | 0 | 0
F8_Industrial_Instruments_Existing_Process_Natural Gas_Process - Insulate Heated Process Fluids_A_Achievable Economic RVT Potential | F8 | Industrial | Instruments | Existing | Process | Natural Gas | Process - Insulate Heated Process Fluids | A | Cumulative Summer Peak Savings (MW) | Achievable Economic RVT Potential | 0 | 0 | 0 | 0 | 0 | 0 | 0 | 0 | 0 | 0 | 0 | 0 | 0 | 0 | 0 | 0 | 0 | 0 | 0 | 0 | 0 | 0 | 0 | 0 | 0 | 0 | 0 | 0 | 0 | 0 | 0
F9_Industrial_Instruments_Existing_Process_Natural Gas_Process - Insulate Heated Process Fluids_A_Achievable Economic RVT Potential | F9 | Industrial | Instruments | Existing | Process | Natural Gas | Process - Insulate Heated Process Fluids | A | Cumulative Winter Peak Savings (MW) | Achievable Economic RVT Potential | 0 | 0 | 0 | 0 | 0 | 0 | 0 | 0 | 0 | 0 | 0 | 0 | 0 | 0 | 0 | 0 | 0 | 0 | 0 | 0 | 0 | 0 | 0 | 0 | 0 | 0 | 0 | 0 | 0 | 0 | 0
F10_Industrial_Instruments_Existing_Process_Natural Gas_Process - Insulate Heated Process Fluids_A_Achievable Economic RVT Potential | F10 | Industrial | Instruments | Existing | Process | Natural Gas | Process - Insulate Heated Process Fluids | A | Purchases (Incremental) | Achievable Economic RVT Potential | 0 | 0 | 0 | 0 | 0 | 0 | 0 | 0 | 0 | 0 | 0 | 0 | 0 | 0 | 0 | 0 | 0 | 0 | 0 | 0 | 0 | 0 | 0 | 0 | 0 | 0 | 0 | 0 | 0 | 0 | 0
F11_Industrial_Instruments_Existing_Process_Natural Gas_Process - Insulate Heated Process Fluids_A_Achievable Economic RVT Potential | F11 | Industrial | Instruments | Existing | Process | Natural Gas | Process - Insulate Heated Process Fluids | A | Purchases (Cumulative) | Achievable Economic RVT Potential | 0 | 0 | 0 | 0 | 0 | 0 | 0 | 0 | 0 | 0 | 0 | 0 | 0 | 0 | 0 | 0 | 0 | 0 | 0 | 0 | 0 | 0 | 0 | 0 | 0 | 0 | 0 | 0 | 0 | 0 | 0
F1_Industrial_Instruments_Existing_Process_Natural Gas_Process Heat Recovery_A_Achievable Economic RVT Potential | F1 | Industrial | Instruments | Existing | Process | Natural Gas | Process Heat Recovery | A | Integrated Unit Energy Savings (kWh or therms) | Achievable Economic RVT Potential | 0 | 0 | 0 | 0 | 0 | 0.13962 | 0.13909 | 0.13854 | 0.13799 | 0.13742 | 0.13682 | 0.13625 | 0.1357 | 0.1351 | 0.13462 | 0.13411 | 0.13369 | 0.13328 | 0.13286 | 0.13253 | 0.13217 | 0.13184 | 0.13152 | 0.1312 | 0.13088 | 0.13085 | 0.13083 | 0.13081 | 0 | 0 | 0
F2_Industrial_Instruments_Existing_Process_Natural Gas_Process Heat Recovery_A_Achievable Economic RVT Potential | F2 | Industrial | Instruments | Existing | Process | Natural Gas | Process Heat Recovery | A | Integrated Unit Summer Peak Savings (kW) | Achievable Economic RVT Potential | 0 | 0 | 0 | 0 | 0 | 0 | 0 | 0 | 0 | 0 | 0 | 0 | 0 | 0 | 0 | 0 | 0 | 0 | 0 | 0 | 0 | 0 | 0 | 0 | 0 | 0 | 0 | 0 | 0 | 0 | 0
F3_Industrial_Instruments_Existing_Process_Natural Gas_Process Heat Recovery_A_Achievable Economic RVT Potential | F3 | Industrial | Instruments | Existing | Process | Natural Gas | Process Heat Recovery | A | Integrated Unit Winter Peak Savings (kW) | Achievable Economic RVT Potential | 0 | 0 | 0 | 0 | 0 | 0 | 0 | 0 | 0 | 0 | 0 | 0 | 0 | 0 | 0 | 0 | 0 | 0 | 0 | 0 | 0 | 0 | 0 | 0 | 0 | 0 | 0 | 0 | 0 | 0 | 0
F4_Industrial_Instruments_Existing_Process_Natural Gas_Process Heat Recovery_A_Achievable Economic RVT Potential | F4 | Industrial | Instruments | Existing | Process | Natural Gas | Process Heat Recovery | A | Incremental Energy Savings (MWh or mTherms) | Achievable Economic RVT Potential | 0 | 0 | 0 | 0 | 0 | 0 | 0 | 0 | 0 | 0 | 0 | 0 | 0 | 0 | 0 | 0 | 0 | 0 | 0 | 0 | 0 | 0 | 0 | 0 | 0 | 0 | 0 | 0 | 0 | 0 | 0
F5_Industrial_Instruments_Existing_Process_Natural Gas_Process Heat Recovery_A_Achievable Economic RVT Potential | F5 | Industrial | Instruments | Existing | Process | Natural Gas | Process Heat Recovery | A | Incremental Summer Peak Savings (MW) | Achievable Economic RVT Potential | 0 | 0 | 0 | 0 | 0 | 0 | 0 | 0 | 0 | 0 | 0 | 0 | 0 | 0 | 0 | 0 | 0 | 0 | 0 | 0 | 0 | 0 | 0 | 0 | 0 | 0 | 0 | 0 | 0 | 0 | 0
F6_Industrial_Instruments_Existing_Process_Natural Gas_Process Heat Recovery_A_Achievable Economic RVT Potential | F6 | Industrial | Instruments | Existing | Process | Natural Gas | Process Heat Recovery | A | Incremental Winter Peak Savings (MW) | Achievable Economic RVT Potential | 0 | 0 | 0 | 0 | 0 | 0 | 0 | 0 | 0 | 0 | 0 | 0 | 0 | 0 | 0 | 0 | 0 | 0 | 0 | 0 | 0 | 0 | 0 | 0 | 0 | 0 | 0 | 0 | 0 | 0 | 0
F7_Industrial_Instruments_Existing_Process_Natural Gas_Process Heat Recovery_A_Achievable Economic RVT Potential | F7 | Industrial | Instruments | Existing | Process | Natural Gas | Process Heat Recovery | A | Cumulative Energy Savings (MWh or mTherms) | Achievable Economic RVT Potential | 0 | 0 | 0 | 0 | 0 | 0 | 0 | 0 | 0 | 0 | 0 | 0 | 0 | 0 | 0 | 0 | 0 | 0 | 0 | 0 | 0 | 0 | 0 | 0 | 0 | 0 | 0 | 0 | 0 | 0 | 0
F8_Industrial_Instruments_Existing_Process_Natural Gas_Process Heat Recovery_A_Achievable Economic RVT Potential | F8 | Industrial | Instruments | Existing | Process | Natural Gas | Process Heat Recovery | A | Cumulative Summer Peak Savings (MW) | Achievable Economic RVT Potential | 0 | 0 | 0 | 0 | 0 | 0 | 0 | 0 | 0 | 0 | 0 | 0 | 0 | 0 | 0 | 0 | 0 | 0 | 0 | 0 | 0 | 0 | 0 | 0 | 0 | 0 | 0 | 0 | 0 | 0 | 0
F9_Industrial_Instruments_Existing_Process_Natural Gas_Process Heat Recovery_A_Achievable Economic RVT Potential | F9 | Industrial | Instruments | Existing | Process | Natural Gas | Process Heat Recovery | A | Cumulative Winter Peak Savings (MW) | Achievable Economic RVT Potential | 0 | 0 | 0 | 0 | 0 | 0 | 0 | 0 | 0 | 0 | 0 | 0 | 0 | 0 | 0 | 0 | 0 | 0 | 0 | 0 | 0 | 0 | 0 | 0 | 0 | 0 | 0 | 0 | 0 | 0 | 0
F10_Industrial_Instruments_Existing_Process_Natural Gas_Process Heat Recovery_A_Achievable Economic RVT Potential | F10 | Industrial | Instruments | Existing | Process | Natural Gas | Process Heat Recovery | A | Purchases (Incremental) | Achievable Economic RVT Potential | 0 | 0 | 0 | 0 | 0 | 0 | 0 | 0 | 0 | 0 | 0 | 0 | 0 | 0 | 0 | 0 | 0 | 0 | 0 | 0 | 0 | 0 | 0 | 0 | 0 | 0 | 0 | 0 | 0 | 0 | 0
F11_Industrial_Instruments_Existing_Process_Natural Gas_Process Heat Recovery_A_Achievable Economic RVT Potential | F11 | Industrial | Instruments | Existing | Process | Natural Gas | Process Heat Recovery | A | Purchases (Cumulative) | Achievable Economic RVT Potential | 0 | 0 | 0 | 0 | 0 | 0 | 0 | 0 | 0 | 0 | 0 | 0 | 0 | 0 | 0 | 0 | 0 | 0 | 0 | 0 | 0 | 0 | 0 | 0 | 0 | 0 | 0 | 0 | 0 | 0 | 0
F1_Industrial_Instruments_Existing_Space Heating_Natural Gas_Building Automation System_A_Achievable Economic RVT Potential | F1 | Industrial | Instruments | Existing | Space Heating | Natural Gas | Building Automation System | A | Integrated Unit Energy Savings (kWh or therms) | Achievable Economic RVT Potential | 0 | 0 | 0 | 0 | 0 | 0.015445 | 0.015347 | 0.015228 | 0.015101 | 0.014964 | 0.01482 | 0.014669 | 0.014514 | 0.014353 | 0.014179 | 0.01401 | 0.013841 | 0.013682 | 0.013529 | 0.013387 | 0.013252 | 0.013115 | 0.012996 | 0.012884 | 0.01278 | 0.012697 | 0.012626 | 0.01256 | 0 | 0 | 0
F2_Industrial_Instruments_Existing_Space Heating_Natural Gas_Building Automation System_A_Achievable Economic RVT Potential | F2 | Industrial | Instruments | Existing | Space Heating | Natural Gas | Building Automation System | A | Integrated Unit Summer Peak Savings (kW) | Achievable Economic RVT Potential | 0 | 0 | 0 | 0 | 0 | 0 | 0 | 0 | 0 | 0 | 0 | 0 | 0 | 0 | 0 | 0 | 0 | 0 | 0 | 0 | 0 | 0 | 0 | 0 | 0 | 0 | 0 | 0 | 0 | 0 | 0
F3_Industrial_Instruments_Existing_Space Heating_Natural Gas_Building Automation System_A_Achievable Economic RVT Potential | F3 | Industrial | Instruments | Existing | Space Heating | Natural Gas | Building Automation System | A | Integrated Unit Winter Peak Savings (kW) | Achievable Economic RVT Potential | 0 | 0 | 0 | 0 | 0 | 0 | 0 | 0 | 0 | 0 | 0 | 0 | 0 | 0 | 0 | 0 | 0 | 0 | 0 | 0 | 0 | 0 | 0 | 0 | 0 | 0 | 0 | 0 | 0 | 0 | 0
F4_Industrial_Instruments_Existing_Space Heating_Natural Gas_Building Automation System_A_Achievable Economic RVT Potential | F4 | Industrial | Instruments | Existing | Space Heating | Natural Gas | Building Automation System | A | Incremental Energy Savings (MWh or mTherms) | Achievable Economic RVT Potential | 0 | 0 | 0 | 0 | 0 | 0.046716 | 0.092739 | 0.16242 | 0.26214 | 0.39461 | 0.5526 | 0.742 | 0.94984 | 1.1432 | 1.337 | 1.4679 | 1.543 | 1.5239 | 1.4078 | 1.2263 | 0.99968 | 0.75364 | 0.51511 | 0.32518 | 0.20969 | 0 | 0 | 0 | 0 | 0 | 0
F5_Industrial_Instruments_Existing_Space Heating_Natural Gas_Building Automation System_A_Achievable Economic RVT Potential | F5 | Industrial | Instruments | Existing | Space Heating | Natural Gas | Building Automation System | A | Incremental Summer Peak Savings (MW) | Achievable Economic RVT Potential | 0 | 0 | 0 | 0 | 0 | 0 | 0 | 0 | 0 | 0 | 0 | 0 | 0 | 0 | 0 | 0 | 0 | 0 | 0 | 0 | 0 | 0 | 0 | 0 | 0 | 0 | 0 | 0 | 0 | 0 | 0
F6_Industrial_Instruments_Existing_Space Heating_Natural Gas_Building Automation System_A_Achievable Economic RVT Potential | F6 | Industrial | Instruments | Existing | Space Heating | Natural Gas | Building Automation System | A | Incremental Winter Peak Savings (MW) | Achievable Economic RVT Potential | 0 | 0 | 0 | 0 | 0 | 0 | 0 | 0 | 0 | 0 | 0 | 0 | 0 | 0 | 0 | 0 | 0 | 0 | 0 | 0 | 0 | 0 | 0 | 0 | 0 | 0 | 0 | 0 | 0 | 0 | 0
F7_Industrial_Instruments_Existing_Space Heating_Natural Gas_Building Automation System_A_Achievable Economic RVT Potential | F7 | Industrial | Instruments | Existing | Space Heating | Natural Gas | Building Automation System | A | Cumulative Energy Savings (MWh or mTherms) | Achievable Economic RVT Potential | 0 | 0 | 0 | 0 | 0 | 0.046716 | 0.13916 | 0.30051 | 0.56013 | 0.94966 | 1.4931 | 2.2199 | 3.1464 | 4.2545 | 5.5402 | 6.9418 | 8.4015 | 9.8283 | 11.1267 | 12.2362 | 13.1119 | 13.7304 | 14.1204 | 14.3249 | 14.4183 | 14.3247 | 14.2447 | 14.1701 | 0 | 0 | 0
F8_Industrial_Instruments_Existing_Space Heating_Natural Gas_Building Automation System_A_Achievable Economic RVT Potential | F8 | Industrial | Instruments | Existing | Space Heating | Natural Gas | Building Automation System | A | Cumulative Summer Peak Savings (MW) | Achievable Economic RVT Potential | 0 | 0 | 0 | 0 | 0 | 0 | 0 | 0 | 0 | 0 | 0 | 0 | 0 | 0 | 0 | 0 | 0 | 0 | 0 | 0 | 0 | 0 | 0 | 0 | 0 | 0 | 0 | 0 | 0 | 0 | 0
F9_Industrial_Instruments_Existing_Space Heating_Natural Gas_Building Automation System_A_Achievable Economic RVT Potential | F9 | Industrial | Instruments | Existing | Space Heating | Natural Gas | Building Automation System | A | Cumulative Winter Peak Savings (MW) | Achievable Economic RVT Potential | 0 | 0 | 0 | 0 | 0 | 0 | 0 | 0 | 0 | 0 | 0 | 0 | 0 | 0 | 0 | 0 | 0 | 0 | 0 | 0 | 0 | 0 | 0 | 0 | 0 | 0 | 0 | 0 | 0 | 0 | 0
F10_Industrial_Instruments_Existing_Space Heating_Natural Gas_Building Automation System_A_Achievable Economic RVT Potential | F10 | Industrial | Instruments | Existing | Space Heating | Natural Gas | Building Automation System | A | Purchases (Incremental) | Achievable Economic RVT Potential | 0 | 0 | 0 | 0 | 0 | 3024.6588 | 6042.7762 | 10665.9486 | 17359.0072 | 26370.3355 | 37288.341 | 50583.7764 | 65441.6986 | 79654.8015 | 94290.5685 | 104779.0647 | 111479.6626 | 111381.651 | 104059.4323 | 91599.8912 | 75438.8449 | 57464.1586 | 39637.9242 | 25238.1696 | 16407.771 | 0 | 0 | 0 | 0 | 0 | 0
F11_Industrial_Instruments_Existing_Space Heating_Natural Gas_Building Automation System_A_Achievable Economic RVT Potential | F11 | Industrial | Instruments | Existing | Space Heating | Natural Gas | Building Automation System | A | Purchases (Cumulative) | Achievable Economic RVT Potential | 0 | 0 | 0 | 0 | 0 | 3024.6588 | 9067.4349 | 19733.3835 | 37092.3908 | 63462.7263 | 100751.0673 | 151334.8437 | 216776.5424 | 296431.3439 | 390721.9124 | 495500.977 | 606980.6396 | 718362.2907 | 822421.723 | 914021.6141 | 989460.459 | 1046924.6176 | 1086562.5418 | 1111800.7114 | 1128208.4824 | 1128208.4824 | 1128208.4824 | 1128208.4824 | 1128208.4824 | 1128208.4824 | 1128208.4824
F1_Industrial_Instruments_Existing_Space Heating_Natural Gas_Steam System Efficiency Improvements_A_Achievable Economic RVT Potential | F1 | Industrial | Instruments | Existing | Space Heating | Natural Gas | Steam System Efficiency Improvements | A | Integrated Unit Energy Savings (kWh or therms) | Achievable Economic RVT Potential | 0 | 0 | 0 | 0 | 0 | 0.13705 | 0.13493 | 0.13228 | 0.12903 | 0.12522 | 0.12087 | 0.11636 | 0.11182 | 0.10721 | 0.10324 | 0.099441 | 0.096332 | 0.093544 | 0.091047 | 0.089211 | 0.087516 | 0.086017 | 0.084748 | 0.083717 | 0.082751 | 0.082021 | 0.081409 | 0.080848 | 0.11902 | 0.11854 | 0.11809
F2_Industrial_Instruments_Existing_Space Heating_Natural Gas_Steam System Efficiency Improvements_A_Achievable Economic RVT Potential | F2 | Industrial | Instruments | Existing | Space Heating | Natural Gas | Steam System Efficiency Improvements | A | Integrated Unit Summer Peak Savings (kW) | Achievable Economic RVT Potential | 0 | 0 | 0 | 0 | 0 | 0 | 0 | 0 | 0 | 0 | 0 | 0 | 0 | 0 | 0 | 0 | 0 | 0 | 0 | 0 | 0 | 0 | 0 | 0 | 0 | 0 | 0 | 0 | 0 | 0 | 0
F3_Industrial_Instruments_Existing_Space Heating_Natural Gas_Steam System Efficiency Improvements_A_Achievable Economic RVT Potential | F3 | Industrial | Instruments | Existing | Space Heating | Natural Gas | Steam System Efficiency Improvements | A | Integrated Unit Winter Peak Savings (kW) | Achievable Economic RVT Potential | 0 | 0 | 0 | 0 | 0 | 0 | 0 | 0 | 0 | 0 | 0 | 0 | 0 | 0 | 0 | 0 | 0 | 0 | 0 | 0 | 0 | 0 | 0 | 0 | 0 | 0 | 0 | 0 | 0 | 0 | 0
F4_Industrial_Instruments_Existing_Space Heating_Natural Gas_Steam System Efficiency Improvements_A_Achievable Economic RVT Potential | F4 | Industrial | Instruments | Existing | Space Heating | Natural Gas | Steam System Efficiency Improvements | A | Incremental Energy Savings (MWh or mTherms) | Achievable Economic RVT Potential | 0 | 0 | 0 | 0 | 0 | 0 | 0 | 0 | 0 | 0 | 0 | 0 | 0 | 0 | 0 | 0 | 0 | 0 | 0 | 0 | 0 | 0 | 0 | 0 | 0 | 0 | 0 | 0 | 0 | 0 | 0
F5_Industrial_Instruments_Existing_Space Heating_Natural Gas_Steam System Efficiency Improvements_A_Achievable Economic RVT Potential | F5 | Industrial | Instruments | Existing | Space Heating | Natural Gas | Steam System Efficiency Improvements | A | Incremental Summer Peak Savings (MW) | Achievable Economic RVT Potential | 0 | 0 | 0 | 0 | 0 | 0 | 0 | 0 | 0 | 0 | 0 | 0 | 0 | 0 | 0 | 0 | 0 | 0 | 0 | 0 | 0 | 0 | 0 | 0 | 0 | 0 | 0 | 0 | 0 | 0 | 0
F6_Industrial_Instruments_Existing_Space Heating_Natural Gas_Steam System Efficiency Improvements_A_Achievable Economic RVT Potential | F6 | Industrial | Instruments | Existing | Space Heating | Natural Gas | Steam System Efficiency Improvements | A | Incremental Winter Peak Savings (MW) | Achievable Economic RVT Potential | 0 | 0 | 0 | 0 | 0 | 0 | 0 | 0 | 0 | 0 | 0 | 0 | 0 | 0 | 0 | 0 | 0 | 0 | 0 | 0 | 0 | 0 | 0 | 0 | 0 | 0 | 0 | 0 | 0 | 0 | 0
F7_Industrial_Instruments_Existing_Space Heating_Natural Gas_Steam System Efficiency Improvements_A_Achievable Economic RVT Potential | F7 | Industrial | Instruments | Existing | Space Heating | Natural Gas | Steam System Efficiency Improvements | A | Cumulative Energy Savings (MWh or mTherms) | Achievable Economic RVT Potential | 0 | 0 | 0 | 0 | 0 | 0 | 0 | 0 | 0 | 0 | 0 | 0 | 0 | 0 | 0 | 0 | 0 | 0 | 0 | 0 | 0 | 0 | 0 | 0 | 0 | 0 | 0 | 0 | 0 | 0 | 0
F8_Industrial_Instruments_Existing_Space Heating_Natural Gas_Steam System Efficiency Improvements_A_Achievable Economic RVT Potential | F8 | Industrial | Instruments | Existing | Space Heating | Natural Gas | Steam System Efficiency Improvements | A | Cumulative Summer Peak Savings (MW) | Achievable Economic RVT Potential | 0 | 0 | 0 | 0 | 0 | 0 | 0 | 0 | 0 | 0 | 0 | 0 | 0 | 0 | 0 | 0 | 0 | 0 | 0 | 0 | 0 | 0 | 0 | 0 | 0 | 0 | 0 | 0 | 0 | 0 | 0
F9_Industrial_Instruments_Existing_Space Heating_Natural Gas_Steam System Efficiency Improvements_A_Achievable Economic RVT Potential | F9 | Industrial | Instruments | Existing | Space Heating | Natural Gas | Steam System Efficiency Improvements | A | Cumulative Winter Peak Savings (MW) | Achievable Economic RVT Potential | 0 | 0 | 0 | 0 | 0 | 0 | 0 | 0 | 0 | 0 | 0 | 0 | 0 | 0 | 0 | 0 | 0 | 0 | 0 | 0 | 0 | 0 | 0 | 0 | 0 | 0 | 0 | 0 | 0 | 0 | 0
F10_Industrial_Instruments_Existing_Space Heating_Natural Gas_Steam System Efficiency Improvements_A_Achievable Economic RVT Potential | F10 | Industrial | Instruments | Existing | Space Heating | Natural Gas | Steam System Efficiency Improvements | A | Purchases (Incremental) | Achievable Economic RVT Potential | 0 | 0 | 0 | 0 | 0 | 0 | 0 | 0 | 0 | 0 | 0 | 0 | 0 | 0 | 0 | 0 | 0 | 0 | 0 | 0 | 0 | 0 | 0 | 0 | 0 | 0 | 0 | 0 | 0 | 0 | 0
F11_Industrial_Instruments_Existing_Space Heating_Natural Gas_Steam System Efficiency Improvements_A_Achievable Economic RVT Potential | F11 | Industrial | Instruments | Existing | Space Heating | Natural Gas | Steam System Efficiency Improvements | A | Purchases (Cumulative) | Achievable Economic RVT Potential | 0 | 0 | 0 | 0 | 0 | 0 | 0 | 0 | 0 | 0 | 0 | 0 | 0 | 0 | 0 | 0 | 0 | 0 | 0 | 0 | 0 | 0 | 0 | 0 | 0 | 0 | 0 | 0 | 0 | 0 | 0
F1_Industrial_Instruments_Existing_Process_Natural Gas_Steam System Efficiency Improvements_A_Achievable Economic RVT Potential | F1 | Industrial | Instruments | Existing | Process | Natural Gas | Steam System Efficiency Improvements | A | Integrated Unit Energy Savings (kWh or therms) | Achievable Economic RVT Potential | 0 | 0 | 0 | 0 | 0 | 0.086773 | 0.086439 | 0.086099 | 0.085757 | 0.085405 | 0.085028 | 0.084674 | 0.084331 | 0.083961 | 0.083665 | 0.083348 | 0.083087 | 0.082827 | 0.082567 | 0.082363 | 0.082143 | 0.081937 | 0.081735 | 0.081535 | 0.081338 | 0.081322 | 0.081307 | 0.081293 | 0.087109 | 0.087109 | 0.087109
F2_Industrial_Instruments_Existing_Process_Natural Gas_Steam System Efficiency Improvements_A_Achievable Economic RVT Potential | F2 | Industrial | Instruments | Existing | Process | Natural Gas | Steam System Efficiency Improvements | A | Integrated Unit Summer Peak Savings (kW) | Achievable Economic RVT Potential | 0 | 0 | 0 | 0 | 0 | 0 | 0 | 0 | 0 | 0 | 0 | 0 | 0 | 0 | 0 | 0 | 0 | 0 | 0 | 0 | 0 | 0 | 0 | 0 | 0 | 0 | 0 | 0 | 0 | 0 | 0
F3_Industrial_Instruments_Existing_Process_Natural Gas_Steam System Efficiency Improvements_A_Achievable Economic RVT Potential | F3 | Industrial | Instruments | Existing | Process | Natural Gas | Steam System Efficiency Improvements | A | Integrated Unit Winter Peak Savings (kW) | Achievable Economic RVT Potential | 0 | 0 | 0 | 0 | 0 | 0 | 0 | 0 | 0 | 0 | 0 | 0 | 0 | 0 | 0 | 0 | 0 | 0 | 0 | 0 | 0 | 0 | 0 | 0 | 0 | 0 | 0 | 0 | 0 | 0 | 0
F4_Industrial_Instruments_Existing_Process_Natural Gas_Steam System Efficiency Improvements_A_Achievable Economic RVT Potential | F4 | Industrial | Instruments | Existing | Process | Natural Gas | Steam System Efficiency Improvements | A | Incremental Energy Savings (MWh or mTherms) | Achievable Economic RVT Potential | 0 | 0 | 0 | 0 | 0 | 0 | 0 | 0 | 0 | 0 | 0 | 0 | 0 | 0 | 0 | 0 | 0 | 0 | 0 | 0 | 0 | 0 | 0 | 0 | 0 | 0 | 0 | 0 | 0 | 0 | 0
F5_Industrial_Instruments_Existing_Process_Natural Gas_Steam System Efficiency Improvements_A_Achievable Economic RVT Potential | F5 | Industrial | Instruments | Existing | Process | Natural Gas | Steam System Efficiency Improvements | A | Incremental Summer Peak Savings (MW) | Achievable Economic RVT Potential | 0 | 0 | 0 | 0 | 0 | 0 | 0 | 0 | 0 | 0 | 0 | 0 | 0 | 0 | 0 | 0 | 0 | 0 | 0 | 0 | 0 | 0 | 0 | 0 | 0 | 0 | 0 | 0 | 0 | 0 | 0
F6_Industrial_Instruments_Existing_Process_Natural Gas_Steam System Efficiency Improvements_A_Achievable Economic RVT Potential | F6 | Industrial | Instruments | Existing | Process | Natural Gas | Steam System Efficiency Improvements | A | Incremental Winter Peak Savings (MW) | Achievable Economic RVT Potential | 0 | 0 | 0 | 0 | 0 | 0 | 0 | 0 | 0 | 0 | 0 | 0 | 0 | 0 | 0 | 0 | 0 | 0 | 0 | 0 | 0 | 0 | 0 | 0 | 0 | 0 | 0 | 0 | 0 | 0 | 0
F7_Industrial_Instruments_Existing_Process_Natural Gas_Steam System Efficiency Improvements_A_Achievable Economic RVT Potential | F7 | Industrial | Instruments | Existing | Process | Natural Gas | Steam System Efficiency Improvements | A | Cumulative Energy Savings (MWh or mTherms) | Achievable Economic RVT Potential | 0 | 0 | 0 | 0 | 0 | 0 | 0 | 0 | 0 | 0 | 0 | 0 | 0 | 0 | 0 | 0 | 0 | 0 | 0 | 0 | 0 | 0 | 0 | 0 | 0 | 0 | 0 | 0 | 0 | 0 | 0
F8_Industrial_Instruments_Existing_Process_Natural Gas_Steam System Efficiency Improvements_A_Achievable Economic RVT Potential | F8 | Industrial | Instruments | Existing | Process | Natural Gas | Steam System Efficiency Improvements | A | Cumulative Summer Peak Savings (MW) | Achievable Economic RVT Potential | 0 | 0 | 0 | 0 | 0 | 0 | 0 | 0 | 0 | 0 | 0 | 0 | 0 | 0 | 0 | 0 | 0 | 0 | 0 | 0 | 0 | 0 | 0 | 0 | 0 | 0 | 0 | 0 | 0 | 0 | 0
F9_Industrial_Instruments_Existing_Process_Natural Gas_Steam System Efficiency Improvements_A_Achievable Economic RVT Potential | F9 | Industrial | Instruments | Existing | Process | Natural Gas | Steam System Efficiency Improvements | A | Cumulative Winter Peak Savings (MW) | Achievable Economic RVT Potential | 0 | 0 | 0 | 0 | 0 | 0 | 0 | 0 | 0 | 0 | 0 | 0 | 0 | 0 | 0 | 0 | 0 | 0 | 0 | 0 | 0 | 0 | 0 | 0 | 0 | 0 | 0 | 0 | 0 | 0 | 0
F10_Industrial_Instruments_Existing_Process_Natural Gas_Steam System Efficiency Improvements_A_Achievable Economic RVT Potential | F10 | Industrial | Instruments | Existing | Process | Natural Gas | Steam System Efficiency Improvements | A | Purchases (Incremental) | Achievable Economic RVT Potential | 0 | 0 | 0 | 0 | 0 | 0 | 0 | 0 | 0 | 0 | 0 | 0 | 0 | 0 | 0 | 0 | 0 | 0 | 0 | 0 | 0 | 0 | 0 | 0 | 0 | 0 | 0 | 0 | 0 | 0 | 0
F11_Industrial_Instruments_Existing_Process_Natural Gas_Steam System Efficiency Improvements_A_Achievable Economic RVT Potential | F11 | Industrial | Instruments | Existing | Process | Natural Gas | Steam System Efficiency Improvements | A | Purchases (Cumulative) | Achievable Economic RVT Potential | 0 | 0 | 0 | 0 | 0 | 0 | 0 | 0 | 0 | 0 | 0 | 0 | 0 | 0 | 0 | 0 | 0 | 0 | 0 | 0 | 0 | 0 | 0 | 0 | 0 | 0 | 0 | 0 | 0 | 0 | 0
F1_Industrial_Instruments_Existing_Space Heating_Natural Gas_Strategic Energy Management_A_Achievable Economic RVT Potential | F1 | Industrial | Instruments | Existing | Space Heating | Natural Gas | Strategic Energy Management | A | Integrated Unit Energy Savings (kWh or therms) | Achievable Economic RVT Potential | 0 | 0 | 0 | 0 | 0 | 3.176 | 3.1585 | 3.1367 | 3.113 | 3.0873 | 3.0602 | 3.0316 | 3.0022 | 2.9715 | 2.938 | 2.9055 | 2.873 | 2.8423 | 2.8133 | 2.786 | 2.7602 | 2.7342 | 2.7117 | 2.6909 | 2.6715 | 2.6543 | 2.6396 | 2.6258 | 0 | 0 | 0
F2_Industrial_Instruments_Existing_Space Heating_Natural Gas_Strategic Energy Management_A_Achievable Economic RVT Potential | F2 | Industrial | Instruments | Existing | Space Heating | Natural Gas | Strategic Energy Management | A | Integrated Unit Summer Peak Savings (kW) | Achievable Economic RVT Potential | 0 | 0 | 0 | 0 | 0 | 0 | 0 | 0 | 0 | 0 | 0 | 0 | 0 | 0 | 0 | 0 | 0 | 0 | 0 | 0 | 0 | 0 | 0 | 0 | 0 | 0 | 0 | 0 | 0 | 0 | 0
F3_Industrial_Instruments_Existing_Space Heating_Natural Gas_Strategic Energy Management_A_Achievable Economic RVT Potential | F3 | Industrial | Instruments | Existing | Space Heating | Natural Gas | Strategic Energy Management | A | Integrated Unit Winter Peak Savings (kW) | Achievable Economic RVT Potential | 0 | 0 | 0 | 0 | 0 | 0 | 0 | 0 | 0 | 0 | 0 | 0 | 0 | 0 | 0 | 0 | 0 | 0 | 0 | 0 | 0 | 0 | 0 | 0 | 0 | 0 | 0 | 0 | 0 | 0 | 0
F4_Industrial_Instruments_Existing_Space Heating_Natural Gas_Strategic Energy Management_A_Achievable Economic RVT Potential | F4 | Industrial | Instruments | Existing | Space Heating | Natural Gas | Strategic Energy Management | A | Incremental Energy Savings (MWh or mTherms) | Achievable Economic RVT Potential | 0 | 0 | 0 | 0 | 0 | 0 | 0 | 0 | 0 | 0 | 0 | 0 | 0 | 0 | 0 | 0 | 0 | 0 | 0 | 0 | 0 | 0 | 0 | 0 | 0 | 0 | 0 | 0 | 0 | 0 | 0
F5_Industrial_Instruments_Existing_Space Heating_Natural Gas_Strategic Energy Management_A_Achievable Economic RVT Potential | F5 | Industrial | Instruments | Existing | Space Heating | Natural Gas | Strategic Energy Management | A | Incremental Summer Peak Savings (MW) | Achievable Economic RVT Potential | 0 | 0 | 0 | 0 | 0 | 0 | 0 | 0 | 0 | 0 | 0 | 0 | 0 | 0 | 0 | 0 | 0 | 0 | 0 | 0 | 0 | 0 | 0 | 0 | 0 | 0 | 0 | 0 | 0 | 0 | 0
F6_Industrial_Instruments_Existing_Space Heating_Natural Gas_Strategic Energy Management_A_Achievable Economic RVT Potential | F6 | Industrial | Instruments | Existing | Space Heating | Natural Gas | Strategic Energy Management | A | Incremental Winter Peak Savings (MW) | Achievable Economic RVT Potential | 0 | 0 | 0 | 0 | 0 | 0 | 0 | 0 | 0 | 0 | 0 | 0 | 0 | 0 | 0 | 0 | 0 | 0 | 0 | 0 | 0 | 0 | 0 | 0 | 0 | 0 | 0 | 0 | 0 | 0 | 0
F7_Industrial_Instruments_Existing_Space Heating_Natural Gas_Strategic Energy Management_A_Achievable Economic RVT Potential | F7 | Industrial | Instruments | Existing | Space Heating | Natural Gas | Strategic Energy Management | A | Cumulative Energy Savings (MWh or mTherms) | Achievable Economic RVT Potential | 0 | 0 | 0 | 0 | 0 | 0 | 0 | 0 | 0 | 0 | 0 | 0 | 0 | 0 | 0 | 0 | 0 | 0 | 0 | 0 | 0 | 0 | 0 | 0 | 0 | 0 | 0 | 0 | 0 | 0 | 0
F8_Industrial_Instruments_Existing_Space Heating_Natural Gas_Strategic Energy Management_A_Achievable Economic RVT Potential | F8 | Industrial | Instruments | Existing | Space Heating | Natural Gas | Strategic Energy Management | A | Cumulative Summer Peak Savings (MW) | Achievable Economic RVT Potential | 0 | 0 | 0 | 0 | 0 | 0 | 0 | 0 | 0 | 0 | 0 | 0 | 0 | 0 | 0 | 0 | 0 | 0 | 0 | 0 | 0 | 0 | 0 | 0 | 0 | 0 | 0 | 0 | 0 | 0 | 0
F9_Industrial_Instruments_Existing_Space Heating_Natural Gas_Strategic Energy Management_A_Achievable Economic RVT Potential | F9 | Industrial | Instruments | Existing | Space Heating | Natural Gas | Strategic Energy Management | A | Cumulative Winter Peak Savings (MW) | Achievable Economic RVT Potential | 0 | 0 | 0 | 0 | 0 | 0 | 0 | 0 | 0 | 0 | 0 | 0 | 0 | 0 | 0 | 0 | 0 | 0 | 0 | 0 | 0 | 0 | 0 | 0 | 0 | 0 | 0 | 0 | 0 | 0 | 0
F10_Industrial_Instruments_Existing_Space Heating_Natural Gas_Strategic Energy Management_A_Achievable Economic RVT Potential | F10 | Industrial | Instruments | Existing | Space Heating | Natural Gas | Strategic Energy Management | A | Purchases (Incremental) | Achievable Economic RVT Potential | 0 | 0 | 0 | 0 | 0 | 0 | 0 | 0 | 0 | 0 | 0 | 0 | 0 | 0 | 0 | 0 | 0 | 0 | 0 | 0 | 0 | 0 | 0 | 0 | 0 | 0 | 0 | 0 | 0 | 0 | 0
F11_Industrial_Instruments_Existing_Space Heating_Natural Gas_Strategic Energy Management_A_Achievable Economic RVT Potential | F11 | Industrial | Instruments | Existing | Space Heating | Natural Gas | Strategic Energy Management | A | Purchases (Cumulative) | Achievable Economic RVT Potential | 0 | 0 | 0 | 0 | 0 | 0 | 0 | 0 | 0 | 0 | 0 | 0 | 0 | 0 | 0 | 0 | 0 | 0 | 0 | 0 | 0 | 0 | 0 | 0 | 0 | 0 | 0 | 0 | 0 | 0 | 0
F1_Industrial_Instruments_Existing_Process_Natural Gas_Strategic Energy Management_A_Achievable Economic RVT Potential | F1 | Industrial | Instruments | Existing | Process | Natural Gas | Strategic Energy Management | A | Integrated Unit Energy Savings (kWh or therms) | Achievable Economic RVT Potential | 0 | 0 | 0 | 0 | 0 | 1.6954 | 1.6915 | 1.6876 | 1.6836 | 1.6796 | 1.6753 | 1.6714 | 1.6677 | 1.6638 | 1.6608 | 1.6576 | 1.6552 | 1.6528 | 1.6504 | 1.6486 | 1.6466 | 1.6448 | 1.643 | 1.6412 | 1.6394 | 1.6393 | 1.6391 | 1.639 | 0 | 0 | 0
F2_Industrial_Instruments_Existing_Process_Natural Gas_Strategic Energy Management_A_Achievable Economic RVT Potential | F2 | Industrial | Instruments | Existing | Process | Natural Gas | Strategic Energy Management | A | Integrated Unit Summer Peak Savings (kW) | Achievable Economic RVT Potential | 0 | 0 | 0 | 0 | 0 | 0 | 0 | 0 | 0 | 0 | 0 | 0 | 0 | 0 | 0 | 0 | 0 | 0 | 0 | 0 | 0 | 0 | 0 | 0 | 0 | 0 | 0 | 0 | 0 | 0 | 0
F3_Industrial_Instruments_Existing_Process_Natural Gas_Strategic Energy Management_A_Achievable Economic RVT Potential | F3 | Industrial | Instruments | Existing | Process | Natural Gas | Strategic Energy Management | A | Integrated Unit Winter Peak Savings (kW) | Achievable Economic RVT Potential | 0 | 0 | 0 | 0 | 0 | 0 | 0 | 0 | 0 | 0 | 0 | 0 | 0 | 0 | 0 | 0 | 0 | 0 | 0 | 0 | 0 | 0 | 0 | 0 | 0 | 0 | 0 | 0 | 0 | 0 | 0
F4_Industrial_Instruments_Existing_Process_Natural Gas_Strategic Energy Management_A_Achievable Economic RVT Potential | F4 | Industrial | Instruments | Existing | Process | Natural Gas | Strategic Energy Management | A | Incremental Energy Savings (MWh or mTherms) | Achievable Economic RVT Potential | 0 | 0 | 0 | 0 | 0 | 0 | 0 | 0 | 0 | 0 | 0 | 0 | 0 | 0 | 0 | 0 | 0 | 0 | 0 | 0 | 0 | 0 | 0 | 0 | 0 | 0 | 0 | 0 | 0 | 0 | 0
F5_Industrial_Instruments_Existing_Process_Natural Gas_Strategic Energy Management_A_Achievable Economic RVT Potential | F5 | Industrial | Instruments | Existing | Process | Natural Gas | Strategic Energy Management | A | Incremental Summer Peak Savings (MW) | Achievable Economic RVT Potential | 0 | 0 | 0 | 0 | 0 | 0 | 0 | 0 | 0 | 0 | 0 | 0 | 0 | 0 | 0 | 0 | 0 | 0 | 0 | 0 | 0 | 0 | 0 | 0 | 0 | 0 | 0 | 0 | 0 | 0 | 0
F6_Industrial_Instruments_Existing_Process_Natural Gas_Strategic Energy Management_A_Achievable Economic RVT Potential | F6 | Industrial | Instruments | Existing | Process | Natural Gas | Strategic Energy Management | A | Incremental Winter Peak Savings (MW) | Achievable Economic RVT Potential | 0 | 0 | 0 | 0 | 0 | 0 | 0 | 0 | 0 | 0 | 0 | 0 | 0 | 0 | 0 | 0 | 0 | 0 | 0 | 0 | 0 | 0 | 0 | 0 | 0 | 0 | 0 | 0 | 0 | 0 | 0
F7_Industrial_Instruments_Existing_Process_Natural Gas_Strategic Energy Management_A_Achievable Economic RVT Potential | F7 | Industrial | Instruments | Existing | Process | Natural Gas | Strategic Energy Management | A | Cumulative Energy Savings (MWh or mTherms) | Achievable Economic RVT Potential | 0 | 0 | 0 | 0 | 0 | 0 | 0 | 0 | 0 | 0 | 0 | 0 | 0 | 0 | 0 | 0 | 0 | 0 | 0 | 0 | 0 | 0 | 0 | 0 | 0 | 0 | 0 | 0 | 0 | 0 | 0
F8_Industrial_Instruments_Existing_Process_Natural Gas_Strategic Energy Management_A_Achievable Economic RVT Potential | F8 | Industrial | Instruments | Existing | Process | Natural Gas | Strategic Energy Management | A | Cumulative Summer Peak Savings (MW) | Achievable Economic RVT Potential | 0 | 0 | 0 | 0 | 0 | 0 | 0 | 0 | 0 | 0 | 0 | 0 | 0 | 0 | 0 | 0 | 0 | 0 | 0 | 0 | 0 | 0 | 0 | 0 | 0 | 0 | 0 | 0 | 0 | 0 | 0
F9_Industrial_Instruments_Existing_Process_Natural Gas_Strategic Energy Management_A_Achievable Economic RVT Potential | F9 | Industrial | Instruments | Existing | Process | Natural Gas | Strategic Energy Management | A | Cumulative Winter Peak Savings (MW) | Achievable Economic RVT Potential | 0 | 0 | 0 | 0 | 0 | 0 | 0 | 0 | 0 | 0 | 0 | 0 | 0 | 0 | 0 | 0 | 0 | 0 | 0 | 0 | 0 | 0 | 0 | 0 | 0 | 0 | 0 | 0 | 0 | 0 | 0
F10_Industrial_Instruments_Existing_Process_Natural Gas_Strategic Energy Management_A_Achievable Economic RVT Potential | F10 | Industrial | Instruments | Existing | Process | Natural Gas | Strategic Energy Management | A | Purchases (Incremental) | Achievable Economic RVT Potential | 0 | 0 | 0 | 0 | 0 | 0 | 0 | 0 | 0 | 0 | 0 | 0 | 0 | 0 | 0 | 0 | 0 | 0 | 0 | 0 | 0 | 0 | 0 | 0 | 0 | 0 | 0 | 0 | 0 | 0 | 0
F11_Industrial_Instruments_Existing_Process_Natural Gas_Strategic Energy Management_A_Achievable Economic RVT Potential | F11 | Industrial | Instruments | Existing | Process | Natural Gas | Strategic Energy Management | A | Purchases (Cumulative) | Achievable Economic RVT Potential | 0 | 0 | 0 | 0 | 0 | 0 | 0 | 0 | 0 | 0 | 0 | 0 | 0 | 0 | 0 | 0 | 0 | 0 | 0 | 0 | 0 | 0 | 0 | 0 | 0 | 0 | 0 | 0 | 0 | 0 | 0
F1_Industrial_Instruments_Existing_Miscellaneous_Natural Gas_Strategic Energy Management_A_Achievable Economic RVT Potential | F1 | Industrial | Instruments | Existing | Miscellaneous | Natural Gas | Strategic Energy Management | A | Integrated Unit Energy Savings (kWh or therms) | Achievable Economic RVT Potential | 0 | 0 | 0 | 0 | 0 | 1.1153 | 1.1153 | 1.1153 | 1.1153 | 1.1153 | 1.1153 | 1.1153 | 1.1153 | 1.1153 | 1.1153 | 1.1153 | 1.1153 | 1.1153 | 1.1153 | 1.1153 | 1.1153 | 1.1153 | 1.1153 | 1.1153 | 1.1153 | 1.1153 | 1.1153 | 1.1153 | 0 | 0 | 0
F2_Industrial_Instruments_Existing_Miscellaneous_Natural Gas_Strategic Energy Management_A_Achievable Economic RVT Potential | F2 | Industrial | Instruments | Existing | Miscellaneous | Natural Gas | Strategic Energy Management | A | Integrated Unit Summer Peak Savings (kW) | Achievable Economic RVT Potential | 0 | 0 | 0 | 0 | 0 | 0 | 0 | 0 | 0 | 0 | 0 | 0 | 0 | 0 | 0 | 0 | 0 | 0 | 0 | 0 | 0 | 0 | 0 | 0 | 0 | 0 | 0 | 0 | 0 | 0 | 0
F3_Industrial_Instruments_Existing_Miscellaneous_Natural Gas_Strategic Energy Management_A_Achievable Economic RVT Potential | F3 | Industrial | Instruments | Existing | Miscellaneous | Natural Gas | Strategic Energy Management | A | Integrated Unit Winter Peak Savings (kW) | Achievable Economic RVT Potential | 0 | 0 | 0 | 0 | 0 | 0 | 0 | 0 | 0 | 0 | 0 | 0 | 0 | 0 | 0 | 0 | 0 | 0 | 0 | 0 | 0 | 0 | 0 | 0 | 0 | 0 | 0 | 0 | 0 | 0 | 0
F4_Industrial_Instruments_Existing_Miscellaneous_Natural Gas_Strategic Energy Management_A_Achievable Economic RVT Potential | F4 | Industrial | Instruments | Existing | Miscellaneous | Natural Gas | Strategic Energy Management | A | Incremental Energy Savings (MWh or mTherms) | Achievable Economic RVT Potential | 0 | 0 | 0 | 0 | 0 | 0 | 0 | 0 | 0 | 0 | 0 | 0 | 0 | 0 | 0 | 0 | 0 | 0 | 0 | 0 | 0 | 0 | 0 | 0 | 0 | 0 | 0 | 0 | 0 | 0 | 0
F5_Industrial_Instruments_Existing_Miscellaneous_Natural Gas_Strategic Energy Management_A_Achievable Economic RVT Potential | F5 | Industrial | Instruments | Existing | Miscellaneous | Natural Gas | Strategic Energy Management | A | Incremental Summer Peak Savings (MW) | Achievable Economic RVT Potential | 0 | 0 | 0 | 0 | 0 | 0 | 0 | 0 | 0 | 0 | 0 | 0 | 0 | 0 | 0 | 0 | 0 | 0 | 0 | 0 | 0 | 0 | 0 | 0 | 0 | 0 | 0 | 0 | 0 | 0 | 0
F6_Industrial_Instruments_Existing_Miscellaneous_Natural Gas_Strategic Energy Management_A_Achievable Economic RVT Potential | F6 | Industrial | Instruments | Existing | Miscellaneous | Natural Gas | Strategic Energy Management | A | Incremental Winter Peak Savings (MW) | Achievable Economic RVT Potential | 0 | 0 | 0 | 0 | 0 | 0 | 0 | 0 | 0 | 0 | 0 | 0 | 0 | 0 | 0 | 0 | 0 | 0 | 0 | 0 | 0 | 0 | 0 | 0 | 0 | 0 | 0 | 0 | 0 | 0 | 0
F7_Industrial_Instruments_Existing_Miscellaneous_Natural Gas_Strategic Energy Management_A_Achievable Economic RVT Potential | F7 | Industrial | Instruments | Existing | Miscellaneous | Natural Gas | Strategic Energy Management | A | Cumulative Energy Savings (MWh or mTherms) | Achievable Economic RVT Potential | 0 | 0 | 0 | 0 | 0 | 0 | 0 | 0 | 0 | 0 | 0 | 0 | 0 | 0 | 0 | 0 | 0 | 0 | 0 | 0 | 0 | 0 | 0 | 0 | 0 | 0 | 0 | 0 | 0 | 0 | 0
F8_Industrial_Instruments_Existing_Miscellaneous_Natural Gas_Strategic Energy Management_A_Achievable Economic RVT Potential | F8 | Industrial | Instruments | Existing | Miscellaneous | Natural Gas | Strategic Energy Management | A | Cumulative Summer Peak Savings (MW) | Achievable Economic RVT Potential | 0 | 0 | 0 | 0 | 0 | 0 | 0 | 0 | 0 | 0 | 0 | 0 | 0 | 0 | 0 | 0 | 0 | 0 | 0 | 0 | 0 | 0 | 0 | 0 | 0 | 0 | 0 | 0 | 0 | 0 | 0
F9_Industrial_Instruments_Existing_Miscellaneous_Natural Gas_Strategic Energy Management_A_Achievable Economic RVT Potential | F9 | Industrial | Instruments | Existing | Miscellaneous | Natural Gas | Strategic Energy Management | A | Cumulative Winter Peak Savings (MW) | Achievable Economic RVT Potential | 0 | 0 | 0 | 0 | 0 | 0 | 0 | 0 | 0 | 0 | 0 | 0 | 0 | 0 | 0 | 0 | 0 | 0 | 0 | 0 | 0 | 0 | 0 | 0 | 0 | 0 | 0 | 0 | 0 | 0 | 0
F10_Industrial_Instruments_Existing_Miscellaneous_Natural Gas_Strategic Energy Management_A_Achievable Economic RVT Potential | F10 | Industrial | Instruments | Existing | Miscellaneous | Natural Gas | Strategic Energy Management | A | Purchases (Incremental) | Achievable Economic RVT Potential | 0 | 0 | 0 | 0 | 0 | 0 | 0 | 0 | 0 | 0 | 0 | 0 | 0 | 0 | 0 | 0 | 0 | 0 | 0 | 0 | 0 | 0 | 0 | 0 | 0 | 0 | 0 | 0 | 0 | 0 | 0
F11_Industrial_Instruments_Existing_Miscellaneous_Natural Gas_Strategic Energy Management_A_Achievable Economic RVT Potential | F11 | Industrial | Instruments | Existing | Miscellaneous | Natural Gas | Strategic Energy Management | A | Purchases (Cumulative) | Achievable Economic RVT Potential | 0 | 0 | 0 | 0 | 0 | 0 | 0 | 0 | 0 | 0 | 0 | 0 | 0 | 0 | 0 | 0 | 0 | 0 | 0 | 0 | 0 | 0 | 0 | 0 | 0 | 0 | 0 | 0 | 0 | 0 | 0
F1_Industrial_Instruments_Existing_Space Heating_Natural Gas_Commissioning_A_Achievable Economic RVT Potential | F1 | Industrial | Instruments | Existing | Space Heating | Natural Gas | Commissioning | A | Integrated Unit Energy Savings (kWh or therms) | Achievable Economic RVT Potential | 0 | 0 | 0 | 0 | 0 | 3.6315 | 3.613 | 3.5896 | 3.5642 | 3.5365 | 3.5073 | 3.4763 | 3.4443 | 3.4109 | 3.3739 | 3.3381 | 3.3019 | 3.2678 | 3.2355 | 3.205 | 3.1763 | 3.1472 | 3.1222 | 3.0991 | 3.0775 | 3.0577 | 3.0408 | 3.0251 | 0 | 0 | 0
F2_Industrial_Instruments_Existing_Space Heating_Natural Gas_Commissioning_A_Achievable Economic RVT Potential | F2 | Industrial | Instruments | Existing | Space Heating | Natural Gas | Commissioning | A | Integrated Unit Summer Peak Savings (kW) | Achievable Economic RVT Potential | 0 | 0 | 0 | 0 | 0 | 0 | 0 | 0 | 0 | 0 | 0 | 0 | 0 | 0 | 0 | 0 | 0 | 0 | 0 | 0 | 0 | 0 | 0 | 0 | 0 | 0 | 0 | 0 | 0 | 0 | 0
F3_Industrial_Instruments_Existing_Space Heating_Natural Gas_Commissioning_A_Achievable Economic RVT Potential | F3 | Industrial | Instruments | Existing | Space Heating | Natural Gas | Commissioning | A | Integrated Unit Winter Peak Savings (kW) | Achievable Economic RVT Potential | 0 | 0 | 0 | 0 | 0 | 0 | 0 | 0 | 0 | 0 | 0 | 0 | 0 | 0 | 0 | 0 | 0 | 0 | 0 | 0 | 0 | 0 | 0 | 0 | 0 | 0 | 0 | 0 | 0 | 0 | 0
F4_Industrial_Instruments_Existing_Space Heating_Natural Gas_Commissioning_A_Achievable Economic RVT Potential | F4 | Industrial | Instruments | Existing | Space Heating | Natural Gas | Commissioning | A | Incremental Energy Savings (MWh or mTherms) | Achievable Economic RVT Potential | 0 | 0 | 0 | 0 | 0 | 0 | 0 | 0 | 0 | 0 | 0 | 0 | 0 | 0 | 0 | 0 | 0 | 0 | 0 | 0 | 0 | 0 | 0 | 0 | 0 | 0 | 0 | 0 | 0 | 0 | 0
F5_Industrial_Instruments_Existing_Space Heating_Natural Gas_Commissioning_A_Achievable Economic RVT Potential | F5 | Industrial | Instruments | Existing | Space Heating | Natural Gas | Commissioning | A | Incremental Summer Peak Savings (MW) | Achievable Economic RVT Potential | 0 | 0 | 0 | 0 | 0 | 0 | 0 | 0 | 0 | 0 | 0 | 0 | 0 | 0 | 0 | 0 | 0 | 0 | 0 | 0 | 0 | 0 | 0 | 0 | 0 | 0 | 0 | 0 | 0 | 0 | 0
F6_Industrial_Instruments_Existing_Space Heating_Natural Gas_Commissioning_A_Achievable Economic RVT Potential | F6 | Industrial | Instruments | Existing | Space Heating | Natural Gas | Commissioning | A | Incremental Winter Peak Savings (MW) | Achievable Economic RVT Potential | 0 | 0 | 0 | 0 | 0 | 0 | 0 | 0 | 0 | 0 | 0 | 0 | 0 | 0 | 0 | 0 | 0 | 0 | 0 | 0 | 0 | 0 | 0 | 0 | 0 | 0 | 0 | 0 | 0 | 0 | 0
F7_Industrial_Instruments_Existing_Space Heating_Natural Gas_Commissioning_A_Achievable Economic RVT Potential | F7 | Industrial | Instruments | Existing | Space Heating | Natural Gas | Commissioning | A | Cumulative Energy Savings (MWh or mTherms) | Achievable Economic RVT Potential | 0 | 0 | 0 | 0 | 0 | 0 | 0 | 0 | 0 | 0 | 0 | 0 | 0 | 0 | 0 | 0 | 0 | 0 | 0 | 0 | 0 | 0 | 0 | 0 | 0 | 0 | 0 | 0 | 0 | 0 | 0
F8_Industrial_Instruments_Existing_Space Heating_Natural Gas_Commissioning_A_Achievable Economic RVT Potential | F8 | Industrial | Instruments | Existing | Space Heating | Natural Gas | Commissioning | A | Cumulative Summer Peak Savings (MW) | Achievable Economic RVT Potential | 0 | 0 | 0 | 0 | 0 | 0 | 0 | 0 | 0 | 0 | 0 | 0 | 0 | 0 | 0 | 0 | 0 | 0 | 0 | 0 | 0 | 0 | 0 | 0 | 0 | 0 | 0 | 0 | 0 | 0 | 0
F9_Industrial_Instruments_Existing_Space Heating_Natural Gas_Commissioning_A_Achievable Economic RVT Potential | F9 | Industrial | Instruments | Existing | Space Heating | Natural Gas | Commissioning | A | Cumulative Winter Peak Savings (MW) | Achievable Economic RVT Potential | 0 | 0 | 0 | 0 | 0 | 0 | 0 | 0 | 0 | 0 | 0 | 0 | 0 | 0 | 0 | 0 | 0 | 0 | 0 | 0 | 0 | 0 | 0 | 0 | 0 | 0 | 0 | 0 | 0 | 0 | 0
F10_Industrial_Instruments_Existing_Space Heating_Natural Gas_Commissioning_A_Achievable Economic RVT Potential | F10 | Industrial | Instruments | Existing | Space Heating | Natural Gas | Commissioning | A | Purchases (Incremental) | Achievable Economic RVT Potential | 0 | 0 | 0 | 0 | 0 | 0 | 0 | 0 | 0 | 0 | 0 | 0 | 0 | 0 | 0 | 0 | 0 | 0 | 0 | 0 | 0 | 0 | 0 | 0 | 0 | 0 | 0 | 0 | 0 | 0 | 0
F11_Industrial_Instruments_Existing_Space Heating_Natural Gas_Commissioning_A_Achievable Economic RVT Potential | F11 | Industrial | Instruments | Existing | Space Heating | Natural Gas | Commissioning | A | Purchases (Cumulative) | Achievable Economic RVT Potential | 0 | 0 | 0 | 0 | 0 | 0 | 0 | 0 | 0 | 0 | 0 | 0 | 0 | 0 | 0 | 0 | 0 | 0 | 0 | 0 | 0 | 0 | 0 | 0 | 0 | 0 | 0 | 0 | 0 | 0 | 0
F1_Industrial_Instruments_Existing_Process_Natural Gas_Commissioning_A_Achievable Economic RVT Potential | F1 | Industrial | Instruments | Existing | Process | Natural Gas | Commissioning | A | Integrated Unit Energy Savings (kWh or therms) | Achievable Economic RVT Potential | 0 | 0 | 0 | 0 | 0 | 9.4819 | 9.4799 | 9.4785 | 9.4774 | 9.4764 | 9.4755 | 9.4747 | 9.4741 | 9.4734 | 9.473 | 9.4726 | 9.4723 | 9.472 | 9.4717 | 9.4716 | 9.4714 | 9.4713 | 9.4711 | 9.471 | 9.4709 | 9.4709 | 9.4708 | 9.4708 | 0 | 0 | 0
F2_Industrial_Instruments_Existing_Process_Natural Gas_Commissioning_A_Achievable Economic RVT Potential | F2 | Industrial | Instruments | Existing | Process | Natural Gas | Commissioning | A | Integrated Unit Summer Peak Savings (kW) | Achievable Economic RVT Potential | 0 | 0 | 0 | 0 | 0 | 0 | 0 | 0 | 0 | 0 | 0 | 0 | 0 | 0 | 0 | 0 | 0 | 0 | 0 | 0 | 0 | 0 | 0 | 0 | 0 | 0 | 0 | 0 | 0 | 0 | 0
F3_Industrial_Instruments_Existing_Process_Natural Gas_Commissioning_A_Achievable Economic RVT Potential | F3 | Industrial | Instruments | Existing | Process | Natural Gas | Commissioning | A | Integrated Unit Winter Peak Savings (kW) | Achievable Economic RVT Potential | 0 | 0 | 0 | 0 | 0 | 0 | 0 | 0 | 0 | 0 | 0 | 0 | 0 | 0 | 0 | 0 | 0 | 0 | 0 | 0 | 0 | 0 | 0 | 0 | 0 | 0 | 0 | 0 | 0 | 0 | 0
F4_Industrial_Instruments_Existing_Process_Natural Gas_Commissioning_A_Achievable Economic RVT Potential | F4 | Industrial | Instruments | Existing | Process | Natural Gas | Commissioning | A | Incremental Energy Savings (MWh or mTherms) | Achievable Economic RVT Potential | 0 | 0 | 0 | 0 | 0 | 0 | 0 | 0 | 0 | 0 | 0 | 0 | 0 | 0 | 0 | 0 | 0 | 0 | 0 | 0 | 0 | 0 | 0 | 0 | 0 | 0 | 0 | 0 | 0 | 0 | 0
F5_Industrial_Instruments_Existing_Process_Natural Gas_Commissioning_A_Achievable Economic RVT Potential | F5 | Industrial | Instruments | Existing | Process | Natural Gas | Commissioning | A | Incremental Summer Peak Savings (MW) | Achievable Economic RVT Potential | 0 | 0 | 0 | 0 | 0 | 0 | 0 | 0 | 0 | 0 | 0 | 0 | 0 | 0 | 0 | 0 | 0 | 0 | 0 | 0 | 0 | 0 | 0 | 0 | 0 | 0 | 0 | 0 | 0 | 0 | 0
F6_Industrial_Instruments_Existing_Process_Natural Gas_Commissioning_A_Achievable Economic RVT Potential | F6 | Industrial | Instruments | Existing | Process | Natural Gas | Commissioning | A | Incremental Winter Peak Savings (MW) | Achievable Economic RVT Potential | 0 | 0 | 0 | 0 | 0 | 0 | 0 | 0 | 0 | 0 | 0 | 0 | 0 | 0 | 0 | 0 | 0 | 0 | 0 | 0 | 0 | 0 | 0 | 0 | 0 | 0 | 0 | 0 | 0 | 0 | 0
F7_Industrial_Instruments_Existing_Process_Natural Gas_Commissioning_A_Achievable Economic RVT Potential | F7 | Industrial | Instruments | Existing | Process | Natural Gas | Commissioning | A | Cumulative Energy Savings (MWh or mTherms) | Achievable Economic RVT Potential | 0 | 0 | 0 | 0 | 0 | 0 | 0 | 0 | 0 | 0 | 0 | 0 | 0 | 0 | 0 | 0 | 0 | 0 | 0 | 0 | 0 | 0 | 0 | 0 | 0 | 0 | 0 | 0 | 0 | 0 | 0
F8_Industrial_Instruments_Existing_Process_Natural Gas_Commissioning_A_Achievable Economic RVT Potential | F8 | Industrial | Instruments | Existing | Process | Natural Gas | Commissioning | A | Cumulative Summer Peak Savings (MW) | Achievable Economic RVT Potential | 0 | 0 | 0 | 0 | 0 | 0 | 0 | 0 | 0 | 0 | 0 | 0 | 0 | 0 | 0 | 0 | 0 | 0 | 0 | 0 | 0 | 0 | 0 | 0 | 0 | 0 | 0 | 0 | 0 | 0 | 0
F9_Industrial_Instruments_Existing_Process_Natural Gas_Commissioning_A_Achievable Economic RVT Potential | F9 | Industrial | Instruments | Existing | Process | Natural Gas | Commissioning | A | Cumulative Winter Peak Savings (MW) | Achievable Economic RVT Potential | 0 | 0 | 0 | 0 | 0 | 0 | 0 | 0 | 0 | 0 | 0 | 0 | 0 | 0 | 0 | 0 | 0 | 0 | 0 | 0 | 0 | 0 | 0 | 0 | 0 | 0 | 0 | 0 | 0 | 0 | 0
F10_Industrial_Instruments_Existing_Process_Natural Gas_Commissioning_A_Achievable Economic RVT Potential | F10 | Industrial | Instruments | Existing | Process | Natural Gas | Commissioning | A | Purchases (Incremental) | Achievable Economic RVT Potential | 0 | 0 | 0 | 0 | 0 | 0 | 0 | 0 | 0 | 0 | 0 | 0 | 0 | 0 | 0 | 0 | 0 | 0 | 0 | 0 | 0 | 0 | 0 | 0 | 0 | 0 | 0 | 0 | 0 | 0 | 0
F11_Industrial_Instruments_Existing_Process_Natural Gas_Commissioning_A_Achievable Economic RVT Potential | F11 | Industrial | Instruments | Existing | Process | Natural Gas | Commissioning | A | Purchases (Cumulative) | Achievable Economic RVT Potential | 0 | 0 | 0 | 0 | 0 | 0 | 0 | 0 | 0 | 0 | 0 | 0 | 0 | 0 | 0 | 0 | 0 | 0 | 0 | 0 | 0 | 0 | 0 | 0 | 0 | 0 | 0 | 0 | 0 | 0 | 0
F1_Industrial_Instruments_Existing_Space Heating_Natural Gas_Retrocommissioning_A_Achievable Economic RVT Potential | F1 | Industrial | Instruments | Existing | Space Heating | Natural Gas | Retrocommissioning | A | Integrated Unit Energy Savings (kWh or therms) | Achievable Economic RVT Potential | 0 | 0 | 0 | 0 | 0 | 0.50435 | 0.50173 | 0.49845 | 0.49487 | 0.49099 | 0.4869 | 0.48256 | 0.4781 | 0.47345 | 0.4683 | 0.4633 | 0.45827 | 0.45353 | 0.44904 | 0.44481 | 0.44081 | 0.43678 | 0.43331 | 0.4301 | 0.4271 | 0.42436 | 0.42202 | 0.41983 | 0 | 0 | 0
F2_Industrial_Instruments_Existing_Space Heating_Natural Gas_Retrocommissioning_A_Achievable Economic RVT Potential | F2 | Industrial | Instruments | Existing | Space Heating | Natural Gas | Retrocommissioning | A | Integrated Unit Summer Peak Savings (kW) | Achievable Economic RVT Potential | 0 | 0 | 0 | 0 | 0 | 0 | 0 | 0 | 0 | 0 | 0 | 0 | 0 | 0 | 0 | 0 | 0 | 0 | 0 | 0 | 0 | 0 | 0 | 0 | 0 | 0 | 0 | 0 | 0 | 0 | 0
F3_Industrial_Instruments_Existing_Space Heating_Natural Gas_Retrocommissioning_A_Achievable Economic RVT Potential | F3 | Industrial | Instruments | Existing | Space Heating | Natural Gas | Retrocommissioning | A | Integrated Unit Winter Peak Savings (kW) | Achievable Economic RVT Potential | 0 | 0 | 0 | 0 | 0 | 0 | 0 | 0 | 0 | 0 | 0 | 0 | 0 | 0 | 0 | 0 | 0 | 0 | 0 | 0 | 0 | 0 | 0 | 0 | 0 | 0 | 0 | 0 | 0 | 0 | 0
F4_Industrial_Instruments_Existing_Space Heating_Natural Gas_Retrocommissioning_A_Achievable Economic RVT Potential | F4 | Industrial | Instruments | Existing | Space Heating | Natural Gas | Retrocommissioning | A | Incremental Energy Savings (MWh or mTherms) | Achievable Economic RVT Potential | 0 | 0 | 0 | 0 | 0 | 0 | 0 | 0 | 0 | 0 | 0 | 0 | 0 | 0 | 0 | 0 | 0 | 0 | 0 | 0 | 0 | 0 | 0 | 0 | 0 | 0 | 0 | 0 | 0 | 0 | 0
F5_Industrial_Instruments_Existing_Space Heating_Natural Gas_Retrocommissioning_A_Achievable Economic RVT Potential | F5 | Industrial | Instruments | Existing | Space Heating | Natural Gas | Retrocommissioning | A | Incremental Summer Peak Savings (MW) | Achievable Economic RVT Potential | 0 | 0 | 0 | 0 | 0 | 0 | 0 | 0 | 0 | 0 | 0 | 0 | 0 | 0 | 0 | 0 | 0 | 0 | 0 | 0 | 0 | 0 | 0 | 0 | 0 | 0 | 0 | 0 | 0 | 0 | 0
F6_Industrial_Instruments_Existing_Space Heating_Natural Gas_Retrocommissioning_A_Achievable Economic RVT Potential | F6 | Industrial | Instruments | Existing | Space Heating | Natural Gas | Retrocommissioning | A | Incremental Winter Peak Savings (MW) | Achievable Economic RVT Potential | 0 | 0 | 0 | 0 | 0 | 0 | 0 | 0 | 0 | 0 | 0 | 0 | 0 | 0 | 0 | 0 | 0 | 0 | 0 | 0 | 0 | 0 | 0 | 0 | 0 | 0 | 0 | 0 | 0 | 0 | 0
F7_Industrial_Instruments_Existing_Space Heating_Natural Gas_Retrocommissioning_A_Achievable Economic RVT Potential | F7 | Industrial | Instruments | Existing | Space Heating | Natural Gas | Retrocommissioning | A | Cumulative Energy Savings (MWh or mTherms) | Achievable Economic RVT Potential | 0 | 0 | 0 | 0 | 0 | 0 | 0 | 0 | 0 | 0 | 0 | 0 | 0 | 0 | 0 | 0 | 0 | 0 | 0 | 0 | 0 | 0 | 0 | 0 | 0 | 0 | 0 | 0 | 0 | 0 | 0
F8_Industrial_Instruments_Existing_Space Heating_Natural Gas_Retrocommissioning_A_Achievable Economic RVT Potential | F8 | Industrial | Instruments | Existing | Space Heating | Natural Gas | Retrocommissioning | A | Cumulative Summer Peak Savings (MW) | Achievable Economic RVT Potential | 0 | 0 | 0 | 0 | 0 | 0 | 0 | 0 | 0 | 0 | 0 | 0 | 0 | 0 | 0 | 0 | 0 | 0 | 0 | 0 | 0 | 0 | 0 | 0 | 0 | 0 | 0 | 0 | 0 | 0 | 0
F9_Industrial_Instruments_Existing_Space Heating_Natural Gas_Retrocommissioning_A_Achievable Economic RVT Potential | F9 | Industrial | Instruments | Existing | Space Heating | Natural Gas | Retrocommissioning | A | Cumulative Winter Peak Savings (MW) | Achievable Economic RVT Potential | 0 | 0 | 0 | 0 | 0 | 0 | 0 | 0 | 0 | 0 | 0 | 0 | 0 | 0 | 0 | 0 | 0 | 0 | 0 | 0 | 0 | 0 | 0 | 0 | 0 | 0 | 0 | 0 | 0 | 0 | 0
F10_Industrial_Instruments_Existing_Space Heating_Natural Gas_Retrocommissioning_A_Achievable Economic RVT Potential | F10 | Industrial | Instruments | Existing | Space Heating | Natural Gas | Retrocommissioning | A | Purchases (Incremental) | Achievable Economic RVT Potential | 0 | 0 | 0 | 0 | 0 | 0 | 0 | 0 | 0 | 0 | 0 | 0 | 0 | 0 | 0 | 0 | 0 | 0 | 0 | 0 | 0 | 0 | 0 | 0 | 0 | 0 | 0 | 0 | 0 | 0 | 0
F11_Industrial_Instruments_Existing_Space Heating_Natural Gas_Retrocommissioning_A_Achievable Economic RVT Potential | F11 | Industrial | Instruments | Existing | Space Heating | Natural Gas | Retrocommissioning | A | Purchases (Cumulative) | Achievable Economic RVT Potential | 0 | 0 | 0 | 0 | 0 | 0 | 0 | 0 | 0 | 0 | 0 | 0 | 0 | 0 | 0 | 0 | 0 | 0 | 0 | 0 | 0 | 0 | 0 | 0 | 0 | 0 | 0 | 0 | 0 | 0 | 0
F1_Industrial_Instruments_Existing_Process_Natural Gas_Retrocommissioning_A_Achievable Economic RVT Potential | F1 | Industrial | Instruments | Existing | Process | Natural Gas | Retrocommissioning | A | Integrated Unit Energy Savings (kWh or therms) | Achievable Economic RVT Potential | 0 | 0 | 0 | 0 | 0 | 0 | 0 | 0 | 0 | 0 | 0 | 0 | 0 | 0 | 0 | 0 | 0 | 0 | 0 | 0 | 0 | 0 | 0 | 0 | 0 | 0 | 0 | 0 | 0 | 0 | 0
F2_Industrial_Instruments_Existing_Process_Natural Gas_Retrocommissioning_A_Achievable Economic RVT Potential | F2 | Industrial | Instruments | Existing | Process | Natural Gas | Retrocommissioning | A | Integrated Unit Summer Peak Savings (kW) | Achievable Economic RVT Potential | 0 | 0 | 0 | 0 | 0 | 0 | 0 | 0 | 0 | 0 | 0 | 0 | 0 | 0 | 0 | 0 | 0 | 0 | 0 | 0 | 0 | 0 | 0 | 0 | 0 | 0 | 0 | 0 | 0 | 0 | 0
F3_Industrial_Instruments_Existing_Process_Natural Gas_Retrocommissioning_A_Achievable Economic RVT Potential | F3 | Industrial | Instruments | Existing | Process | Natural Gas | Retrocommissioning | A | Integrated Unit Winter Peak Savings (kW) | Achievable Economic RVT Potential | 0 | 0 | 0 | 0 | 0 | 0 | 0 | 0 | 0 | 0 | 0 | 0 | 0 | 0 | 0 | 0 | 0 | 0 | 0 | 0 | 0 | 0 | 0 | 0 | 0 | 0 | 0 | 0 | 0 | 0 | 0
F4_Industrial_Instruments_Existing_Process_Natural Gas_Retrocommissioning_A_Achievable Economic RVT Potential | F4 | Industrial | Instruments | Existing | Process | Natural Gas | Retrocommissioning | A | Incremental Energy Savings (MWh or mTherms) | Achievable Economic RVT Potential | 0 | 0 | 0 | 0 | 0 | 0 | 0 | 0 | 0 | 0 | 0 | 0 | 0 | 0 | 0 | 0 | 0 | 0 | 0 | 0 | 0 | 0 | 0 | 0 | 0 | 0 | 0 | 0 | 0 | 0 | 0
F5_Industrial_Instruments_Existing_Process_Natural Gas_Retrocommissioning_A_Achievable Economic RVT Potential | F5 | Industrial | Instruments | Existing | Process | Natural Gas | Retrocommissioning | A | Incremental Summer Peak Savings (MW) | Achievable Economic RVT Potential | 0 | 0 | 0 | 0 | 0 | 0 | 0 | 0 | 0 | 0 | 0 | 0 | 0 | 0 | 0 | 0 | 0 | 0 | 0 | 0 | 0 | 0 | 0 | 0 | 0 | 0 | 0 | 0 | 0 | 0 | 0
F6_Industrial_Instruments_Existing_Process_Natural Gas_Retrocommissioning_A_Achievable Economic RVT Potential | F6 | Industrial | Instruments | Existing | Process | Natural Gas | Retrocommissioning | A | Incremental Winter Peak Savings (MW) | Achievable Economic RVT Potential | 0 | 0 | 0 | 0 | 0 | 0 | 0 | 0 | 0 | 0 | 0 | 0 | 0 | 0 | 0 | 0 | 0 | 0 | 0 | 0 | 0 | 0 | 0 | 0 | 0 | 0 | 0 | 0 | 0 | 0 | 0
F7_Industrial_Instruments_Existing_Process_Natural Gas_Retrocommissioning_A_Achievable Economic RVT Potential | F7 | Industrial | Instruments | Existing | Process | Natural Gas | Retrocommissioning | A | Cumulative Energy Savings (MWh or mTherms) | Achievable Economic RVT Potential | 0 | 0 | 0 | 0 | 0 | 0 | 0 | 0 | 0 | 0 | 0 | 0 | 0 | 0 | 0 | 0 | 0 | 0 | 0 | 0 | 0 | 0 | 0 | 0 | 0 | 0 | 0 | 0 | 0 | 0 | 0
F8_Industrial_Instruments_Existing_Process_Natural Gas_Retrocommissioning_A_Achievable Economic RVT Potential | F8 | Industrial | Instruments | Existing | Process | Natural Gas | Retrocommissioning | A | Cumulative Summer Peak Savings (MW) | Achievable Economic RVT Potential | 0 | 0 | 0 | 0 | 0 | 0 | 0 | 0 | 0 | 0 | 0 | 0 | 0 | 0 | 0 | 0 | 0 | 0 | 0 | 0 | 0 | 0 | 0 | 0 | 0 | 0 | 0 | 0 | 0 | 0 | 0
F9_Industrial_Instruments_Existing_Process_Natural Gas_Retrocommissioning_A_Achievable Economic RVT Potential | F9 | Industrial | Instruments | Existing | Process | Natural Gas | Retrocommissioning | A | Cumulative Winter Peak Savings (MW) | Achievable Economic RVT Potential | 0 | 0 | 0 | 0 | 0 | 0 | 0 | 0 | 0 | 0 | 0 | 0 | 0 | 0 | 0 | 0 | 0 | 0 | 0 | 0 | 0 | 0 | 0 | 0 | 0 | 0 | 0 | 0 | 0 | 0 | 0
F10_Industrial_Instruments_Existing_Process_Natural Gas_Retrocommissioning_A_Achievable Economic RVT Potential | F10 | Industrial | Instruments | Existing | Process | Natural Gas | Retrocommissioning | A | Purchases (Incremental) | Achievable Economic RVT Potential | 0 | 0 | 0 | 0 | 0 | 0 | 0 | 0 | 0 | 0 | 0 | 0 | 0 | 0 | 0 | 0 | 0 | 0 | 0 | 0 | 0 | 0 | 0 | 0 | 0 | 0 | 0 | 0 | 0 | 0 | 0
F11_Industrial_Instruments_Existing_Process_Natural Gas_Retrocommissioning_A_Achievable Economic RVT Potential | F11 | Industrial | Instruments | Existing | Process | Natural Gas | Retrocommissioning | A | Purchases (Cumulative) | Achievable Economic RVT Potential | 0 | 0 | 0 | 0 | 0 | 0 | 0 | 0 | 0 | 0 | 0 | 0 | 0 | 0 | 0 | 0 | 0 | 0 | 0 | 0 | 0 | 0 | 0 | 0 | 0 | 0 | 0 | 0 | 0 | 0 | 0
F1_Industrial_Instruments_New_Space Heating_Natural Gas_Insulation - Roof/Ceiling_A_Achievable Economic RVT Potential | F1 | Industrial | Instruments | New | Space Heating | Natural Gas | Insulation - Roof/Ceiling | A | Integrated Unit Energy Savings (kWh or therms) | Achievable Economic RVT Potential | 0 | 0 | 0 | 0 | 0 | 0.093608 | 0.092013 | 0.090675 | 0.089498 | 0.088413 | 0.087424 | 0.086229 | 0.084918 | 0.083559 | 0.082187 | 0.080907 | 0.079722 | 0.078698 | 0.077452 | 0.076489 | 0.075773 | 0.075236 | 0.074967 | 0.074834 | 0.074801 | 0.074838 | 0.074892 | 0.074965 | 0 | 0 | 0
F2_Industrial_Instruments_New_Space Heating_Natural Gas_Insulation - Roof/Ceiling_A_Achievable Economic RVT Potential | F2 | Industrial | Instruments | New | Space Heating | Natural Gas | Insulation - Roof/Ceiling | A | Integrated Unit Summer Peak Savings (kW) | Achievable Economic RVT Potential | 0 | 0 | 0 | 0 | 0 | 0 | 0 | 0 | 0 | 0 | 0 | 0 | 0 | 0 | 0 | 0 | 0 | 0 | 0 | 0 | 0 | 0 | 0 | 0 | 0 | 0 | 0 | 0 | 0 | 0 | 0
F3_Industrial_Instruments_New_Space Heating_Natural Gas_Insulation - Roof/Ceiling_A_Achievable Economic RVT Potential | F3 | Industrial | Instruments | New | Space Heating | Natural Gas | Insulation - Roof/Ceiling | A | Integrated Unit Winter Peak Savings (kW) | Achievable Economic RVT Potential | 0 | 0 | 0 | 0 | 0 | 0 | 0 | 0 | 0 | 0 | 0 | 0 | 0 | 0 | 0 | 0 | 0 | 0 | 0 | 0 | 0 | 0 | 0 | 0 | 0 | 0 | 0 | 0 | 0 | 0 | 0
F4_Industrial_Instruments_New_Space Heating_Natural Gas_Insulation - Roof/Ceiling_A_Achievable Economic RVT Potential | F4 | Industrial | Instruments | New | Space Heating | Natural Gas | Insulation - Roof/Ceiling | A | Incremental Energy Savings (MWh or mTherms) | Achievable Economic RVT Potential | 0 | 0 | 0 | 0 | 0 | 0 | 0 | 0 | 0 | 0 | 0 | 0 | 0 | 0 | 0 | 0 | 0 | 0 | 0 | 0 | 0 | 0 | 0 | 0 | 0 | 0 | 0 | 0 | 0 | 0 | 0
F5_Industrial_Instruments_New_Space Heating_Natural Gas_Insulation - Roof/Ceiling_A_Achievable Economic RVT Potential | F5 | Industrial | Instruments | New | Space Heating | Natural Gas | Insulation - Roof/Ceiling | A | Incremental Summer Peak Savings (MW) | Achievable Economic RVT Potential | 0 | 0 | 0 | 0 | 0 | 0 | 0 | 0 | 0 | 0 | 0 | 0 | 0 | 0 | 0 | 0 | 0 | 0 | 0 | 0 | 0 | 0 | 0 | 0 | 0 | 0 | 0 | 0 | 0 | 0 | 0
F6_Industrial_Instruments_New_Space Heating_Natural Gas_Insulation - Roof/Ceiling_A_Achievable Economic RVT Potential | F6 | Industrial | Instruments | New | Space Heating | Natural Gas | Insulation - Roof/Ceiling | A | Incremental Winter Peak Savings (MW) | Achievable Economic RVT Potential | 0 | 0 | 0 | 0 | 0 | 0 | 0 | 0 | 0 | 0 | 0 | 0 | 0 | 0 | 0 | 0 | 0 | 0 | 0 | 0 | 0 | 0 | 0 | 0 | 0 | 0 | 0 | 0 | 0 | 0 | 0
F7_Industrial_Instruments_New_Space Heating_Natural Gas_Insulation - Roof/Ceiling_A_Achievable Economic RVT Potential | F7 | Industrial | Instruments | New | Space Heating | Natural Gas | Insulation - Roof/Ceiling | A | Cumulative Energy Savings (MWh or mTherms) | Achievable Economic RVT Potential | 0 | 0 | 0 | 0 | 0 | 0 | 0 | 0 | 0 | 0 | 0 | 0 | 0 | 0 | 0 | 0 | 0 | 0 | 0 | 0 | 0 | 0 | 0 | 0 | 0 | 0 | 0 | 0 | 0 | 0 | 0
F8_Industrial_Instruments_New_Space Heating_Natural Gas_Insulation - Roof/Ceiling_A_Achievable Economic RVT Potential | F8 | Industrial | Instruments | New | Space Heating | Natural Gas | Insulation - Roof/Ceiling | A | Cumulative Summer Peak Savings (MW) | Achievable Economic RVT Potential | 0 | 0 | 0 | 0 | 0 | 0 | 0 | 0 | 0 | 0 | 0 | 0 | 0 | 0 | 0 | 0 | 0 | 0 | 0 | 0 | 0 | 0 | 0 | 0 | 0 | 0 | 0 | 0 | 0 | 0 | 0
F9_Industrial_Instruments_New_Space Heating_Natural Gas_Insulation - Roof/Ceiling_A_Achievable Economic RVT Potential | F9 | Industrial | Instruments | New | Space Heating | Natural Gas | Insulation - Roof/Ceiling | A | Cumulative Winter Peak Savings (MW) | Achievable Economic RVT Potential | 0 | 0 | 0 | 0 | 0 | 0 | 0 | 0 | 0 | 0 | 0 | 0 | 0 | 0 | 0 | 0 | 0 | 0 | 0 | 0 | 0 | 0 | 0 | 0 | 0 | 0 | 0 | 0 | 0 | 0 | 0
F10_Industrial_Instruments_New_Space Heating_Natural Gas_Insulation - Roof/Ceiling_A_Achievable Economic RVT Potential | F10 | Industrial | Instruments | New | Space Heating | Natural Gas | Insulation - Roof/Ceiling | A | Purchases (Incremental) | Achievable Economic RVT Potential | 0 | 0 | 0 | 0 | 0 | 0 | 0 | 0 | 0 | 0 | 0 | 0 | 0 | 0 | 0 | 0 | 0 | 0 | 0 | 0 | 0 | 0 | 0 | 0 | 0 | 0 | 0 | 0 | 0 | 0 | 0
F11_Industrial_Instruments_New_Space Heating_Natural Gas_Insulation - Roof/Ceiling_A_Achievable Economic RVT Potential | F11 | Industrial | Instruments | New | Space Heating | Natural Gas | Insulation - Roof/Ceiling | A | Purchases (Cumulative) | Achievable Economic RVT Potential | 0 | 0 | 0 | 0 | 0 | 0 | 0 | 0 | 0 | 0 | 0 | 0 | 0 | 0 | 0 | 0 | 0 | 0 | 0 | 0 | 0 | 0 | 0 | 0 | 0 | 0 | 0 | 0 | 0 | 0 | 0
F1_Industrial_Instruments_New_Space Heating_Natural Gas_Insulation - Wall Cavity_A_Achievable Economic RVT Potential | F1 | Industrial | Instruments | New | Space Heating | Natural Gas | Insulation - Wall Cavity | A | Integrated Unit Energy Savings (kWh or therms) | Achievable Economic RVT Potential | 0 | 0 | 0 | 0 | 0 | 0.016858 | 0.016571 | 0.01633 | 0.016118 | 0.015922 | 0.015744 | 0.015529 | 0.015293 | 0.015048 | 0.014801 | 0.014571 | 0.014357 | 0.014173 | 0.013948 | 0.013775 | 0.013646 | 0.013549 | 0.013501 | 0.013477 | 0.013471 | 0.013478 | 0.013487 | 0.013501 | 0 | 0 | 0
F2_Industrial_Instruments_New_Space Heating_Natural Gas_Insulation - Wall Cavity_A_Achievable Economic RVT Potential | F2 | Industrial | Instruments | New | Space Heating | Natural Gas | Insulation - Wall Cavity | A | Integrated Unit Summer Peak Savings (kW) | Achievable Economic RVT Potential | 0 | 0 | 0 | 0 | 0 | 0 | 0 | 0 | 0 | 0 | 0 | 0 | 0 | 0 | 0 | 0 | 0 | 0 | 0 | 0 | 0 | 0 | 0 | 0 | 0 | 0 | 0 | 0 | 0 | 0 | 0
F3_Industrial_Instruments_New_Space Heating_Natural Gas_Insulation - Wall Cavity_A_Achievable Economic RVT Potential | F3 | Industrial | Instruments | New | Space Heating | Natural Gas | Insulation - Wall Cavity | A | Integrated Unit Winter Peak Savings (kW) | Achievable Economic RVT Potential | 0 | 0 | 0 | 0 | 0 | 0 | 0 | 0 | 0 | 0 | 0 | 0 | 0 | 0 | 0 | 0 | 0 | 0 | 0 | 0 | 0 | 0 | 0 | 0 | 0 | 0 | 0 | 0 | 0 | 0 | 0
F4_Industrial_Instruments_New_Space Heating_Natural Gas_Insulation - Wall Cavity_A_Achievable Economic RVT Potential | F4 | Industrial | Instruments | New | Space Heating | Natural Gas | Insulation - Wall Cavity | A | Incremental Energy Savings (MWh or mTherms) | Achievable Economic RVT Potential | 0 | 0 | 0 | 0 | 0 | 0 | 0 | 0 | 0 | 0 | 0 | 0 | 0 | 0 | 0 | 0 | 0 | 0 | 0 | 0 | 0 | 0 | 0 | 0 | 0 | 0 | 0 | 0 | 0 | 0 | 0
F5_Industrial_Instruments_New_Space Heating_Natural Gas_Insulation - Wall Cavity_A_Achievable Economic RVT Potential | F5 | Industrial | Instruments | New | Space Heating | Natural Gas | Insulation - Wall Cavity | A | Incremental Summer Peak Savings (MW) | Achievable Economic RVT Potential | 0 | 0 | 0 | 0 | 0 | 0 | 0 | 0 | 0 | 0 | 0 | 0 | 0 | 0 | 0 | 0 | 0 | 0 | 0 | 0 | 0 | 0 | 0 | 0 | 0 | 0 | 0 | 0 | 0 | 0 | 0
F6_Industrial_Instruments_New_Space Heating_Natural Gas_Insulation - Wall Cavity_A_Achievable Economic RVT Potential | F6 | Industrial | Instruments | New | Space Heating | Natural Gas | Insulation - Wall Cavity | A | Incremental Winter Peak Savings (MW) | Achievable Economic RVT Potential | 0 | 0 | 0 | 0 | 0 | 0 | 0 | 0 | 0 | 0 | 0 | 0 | 0 | 0 | 0 | 0 | 0 | 0 | 0 | 0 | 0 | 0 | 0 | 0 | 0 | 0 | 0 | 0 | 0 | 0 | 0
F7_Industrial_Instruments_New_Space Heating_Natural Gas_Insulation - Wall Cavity_A_Achievable Economic RVT Potential | F7 | Industrial | Instruments | New | Space Heating | Natural Gas | Insulation - Wall Cavity | A | Cumulative Energy Savings (MWh or mTherms) | Achievable Economic RVT Potential | 0 | 0 | 0 | 0 | 0 | 0 | 0 | 0 | 0 | 0 | 0 | 0 | 0 | 0 | 0 | 0 | 0 | 0 | 0 | 0 | 0 | 0 | 0 | 0 | 0 | 0 | 0 | 0 | 0 | 0 | 0
F8_Industrial_Instruments_New_Space Heating_Natural Gas_Insulation - Wall Cavity_A_Achievable Economic RVT Potential | F8 | Industrial | Instruments | New | Space Heating | Natural Gas | Insulation - Wall Cavity | A | Cumulative Summer Peak Savings (MW) | Achievable Economic RVT Potential | 0 | 0 | 0 | 0 | 0 | 0 | 0 | 0 | 0 | 0 | 0 | 0 | 0 | 0 | 0 | 0 | 0 | 0 | 0 | 0 | 0 | 0 | 0 | 0 | 0 | 0 | 0 | 0 | 0 | 0 | 0
F9_Industrial_Instruments_New_Space Heating_Natural Gas_Insulation - Wall Cavity_A_Achievable Economic RVT Potential | F9 | Industrial | Instruments | New | Space Heating | Natural Gas | Insulation - Wall Cavity | A | Cumulative Winter Peak Savings (MW) | Achievable Economic RVT Potential | 0 | 0 | 0 | 0 | 0 | 0 | 0 | 0 | 0 | 0 | 0 | 0 | 0 | 0 | 0 | 0 | 0 | 0 | 0 | 0 | 0 | 0 | 0 | 0 | 0 | 0 | 0 | 0 | 0 | 0 | 0
F10_Industrial_Instruments_New_Space Heating_Natural Gas_Insulation - Wall Cavity_A_Achievable Economic RVT Potential | F10 | Industrial | Instruments | New | Space Heating | Natural Gas | Insulation - Wall Cavity | A | Purchases (Incremental) | Achievable Economic RVT Potential | 0 | 0 | 0 | 0 | 0 | 0 | 0 | 0 | 0 | 0 | 0 | 0 | 0 | 0 | 0 | 0 | 0 | 0 | 0 | 0 | 0 | 0 | 0 | 0 | 0 | 0 | 0 | 0 | 0 | 0 | 0
F11_Industrial_Instruments_New_Space Heating_Natural Gas_Insulation - Wall Cavity_A_Achievable Economic RVT Potential | F11 | Industrial | Instruments | New | Space Heating | Natural Gas | Insulation - Wall Cavity | A | Purchases (Cumulative) | Achievable Economic RVT Potential | 0 | 0 | 0 | 0 | 0 | 0 | 0 | 0 | 0 | 0 | 0 | 0 | 0 | 0 | 0 | 0 | 0 | 0 | 0 | 0 | 0 | 0 | 0 | 0 | 0 | 0 | 0 | 0 | 0 | 0 | 0
F1_Industrial_Instruments_New_Space Heating_Natural Gas_Insulation - Ducting_A_Achievable Economic RVT Potential | F1 | Industrial | Instruments | New | Space Heating | Natural Gas | Insulation - Ducting | A | Integrated Unit Energy Savings (kWh or therms) | Achievable Economic RVT Potential | 0 | 0 | 0 | 0 | 0 | 0 | 0 | 0 | 0 | 0 | 0 | 0 | 0 | 0 | 0 | 0 | 0 | 0 | 0 | 0 | 0 | 0 | 0 | 0 | 0 | 0 | 0 | 0 | 0 | 0 | 0
F2_Industrial_Instruments_New_Space Heating_Natural Gas_Insulation - Ducting_A_Achievable Economic RVT Potential | F2 | Industrial | Instruments | New | Space Heating | Natural Gas | Insulation - Ducting | A | Integrated Unit Summer Peak Savings (kW) | Achievable Economic RVT Potential | 0 | 0 | 0 | 0 | 0 | 0 | 0 | 0 | 0 | 0 | 0 | 0 | 0 | 0 | 0 | 0 | 0 | 0 | 0 | 0 | 0 | 0 | 0 | 0 | 0 | 0 | 0 | 0 | 0 | 0 | 0
F3_Industrial_Instruments_New_Space Heating_Natural Gas_Insulation - Ducting_A_Achievable Economic RVT Potential | F3 | Industrial | Instruments | New | Space Heating | Natural Gas | Insulation - Ducting | A | Integrated Unit Winter Peak Savings (kW) | Achievable Economic RVT Potential | 0 | 0 | 0 | 0 | 0 | 0 | 0 | 0 | 0 | 0 | 0 | 0 | 0 | 0 | 0 | 0 | 0 | 0 | 0 | 0 | 0 | 0 | 0 | 0 | 0 | 0 | 0 | 0 | 0 | 0 | 0
F4_Industrial_Instruments_New_Space Heating_Natural Gas_Insulation - Ducting_A_Achievable Economic RVT Potential | F4 | Industrial | Instruments | New | Space Heating | Natural Gas | Insulation - Ducting | A | Incremental Energy Savings (MWh or mTherms) | Achievable Economic RVT Potential | 0 | 0 | 0 | 0 | 0 | 0 | 0 | 0 | 0 | 0 | 0 | 0 | 0 | 0 | 0 | 0 | 0 | 0 | 0 | 0 | 0 | 0 | 0 | 0 | 0 | 0 | 0 | 0 | 0 | 0 | 0
F5_Industrial_Instruments_New_Space Heating_Natural Gas_Insulation - Ducting_A_Achievable Economic RVT Potential | F5 | Industrial | Instruments | New | Space Heating | Natural Gas | Insulation - Ducting | A | Incremental Summer Peak Savings (MW) | Achievable Economic RVT Potential | 0 | 0 | 0 | 0 | 0 | 0 | 0 | 0 | 0 | 0 | 0 | 0 | 0 | 0 | 0 | 0 | 0 | 0 | 0 | 0 | 0 | 0 | 0 | 0 | 0 | 0 | 0 | 0 | 0 | 0 | 0
F6_Industrial_Instruments_New_Space Heating_Natural Gas_Insulation - Ducting_A_Achievable Economic RVT Potential | F6 | Industrial | Instruments | New | Space Heating | Natural Gas | Insulation - Ducting | A | Incremental Winter Peak Savings (MW) | Achievable Economic RVT Potential | 0 | 0 | 0 | 0 | 0 | 0 | 0 | 0 | 0 | 0 | 0 | 0 | 0 | 0 | 0 | 0 | 0 | 0 | 0 | 0 | 0 | 0 | 0 | 0 | 0 | 0 | 0 | 0 | 0 | 0 | 0
F7_Industrial_Instruments_New_Space Heating_Natural Gas_Insulation - Ducting_A_Achievable Economic RVT Potential | F7 | Industrial | Instruments | New | Space Heating | Natural Gas | Insulation - Ducting | A | Cumulative Energy Savings (MWh or mTherms) | Achievable Economic RVT Potential | 0 | 0 | 0 | 0 | 0 | 0 | 0 | 0 | 0 | 0 | 0 | 0 | 0 | 0 | 0 | 0 | 0 | 0 | 0 | 0 | 0 | 0 | 0 | 0 | 0 | 0 | 0 | 0 | 0 | 0 | 0
F8_Industrial_Instruments_New_Space Heating_Natural Gas_Insulation - Ducting_A_Achievable Economic RVT Potential | F8 | Industrial | Instruments | New | Space Heating | Natural Gas | Insulation - Ducting | A | Cumulative Summer Peak Savings (MW) | Achievable Economic RVT Potential | 0 | 0 | 0 | 0 | 0 | 0 | 0 | 0 | 0 | 0 | 0 | 0 | 0 | 0 | 0 | 0 | 0 | 0 | 0 | 0 | 0 | 0 | 0 | 0 | 0 | 0 | 0 | 0 | 0 | 0 | 0
F9_Industrial_Instruments_New_Space Heating_Natural Gas_Insulation - Ducting_A_Achievable Economic RVT Potential | F9 | Industrial | Instruments | New | Space Heating | Natural Gas | Insulation - Ducting | A | Cumulative Winter Peak Savings (MW) | Achievable Economic RVT Potential | 0 | 0 | 0 | 0 | 0 | 0 | 0 | 0 | 0 | 0 | 0 | 0 | 0 | 0 | 0 | 0 | 0 | 0 | 0 | 0 | 0 | 0 | 0 | 0 | 0 | 0 | 0 | 0 | 0 | 0 | 0
F10_Industrial_Instruments_New_Space Heating_Natural Gas_Insulation - Ducting_A_Achievable Economic RVT Potential | F10 | Industrial | Instruments | New | Space Heating | Natural Gas | Insulation - Ducting | A | Purchases (Incremental) | Achievable Economic RVT Potential | 0 | 0 | 0 | 0 | 0 | 0 | 0 | 0 | 0 | 0 | 0 | 0 | 0 | 0 | 0 | 0 | 0 | 0 | 0 | 0 | 0 | 0 | 0 | 0 | 0 | 0 | 0 | 0 | 0 | 0 | 0
F11_Industrial_Instruments_New_Space Heating_Natural Gas_Insulation - Ducting_A_Achievable Economic RVT Potential | F11 | Industrial | Instruments | New | Space Heating | Natural Gas | Insulation - Ducting | A | Purchases (Cumulative) | Achievable Economic RVT Potential | 0 | 0 | 0 | 0 | 0 | 0 | 0 | 0 | 0 | 0 | 0 | 0 | 0 | 0 | 0 | 0 | 0 | 0 | 0 | 0 | 0 | 0 | 0 | 0 | 0 | 0 | 0 | 0 | 0 | 0 | 0
F1_Industrial_Instruments_New_Space Heating_Natural Gas_HVAC - Duct Repair and Sealing_A_Achievable Economic RVT Potential | F1 | Industrial | Instruments | New | Space Heating | Natural Gas | HVAC - Duct Repair and Sealing | A | Integrated Unit Energy Savings (kWh or therms) | Achievable Economic RVT Potential | 0 | 0 | 0 | 0 | 0 | 0 | 0 | 0 | 0 | 0 | 0 | 0 | 0 | 0 | 0 | 0 | 0 | 0 | 0 | 0 | 0 | 0 | 0 | 0 | 0 | 0 | 0 | 0 | 0 | 0 | 0
F2_Industrial_Instruments_New_Space Heating_Natural Gas_HVAC - Duct Repair and Sealing_A_Achievable Economic RVT Potential | F2 | Industrial | Instruments | New | Space Heating | Natural Gas | HVAC - Duct Repair and Sealing | A | Integrated Unit Summer Peak Savings (kW) | Achievable Economic RVT Potential | 0 | 0 | 0 | 0 | 0 | 0 | 0 | 0 | 0 | 0 | 0 | 0 | 0 | 0 | 0 | 0 | 0 | 0 | 0 | 0 | 0 | 0 | 0 | 0 | 0 | 0 | 0 | 0 | 0 | 0 | 0
F3_Industrial_Instruments_New_Space Heating_Natural Gas_HVAC - Duct Repair and Sealing_A_Achievable Economic RVT Potential | F3 | Industrial | Instruments | New | Space Heating | Natural Gas | HVAC - Duct Repair and Sealing | A | Integrated Unit Winter Peak Savings (kW) | Achievable Economic RVT Potential | 0 | 0 | 0 | 0 | 0 | 0 | 0 | 0 | 0 | 0 | 0 | 0 | 0 | 0 | 0 | 0 | 0 | 0 | 0 | 0 | 0 | 0 | 0 | 0 | 0 | 0 | 0 | 0 | 0 | 0 | 0
F4_Industrial_Instruments_New_Space Heating_Natural Gas_HVAC - Duct Repair and Sealing_A_Achievable Economic RVT Potential | F4 | Industrial | Instruments | New | Space Heating | Natural Gas | HVAC - Duct Repair and Sealing | A | Incremental Energy Savings (MWh or mTherms) | Achievable Economic RVT Potential | 0 | 0 | 0 | 0 | 0 | 0 | 0 | 0 | 0 | 0 | 0 | 0 | 0 | 0 | 0 | 0 | 0 | 0 | 0 | 0 | 0 | 0 | 0 | 0 | 0 | 0 | 0 | 0 | 0 | 0 | 0
F5_Industrial_Instruments_New_Space Heating_Natural Gas_HVAC - Duct Repair and Sealing_A_Achievable Economic RVT Potential | F5 | Industrial | Instruments | New | Space Heating | Natural Gas | HVAC - Duct Repair and Sealing | A | Incremental Summer Peak Savings (MW) | Achievable Economic RVT Potential | 0 | 0 | 0 | 0 | 0 | 0 | 0 | 0 | 0 | 0 | 0 | 0 | 0 | 0 | 0 | 0 | 0 | 0 | 0 | 0 | 0 | 0 | 0 | 0 | 0 | 0 | 0 | 0 | 0 | 0 | 0
F6_Industrial_Instruments_New_Space Heating_Natural Gas_HVAC - Duct Repair and Sealing_A_Achievable Economic RVT Potential | F6 | Industrial | Instruments | New | Space Heating | Natural Gas | HVAC - Duct Repair and Sealing | A | Incremental Winter Peak Savings (MW) | Achievable Economic RVT Potential | 0 | 0 | 0 | 0 | 0 | 0 | 0 | 0 | 0 | 0 | 0 | 0 | 0 | 0 | 0 | 0 | 0 | 0 | 0 | 0 | 0 | 0 | 0 | 0 | 0 | 0 | 0 | 0 | 0 | 0 | 0
F7_Industrial_Instruments_New_Space Heating_Natural Gas_HVAC - Duct Repair and Sealing_A_Achievable Economic RVT Potential | F7 | Industrial | Instruments | New | Space Heating | Natural Gas | HVAC - Duct Repair and Sealing | A | Cumulative Energy Savings (MWh or mTherms) | Achievable Economic RVT Potential | 0 | 0 | 0 | 0 | 0 | 0 | 0 | 0 | 0 | 0 | 0 | 0 | 0 | 0 | 0 | 0 | 0 | 0 | 0 | 0 | 0 | 0 | 0 | 0 | 0 | 0 | 0 | 0 | 0 | 0 | 0
F8_Industrial_Instruments_New_Space Heating_Natural Gas_HVAC - Duct Repair and Sealing_A_Achievable Economic RVT Potential | F8 | Industrial | Instruments | New | Space Heating | Natural Gas | HVAC - Duct Repair and Sealing | A | Cumulative Summer Peak Savings (MW) | Achievable Economic RVT Potential | 0 | 0 | 0 | 0 | 0 | 0 | 0 | 0 | 0 | 0 | 0 | 0 | 0 | 0 | 0 | 0 | 0 | 0 | 0 | 0 | 0 | 0 | 0 | 0 | 0 | 0 | 0 | 0 | 0 | 0 | 0
F9_Industrial_Instruments_New_Space Heating_Natural Gas_HVAC - Duct Repair and Sealing_A_Achievable Economic RVT Potential | F9 | Industrial | Instruments | New | Space Heating | Natural Gas | HVAC - Duct Repair and Sealing | A | Cumulative Winter Peak Savings (MW) | Achievable Economic RVT Potential | 0 | 0 | 0 | 0 | 0 | 0 | 0 | 0 | 0 | 0 | 0 | 0 | 0 | 0 | 0 | 0 | 0 | 0 | 0 | 0 | 0 | 0 | 0 | 0 | 0 | 0 | 0 | 0 | 0 | 0 | 0
F10_Industrial_Instruments_New_Space Heating_Natural Gas_HVAC - Duct Repair and Sealing_A_Achievable Economic RVT Potential | F10 | Industrial | Instruments | New | Space Heating | Natural Gas | HVAC - Duct Repair and Sealing | A | Purchases (Incremental) | Achievable Economic RVT Potential | 0 | 0 | 0 | 0 | 0 | 0 | 0 | 0 | 0 | 0 | 0 | 0 | 0 | 0 | 0 | 0 | 0 | 0 | 0 | 0 | 0 | 0 | 0 | 0 | 0 | 0 | 0 | 0 | 0 | 0 | 0
F11_Industrial_Instruments_New_Space Heating_Natural Gas_HVAC - Duct Repair and Sealing_A_Achievable Economic RVT Potential | F11 | Industrial | Instruments | New | Space Heating | Natural Gas | HVAC - Duct Repair and Sealing | A | Purchases (Cumulative) | Achievable Economic RVT Potential | 0 | 0 | 0 | 0 | 0 | 0 | 0 | 0 | 0 | 0 | 0 | 0 | 0 | 0 | 0 | 0 | 0 | 0 | 0 | 0 | 0 | 0 | 0 | 0 | 0 | 0 | 0 | 0 | 0 | 0 | 0
F1_Industrial_Instruments_New_Space Heating_Natural Gas_Windows - High Efficiency_A_Achievable Economic RVT Potential | F1 | Industrial | Instruments | New | Space Heating | Natural Gas | Windows - High Efficiency | A | Integrated Unit Energy Savings (kWh or therms) | Achievable Economic RVT Potential | 0 | 0 | 0 | 0 | 0 | 0.0053502 | 0.005259 | 0.0051825 | 0.0051152 | 0.0050532 | 0.0049967 | 0.0049284 | 0.0048534 | 0.0047758 | 0.0046974 | 0.0046242 | 0.0045565 | 0.004498 | 0.0044267 | 0.0043717 | 0.0043308 | 0.0043001 | 0.0042847 | 0.0042771 | 0.0042752 | 0.0042773 | 0.0042804 | 0.0042846 | 0 | 0 | 0
F2_Industrial_Instruments_New_Space Heating_Natural Gas_Windows - High Efficiency_A_Achievable Economic RVT Potential | F2 | Industrial | Instruments | New | Space Heating | Natural Gas | Windows - High Efficiency | A | Integrated Unit Summer Peak Savings (kW) | Achievable Economic RVT Potential | 0 | 0 | 0 | 0 | 0 | 0 | 0 | 0 | 0 | 0 | 0 | 0 | 0 | 0 | 0 | 0 | 0 | 0 | 0 | 0 | 0 | 0 | 0 | 0 | 0 | 0 | 0 | 0 | 0 | 0 | 0
F3_Industrial_Instruments_New_Space Heating_Natural Gas_Windows - High Efficiency_A_Achievable Economic RVT Potential | F3 | Industrial | Instruments | New | Space Heating | Natural Gas | Windows - High Efficiency | A | Integrated Unit Winter Peak Savings (kW) | Achievable Economic RVT Potential | 0 | 0 | 0 | 0 | 0 | 0 | 0 | 0 | 0 | 0 | 0 | 0 | 0 | 0 | 0 | 0 | 0 | 0 | 0 | 0 | 0 | 0 | 0 | 0 | 0 | 0 | 0 | 0 | 0 | 0 | 0
F4_Industrial_Instruments_New_Space Heating_Natural Gas_Windows - High Efficiency_A_Achievable Economic RVT Potential | F4 | Industrial | Instruments | New | Space Heating | Natural Gas | Windows - High Efficiency | A | Incremental Energy Savings (MWh or mTherms) | Achievable Economic RVT Potential | 0 | 0 | 0 | 0 | 0 | 0 | 0 | 0 | 0 | 0 | 0 | 0 | 0 | 0 | 0 | 0 | 0 | 0 | 0 | 0 | 0 | 0 | 0 | 0 | 0 | 0 | 0 | 0 | 0 | 0 | 0
F5_Industrial_Instruments_New_Space Heating_Natural Gas_Windows - High Efficiency_A_Achievable Economic RVT Potential | F5 | Industrial | Instruments | New | Space Heating | Natural Gas | Windows - High Efficiency | A | Incremental Summer Peak Savings (MW) | Achievable Economic RVT Potential | 0 | 0 | 0 | 0 | 0 | 0 | 0 | 0 | 0 | 0 | 0 | 0 | 0 | 0 | 0 | 0 | 0 | 0 | 0 | 0 | 0 | 0 | 0 | 0 | 0 | 0 | 0 | 0 | 0 | 0 | 0
F6_Industrial_Instruments_New_Space Heating_Natural Gas_Windows - High Efficiency_A_Achievable Economic RVT Potential | F6 | Industrial | Instruments | New | Space Heating | Natural Gas | Windows - High Efficiency | A | Incremental Winter Peak Savings (MW) | Achievable Economic RVT Potential | 0 | 0 | 0 | 0 | 0 | 0 | 0 | 0 | 0 | 0 | 0 | 0 | 0 | 0 | 0 | 0 | 0 | 0 | 0 | 0 | 0 | 0 | 0 | 0 | 0 | 0 | 0 | 0 | 0 | 0 | 0
F7_Industrial_Instruments_New_Space Heating_Natural Gas_Windows - High Efficiency_A_Achievable Economic RVT Potential | F7 | Industrial | Instruments | New | Space Heating | Natural Gas | Windows - High Efficiency | A | Cumulative Energy Savings (MWh or mTherms) | Achievable Economic RVT Potential | 0 | 0 | 0 | 0 | 0 | 0 | 0 | 0 | 0 | 0 | 0 | 0 | 0 | 0 | 0 | 0 | 0 | 0 | 0 | 0 | 0 | 0 | 0 | 0 | 0 | 0 | 0 | 0 | 0 | 0 | 0
F8_Industrial_Instruments_New_Space Heating_Natural Gas_Windows - High Efficiency_A_Achievable Economic RVT Potential | F8 | Industrial | Instruments | New | Space Heating | Natural Gas | Windows - High Efficiency | A | Cumulative Summer Peak Savings (MW) | Achievable Economic RVT Potential | 0 | 0 | 0 | 0 | 0 | 0 | 0 | 0 | 0 | 0 | 0 | 0 | 0 | 0 | 0 | 0 | 0 | 0 | 0 | 0 | 0 | 0 | 0 | 0 | 0 | 0 | 0 | 0 | 0 | 0 | 0
F9_Industrial_Instruments_New_Space Heating_Natural Gas_Windows - High Efficiency_A_Achievable Economic RVT Potential | F9 | Industrial | Instruments | New | Space Heating | Natural Gas | Windows - High Efficiency | A | Cumulative Winter Peak Savings (MW) | Achievable Economic RVT Potential | 0 | 0 | 0 | 0 | 0 | 0 | 0 | 0 | 0 | 0 | 0 | 0 | 0 | 0 | 0 | 0 | 0 | 0 | 0 | 0 | 0 | 0 | 0 | 0 | 0 | 0 | 0 | 0 | 0 | 0 | 0
F10_Industrial_Instruments_New_Space Heating_Natural Gas_Windows - High Efficiency_A_Achievable Economic RVT Potential | F10 | Industrial | Instruments | New | Space Heating | Natural Gas | Windows - High Efficiency | A | Purchases (Incremental) | Achievable Economic RVT Potential | 0 | 0 | 0 | 0 | 0 | 0 | 0 | 0 | 0 | 0 | 0 | 0 | 0 | 0 | 0 | 0 | 0 | 0 | 0 | 0 | 0 | 0 | 0 | 0 | 0 | 0 | 0 | 0 | 0 | 0 | 0
F11_Industrial_Instruments_New_Space Heating_Natural Gas_Windows - High Efficiency_A_Achievable Economic RVT Potential | F11 | Industrial | Instruments | New | Space Heating | Natural Gas | Windows - High Efficiency | A | Purchases (Cumulative) | Achievable Economic RVT Potential | 0 | 0 | 0 | 0 | 0 | 0 | 0 | 0 | 0 | 0 | 0 | 0 | 0 | 0 | 0 | 0 | 0 | 0 | 0 | 0 | 0 | 0 | 0 | 0 | 0 | 0 | 0 | 0 | 0 | 0 | 0
F1_Industrial_Instruments_New_Space Heating_Natural Gas_Gas Boiler - Maintenance_A_Achievable Economic RVT Potential | F1 | Industrial | Instruments | New | Space Heating | Natural Gas | Gas Boiler - Maintenance | A | Integrated Unit Energy Savings (kWh or therms) | Achievable Economic RVT Potential | 0 | 0 | 0 | 0 | 0 | 0 | 0 | 0 | 0 | 0 | 0 | 0 | 0 | 0 | 0 | 0 | 0 | 0 | 0 | 0 | 0 | 0 | 0 | 0 | 0 | 0 | 0 | 0 | 0 | 0 | 0
F2_Industrial_Instruments_New_Space Heating_Natural Gas_Gas Boiler - Maintenance_A_Achievable Economic RVT Potential | F2 | Industrial | Instruments | New | Space Heating | Natural Gas | Gas Boiler - Maintenance | A | Integrated Unit Summer Peak Savings (kW) | Achievable Economic RVT Potential | 0 | 0 | 0 | 0 | 0 | 0 | 0 | 0 | 0 | 0 | 0 | 0 | 0 | 0 | 0 | 0 | 0 | 0 | 0 | 0 | 0 | 0 | 0 | 0 | 0 | 0 | 0 | 0 | 0 | 0 | 0
F3_Industrial_Instruments_New_Space Heating_Natural Gas_Gas Boiler - Maintenance_A_Achievable Economic RVT Potential | F3 | Industrial | Instruments | New | Space Heating | Natural Gas | Gas Boiler - Maintenance | A | Integrated Unit Winter Peak Savings (kW) | Achievable Economic RVT Potential | 0 | 0 | 0 | 0 | 0 | 0 | 0 | 0 | 0 | 0 | 0 | 0 | 0 | 0 | 0 | 0 | 0 | 0 | 0 | 0 | 0 | 0 | 0 | 0 | 0 | 0 | 0 | 0 | 0 | 0 | 0
F4_Industrial_Instruments_New_Space Heating_Natural Gas_Gas Boiler - Maintenance_A_Achievable Economic RVT Potential | F4 | Industrial | Instruments | New | Space Heating | Natural Gas | Gas Boiler - Maintenance | A | Incremental Energy Savings (MWh or mTherms) | Achievable Economic RVT Potential | 0 | 0 | 0 | 0 | 0 | 0 | 0 | 0 | 0 | 0 | 0 | 0 | 0 | 0 | 0 | 0 | 0 | 0 | 0 | 0 | 0 | 0 | 0 | 0 | 0 | 0 | 0 | 0 | 0 | 0 | 0
F5_Industrial_Instruments_New_Space Heating_Natural Gas_Gas Boiler - Maintenance_A_Achievable Economic RVT Potential | F5 | Industrial | Instruments | New | Space Heating | Natural Gas | Gas Boiler - Maintenance | A | Incremental Summer Peak Savings (MW) | Achievable Economic RVT Potential | 0 | 0 | 0 | 0 | 0 | 0 | 0 | 0 | 0 | 0 | 0 | 0 | 0 | 0 | 0 | 0 | 0 | 0 | 0 | 0 | 0 | 0 | 0 | 0 | 0 | 0 | 0 | 0 | 0 | 0 | 0
F6_Industrial_Instruments_New_Space Heating_Natural Gas_Gas Boiler - Maintenance_A_Achievable Economic RVT Potential | F6 | Industrial | Instruments | New | Space Heating | Natural Gas | Gas Boiler - Maintenance | A | Incremental Winter Peak Savings (MW) | Achievable Economic RVT Potential | 0 | 0 | 0 | 0 | 0 | 0 | 0 | 0 | 0 | 0 | 0 | 0 | 0 | 0 | 0 | 0 | 0 | 0 | 0 | 0 | 0 | 0 | 0 | 0 | 0 | 0 | 0 | 0 | 0 | 0 | 0
F7_Industrial_Instruments_New_Space Heating_Natural Gas_Gas Boiler - Maintenance_A_Achievable Economic RVT Potential | F7 | Industrial | Instruments | New | Space Heating | Natural Gas | Gas Boiler - Maintenance | A | Cumulative Energy Savings (MWh or mTherms) | Achievable Economic RVT Potential | 0 | 0 | 0 | 0 | 0 | 0 | 0 | 0 | 0 | 0 | 0 | 0 | 0 | 0 | 0 | 0 | 0 | 0 | 0 | 0 | 0 | 0 | 0 | 0 | 0 | 0 | 0 | 0 | 0 | 0 | 0
F8_Industrial_Instruments_New_Space Heating_Natural Gas_Gas Boiler - Maintenance_A_Achievable Economic RVT Potential | F8 | Industrial | Instruments | New | Space Heating | Natural Gas | Gas Boiler - Maintenance | A | Cumulative Summer Peak Savings (MW) | Achievable Economic RVT Potential | 0 | 0 | 0 | 0 | 0 | 0 | 0 | 0 | 0 | 0 | 0 | 0 | 0 | 0 | 0 | 0 | 0 | 0 | 0 | 0 | 0 | 0 | 0 | 0 | 0 | 0 | 0 | 0 | 0 | 0 | 0
F9_Industrial_Instruments_New_Space Heating_Natural Gas_Gas Boiler - Maintenance_A_Achievable Economic RVT Potential | F9 | Industrial | Instruments | New | Space Heating | Natural Gas | Gas Boiler - Maintenance | A | Cumulative Winter Peak Savings (MW) | Achievable Economic RVT Potential | 0 | 0 | 0 | 0 | 0 | 0 | 0 | 0 | 0 | 0 | 0 | 0 | 0 | 0 | 0 | 0 | 0 | 0 | 0 | 0 | 0 | 0 | 0 | 0 | 0 | 0 | 0 | 0 | 0 | 0 | 0
F10_Industrial_Instruments_New_Space Heating_Natural Gas_Gas Boiler - Maintenance_A_Achievable Economic RVT Potential | F10 | Industrial | Instruments | New | Space Heating | Natural Gas | Gas Boiler - Maintenance | A | Purchases (Incremental) | Achievable Economic RVT Potential | 0 | 0 | 0 | 0 | 0 | 0 | 0 | 0 | 0 | 0 | 0 | 0 | 0 | 0 | 0 | 0 | 0 | 0 | 0 | 0 | 0 | 0 | 0 | 0 | 0 | 0 | 0 | 0 | 0 | 0 | 0
F11_Industrial_Instruments_New_Space Heating_Natural Gas_Gas Boiler - Maintenance_A_Achievable Economic RVT Potential | F11 | Industrial | Instruments | New | Space Heating | Natural Gas | Gas Boiler - Maintenance | A | Purchases (Cumulative) | Achievable Economic RVT Potential | 0 | 0 | 0 | 0 | 0 | 0 | 0 | 0 | 0 | 0 | 0 | 0 | 0 | 0 | 0 | 0 | 0 | 0 | 0 | 0 | 0 | 0 | 0 | 0 | 0 | 0 | 0 | 0 | 0 | 0 | 0
F1_Industrial_Instruments_New_Process_Natural Gas_Gas Boiler - Maintenance_A_Achievable Economic RVT Potential | F1 | Industrial | Instruments | New | Process | Natural Gas | Gas Boiler - Maintenance | A | Integrated Unit Energy Savings (kWh or therms) | Achievable Economic RVT Potential | 0 | 0 | 0 | 0 | 0 | 2.58 | 2.58 | 2.58 | 2.58 | 2.58 | 2.58 | 2.58 | 2.58 | 2.58 | 2.58 | 2.58 | 2.58 | 2.58 | 2.58 | 2.58 | 2.58 | 2.58 | 2.58 | 2.58 | 2.58 | 2.58 | 2.58 | 2.58 | 2.58 | 2.58 | 2.58
F2_Industrial_Instruments_New_Process_Natural Gas_Gas Boiler - Maintenance_A_Achievable Economic RVT Potential | F2 | Industrial | Instruments | New | Process | Natural Gas | Gas Boiler - Maintenance | A | Integrated Unit Summer Peak Savings (kW) | Achievable Economic RVT Potential | 0 | 0 | 0 | 0 | 0 | 0 | 0 | 0 | 0 | 0 | 0 | 0 | 0 | 0 | 0 | 0 | 0 | 0 | 0 | 0 | 0 | 0 | 0 | 0 | 0 | 0 | 0 | 0 | 0 | 0 | 0
F3_Industrial_Instruments_New_Process_Natural Gas_Gas Boiler - Maintenance_A_Achievable Economic RVT Potential | F3 | Industrial | Instruments | New | Process | Natural Gas | Gas Boiler - Maintenance | A | Integrated Unit Winter Peak Savings (kW) | Achievable Economic RVT Potential | 0 | 0 | 0 | 0 | 0 | 0 | 0 | 0 | 0 | 0 | 0 | 0 | 0 | 0 | 0 | 0 | 0 | 0 | 0 | 0 | 0 | 0 | 0 | 0 | 0 | 0 | 0 | 0 | 0 | 0 | 0
F4_Industrial_Instruments_New_Process_Natural Gas_Gas Boiler - Maintenance_A_Achievable Economic RVT Potential | F4 | Industrial | Instruments | New | Process | Natural Gas | Gas Boiler - Maintenance | A | Incremental Energy Savings (MWh or mTherms) | Achievable Economic RVT Potential | 0 | 0 | 0 | 0 | 0 | 0 | 0 | 0 | 0 | 0 | 0 | 0 | 0 | 0 | 0 | 0 | 0 | 0 | 0 | 0 | 0 | 0 | 0 | 0 | 0 | 0 | 0 | 0 | 0 | 0 | 0
F5_Industrial_Instruments_New_Process_Natural Gas_Gas Boiler - Maintenance_A_Achievable Economic RVT Potential | F5 | Industrial | Instruments | New | Process | Natural Gas | Gas Boiler - Maintenance | A | Incremental Summer Peak Savings (MW) | Achievable Economic RVT Potential | 0 | 0 | 0 | 0 | 0 | 0 | 0 | 0 | 0 | 0 | 0 | 0 | 0 | 0 | 0 | 0 | 0 | 0 | 0 | 0 | 0 | 0 | 0 | 0 | 0 | 0 | 0 | 0 | 0 | 0 | 0
F6_Industrial_Instruments_New_Process_Natural Gas_Gas Boiler - Maintenance_A_Achievable Economic RVT Potential | F6 | Industrial | Instruments | New | Process | Natural Gas | Gas Boiler - Maintenance | A | Incremental Winter Peak Savings (MW) | Achievable Economic RVT Potential | 0 | 0 | 0 | 0 | 0 | 0 | 0 | 0 | 0 | 0 | 0 | 0 | 0 | 0 | 0 | 0 | 0 | 0 | 0 | 0 | 0 | 0 | 0 | 0 | 0 | 0 | 0 | 0 | 0 | 0 | 0
F7_Industrial_Instruments_New_Process_Natural Gas_Gas Boiler - Maintenance_A_Achievable Economic RVT Potential | F7 | Industrial | Instruments | New | Process | Natural Gas | Gas Boiler - Maintenance | A | Cumulative Energy Savings (MWh or mTherms) | Achievable Economic RVT Potential | 0 | 0 | 0 | 0 | 0 | 0 | 0 | 0 | 0 | 0 | 0 | 0 | 0 | 0 | 0 | 0 | 0 | 0 | 0 | 0 | 0 | 0 | 0 | 0 | 0 | 0 | 0 | 0 | 0 | 0 | 0
F8_Industrial_Instruments_New_Process_Natural Gas_Gas Boiler - Maintenance_A_Achievable Economic RVT Potential | F8 | Industrial | Instruments | New | Process | Natural Gas | Gas Boiler - Maintenance | A | Cumulative Summer Peak Savings (MW) | Achievable Economic RVT Potential | 0 | 0 | 0 | 0 | 0 | 0 | 0 | 0 | 0 | 0 | 0 | 0 | 0 | 0 | 0 | 0 | 0 | 0 | 0 | 0 | 0 | 0 | 0 | 0 | 0 | 0 | 0 | 0 | 0 | 0 | 0
F9_Industrial_Instruments_New_Process_Natural Gas_Gas Boiler - Maintenance_A_Achievable Economic RVT Potential | F9 | Industrial | Instruments | New | Process | Natural Gas | Gas Boiler - Maintenance | A | Cumulative Winter Peak Savings (MW) | Achievable Economic RVT Potential | 0 | 0 | 0 | 0 | 0 | 0 | 0 | 0 | 0 | 0 | 0 | 0 | 0 | 0 | 0 | 0 | 0 | 0 | 0 | 0 | 0 | 0 | 0 | 0 | 0 | 0 | 0 | 0 | 0 | 0 | 0
F10_Industrial_Instruments_New_Process_Natural Gas_Gas Boiler - Maintenance_A_Achievable Economic RVT Potential | F10 | Industrial | Instruments | New | Process | Natural Gas | Gas Boiler - Maintenance | A | Purchases (Incremental) | Achievable Economic RVT Potential | 0 | 0 | 0 | 0 | 0 | 0 | 0 | 0 | 0 | 0 | 0 | 0 | 0 | 0 | 0 | 0 | 0 | 0 | 0 | 0 | 0 | 0 | 0 | 0 | 0 | 0 | 0 | 0 | 0 | 0 | 0
F11_Industrial_Instruments_New_Process_Natural Gas_Gas Boiler - Maintenance_A_Achievable Economic RVT Potential | F11 | Industrial | Instruments | New | Process | Natural Gas | Gas Boiler - Maintenance | A | Purchases (Cumulative) | Achievable Economic RVT Potential | 0 | 0 | 0 | 0 | 0 | 0 | 0 | 0 | 0 | 0 | 0 | 0 | 0 | 0 | 0 | 0 | 0 | 0 | 0 | 0 | 0 | 0 | 0 | 0 | 0 | 0 | 0 | 0 | 0 | 0 | 0
F1_Industrial_Instruments_New_Space Heating_Natural Gas_Gas Furnace - Maintenance_A_Achievable Economic RVT Potential | F1 | Industrial | Instruments | New | Space Heating | Natural Gas | Gas Furnace - Maintenance | A | Integrated Unit Energy Savings (kWh or therms) | Achievable Economic RVT Potential | 0 | 0 | 0 | 0 | 0 | 0 | 0 | 0 | 0 | 0 | 0 | 0 | 0 | 0 | 0 | 0 | 0 | 0 | 0 | 0 | 0 | 0 | 0 | 0 | 0 | 0 | 0 | 0 | 0 | 0 | 0
F2_Industrial_Instruments_New_Space Heating_Natural Gas_Gas Furnace - Maintenance_A_Achievable Economic RVT Potential | F2 | Industrial | Instruments | New | Space Heating | Natural Gas | Gas Furnace - Maintenance | A | Integrated Unit Summer Peak Savings (kW) | Achievable Economic RVT Potential | 0 | 0 | 0 | 0 | 0 | 0 | 0 | 0 | 0 | 0 | 0 | 0 | 0 | 0 | 0 | 0 | 0 | 0 | 0 | 0 | 0 | 0 | 0 | 0 | 0 | 0 | 0 | 0 | 0 | 0 | 0
F3_Industrial_Instruments_New_Space Heating_Natural Gas_Gas Furnace - Maintenance_A_Achievable Economic RVT Potential | F3 | Industrial | Instruments | New | Space Heating | Natural Gas | Gas Furnace - Maintenance | A | Integrated Unit Winter Peak Savings (kW) | Achievable Economic RVT Potential | 0 | 0 | 0 | 0 | 0 | 0 | 0 | 0 | 0 | 0 | 0 | 0 | 0 | 0 | 0 | 0 | 0 | 0 | 0 | 0 | 0 | 0 | 0 | 0 | 0 | 0 | 0 | 0 | 0 | 0 | 0
F4_Industrial_Instruments_New_Space Heating_Natural Gas_Gas Furnace - Maintenance_A_Achievable Economic RVT Potential | F4 | Industrial | Instruments | New | Space Heating | Natural Gas | Gas Furnace - Maintenance | A | Incremental Energy Savings (MWh or mTherms) | Achievable Economic RVT Potential | 0 | 0 | 0 | 0 | 0 | 0 | 0 | 0 | 0 | 0 | 0 | 0 | 0 | 0 | 0 | 0 | 0 | 0 | 0 | 0 | 0 | 0 | 0 | 0 | 0 | 0 | 0 | 0 | 0 | 0 | 0
F5_Industrial_Instruments_New_Space Heating_Natural Gas_Gas Furnace - Maintenance_A_Achievable Economic RVT Potential | F5 | Industrial | Instruments | New | Space Heating | Natural Gas | Gas Furnace - Maintenance | A | Incremental Summer Peak Savings (MW) | Achievable Economic RVT Potential | 0 | 0 | 0 | 0 | 0 | 0 | 0 | 0 | 0 | 0 | 0 | 0 | 0 | 0 | 0 | 0 | 0 | 0 | 0 | 0 | 0 | 0 | 0 | 0 | 0 | 0 | 0 | 0 | 0 | 0 | 0
F6_Industrial_Instruments_New_Space Heating_Natural Gas_Gas Furnace - Maintenance_A_Achievable Economic RVT Potential | F6 | Industrial | Instruments | New | Space Heating | Natural Gas | Gas Furnace - Maintenance | A | Incremental Winter Peak Savings (MW) | Achievable Economic RVT Potential | 0 | 0 | 0 | 0 | 0 | 0 | 0 | 0 | 0 | 0 | 0 | 0 | 0 | 0 | 0 | 0 | 0 | 0 | 0 | 0 | 0 | 0 | 0 | 0 | 0 | 0 | 0 | 0 | 0 | 0 | 0
F7_Industrial_Instruments_New_Space Heating_Natural Gas_Gas Furnace - Maintenance_A_Achievable Economic RVT Potential | F7 | Industrial | Instruments | New | Space Heating | Natural Gas | Gas Furnace - Maintenance | A | Cumulative Energy Savings (MWh or mTherms) | Achievable Economic RVT Potential | 0 | 0 | 0 | 0 | 0 | 0 | 0 | 0 | 0 | 0 | 0 | 0 | 0 | 0 | 0 | 0 | 0 | 0 | 0 | 0 | 0 | 0 | 0 | 0 | 0 | 0 | 0 | 0 | 0 | 0 | 0
F8_Industrial_Instruments_New_Space Heating_Natural Gas_Gas Furnace - Maintenance_A_Achievable Economic RVT Potential | F8 | Industrial | Instruments | New | Space Heating | Natural Gas | Gas Furnace - Maintenance | A | Cumulative Summer Peak Savings (MW) | Achievable Economic RVT Potential | 0 | 0 | 0 | 0 | 0 | 0 | 0 | 0 | 0 | 0 | 0 | 0 | 0 | 0 | 0 | 0 | 0 | 0 | 0 | 0 | 0 | 0 | 0 | 0 | 0 | 0 | 0 | 0 | 0 | 0 | 0
F9_Industrial_Instruments_New_Space Heating_Natural Gas_Gas Furnace - Maintenance_A_Achievable Economic RVT Potential | F9 | Industrial | Instruments | New | Space Heating | Natural Gas | Gas Furnace - Maintenance | A | Cumulative Winter Peak Savings (MW) | Achievable Economic RVT Potential | 0 | 0 | 0 | 0 | 0 | 0 | 0 | 0 | 0 | 0 | 0 | 0 | 0 | 0 | 0 | 0 | 0 | 0 | 0 | 0 | 0 | 0 | 0 | 0 | 0 | 0 | 0 | 0 | 0 | 0 | 0
F10_Industrial_Instruments_New_Space Heating_Natural Gas_Gas Furnace - Maintenance_A_Achievable Economic RVT Potential | F10 | Industrial | Instruments | New | Space Heating | Natural Gas | Gas Furnace - Maintenance | A | Purchases (Incremental) | Achievable Economic RVT Potential | 0 | 0 | 0 | 0 | 0 | 0 | 0 | 0 | 0 | 0 | 0 | 0 | 0 | 0 | 0 | 0 | 0 | 0 | 0 | 0 | 0 | 0 | 0 | 0 | 0 | 0 | 0 | 0 | 0 | 0 | 0
F11_Industrial_Instruments_New_Space Heating_Natural Gas_Gas Furnace - Maintenance_A_Achievable Economic RVT Potential | F11 | Industrial | Instruments | New | Space Heating | Natural Gas | Gas Furnace - Maintenance | A | Purchases (Cumulative) | Achievable Economic RVT Potential | 0 | 0 | 0 | 0 | 0 | 0 | 0 | 0 | 0 | 0 | 0 | 0 | 0 | 0 | 0 | 0 | 0 | 0 | 0 | 0 | 0 | 0 | 0 | 0 | 0 | 0 | 0 | 0 | 0 | 0 | 0
F1_Industrial_Instruments_New_Space Heating_Natural Gas_Gas Boiler - Hot Water Reset_A_Achievable Economic RVT Potential | F1 | Industrial | Instruments | New | Space Heating | Natural Gas | Gas Boiler - Hot Water Reset | A | Integrated Unit Energy Savings (kWh or therms) | Achievable Economic RVT Potential | 0 | 0 | 0 | 0 | 0 | 0 | 0 | 0 | 0 | 0 | 0 | 0 | 0 | 0 | 0 | 0 | 0 | 0 | 0 | 0 | 0 | 0 | 0 | 0 | 0 | 0 | 0 | 0 | 0 | 0 | 0
F2_Industrial_Instruments_New_Space Heating_Natural Gas_Gas Boiler - Hot Water Reset_A_Achievable Economic RVT Potential | F2 | Industrial | Instruments | New | Space Heating | Natural Gas | Gas Boiler - Hot Water Reset | A | Integrated Unit Summer Peak Savings (kW) | Achievable Economic RVT Potential | 0 | 0 | 0 | 0 | 0 | 0 | 0 | 0 | 0 | 0 | 0 | 0 | 0 | 0 | 0 | 0 | 0 | 0 | 0 | 0 | 0 | 0 | 0 | 0 | 0 | 0 | 0 | 0 | 0 | 0 | 0
F3_Industrial_Instruments_New_Space Heating_Natural Gas_Gas Boiler - Hot Water Reset_A_Achievable Economic RVT Potential | F3 | Industrial | Instruments | New | Space Heating | Natural Gas | Gas Boiler - Hot Water Reset | A | Integrated Unit Winter Peak Savings (kW) | Achievable Economic RVT Potential | 0 | 0 | 0 | 0 | 0 | 0 | 0 | 0 | 0 | 0 | 0 | 0 | 0 | 0 | 0 | 0 | 0 | 0 | 0 | 0 | 0 | 0 | 0 | 0 | 0 | 0 | 0 | 0 | 0 | 0 | 0
F4_Industrial_Instruments_New_Space Heating_Natural Gas_Gas Boiler - Hot Water Reset_A_Achievable Economic RVT Potential | F4 | Industrial | Instruments | New | Space Heating | Natural Gas | Gas Boiler - Hot Water Reset | A | Incremental Energy Savings (MWh or mTherms) | Achievable Economic RVT Potential | 0 | 0 | 0 | 0 | 0 | 0 | 0 | 0 | 0 | 0 | 0 | 0 | 0 | 0 | 0 | 0 | 0 | 0 | 0 | 0 | 0 | 0 | 0 | 0 | 0 | 0 | 0 | 0 | 0 | 0 | 0
F5_Industrial_Instruments_New_Space Heating_Natural Gas_Gas Boiler - Hot Water Reset_A_Achievable Economic RVT Potential | F5 | Industrial | Instruments | New | Space Heating | Natural Gas | Gas Boiler - Hot Water Reset | A | Incremental Summer Peak Savings (MW) | Achievable Economic RVT Potential | 0 | 0 | 0 | 0 | 0 | 0 | 0 | 0 | 0 | 0 | 0 | 0 | 0 | 0 | 0 | 0 | 0 | 0 | 0 | 0 | 0 | 0 | 0 | 0 | 0 | 0 | 0 | 0 | 0 | 0 | 0
F6_Industrial_Instruments_New_Space Heating_Natural Gas_Gas Boiler - Hot Water Reset_A_Achievable Economic RVT Potential | F6 | Industrial | Instruments | New | Space Heating | Natural Gas | Gas Boiler - Hot Water Reset | A | Incremental Winter Peak Savings (MW) | Achievable Economic RVT Potential | 0 | 0 | 0 | 0 | 0 | 0 | 0 | 0 | 0 | 0 | 0 | 0 | 0 | 0 | 0 | 0 | 0 | 0 | 0 | 0 | 0 | 0 | 0 | 0 | 0 | 0 | 0 | 0 | 0 | 0 | 0
F7_Industrial_Instruments_New_Space Heating_Natural Gas_Gas Boiler - Hot Water Reset_A_Achievable Economic RVT Potential | F7 | Industrial | Instruments | New | Space Heating | Natural Gas | Gas Boiler - Hot Water Reset | A | Cumulative Energy Savings (MWh or mTherms) | Achievable Economic RVT Potential | 0 | 0 | 0 | 0 | 0 | 0 | 0 | 0 | 0 | 0 | 0 | 0 | 0 | 0 | 0 | 0 | 0 | 0 | 0 | 0 | 0 | 0 | 0 | 0 | 0 | 0 | 0 | 0 | 0 | 0 | 0
F8_Industrial_Instruments_New_Space Heating_Natural Gas_Gas Boiler - Hot Water Reset_A_Achievable Economic RVT Potential | F8 | Industrial | Instruments | New | Space Heating | Natural Gas | Gas Boiler - Hot Water Reset | A | Cumulative Summer Peak Savings (MW) | Achievable Economic RVT Potential | 0 | 0 | 0 | 0 | 0 | 0 | 0 | 0 | 0 | 0 | 0 | 0 | 0 | 0 | 0 | 0 | 0 | 0 | 0 | 0 | 0 | 0 | 0 | 0 | 0 | 0 | 0 | 0 | 0 | 0 | 0
F9_Industrial_Instruments_New_Space Heating_Natural Gas_Gas Boiler - Hot Water Reset_A_Achievable Economic RVT Potential | F9 | Industrial | Instruments | New | Space Heating | Natural Gas | Gas Boiler - Hot Water Reset | A | Cumulative Winter Peak Savings (MW) | Achievable Economic RVT Potential | 0 | 0 | 0 | 0 | 0 | 0 | 0 | 0 | 0 | 0 | 0 | 0 | 0 | 0 | 0 | 0 | 0 | 0 | 0 | 0 | 0 | 0 | 0 | 0 | 0 | 0 | 0 | 0 | 0 | 0 | 0
F10_Industrial_Instruments_New_Space Heating_Natural Gas_Gas Boiler - Hot Water Reset_A_Achievable Economic RVT Potential | F10 | Industrial | Instruments | New | Space Heating | Natural Gas | Gas Boiler - Hot Water Reset | A | Purchases (Incremental) | Achievable Economic RVT Potential | 0 | 0 | 0 | 0 | 0 | 0 | 0 | 0 | 0 | 0 | 0 | 0 | 0 | 0 | 0 | 0 | 0 | 0 | 0 | 0 | 0 | 0 | 0 | 0 | 0 | 0 | 0 | 0 | 0 | 0 | 0
F11_Industrial_Instruments_New_Space Heating_Natural Gas_Gas Boiler - Hot Water Reset_A_Achievable Economic RVT Potential | F11 | Industrial | Instruments | New | Space Heating | Natural Gas | Gas Boiler - Hot Water Reset | A | Purchases (Cumulative) | Achievable Economic RVT Potential | 0 | 0 | 0 | 0 | 0 | 0 | 0 | 0 | 0 | 0 | 0 | 0 | 0 | 0 | 0 | 0 | 0 | 0 | 0 | 0 | 0 | 0 | 0 | 0 | 0 | 0 | 0 | 0 | 0 | 0 | 0
F1_Industrial_Instruments_New_Process_Natural Gas_Gas Boiler - Hot Water Reset_A_Achievable Economic RVT Potential | F1 | Industrial | Instruments | New | Process | Natural Gas | Gas Boiler - Hot Water Reset | A | Integrated Unit Energy Savings (kWh or therms) | Achievable Economic RVT Potential | 0 | 0 | 0 | 0 | 0 | 4.6865 | 4.683 | 4.68 | 4.6775 | 4.6752 | 4.6734 | 4.6722 | 4.6715 | 4.6712 | 4.6712 | 4.6713 | 4.6716 | 4.672 | 4.6724 | 4.6729 | 4.6737 | 4.6745 | 4.6752 | 4.6759 | 4.6765 | 4.677 | 4.6775 | 4.678 | 4.6909 | 4.6909 | 4.6909
F2_Industrial_Instruments_New_Process_Natural Gas_Gas Boiler - Hot Water Reset_A_Achievable Economic RVT Potential | F2 | Industrial | Instruments | New | Process | Natural Gas | Gas Boiler - Hot Water Reset | A | Integrated Unit Summer Peak Savings (kW) | Achievable Economic RVT Potential | 0 | 0 | 0 | 0 | 0 | 0 | 0 | 0 | 0 | 0 | 0 | 0 | 0 | 0 | 0 | 0 | 0 | 0 | 0 | 0 | 0 | 0 | 0 | 0 | 0 | 0 | 0 | 0 | 0 | 0 | 0
F3_Industrial_Instruments_New_Process_Natural Gas_Gas Boiler - Hot Water Reset_A_Achievable Economic RVT Potential | F3 | Industrial | Instruments | New | Process | Natural Gas | Gas Boiler - Hot Water Reset | A | Integrated Unit Winter Peak Savings (kW) | Achievable Economic RVT Potential | 0 | 0 | 0 | 0 | 0 | 0 | 0 | 0 | 0 | 0 | 0 | 0 | 0 | 0 | 0 | 0 | 0 | 0 | 0 | 0 | 0 | 0 | 0 | 0 | 0 | 0 | 0 | 0 | 0 | 0 | 0
F4_Industrial_Instruments_New_Process_Natural Gas_Gas Boiler - Hot Water Reset_A_Achievable Economic RVT Potential | F4 | Industrial | Instruments | New | Process | Natural Gas | Gas Boiler - Hot Water Reset | A | Incremental Energy Savings (MWh or mTherms) | Achievable Economic RVT Potential | 0 | 0 | 0 | 0 | 0 | 0 | 0 | 0 | 0 | 0 | 0 | 0 | 0 | 0 | 0 | 0 | 0 | 0 | 0 | 0 | 0 | 0 | 0 | 0 | 0 | 0 | 0 | 0 | 0 | 0 | 0
F5_Industrial_Instruments_New_Process_Natural Gas_Gas Boiler - Hot Water Reset_A_Achievable Economic RVT Potential | F5 | Industrial | Instruments | New | Process | Natural Gas | Gas Boiler - Hot Water Reset | A | Incremental Summer Peak Savings (MW) | Achievable Economic RVT Potential | 0 | 0 | 0 | 0 | 0 | 0 | 0 | 0 | 0 | 0 | 0 | 0 | 0 | 0 | 0 | 0 | 0 | 0 | 0 | 0 | 0 | 0 | 0 | 0 | 0 | 0 | 0 | 0 | 0 | 0 | 0
F6_Industrial_Instruments_New_Process_Natural Gas_Gas Boiler - Hot Water Reset_A_Achievable Economic RVT Potential | F6 | Industrial | Instruments | New | Process | Natural Gas | Gas Boiler - Hot Water Reset | A | Incremental Winter Peak Savings (MW) | Achievable Economic RVT Potential | 0 | 0 | 0 | 0 | 0 | 0 | 0 | 0 | 0 | 0 | 0 | 0 | 0 | 0 | 0 | 0 | 0 | 0 | 0 | 0 | 0 | 0 | 0 | 0 | 0 | 0 | 0 | 0 | 0 | 0 | 0
F7_Industrial_Instruments_New_Process_Natural Gas_Gas Boiler - Hot Water Reset_A_Achievable Economic RVT Potential | F7 | Industrial | Instruments | New | Process | Natural Gas | Gas Boiler - Hot Water Reset | A | Cumulative Energy Savings (MWh or mTherms) | Achievable Economic RVT Potential | 0 | 0 | 0 | 0 | 0 | 0 | 0 | 0 | 0 | 0 | 0 | 0 | 0 | 0 | 0 | 0 | 0 | 0 | 0 | 0 | 0 | 0 | 0 | 0 | 0 | 0 | 0 | 0 | 0 | 0 | 0
F8_Industrial_Instruments_New_Process_Natural Gas_Gas Boiler - Hot Water Reset_A_Achievable Economic RVT Potential | F8 | Industrial | Instruments | New | Process | Natural Gas | Gas Boiler - Hot Water Reset | A | Cumulative Summer Peak Savings (MW) | Achievable Economic RVT Potential | 0 | 0 | 0 | 0 | 0 | 0 | 0 | 0 | 0 | 0 | 0 | 0 | 0 | 0 | 0 | 0 | 0 | 0 | 0 | 0 | 0 | 0 | 0 | 0 | 0 | 0 | 0 | 0 | 0 | 0 | 0
F9_Industrial_Instruments_New_Process_Natural Gas_Gas Boiler - Hot Water Reset_A_Achievable Economic RVT Potential | F9 | Industrial | Instruments | New | Process | Natural Gas | Gas Boiler - Hot Water Reset | A | Cumulative Winter Peak Savings (MW) | Achievable Economic RVT Potential | 0 | 0 | 0 | 0 | 0 | 0 | 0 | 0 | 0 | 0 | 0 | 0 | 0 | 0 | 0 | 0 | 0 | 0 | 0 | 0 | 0 | 0 | 0 | 0 | 0 | 0 | 0 | 0 | 0 | 0 | 0
F10_Industrial_Instruments_New_Process_Natural Gas_Gas Boiler - Hot Water Reset_A_Achievable Economic RVT Potential | F10 | Industrial | Instruments | New | Process | Natural Gas | Gas Boiler - Hot Water Reset | A | Purchases (Incremental) | Achievable Economic RVT Potential | 0 | 0 | 0 | 0 | 0 | 0 | 0 | 0 | 0 | 0 | 0 | 0 | 0 | 0 | 0 | 0 | 0 | 0 | 0 | 0 | 0 | 0 | 0 | 0 | 0 | 0 | 0 | 0 | 0 | 0 | 0
F11_Industrial_Instruments_New_Process_Natural Gas_Gas Boiler - Hot Water Reset_A_Achievable Economic RVT Potential | F11 | Industrial | Instruments | New | Process | Natural Gas | Gas Boiler - Hot Water Reset | A | Purchases (Cumulative) | Achievable Economic RVT Potential | 0 | 0 | 0 | 0 | 0 | 0 | 0 | 0 | 0 | 0 | 0 | 0 | 0 | 0 | 0 | 0 | 0 | 0 | 0 | 0 | 0 | 0 | 0 | 0 | 0 | 0 | 0 | 0 | 0 | 0 | 0
F1_Industrial_Instruments_New_Space Heating_Natural Gas_Steam Trap Maintenance_A_Achievable Economic RVT Potential | F1 | Industrial | Instruments | New | Space Heating | Natural Gas | Steam Trap Maintenance | A | Integrated Unit Energy Savings (kWh or therms) | Achievable Economic RVT Potential | 0 | 0 | 0 | 0 | 0 | 0 | 0 | 0 | 0 | 0 | 0 | 0 | 0 | 0 | 0 | 0 | 0 | 0 | 0 | 0 | 0 | 0 | 0 | 0 | 0 | 0 | 0 | 0 | 0 | 0 | 0
F2_Industrial_Instruments_New_Space Heating_Natural Gas_Steam Trap Maintenance_A_Achievable Economic RVT Potential | F2 | Industrial | Instruments | New | Space Heating | Natural Gas | Steam Trap Maintenance | A | Integrated Unit Summer Peak Savings (kW) | Achievable Economic RVT Potential | 0 | 0 | 0 | 0 | 0 | 0 | 0 | 0 | 0 | 0 | 0 | 0 | 0 | 0 | 0 | 0 | 0 | 0 | 0 | 0 | 0 | 0 | 0 | 0 | 0 | 0 | 0 | 0 | 0 | 0 | 0
F3_Industrial_Instruments_New_Space Heating_Natural Gas_Steam Trap Maintenance_A_Achievable Economic RVT Potential | F3 | Industrial | Instruments | New | Space Heating | Natural Gas | Steam Trap Maintenance | A | Integrated Unit Winter Peak Savings (kW) | Achievable Economic RVT Potential | 0 | 0 | 0 | 0 | 0 | 0 | 0 | 0 | 0 | 0 | 0 | 0 | 0 | 0 | 0 | 0 | 0 | 0 | 0 | 0 | 0 | 0 | 0 | 0 | 0 | 0 | 0 | 0 | 0 | 0 | 0
F4_Industrial_Instruments_New_Space Heating_Natural Gas_Steam Trap Maintenance_A_Achievable Economic RVT Potential | F4 | Industrial | Instruments | New | Space Heating | Natural Gas | Steam Trap Maintenance | A | Incremental Energy Savings (MWh or mTherms) | Achievable Economic RVT Potential | 0 | 0 | 0 | 0 | 0 | 0 | 0 | 0 | 0 | 0 | 0 | 0 | 0 | 0 | 0 | 0 | 0 | 0 | 0 | 0 | 0 | 0 | 0 | 0 | 0 | 0 | 0 | 0 | 0 | 0 | 0
F5_Industrial_Instruments_New_Space Heating_Natural Gas_Steam Trap Maintenance_A_Achievable Economic RVT Potential | F5 | Industrial | Instruments | New | Space Heating | Natural Gas | Steam Trap Maintenance | A | Incremental Summer Peak Savings (MW) | Achievable Economic RVT Potential | 0 | 0 | 0 | 0 | 0 | 0 | 0 | 0 | 0 | 0 | 0 | 0 | 0 | 0 | 0 | 0 | 0 | 0 | 0 | 0 | 0 | 0 | 0 | 0 | 0 | 0 | 0 | 0 | 0 | 0 | 0
F6_Industrial_Instruments_New_Space Heating_Natural Gas_Steam Trap Maintenance_A_Achievable Economic RVT Potential | F6 | Industrial | Instruments | New | Space Heating | Natural Gas | Steam Trap Maintenance | A | Incremental Winter Peak Savings (MW) | Achievable Economic RVT Potential | 0 | 0 | 0 | 0 | 0 | 0 | 0 | 0 | 0 | 0 | 0 | 0 | 0 | 0 | 0 | 0 | 0 | 0 | 0 | 0 | 0 | 0 | 0 | 0 | 0 | 0 | 0 | 0 | 0 | 0 | 0
F7_Industrial_Instruments_New_Space Heating_Natural Gas_Steam Trap Maintenance_A_Achievable Economic RVT Potential | F7 | Industrial | Instruments | New | Space Heating | Natural Gas | Steam Trap Maintenance | A | Cumulative Energy Savings (MWh or mTherms) | Achievable Economic RVT Potential | 0 | 0 | 0 | 0 | 0 | 0 | 0 | 0 | 0 | 0 | 0 | 0 | 0 | 0 | 0 | 0 | 0 | 0 | 0 | 0 | 0 | 0 | 0 | 0 | 0 | 0 | 0 | 0 | 0 | 0 | 0
F8_Industrial_Instruments_New_Space Heating_Natural Gas_Steam Trap Maintenance_A_Achievable Economic RVT Potential | F8 | Industrial | Instruments | New | Space Heating | Natural Gas | Steam Trap Maintenance | A | Cumulative Summer Peak Savings (MW) | Achievable Economic RVT Potential | 0 | 0 | 0 | 0 | 0 | 0 | 0 | 0 | 0 | 0 | 0 | 0 | 0 | 0 | 0 | 0 | 0 | 0 | 0 | 0 | 0 | 0 | 0 | 0 | 0 | 0 | 0 | 0 | 0 | 0 | 0
F9_Industrial_Instruments_New_Space Heating_Natural Gas_Steam Trap Maintenance_A_Achievable Economic RVT Potential | F9 | Industrial | Instruments | New | Space Heating | Natural Gas | Steam Trap Maintenance | A | Cumulative Winter Peak Savings (MW) | Achievable Economic RVT Potential | 0 | 0 | 0 | 0 | 0 | 0 | 0 | 0 | 0 | 0 | 0 | 0 | 0 | 0 | 0 | 0 | 0 | 0 | 0 | 0 | 0 | 0 | 0 | 0 | 0 | 0 | 0 | 0 | 0 | 0 | 0
F10_Industrial_Instruments_New_Space Heating_Natural Gas_Steam Trap Maintenance_A_Achievable Economic RVT Potential | F10 | Industrial | Instruments | New | Space Heating | Natural Gas | Steam Trap Maintenance | A | Purchases (Incremental) | Achievable Economic RVT Potential | 0 | 0 | 0 | 0 | 0 | 0 | 0 | 0 | 0 | 0 | 0 | 0 | 0 | 0 | 0 | 0 | 0 | 0 | 0 | 0 | 0 | 0 | 0 | 0 | 0 | 0 | 0 | 0 | 0 | 0 | 0
F11_Industrial_Instruments_New_Space Heating_Natural Gas_Steam Trap Maintenance_A_Achievable Economic RVT Potential | F11 | Industrial | Instruments | New | Space Heating | Natural Gas | Steam Trap Maintenance | A | Purchases (Cumulative) | Achievable Economic RVT Potential | 0 | 0 | 0 | 0 | 0 | 0 | 0 | 0 | 0 | 0 | 0 | 0 | 0 | 0 | 0 | 0 | 0 | 0 | 0 | 0 | 0 | 0 | 0 | 0 | 0 | 0 | 0 | 0 | 0 | 0 | 0
F1_Industrial_Instruments_New_Process_Natural Gas_Steam Trap Maintenance_A_Achievable Economic RVT Potential | F1 | Industrial | Instruments | New | Process | Natural Gas | Steam Trap Maintenance | A | Integrated Unit Energy Savings (kWh or therms) | Achievable Economic RVT Potential | 0 | 0 | 0 | 0 | 0 | 3.3113 | 3.3088 | 3.3067 | 3.3049 | 3.3033 | 3.302 | 3.3012 | 3.3007 | 3.3005 | 3.3005 | 3.3006 | 3.3008 | 3.301 | 3.3013 | 3.3017 | 3.3023 | 3.3028 | 3.3033 | 3.3038 | 3.3042 | 3.3046 | 3.3049 | 3.3053 | 3.3144 | 3.3144 | 3.3144
F2_Industrial_Instruments_New_Process_Natural Gas_Steam Trap Maintenance_A_Achievable Economic RVT Potential | F2 | Industrial | Instruments | New | Process | Natural Gas | Steam Trap Maintenance | A | Integrated Unit Summer Peak Savings (kW) | Achievable Economic RVT Potential | 0 | 0 | 0 | 0 | 0 | 0 | 0 | 0 | 0 | 0 | 0 | 0 | 0 | 0 | 0 | 0 | 0 | 0 | 0 | 0 | 0 | 0 | 0 | 0 | 0 | 0 | 0 | 0 | 0 | 0 | 0
F3_Industrial_Instruments_New_Process_Natural Gas_Steam Trap Maintenance_A_Achievable Economic RVT Potential | F3 | Industrial | Instruments | New | Process | Natural Gas | Steam Trap Maintenance | A | Integrated Unit Winter Peak Savings (kW) | Achievable Economic RVT Potential | 0 | 0 | 0 | 0 | 0 | 0 | 0 | 0 | 0 | 0 | 0 | 0 | 0 | 0 | 0 | 0 | 0 | 0 | 0 | 0 | 0 | 0 | 0 | 0 | 0 | 0 | 0 | 0 | 0 | 0 | 0
F4_Industrial_Instruments_New_Process_Natural Gas_Steam Trap Maintenance_A_Achievable Economic RVT Potential | F4 | Industrial | Instruments | New | Process | Natural Gas | Steam Trap Maintenance | A | Incremental Energy Savings (MWh or mTherms) | Achievable Economic RVT Potential | 0 | 0 | 0 | 0 | 0 | 0 | 0 | 0 | 0 | 0 | 0 | 0 | 0 | 0 | 0 | 0 | 0 | 0 | 0 | 0 | 0 | 0 | 0 | 0 | 0 | 0 | 0 | 0 | 0 | 0 | 0
F5_Industrial_Instruments_New_Process_Natural Gas_Steam Trap Maintenance_A_Achievable Economic RVT Potential | F5 | Industrial | Instruments | New | Process | Natural Gas | Steam Trap Maintenance | A | Incremental Summer Peak Savings (MW) | Achievable Economic RVT Potential | 0 | 0 | 0 | 0 | 0 | 0 | 0 | 0 | 0 | 0 | 0 | 0 | 0 | 0 | 0 | 0 | 0 | 0 | 0 | 0 | 0 | 0 | 0 | 0 | 0 | 0 | 0 | 0 | 0 | 0 | 0
F6_Industrial_Instruments_New_Process_Natural Gas_Steam Trap Maintenance_A_Achievable Economic RVT Potential | F6 | Industrial | Instruments | New | Process | Natural Gas | Steam Trap Maintenance | A | Incremental Winter Peak Savings (MW) | Achievable Economic RVT Potential | 0 | 0 | 0 | 0 | 0 | 0 | 0 | 0 | 0 | 0 | 0 | 0 | 0 | 0 | 0 | 0 | 0 | 0 | 0 | 0 | 0 | 0 | 0 | 0 | 0 | 0 | 0 | 0 | 0 | 0 | 0
F7_Industrial_Instruments_New_Process_Natural Gas_Steam Trap Maintenance_A_Achievable Economic RVT Potential | F7 | Industrial | Instruments | New | Process | Natural Gas | Steam Trap Maintenance | A | Cumulative Energy Savings (MWh or mTherms) | Achievable Economic RVT Potential | 0 | 0 | 0 | 0 | 0 | 0 | 0 | 0 | 0 | 0 | 0 | 0 | 0 | 0 | 0 | 0 | 0 | 0 | 0 | 0 | 0 | 0 | 0 | 0 | 0 | 0 | 0 | 0 | 0 | 0 | 0
F8_Industrial_Instruments_New_Process_Natural Gas_Steam Trap Maintenance_A_Achievable Economic RVT Potential | F8 | Industrial | Instruments | New | Process | Natural Gas | Steam Trap Maintenance | A | Cumulative Summer Peak Savings (MW) | Achievable Economic RVT Potential | 0 | 0 | 0 | 0 | 0 | 0 | 0 | 0 | 0 | 0 | 0 | 0 | 0 | 0 | 0 | 0 | 0 | 0 | 0 | 0 | 0 | 0 | 0 | 0 | 0 | 0 | 0 | 0 | 0 | 0 | 0
F9_Industrial_Instruments_New_Process_Natural Gas_Steam Trap Maintenance_A_Achievable Economic RVT Potential | F9 | Industrial | Instruments | New | Process | Natural Gas | Steam Trap Maintenance | A | Cumulative Winter Peak Savings (MW) | Achievable Economic RVT Potential | 0 | 0 | 0 | 0 | 0 | 0 | 0 | 0 | 0 | 0 | 0 | 0 | 0 | 0 | 0 | 0 | 0 | 0 | 0 | 0 | 0 | 0 | 0 | 0 | 0 | 0 | 0 | 0 | 0 | 0 | 0
F10_Industrial_Instruments_New_Process_Natural Gas_Steam Trap Maintenance_A_Achievable Economic RVT Potential | F10 | Industrial | Instruments | New | Process | Natural Gas | Steam Trap Maintenance | A | Purchases (Incremental) | Achievable Economic RVT Potential | 0 | 0 | 0 | 0 | 0 | 0 | 0 | 0 | 0 | 0 | 0 | 0 | 0 | 0 | 0 | 0 | 0 | 0 | 0 | 0 | 0 | 0 | 0 | 0 | 0 | 0 | 0 | 0 | 0 | 0 | 0
F11_Industrial_Instruments_New_Process_Natural Gas_Steam Trap Maintenance_A_Achievable Economic RVT Potential | F11 | Industrial | Instruments | New | Process | Natural Gas | Steam Trap Maintenance | A | Purchases (Cumulative) | Achievable Economic RVT Potential | 0 | 0 | 0 | 0 | 0 | 0 | 0 | 0 | 0 | 0 | 0 | 0 | 0 | 0 | 0 | 0 | 0 | 0 | 0 | 0 | 0 | 0 | 0 | 0 | 0 | 0 | 0 | 0 | 0 | 0 | 0
F1_Industrial_Instruments_New_Space Heating_Natural Gas_Gas Boiler - High Turndown_A_Achievable Economic RVT Potential | F1 | Industrial | Instruments | New | Space Heating | Natural Gas | Gas Boiler - High Turndown | A | Integrated Unit Energy Savings (kWh or therms) | Achievable Economic RVT Potential | 0 | 0 | 0 | 0 | 0 | 0 | 0 | 0 | 0 | 0 | 0 | 0 | 0 | 0 | 0 | 0 | 0 | 0 | 0 | 0 | 0 | 0 | 0 | 0 | 0 | 0 | 0 | 0 | 0 | 0 | 0
F2_Industrial_Instruments_New_Space Heating_Natural Gas_Gas Boiler - High Turndown_A_Achievable Economic RVT Potential | F2 | Industrial | Instruments | New | Space Heating | Natural Gas | Gas Boiler - High Turndown | A | Integrated Unit Summer Peak Savings (kW) | Achievable Economic RVT Potential | 0 | 0 | 0 | 0 | 0 | 0 | 0 | 0 | 0 | 0 | 0 | 0 | 0 | 0 | 0 | 0 | 0 | 0 | 0 | 0 | 0 | 0 | 0 | 0 | 0 | 0 | 0 | 0 | 0 | 0 | 0
F3_Industrial_Instruments_New_Space Heating_Natural Gas_Gas Boiler - High Turndown_A_Achievable Economic RVT Potential | F3 | Industrial | Instruments | New | Space Heating | Natural Gas | Gas Boiler - High Turndown | A | Integrated Unit Winter Peak Savings (kW) | Achievable Economic RVT Potential | 0 | 0 | 0 | 0 | 0 | 0 | 0 | 0 | 0 | 0 | 0 | 0 | 0 | 0 | 0 | 0 | 0 | 0 | 0 | 0 | 0 | 0 | 0 | 0 | 0 | 0 | 0 | 0 | 0 | 0 | 0
F4_Industrial_Instruments_New_Space Heating_Natural Gas_Gas Boiler - High Turndown_A_Achievable Economic RVT Potential | F4 | Industrial | Instruments | New | Space Heating | Natural Gas | Gas Boiler - High Turndown | A | Incremental Energy Savings (MWh or mTherms) | Achievable Economic RVT Potential | 0 | 0 | 0 | 0 | 0 | 0 | 0 | 0 | 0 | 0 | 0 | 0 | 0 | 0 | 0 | 0 | 0 | 0 | 0 | 0 | 0 | 0 | 0 | 0 | 0 | 0 | 0 | 0 | 0 | 0 | 0
F5_Industrial_Instruments_New_Space Heating_Natural Gas_Gas Boiler - High Turndown_A_Achievable Economic RVT Potential | F5 | Industrial | Instruments | New | Space Heating | Natural Gas | Gas Boiler - High Turndown | A | Incremental Summer Peak Savings (MW) | Achievable Economic RVT Potential | 0 | 0 | 0 | 0 | 0 | 0 | 0 | 0 | 0 | 0 | 0 | 0 | 0 | 0 | 0 | 0 | 0 | 0 | 0 | 0 | 0 | 0 | 0 | 0 | 0 | 0 | 0 | 0 | 0 | 0 | 0
F6_Industrial_Instruments_New_Space Heating_Natural Gas_Gas Boiler - High Turndown_A_Achievable Economic RVT Potential | F6 | Industrial | Instruments | New | Space Heating | Natural Gas | Gas Boiler - High Turndown | A | Incremental Winter Peak Savings (MW) | Achievable Economic RVT Potential | 0 | 0 | 0 | 0 | 0 | 0 | 0 | 0 | 0 | 0 | 0 | 0 | 0 | 0 | 0 | 0 | 0 | 0 | 0 | 0 | 0 | 0 | 0 | 0 | 0 | 0 | 0 | 0 | 0 | 0 | 0
F7_Industrial_Instruments_New_Space Heating_Natural Gas_Gas Boiler - High Turndown_A_Achievable Economic RVT Potential | F7 | Industrial | Instruments | New | Space Heating | Natural Gas | Gas Boiler - High Turndown | A | Cumulative Energy Savings (MWh or mTherms) | Achievable Economic RVT Potential | 0 | 0 | 0 | 0 | 0 | 0 | 0 | 0 | 0 | 0 | 0 | 0 | 0 | 0 | 0 | 0 | 0 | 0 | 0 | 0 | 0 | 0 | 0 | 0 | 0 | 0 | 0 | 0 | 0 | 0 | 0
F8_Industrial_Instruments_New_Space Heating_Natural Gas_Gas Boiler - High Turndown_A_Achievable Economic RVT Potential | F8 | Industrial | Instruments | New | Space Heating | Natural Gas | Gas Boiler - High Turndown | A | Cumulative Summer Peak Savings (MW) | Achievable Economic RVT Potential | 0 | 0 | 0 | 0 | 0 | 0 | 0 | 0 | 0 | 0 | 0 | 0 | 0 | 0 | 0 | 0 | 0 | 0 | 0 | 0 | 0 | 0 | 0 | 0 | 0 | 0 | 0 | 0 | 0 | 0 | 0
F9_Industrial_Instruments_New_Space Heating_Natural Gas_Gas Boiler - High Turndown_A_Achievable Economic RVT Potential | F9 | Industrial | Instruments | New | Space Heating | Natural Gas | Gas Boiler - High Turndown | A | Cumulative Winter Peak Savings (MW) | Achievable Economic RVT Potential | 0 | 0 | 0 | 0 | 0 | 0 | 0 | 0 | 0 | 0 | 0 | 0 | 0 | 0 | 0 | 0 | 0 | 0 | 0 | 0 | 0 | 0 | 0 | 0 | 0 | 0 | 0 | 0 | 0 | 0 | 0
F10_Industrial_Instruments_New_Space Heating_Natural Gas_Gas Boiler - High Turndown_A_Achievable Economic RVT Potential | F10 | Industrial | Instruments | New | Space Heating | Natural Gas | Gas Boiler - High Turndown | A | Purchases (Incremental) | Achievable Economic RVT Potential | 0 | 0 | 0 | 0 | 0 | 0 | 0 | 0 | 0 | 0 | 0 | 0 | 0 | 0 | 0 | 0 | 0 | 0 | 0 | 0 | 0 | 0 | 0 | 0 | 0 | 0 | 0 | 0 | 0 | 0 | 0
F11_Industrial_Instruments_New_Space Heating_Natural Gas_Gas Boiler - High Turndown_A_Achievable Economic RVT Potential | F11 | Industrial | Instruments | New | Space Heating | Natural Gas | Gas Boiler - High Turndown | A | Purchases (Cumulative) | Achievable Economic RVT Potential | 0 | 0 | 0 | 0 | 0 | 0 | 0 | 0 | 0 | 0 | 0 | 0 | 0 | 0 | 0 | 0 | 0 | 0 | 0 | 0 | 0 | 0 | 0 | 0 | 0 | 0 | 0 | 0 | 0 | 0 | 0
F1_Industrial_Instruments_New_Process_Natural Gas_Gas Boiler - High Turndown_A_Achievable Economic RVT Potential | F1 | Industrial | Instruments | New | Process | Natural Gas | Gas Boiler - High Turndown | A | Integrated Unit Energy Savings (kWh or therms) | Achievable Economic RVT Potential | 0 | 0 | 0 | 0 | 0 | 3.5082 | 3.4998 | 3.4921 | 3.4851 | 3.4782 | 3.4732 | 3.4686 | 3.4646 | 3.461 | 3.4581 | 3.4558 | 3.4542 | 3.4531 | 3.4522 | 3.4515 | 3.4512 | 3.4507 | 3.4502 | 3.4496 | 3.4489 | 3.4515 | 3.4539 | 3.4561 | 3.5182 | 3.5182 | 3.5182
F2_Industrial_Instruments_New_Process_Natural Gas_Gas Boiler - High Turndown_A_Achievable Economic RVT Potential | F2 | Industrial | Instruments | New | Process | Natural Gas | Gas Boiler - High Turndown | A | Integrated Unit Summer Peak Savings (kW) | Achievable Economic RVT Potential | 0 | 0 | 0 | 0 | 0 | 0 | 0 | 0 | 0 | 0 | 0 | 0 | 0 | 0 | 0 | 0 | 0 | 0 | 0 | 0 | 0 | 0 | 0 | 0 | 0 | 0 | 0 | 0 | 0 | 0 | 0
F3_Industrial_Instruments_New_Process_Natural Gas_Gas Boiler - High Turndown_A_Achievable Economic RVT Potential | F3 | Industrial | Instruments | New | Process | Natural Gas | Gas Boiler - High Turndown | A | Integrated Unit Winter Peak Savings (kW) | Achievable Economic RVT Potential | 0 | 0 | 0 | 0 | 0 | 0 | 0 | 0 | 0 | 0 | 0 | 0 | 0 | 0 | 0 | 0 | 0 | 0 | 0 | 0 | 0 | 0 | 0 | 0 | 0 | 0 | 0 | 0 | 0 | 0 | 0
F4_Industrial_Instruments_New_Process_Natural Gas_Gas Boiler - High Turndown_A_Achievable Economic RVT Potential | F4 | Industrial | Instruments | New | Process | Natural Gas | Gas Boiler - High Turndown | A | Incremental Energy Savings (MWh or mTherms) | Achievable Economic RVT Potential | 0 | 0 | 0 | 0 | 0 | 0 | 0 | 0 | 0 | 0 | 0 | 0 | 0 | 0 | 0 | 0 | 0 | 0 | 0 | 0 | 0 | 0 | 0 | 0 | 0 | 0 | 0 | 0 | 0 | 0 | 0
F5_Industrial_Instruments_New_Process_Natural Gas_Gas Boiler - High Turndown_A_Achievable Economic RVT Potential | F5 | Industrial | Instruments | New | Process | Natural Gas | Gas Boiler - High Turndown | A | Incremental Summer Peak Savings (MW) | Achievable Economic RVT Potential | 0 | 0 | 0 | 0 | 0 | 0 | 0 | 0 | 0 | 0 | 0 | 0 | 0 | 0 | 0 | 0 | 0 | 0 | 0 | 0 | 0 | 0 | 0 | 0 | 0 | 0 | 0 | 0 | 0 | 0 | 0
F6_Industrial_Instruments_New_Process_Natural Gas_Gas Boiler - High Turndown_A_Achievable Economic RVT Potential | F6 | Industrial | Instruments | New | Process | Natural Gas | Gas Boiler - High Turndown | A | Incremental Winter Peak Savings (MW) | Achievable Economic RVT Potential | 0 | 0 | 0 | 0 | 0 | 0 | 0 | 0 | 0 | 0 | 0 | 0 | 0 | 0 | 0 | 0 | 0 | 0 | 0 | 0 | 0 | 0 | 0 | 0 | 0 | 0 | 0 | 0 | 0 | 0 | 0
F7_Industrial_Instruments_New_Process_Natural Gas_Gas Boiler - High Turndown_A_Achievable Economic RVT Potential | F7 | Industrial | Instruments | New | Process | Natural Gas | Gas Boiler - High Turndown | A | Cumulative Energy Savings (MWh or mTherms) | Achievable Economic RVT Potential | 0 | 0 | 0 | 0 | 0 | 0 | 0 | 0 | 0 | 0 | 0 | 0 | 0 | 0 | 0 | 0 | 0 | 0 | 0 | 0 | 0 | 0 | 0 | 0 | 0 | 0 | 0 | 0 | 0 | 0 | 0
F8_Industrial_Instruments_New_Process_Natural Gas_Gas Boiler - High Turndown_A_Achievable Economic RVT Potential | F8 | Industrial | Instruments | New | Process | Natural Gas | Gas Boiler - High Turndown | A | Cumulative Summer Peak Savings (MW) | Achievable Economic RVT Potential | 0 | 0 | 0 | 0 | 0 | 0 | 0 | 0 | 0 | 0 | 0 | 0 | 0 | 0 | 0 | 0 | 0 | 0 | 0 | 0 | 0 | 0 | 0 | 0 | 0 | 0 | 0 | 0 | 0 | 0 | 0
F9_Industrial_Instruments_New_Process_Natural Gas_Gas Boiler - High Turndown_A_Achievable Economic RVT Potential | F9 | Industrial | Instruments | New | Process | Natural Gas | Gas Boiler - High Turndown | A | Cumulative Winter Peak Savings (MW) | Achievable Economic RVT Potential | 0 | 0 | 0 | 0 | 0 | 0 | 0 | 0 | 0 | 0 | 0 | 0 | 0 | 0 | 0 | 0 | 0 | 0 | 0 | 0 | 0 | 0 | 0 | 0 | 0 | 0 | 0 | 0 | 0 | 0 | 0
F10_Industrial_Instruments_New_Process_Natural Gas_Gas Boiler - High Turndown_A_Achievable Economic RVT Potential | F10 | Industrial | Instruments | New | Process | Natural Gas | Gas Boiler - High Turndown | A | Purchases (Incremental) | Achievable Economic RVT Potential | 0 | 0 | 0 | 0 | 0 | 0 | 0 | 0 | 0 | 0 | 0 | 0 | 0 | 0 | 0 | 0 | 0 | 0 | 0 | 0 | 0 | 0 | 0 | 0 | 0 | 0 | 0 | 0 | 0 | 0 | 0
F11_Industrial_Instruments_New_Process_Natural Gas_Gas Boiler - High Turndown_A_Achievable Economic RVT Potential | F11 | Industrial | Instruments | New | Process | Natural Gas | Gas Boiler - High Turndown | A | Purchases (Cumulative) | Achievable Economic RVT Potential | 0 | 0 | 0 | 0 | 0 | 0 | 0 | 0 | 0 | 0 | 0 | 0 | 0 | 0 | 0 | 0 | 0 | 0 | 0 | 0 | 0 | 0 | 0 | 0 | 0 | 0 | 0 | 0 | 0 | 0 | 0
F1_Industrial_Instruments_New_Space Heating_Natural Gas_Gas Boiler - Burner Control Optimization_A_Achievable Economic RVT Potential | F1 | Industrial | Instruments | New | Space Heating | Natural Gas | Gas Boiler - Burner Control Optimization | A | Integrated Unit Energy Savings (kWh or therms) | Achievable Economic RVT Potential | 0 | 0 | 0 | 0 | 0 | 0 | 0 | 0 | 0 | 0 | 0 | 0 | 0 | 0 | 0 | 0 | 0 | 0 | 0 | 0 | 0 | 0 | 0 | 0 | 0 | 0 | 0 | 0 | 0 | 0 | 0
F2_Industrial_Instruments_New_Space Heating_Natural Gas_Gas Boiler - Burner Control Optimization_A_Achievable Economic RVT Potential | F2 | Industrial | Instruments | New | Space Heating | Natural Gas | Gas Boiler - Burner Control Optimization | A | Integrated Unit Summer Peak Savings (kW) | Achievable Economic RVT Potential | 0 | 0 | 0 | 0 | 0 | 0 | 0 | 0 | 0 | 0 | 0 | 0 | 0 | 0 | 0 | 0 | 0 | 0 | 0 | 0 | 0 | 0 | 0 | 0 | 0 | 0 | 0 | 0 | 0 | 0 | 0
F3_Industrial_Instruments_New_Space Heating_Natural Gas_Gas Boiler - Burner Control Optimization_A_Achievable Economic RVT Potential | F3 | Industrial | Instruments | New | Space Heating | Natural Gas | Gas Boiler - Burner Control Optimization | A | Integrated Unit Winter Peak Savings (kW) | Achievable Economic RVT Potential | 0 | 0 | 0 | 0 | 0 | 0 | 0 | 0 | 0 | 0 | 0 | 0 | 0 | 0 | 0 | 0 | 0 | 0 | 0 | 0 | 0 | 0 | 0 | 0 | 0 | 0 | 0 | 0 | 0 | 0 | 0
F4_Industrial_Instruments_New_Space Heating_Natural Gas_Gas Boiler - Burner Control Optimization_A_Achievable Economic RVT Potential | F4 | Industrial | Instruments | New | Space Heating | Natural Gas | Gas Boiler - Burner Control Optimization | A | Incremental Energy Savings (MWh or mTherms) | Achievable Economic RVT Potential | 0 | 0 | 0 | 0 | 0 | 0 | 0 | 0 | 0 | 0 | 0 | 0 | 0 | 0 | 0 | 0 | 0 | 0 | 0 | 0 | 0 | 0 | 0 | 0 | 0 | 0 | 0 | 0 | 0 | 0 | 0
F5_Industrial_Instruments_New_Space Heating_Natural Gas_Gas Boiler - Burner Control Optimization_A_Achievable Economic RVT Potential | F5 | Industrial | Instruments | New | Space Heating | Natural Gas | Gas Boiler - Burner Control Optimization | A | Incremental Summer Peak Savings (MW) | Achievable Economic RVT Potential | 0 | 0 | 0 | 0 | 0 | 0 | 0 | 0 | 0 | 0 | 0 | 0 | 0 | 0 | 0 | 0 | 0 | 0 | 0 | 0 | 0 | 0 | 0 | 0 | 0 | 0 | 0 | 0 | 0 | 0 | 0
F6_Industrial_Instruments_New_Space Heating_Natural Gas_Gas Boiler - Burner Control Optimization_A_Achievable Economic RVT Potential | F6 | Industrial | Instruments | New | Space Heating | Natural Gas | Gas Boiler - Burner Control Optimization | A | Incremental Winter Peak Savings (MW) | Achievable Economic RVT Potential | 0 | 0 | 0 | 0 | 0 | 0 | 0 | 0 | 0 | 0 | 0 | 0 | 0 | 0 | 0 | 0 | 0 | 0 | 0 | 0 | 0 | 0 | 0 | 0 | 0 | 0 | 0 | 0 | 0 | 0 | 0
F7_Industrial_Instruments_New_Space Heating_Natural Gas_Gas Boiler - Burner Control Optimization_A_Achievable Economic RVT Potential | F7 | Industrial | Instruments | New | Space Heating | Natural Gas | Gas Boiler - Burner Control Optimization | A | Cumulative Energy Savings (MWh or mTherms) | Achievable Economic RVT Potential | 0 | 0 | 0 | 0 | 0 | 0 | 0 | 0 | 0 | 0 | 0 | 0 | 0 | 0 | 0 | 0 | 0 | 0 | 0 | 0 | 0 | 0 | 0 | 0 | 0 | 0 | 0 | 0 | 0 | 0 | 0
F8_Industrial_Instruments_New_Space Heating_Natural Gas_Gas Boiler - Burner Control Optimization_A_Achievable Economic RVT Potential | F8 | Industrial | Instruments | New | Space Heating | Natural Gas | Gas Boiler - Burner Control Optimization | A | Cumulative Summer Peak Savings (MW) | Achievable Economic RVT Potential | 0 | 0 | 0 | 0 | 0 | 0 | 0 | 0 | 0 | 0 | 0 | 0 | 0 | 0 | 0 | 0 | 0 | 0 | 0 | 0 | 0 | 0 | 0 | 0 | 0 | 0 | 0 | 0 | 0 | 0 | 0
F9_Industrial_Instruments_New_Space Heating_Natural Gas_Gas Boiler - Burner Control Optimization_A_Achievable Economic RVT Potential | F9 | Industrial | Instruments | New | Space Heating | Natural Gas | Gas Boiler - Burner Control Optimization | A | Cumulative Winter Peak Savings (MW) | Achievable Economic RVT Potential | 0 | 0 | 0 | 0 | 0 | 0 | 0 | 0 | 0 | 0 | 0 | 0 | 0 | 0 | 0 | 0 | 0 | 0 | 0 | 0 | 0 | 0 | 0 | 0 | 0 | 0 | 0 | 0 | 0 | 0 | 0
F10_Industrial_Instruments_New_Space Heating_Natural Gas_Gas Boiler - Burner Control Optimization_A_Achievable Economic RVT Potential | F10 | Industrial | Instruments | New | Space Heating | Natural Gas | Gas Boiler - Burner Control Optimization | A | Purchases (Incremental) | Achievable Economic RVT Potential | 0 | 0 | 0 | 0 | 0 | 0 | 0 | 0 | 0 | 0 | 0 | 0 | 0 | 0 | 0 | 0 | 0 | 0 | 0 | 0 | 0 | 0 | 0 | 0 | 0 | 0 | 0 | 0 | 0 | 0 | 0
F11_Industrial_Instruments_New_Space Heating_Natural Gas_Gas Boiler - Burner Control Optimization_A_Achievable Economic RVT Potential | F11 | Industrial | Instruments | New | Space Heating | Natural Gas | Gas Boiler - Burner Control Optimization | A | Purchases (Cumulative) | Achievable Economic RVT Potential | 0 | 0 | 0 | 0 | 0 | 0 | 0 | 0 | 0 | 0 | 0 | 0 | 0 | 0 | 0 | 0 | 0 | 0 | 0 | 0 | 0 | 0 | 0 | 0 | 0 | 0 | 0 | 0 | 0 | 0 | 0
F1_Industrial_Instruments_New_Process_Natural Gas_Gas Boiler - Burner Control Optimization_A_Achievable Economic RVT Potential | F1 | Industrial | Instruments | New | Process | Natural Gas | Gas Boiler - Burner Control Optimization | A | Integrated Unit Energy Savings (kWh or therms) | Achievable Economic RVT Potential | 0 | 0 | 0 | 0 | 0 | 1.0174 | 1.0149 | 1.0127 | 1.0107 | 1.0087 | 1.0072 | 1.0059 | 1.0047 | 1.0037 | 1.0028 | 1.0022 | 1.0017 | 1.0014 | 1.0011 | 1.0009 | 1.0008 | 1.0007 | 1.0006 | 1.0004 | 1.0002 | 1.0009 | 1.0016 | 1.0023 | 1.0203 | 1.0203 | 1.0203
F2_Industrial_Instruments_New_Process_Natural Gas_Gas Boiler - Burner Control Optimization_A_Achievable Economic RVT Potential | F2 | Industrial | Instruments | New | Process | Natural Gas | Gas Boiler - Burner Control Optimization | A | Integrated Unit Summer Peak Savings (kW) | Achievable Economic RVT Potential | 0 | 0 | 0 | 0 | 0 | 0 | 0 | 0 | 0 | 0 | 0 | 0 | 0 | 0 | 0 | 0 | 0 | 0 | 0 | 0 | 0 | 0 | 0 | 0 | 0 | 0 | 0 | 0 | 0 | 0 | 0
F3_Industrial_Instruments_New_Process_Natural Gas_Gas Boiler - Burner Control Optimization_A_Achievable Economic RVT Potential | F3 | Industrial | Instruments | New | Process | Natural Gas | Gas Boiler - Burner Control Optimization | A | Integrated Unit Winter Peak Savings (kW) | Achievable Economic RVT Potential | 0 | 0 | 0 | 0 | 0 | 0 | 0 | 0 | 0 | 0 | 0 | 0 | 0 | 0 | 0 | 0 | 0 | 0 | 0 | 0 | 0 | 0 | 0 | 0 | 0 | 0 | 0 | 0 | 0 | 0 | 0
F4_Industrial_Instruments_New_Process_Natural Gas_Gas Boiler - Burner Control Optimization_A_Achievable Economic RVT Potential | F4 | Industrial | Instruments | New | Process | Natural Gas | Gas Boiler - Burner Control Optimization | A | Incremental Energy Savings (MWh or mTherms) | Achievable Economic RVT Potential | 0 | 0 | 0 | 0 | 0 | 0 | 0 | 0 | 0 | 0 | 0 | 0 | 0 | 0 | 0 | 0 | 0 | 0 | 0 | 0 | 0 | 0 | 0 | 0 | 0 | 0 | 0 | 0 | 0 | 0 | 0
F5_Industrial_Instruments_New_Process_Natural Gas_Gas Boiler - Burner Control Optimization_A_Achievable Economic RVT Potential | F5 | Industrial | Instruments | New | Process | Natural Gas | Gas Boiler - Burner Control Optimization | A | Incremental Summer Peak Savings (MW) | Achievable Economic RVT Potential | 0 | 0 | 0 | 0 | 0 | 0 | 0 | 0 | 0 | 0 | 0 | 0 | 0 | 0 | 0 | 0 | 0 | 0 | 0 | 0 | 0 | 0 | 0 | 0 | 0 | 0 | 0 | 0 | 0 | 0 | 0
F6_Industrial_Instruments_New_Process_Natural Gas_Gas Boiler - Burner Control Optimization_A_Achievable Economic RVT Potential | F6 | Industrial | Instruments | New | Process | Natural Gas | Gas Boiler - Burner Control Optimization | A | Incremental Winter Peak Savings (MW) | Achievable Economic RVT Potential | 0 | 0 | 0 | 0 | 0 | 0 | 0 | 0 | 0 | 0 | 0 | 0 | 0 | 0 | 0 | 0 | 0 | 0 | 0 | 0 | 0 | 0 | 0 | 0 | 0 | 0 | 0 | 0 | 0 | 0 | 0
F7_Industrial_Instruments_New_Process_Natural Gas_Gas Boiler - Burner Control Optimization_A_Achievable Economic RVT Potential | F7 | Industrial | Instruments | New | Process | Natural Gas | Gas Boiler - Burner Control Optimization | A | Cumulative Energy Savings (MWh or mTherms) | Achievable Economic RVT Potential | 0 | 0 | 0 | 0 | 0 | 0 | 0 | 0 | 0 | 0 | 0 | 0 | 0 | 0 | 0 | 0 | 0 | 0 | 0 | 0 | 0 | 0 | 0 | 0 | 0 | 0 | 0 | 0 | 0 | 0 | 0
F8_Industrial_Instruments_New_Process_Natural Gas_Gas Boiler - Burner Control Optimization_A_Achievable Economic RVT Potential | F8 | Industrial | Instruments | New | Process | Natural Gas | Gas Boiler - Burner Control Optimization | A | Cumulative Summer Peak Savings (MW) | Achievable Economic RVT Potential | 0 | 0 | 0 | 0 | 0 | 0 | 0 | 0 | 0 | 0 | 0 | 0 | 0 | 0 | 0 | 0 | 0 | 0 | 0 | 0 | 0 | 0 | 0 | 0 | 0 | 0 | 0 | 0 | 0 | 0 | 0
F9_Industrial_Instruments_New_Process_Natural Gas_Gas Boiler - Burner Control Optimization_A_Achievable Economic RVT Potential | F9 | Industrial | Instruments | New | Process | Natural Gas | Gas Boiler - Burner Control Optimization | A | Cumulative Winter Peak Savings (MW) | Achievable Economic RVT Potential | 0 | 0 | 0 | 0 | 0 | 0 | 0 | 0 | 0 | 0 | 0 | 0 | 0 | 0 | 0 | 0 | 0 | 0 | 0 | 0 | 0 | 0 | 0 | 0 | 0 | 0 | 0 | 0 | 0 | 0 | 0
F10_Industrial_Instruments_New_Process_Natural Gas_Gas Boiler - Burner Control Optimization_A_Achievable Economic RVT Potential | F10 | Industrial | Instruments | New | Process | Natural Gas | Gas Boiler - Burner Control Optimization | A | Purchases (Incremental) | Achievable Economic RVT Potential | 0 | 0 | 0 | 0 | 0 | 0 | 0 | 0 | 0 | 0 | 0 | 0 | 0 | 0 | 0 | 0 | 0 | 0 | 0 | 0 | 0 | 0 | 0 | 0 | 0 | 0 | 0 | 0 | 0 | 0 | 0
F11_Industrial_Instruments_New_Process_Natural Gas_Gas Boiler - Burner Control Optimization_A_Achievable Economic RVT Potential | F11 | Industrial | Instruments | New | Process | Natural Gas | Gas Boiler - Burner Control Optimization | A | Purchases (Cumulative) | Achievable Economic RVT Potential | 0 | 0 | 0 | 0 | 0 | 0 | 0 | 0 | 0 | 0 | 0 | 0 | 0 | 0 | 0 | 0 | 0 | 0 | 0 | 0 | 0 | 0 | 0 | 0 | 0 | 0 | 0 | 0 | 0 | 0 | 0
F1_Industrial_Instruments_New_Space Heating_Natural Gas_HVAC - Demand Controlled Ventilation_A_Achievable Economic RVT Potential | F1 | Industrial | Instruments | New | Space Heating | Natural Gas | HVAC - Demand Controlled Ventilation | A | Integrated Unit Energy Savings (kWh or therms) | Achievable Economic RVT Potential | 0 | 0 | 0 | 0 | 0 | 0 | 0 | 0 | 0 | 0 | 0 | 0 | 0 | 0 | 0 | 0 | 0 | 0 | 0 | 0 | 0 | 0 | 0 | 0 | 0 | 0 | 0 | 0 | 0 | 0 | 0
F2_Industrial_Instruments_New_Space Heating_Natural Gas_HVAC - Demand Controlled Ventilation_A_Achievable Economic RVT Potential | F2 | Industrial | Instruments | New | Space Heating | Natural Gas | HVAC - Demand Controlled Ventilation | A | Integrated Unit Summer Peak Savings (kW) | Achievable Economic RVT Potential | 0 | 0 | 0 | 0 | 0 | 0 | 0 | 0 | 0 | 0 | 0 | 0 | 0 | 0 | 0 | 0 | 0 | 0 | 0 | 0 | 0 | 0 | 0 | 0 | 0 | 0 | 0 | 0 | 0 | 0 | 0
F3_Industrial_Instruments_New_Space Heating_Natural Gas_HVAC - Demand Controlled Ventilation_A_Achievable Economic RVT Potential | F3 | Industrial | Instruments | New | Space Heating | Natural Gas | HVAC - Demand Controlled Ventilation | A | Integrated Unit Winter Peak Savings (kW) | Achievable Economic RVT Potential | 0 | 0 | 0 | 0 | 0 | 0 | 0 | 0 | 0 | 0 | 0 | 0 | 0 | 0 | 0 | 0 | 0 | 0 | 0 | 0 | 0 | 0 | 0 | 0 | 0 | 0 | 0 | 0 | 0 | 0 | 0
F4_Industrial_Instruments_New_Space Heating_Natural Gas_HVAC - Demand Controlled Ventilation_A_Achievable Economic RVT Potential | F4 | Industrial | Instruments | New | Space Heating | Natural Gas | HVAC - Demand Controlled Ventilation | A | Incremental Energy Savings (MWh or mTherms) | Achievable Economic RVT Potential | 0 | 0 | 0 | 0 | 0 | 0 | 0 | 0 | 0 | 0 | 0 | 0 | 0 | 0 | 0 | 0 | 0 | 0 | 0 | 0 | 0 | 0 | 0 | 0 | 0 | 0 | 0 | 0 | 0 | 0 | 0
F5_Industrial_Instruments_New_Space Heating_Natural Gas_HVAC - Demand Controlled Ventilation_A_Achievable Economic RVT Potential | F5 | Industrial | Instruments | New | Space Heating | Natural Gas | HVAC - Demand Controlled Ventilation | A | Incremental Summer Peak Savings (MW) | Achievable Economic RVT Potential | 0 | 0 | 0 | 0 | 0 | 0 | 0 | 0 | 0 | 0 | 0 | 0 | 0 | 0 | 0 | 0 | 0 | 0 | 0 | 0 | 0 | 0 | 0 | 0 | 0 | 0 | 0 | 0 | 0 | 0 | 0
F6_Industrial_Instruments_New_Space Heating_Natural Gas_HVAC - Demand Controlled Ventilation_A_Achievable Economic RVT Potential | F6 | Industrial | Instruments | New | Space Heating | Natural Gas | HVAC - Demand Controlled Ventilation | A | Incremental Winter Peak Savings (MW) | Achievable Economic RVT Potential | 0 | 0 | 0 | 0 | 0 | 0 | 0 | 0 | 0 | 0 | 0 | 0 | 0 | 0 | 0 | 0 | 0 | 0 | 0 | 0 | 0 | 0 | 0 | 0 | 0 | 0 | 0 | 0 | 0 | 0 | 0
F7_Industrial_Instruments_New_Space Heating_Natural Gas_HVAC - Demand Controlled Ventilation_A_Achievable Economic RVT Potential | F7 | Industrial | Instruments | New | Space Heating | Natural Gas | HVAC - Demand Controlled Ventilation | A | Cumulative Energy Savings (MWh or mTherms) | Achievable Economic RVT Potential | 0 | 0 | 0 | 0 | 0 | 0 | 0 | 0 | 0 | 0 | 0 | 0 | 0 | 0 | 0 | 0 | 0 | 0 | 0 | 0 | 0 | 0 | 0 | 0 | 0 | 0 | 0 | 0 | 0 | 0 | 0
F8_Industrial_Instruments_New_Space Heating_Natural Gas_HVAC - Demand Controlled Ventilation_A_Achievable Economic RVT Potential | F8 | Industrial | Instruments | New | Space Heating | Natural Gas | HVAC - Demand Controlled Ventilation | A | Cumulative Summer Peak Savings (MW) | Achievable Economic RVT Potential | 0 | 0 | 0 | 0 | 0 | 0 | 0 | 0 | 0 | 0 | 0 | 0 | 0 | 0 | 0 | 0 | 0 | 0 | 0 | 0 | 0 | 0 | 0 | 0 | 0 | 0 | 0 | 0 | 0 | 0 | 0
F9_Industrial_Instruments_New_Space Heating_Natural Gas_HVAC - Demand Controlled Ventilation_A_Achievable Economic RVT Potential | F9 | Industrial | Instruments | New | Space Heating | Natural Gas | HVAC - Demand Controlled Ventilation | A | Cumulative Winter Peak Savings (MW) | Achievable Economic RVT Potential | 0 | 0 | 0 | 0 | 0 | 0 | 0 | 0 | 0 | 0 | 0 | 0 | 0 | 0 | 0 | 0 | 0 | 0 | 0 | 0 | 0 | 0 | 0 | 0 | 0 | 0 | 0 | 0 | 0 | 0 | 0
F10_Industrial_Instruments_New_Space Heating_Natural Gas_HVAC - Demand Controlled Ventilation_A_Achievable Economic RVT Potential | F10 | Industrial | Instruments | New | Space Heating | Natural Gas | HVAC - Demand Controlled Ventilation | A | Purchases (Incremental) | Achievable Economic RVT Potential | 0 | 0 | 0 | 0 | 0 | 0 | 0 | 0 | 0 | 0 | 0 | 0 | 0 | 0 | 0 | 0 | 0 | 0 | 0 | 0 | 0 | 0 | 0 | 0 | 0 | 0 | 0 | 0 | 0 | 0 | 0
F11_Industrial_Instruments_New_Space Heating_Natural Gas_HVAC - Demand Controlled Ventilation_A_Achievable Economic RVT Potential | F11 | Industrial | Instruments | New | Space Heating | Natural Gas | HVAC - Demand Controlled Ventilation | A | Purchases (Cumulative) | Achievable Economic RVT Potential | 0 | 0 | 0 | 0 | 0 | 0 | 0 | 0 | 0 | 0 | 0 | 0 | 0 | 0 | 0 | 0 | 0 | 0 | 0 | 0 | 0 | 0 | 0 | 0 | 0 | 0 | 0 | 0 | 0 | 0 | 0
F1_Industrial_Instruments_New_Space Heating_Natural Gas_Gas Boiler - Stack Economizer_A_Achievable Economic RVT Potential | F1 | Industrial | Instruments | New | Space Heating | Natural Gas | Gas Boiler - Stack Economizer | A | Integrated Unit Energy Savings (kWh or therms) | Achievable Economic RVT Potential | 0 | 0 | 0 | 0 | 0 | 0 | 0 | 0 | 0 | 0 | 0 | 0 | 0 | 0 | 0 | 0 | 0 | 0 | 0 | 0 | 0 | 0 | 0 | 0 | 0 | 0 | 0 | 0 | 0 | 0 | 0
F2_Industrial_Instruments_New_Space Heating_Natural Gas_Gas Boiler - Stack Economizer_A_Achievable Economic RVT Potential | F2 | Industrial | Instruments | New | Space Heating | Natural Gas | Gas Boiler - Stack Economizer | A | Integrated Unit Summer Peak Savings (kW) | Achievable Economic RVT Potential | 0 | 0 | 0 | 0 | 0 | 0 | 0 | 0 | 0 | 0 | 0 | 0 | 0 | 0 | 0 | 0 | 0 | 0 | 0 | 0 | 0 | 0 | 0 | 0 | 0 | 0 | 0 | 0 | 0 | 0 | 0
F3_Industrial_Instruments_New_Space Heating_Natural Gas_Gas Boiler - Stack Economizer_A_Achievable Economic RVT Potential | F3 | Industrial | Instruments | New | Space Heating | Natural Gas | Gas Boiler - Stack Economizer | A | Integrated Unit Winter Peak Savings (kW) | Achievable Economic RVT Potential | 0 | 0 | 0 | 0 | 0 | 0 | 0 | 0 | 0 | 0 | 0 | 0 | 0 | 0 | 0 | 0 | 0 | 0 | 0 | 0 | 0 | 0 | 0 | 0 | 0 | 0 | 0 | 0 | 0 | 0 | 0
F4_Industrial_Instruments_New_Space Heating_Natural Gas_Gas Boiler - Stack Economizer_A_Achievable Economic RVT Potential | F4 | Industrial | Instruments | New | Space Heating | Natural Gas | Gas Boiler - Stack Economizer | A | Incremental Energy Savings (MWh or mTherms) | Achievable Economic RVT Potential | 0 | 0 | 0 | 0 | 0 | 0 | 0 | 0 | 0 | 0 | 0 | 0 | 0 | 0 | 0 | 0 | 0 | 0 | 0 | 0 | 0 | 0 | 0 | 0 | 0 | 0 | 0 | 0 | 0 | 0 | 0
F5_Industrial_Instruments_New_Space Heating_Natural Gas_Gas Boiler - Stack Economizer_A_Achievable Economic RVT Potential | F5 | Industrial | Instruments | New | Space Heating | Natural Gas | Gas Boiler - Stack Economizer | A | Incremental Summer Peak Savings (MW) | Achievable Economic RVT Potential | 0 | 0 | 0 | 0 | 0 | 0 | 0 | 0 | 0 | 0 | 0 | 0 | 0 | 0 | 0 | 0 | 0 | 0 | 0 | 0 | 0 | 0 | 0 | 0 | 0 | 0 | 0 | 0 | 0 | 0 | 0
F6_Industrial_Instruments_New_Space Heating_Natural Gas_Gas Boiler - Stack Economizer_A_Achievable Economic RVT Potential | F6 | Industrial | Instruments | New | Space Heating | Natural Gas | Gas Boiler - Stack Economizer | A | Incremental Winter Peak Savings (MW) | Achievable Economic RVT Potential | 0 | 0 | 0 | 0 | 0 | 0 | 0 | 0 | 0 | 0 | 0 | 0 | 0 | 0 | 0 | 0 | 0 | 0 | 0 | 0 | 0 | 0 | 0 | 0 | 0 | 0 | 0 | 0 | 0 | 0 | 0
F7_Industrial_Instruments_New_Space Heating_Natural Gas_Gas Boiler - Stack Economizer_A_Achievable Economic RVT Potential | F7 | Industrial | Instruments | New | Space Heating | Natural Gas | Gas Boiler - Stack Economizer | A | Cumulative Energy Savings (MWh or mTherms) | Achievable Economic RVT Potential | 0 | 0 | 0 | 0 | 0 | 0 | 0 | 0 | 0 | 0 | 0 | 0 | 0 | 0 | 0 | 0 | 0 | 0 | 0 | 0 | 0 | 0 | 0 | 0 | 0 | 0 | 0 | 0 | 0 | 0 | 0
F8_Industrial_Instruments_New_Space Heating_Natural Gas_Gas Boiler - Stack Economizer_A_Achievable Economic RVT Potential | F8 | Industrial | Instruments | New | Space Heating | Natural Gas | Gas Boiler - Stack Economizer | A | Cumulative Summer Peak Savings (MW) | Achievable Economic RVT Potential | 0 | 0 | 0 | 0 | 0 | 0 | 0 | 0 | 0 | 0 | 0 | 0 | 0 | 0 | 0 | 0 | 0 | 0 | 0 | 0 | 0 | 0 | 0 | 0 | 0 | 0 | 0 | 0 | 0 | 0 | 0
F9_Industrial_Instruments_New_Space Heating_Natural Gas_Gas Boiler - Stack Economizer_A_Achievable Economic RVT Potential | F9 | Industrial | Instruments | New | Space Heating | Natural Gas | Gas Boiler - Stack Economizer | A | Cumulative Winter Peak Savings (MW) | Achievable Economic RVT Potential | 0 | 0 | 0 | 0 | 0 | 0 | 0 | 0 | 0 | 0 | 0 | 0 | 0 | 0 | 0 | 0 | 0 | 0 | 0 | 0 | 0 | 0 | 0 | 0 | 0 | 0 | 0 | 0 | 0 | 0 | 0
F10_Industrial_Instruments_New_Space Heating_Natural Gas_Gas Boiler - Stack Economizer_A_Achievable Economic RVT Potential | F10 | Industrial | Instruments | New | Space Heating | Natural Gas | Gas Boiler - Stack Economizer | A | Purchases (Incremental) | Achievable Economic RVT Potential | 0 | 0 | 0 | 0 | 0 | 0 | 0 | 0 | 0 | 0 | 0 | 0 | 0 | 0 | 0 | 0 | 0 | 0 | 0 | 0 | 0 | 0 | 0 | 0 | 0 | 0 | 0 | 0 | 0 | 0 | 0
F11_Industrial_Instruments_New_Space Heating_Natural Gas_Gas Boiler - Stack Economizer_A_Achievable Economic RVT Potential | F11 | Industrial | Instruments | New | Space Heating | Natural Gas | Gas Boiler - Stack Economizer | A | Purchases (Cumulative) | Achievable Economic RVT Potential | 0 | 0 | 0 | 0 | 0 | 0 | 0 | 0 | 0 | 0 | 0 | 0 | 0 | 0 | 0 | 0 | 0 | 0 | 0 | 0 | 0 | 0 | 0 | 0 | 0 | 0 | 0 | 0 | 0 | 0 | 0
F1_Industrial_Instruments_New_Process_Natural Gas_Gas Boiler - Stack Economizer_A_Achievable Economic RVT Potential | F1 | Industrial | Instruments | New | Process | Natural Gas | Gas Boiler - Stack Economizer | A | Integrated Unit Energy Savings (kWh or therms) | Achievable Economic RVT Potential | 0 | 0 | 0 | 0 | 0 | 3.377 | 3.3767 | 3.3765 | 3.3766 | 3.3767 | 3.3768 | 3.3769 | 3.3769 | 3.377 | 3.377 | 3.377 | 3.377 | 3.3771 | 3.3771 | 3.3771 | 3.3771 | 3.3771 | 3.3772 | 3.3772 | 3.3772 | 3.3772 | 3.3772 | 3.3772 | 3.3775 | 3.3775 | 3.3775
F2_Industrial_Instruments_New_Process_Natural Gas_Gas Boiler - Stack Economizer_A_Achievable Economic RVT Potential | F2 | Industrial | Instruments | New | Process | Natural Gas | Gas Boiler - Stack Economizer | A | Integrated Unit Summer Peak Savings (kW) | Achievable Economic RVT Potential | 0 | 0 | 0 | 0 | 0 | 0 | 0 | 0 | 0 | 0 | 0 | 0 | 0 | 0 | 0 | 0 | 0 | 0 | 0 | 0 | 0 | 0 | 0 | 0 | 0 | 0 | 0 | 0 | 0 | 0 | 0
F3_Industrial_Instruments_New_Process_Natural Gas_Gas Boiler - Stack Economizer_A_Achievable Economic RVT Potential | F3 | Industrial | Instruments | New | Process | Natural Gas | Gas Boiler - Stack Economizer | A | Integrated Unit Winter Peak Savings (kW) | Achievable Economic RVT Potential | 0 | 0 | 0 | 0 | 0 | 0 | 0 | 0 | 0 | 0 | 0 | 0 | 0 | 0 | 0 | 0 | 0 | 0 | 0 | 0 | 0 | 0 | 0 | 0 | 0 | 0 | 0 | 0 | 0 | 0 | 0
F4_Industrial_Instruments_New_Process_Natural Gas_Gas Boiler - Stack Economizer_A_Achievable Economic RVT Potential | F4 | Industrial | Instruments | New | Process | Natural Gas | Gas Boiler - Stack Economizer | A | Incremental Energy Savings (MWh or mTherms) | Achievable Economic RVT Potential | 0 | 0 | 0 | 0 | 0 | 0 | 0 | 0 | 0 | 0 | 0 | 0 | 0 | 0 | 0 | 0 | 0 | 0 | 0 | 0 | 0 | 0 | 0 | 0 | 0 | 0 | 0 | 0 | 0 | 0 | 0
F5_Industrial_Instruments_New_Process_Natural Gas_Gas Boiler - Stack Economizer_A_Achievable Economic RVT Potential | F5 | Industrial | Instruments | New | Process | Natural Gas | Gas Boiler - Stack Economizer | A | Incremental Summer Peak Savings (MW) | Achievable Economic RVT Potential | 0 | 0 | 0 | 0 | 0 | 0 | 0 | 0 | 0 | 0 | 0 | 0 | 0 | 0 | 0 | 0 | 0 | 0 | 0 | 0 | 0 | 0 | 0 | 0 | 0 | 0 | 0 | 0 | 0 | 0 | 0
F6_Industrial_Instruments_New_Process_Natural Gas_Gas Boiler - Stack Economizer_A_Achievable Economic RVT Potential | F6 | Industrial | Instruments | New | Process | Natural Gas | Gas Boiler - Stack Economizer | A | Incremental Winter Peak Savings (MW) | Achievable Economic RVT Potential | 0 | 0 | 0 | 0 | 0 | 0 | 0 | 0 | 0 | 0 | 0 | 0 | 0 | 0 | 0 | 0 | 0 | 0 | 0 | 0 | 0 | 0 | 0 | 0 | 0 | 0 | 0 | 0 | 0 | 0 | 0
F7_Industrial_Instruments_New_Process_Natural Gas_Gas Boiler - Stack Economizer_A_Achievable Economic RVT Potential | F7 | Industrial | Instruments | New | Process | Natural Gas | Gas Boiler - Stack Economizer | A | Cumulative Energy Savings (MWh or mTherms) | Achievable Economic RVT Potential | 0 | 0 | 0 | 0 | 0 | 0 | 0 | 0 | 0 | 0 | 0 | 0 | 0 | 0 | 0 | 0 | 0 | 0 | 0 | 0 | 0 | 0 | 0 | 0 | 0 | 0 | 0 | 0 | 0 | 0 | 0
F8_Industrial_Instruments_New_Process_Natural Gas_Gas Boiler - Stack Economizer_A_Achievable Economic RVT Potential | F8 | Industrial | Instruments | New | Process | Natural Gas | Gas Boiler - Stack Economizer | A | Cumulative Summer Peak Savings (MW) | Achievable Economic RVT Potential | 0 | 0 | 0 | 0 | 0 | 0 | 0 | 0 | 0 | 0 | 0 | 0 | 0 | 0 | 0 | 0 | 0 | 0 | 0 | 0 | 0 | 0 | 0 | 0 | 0 | 0 | 0 | 0 | 0 | 0 | 0
F9_Industrial_Instruments_New_Process_Natural Gas_Gas Boiler - Stack Economizer_A_Achievable Economic RVT Potential | F9 | Industrial | Instruments | New | Process | Natural Gas | Gas Boiler - Stack Economizer | A | Cumulative Winter Peak Savings (MW) | Achievable Economic RVT Potential | 0 | 0 | 0 | 0 | 0 | 0 | 0 | 0 | 0 | 0 | 0 | 0 | 0 | 0 | 0 | 0 | 0 | 0 | 0 | 0 | 0 | 0 | 0 | 0 | 0 | 0 | 0 | 0 | 0 | 0 | 0
F10_Industrial_Instruments_New_Process_Natural Gas_Gas Boiler - Stack Economizer_A_Achievable Economic RVT Potential | F10 | Industrial | Instruments | New | Process | Natural Gas | Gas Boiler - Stack Economizer | A | Purchases (Incremental) | Achievable Economic RVT Potential | 0 | 0 | 0 | 0 | 0 | 0 | 0 | 0 | 0 | 0 | 0 | 0 | 0 | 0 | 0 | 0 | 0 | 0 | 0 | 0 | 0 | 0 | 0 | 0 | 0 | 0 | 0 | 0 | 0 | 0 | 0
F11_Industrial_Instruments_New_Process_Natural Gas_Gas Boiler - Stack Economizer_A_Achievable Economic RVT Potential | F11 | Industrial | Instruments | New | Process | Natural Gas | Gas Boiler - Stack Economizer | A | Purchases (Cumulative) | Achievable Economic RVT Potential | 0 | 0 | 0 | 0 | 0 | 0 | 0 | 0 | 0 | 0 | 0 | 0 | 0 | 0 | 0 | 0 | 0 | 0 | 0 | 0 | 0 | 0 | 0 | 0 | 0 | 0 | 0 | 0 | 0 | 0 | 0
F1_Industrial_Instruments_New_Space Heating_Natural Gas_Gas Furnace Tube Inserts_A_Achievable Economic RVT Potential | F1 | Industrial | Instruments | New | Space Heating | Natural Gas | Gas Furnace Tube Inserts | A | Integrated Unit Energy Savings (kWh or therms) | Achievable Economic RVT Potential | 0 | 0 | 0 | 0 | 0 | 0 | 0 | 0 | 0 | 0 | 0 | 0 | 0 | 0 | 0 | 0 | 0 | 0 | 0 | 0 | 0 | 0 | 0 | 0 | 0 | 0 | 0 | 0 | 0 | 0 | 0
F2_Industrial_Instruments_New_Space Heating_Natural Gas_Gas Furnace Tube Inserts_A_Achievable Economic RVT Potential | F2 | Industrial | Instruments | New | Space Heating | Natural Gas | Gas Furnace Tube Inserts | A | Integrated Unit Summer Peak Savings (kW) | Achievable Economic RVT Potential | 0 | 0 | 0 | 0 | 0 | 0 | 0 | 0 | 0 | 0 | 0 | 0 | 0 | 0 | 0 | 0 | 0 | 0 | 0 | 0 | 0 | 0 | 0 | 0 | 0 | 0 | 0 | 0 | 0 | 0 | 0
F3_Industrial_Instruments_New_Space Heating_Natural Gas_Gas Furnace Tube Inserts_A_Achievable Economic RVT Potential | F3 | Industrial | Instruments | New | Space Heating | Natural Gas | Gas Furnace Tube Inserts | A | Integrated Unit Winter Peak Savings (kW) | Achievable Economic RVT Potential | 0 | 0 | 0 | 0 | 0 | 0 | 0 | 0 | 0 | 0 | 0 | 0 | 0 | 0 | 0 | 0 | 0 | 0 | 0 | 0 | 0 | 0 | 0 | 0 | 0 | 0 | 0 | 0 | 0 | 0 | 0
F4_Industrial_Instruments_New_Space Heating_Natural Gas_Gas Furnace Tube Inserts_A_Achievable Economic RVT Potential | F4 | Industrial | Instruments | New | Space Heating | Natural Gas | Gas Furnace Tube Inserts | A | Incremental Energy Savings (MWh or mTherms) | Achievable Economic RVT Potential | 0 | 0 | 0 | 0 | 0 | 0 | 0 | 0 | 0 | 0 | 0 | 0 | 0 | 0 | 0 | 0 | 0 | 0 | 0 | 0 | 0 | 0 | 0 | 0 | 0 | 0 | 0 | 0 | 0 | 0 | 0
F5_Industrial_Instruments_New_Space Heating_Natural Gas_Gas Furnace Tube Inserts_A_Achievable Economic RVT Potential | F5 | Industrial | Instruments | New | Space Heating | Natural Gas | Gas Furnace Tube Inserts | A | Incremental Summer Peak Savings (MW) | Achievable Economic RVT Potential | 0 | 0 | 0 | 0 | 0 | 0 | 0 | 0 | 0 | 0 | 0 | 0 | 0 | 0 | 0 | 0 | 0 | 0 | 0 | 0 | 0 | 0 | 0 | 0 | 0 | 0 | 0 | 0 | 0 | 0 | 0
F6_Industrial_Instruments_New_Space Heating_Natural Gas_Gas Furnace Tube Inserts_A_Achievable Economic RVT Potential | F6 | Industrial | Instruments | New | Space Heating | Natural Gas | Gas Furnace Tube Inserts | A | Incremental Winter Peak Savings (MW) | Achievable Economic RVT Potential | 0 | 0 | 0 | 0 | 0 | 0 | 0 | 0 | 0 | 0 | 0 | 0 | 0 | 0 | 0 | 0 | 0 | 0 | 0 | 0 | 0 | 0 | 0 | 0 | 0 | 0 | 0 | 0 | 0 | 0 | 0
F7_Industrial_Instruments_New_Space Heating_Natural Gas_Gas Furnace Tube Inserts_A_Achievable Economic RVT Potential | F7 | Industrial | Instruments | New | Space Heating | Natural Gas | Gas Furnace Tube Inserts | A | Cumulative Energy Savings (MWh or mTherms) | Achievable Economic RVT Potential | 0 | 0 | 0 | 0 | 0 | 0 | 0 | 0 | 0 | 0 | 0 | 0 | 0 | 0 | 0 | 0 | 0 | 0 | 0 | 0 | 0 | 0 | 0 | 0 | 0 | 0 | 0 | 0 | 0 | 0 | 0
F8_Industrial_Instruments_New_Space Heating_Natural Gas_Gas Furnace Tube Inserts_A_Achievable Economic RVT Potential | F8 | Industrial | Instruments | New | Space Heating | Natural Gas | Gas Furnace Tube Inserts | A | Cumulative Summer Peak Savings (MW) | Achievable Economic RVT Potential | 0 | 0 | 0 | 0 | 0 | 0 | 0 | 0 | 0 | 0 | 0 | 0 | 0 | 0 | 0 | 0 | 0 | 0 | 0 | 0 | 0 | 0 | 0 | 0 | 0 | 0 | 0 | 0 | 0 | 0 | 0
F9_Industrial_Instruments_New_Space Heating_Natural Gas_Gas Furnace Tube Inserts_A_Achievable Economic RVT Potential | F9 | Industrial | Instruments | New | Space Heating | Natural Gas | Gas Furnace Tube Inserts | A | Cumulative Winter Peak Savings (MW) | Achievable Economic RVT Potential | 0 | 0 | 0 | 0 | 0 | 0 | 0 | 0 | 0 | 0 | 0 | 0 | 0 | 0 | 0 | 0 | 0 | 0 | 0 | 0 | 0 | 0 | 0 | 0 | 0 | 0 | 0 | 0 | 0 | 0 | 0
F10_Industrial_Instruments_New_Space Heating_Natural Gas_Gas Furnace Tube Inserts_A_Achievable Economic RVT Potential | F10 | Industrial | Instruments | New | Space Heating | Natural Gas | Gas Furnace Tube Inserts | A | Purchases (Incremental) | Achievable Economic RVT Potential | 0 | 0 | 0 | 0 | 0 | 0 | 0 | 0 | 0 | 0 | 0 | 0 | 0 | 0 | 0 | 0 | 0 | 0 | 0 | 0 | 0 | 0 | 0 | 0 | 0 | 0 | 0 | 0 | 0 | 0 | 0
F11_Industrial_Instruments_New_Space Heating_Natural Gas_Gas Furnace Tube Inserts_A_Achievable Economic RVT Potential | F11 | Industrial | Instruments | New | Space Heating | Natural Gas | Gas Furnace Tube Inserts | A | Purchases (Cumulative) | Achievable Economic RVT Potential | 0 | 0 | 0 | 0 | 0 | 0 | 0 | 0 | 0 | 0 | 0 | 0 | 0 | 0 | 0 | 0 | 0 | 0 | 0 | 0 | 0 | 0 | 0 | 0 | 0 | 0 | 0 | 0 | 0 | 0 | 0
F1_Industrial_Instruments_New_Space Heating_Natural Gas_Space Heating - Heat Recovery Ventilator_A_Achievable Economic RVT Potential | F1 | Industrial | Instruments | New | Space Heating | Natural Gas | Space Heating - Heat Recovery Ventilator | A | Integrated Unit Energy Savings (kWh or therms) | Achievable Economic RVT Potential | 0 | 0 | 0 | 0 | 0 | 0.012431 | 0.012219 | 0.012041 | 0.011885 | 0.011741 | 0.011609 | 0.011451 | 0.011276 | 0.011096 | 0.010914 | 0.010744 | 0.010587 | 0.010451 | 0.010285 | 0.010157 | 0.010062 | 0.0099908 | 0.009955 | 0.0099375 | 0.0099331 | 0.0099379 | 0.0099451 | 0.0099548 | 0 | 0 | 0
F2_Industrial_Instruments_New_Space Heating_Natural Gas_Space Heating - Heat Recovery Ventilator_A_Achievable Economic RVT Potential | F2 | Industrial | Instruments | New | Space Heating | Natural Gas | Space Heating - Heat Recovery Ventilator | A | Integrated Unit Summer Peak Savings (kW) | Achievable Economic RVT Potential | 0 | 0 | 0 | 0 | 0 | 0 | 0 | 0 | 0 | 0 | 0 | 0 | 0 | 0 | 0 | 0 | 0 | 0 | 0 | 0 | 0 | 0 | 0 | 0 | 0 | 0 | 0 | 0 | 0 | 0 | 0
F3_Industrial_Instruments_New_Space Heating_Natural Gas_Space Heating - Heat Recovery Ventilator_A_Achievable Economic RVT Potential | F3 | Industrial | Instruments | New | Space Heating | Natural Gas | Space Heating - Heat Recovery Ventilator | A | Integrated Unit Winter Peak Savings (kW) | Achievable Economic RVT Potential | 0 | 0 | 0 | 0 | 0 | 0 | 0 | 0 | 0 | 0 | 0 | 0 | 0 | 0 | 0 | 0 | 0 | 0 | 0 | 0 | 0 | 0 | 0 | 0 | 0 | 0 | 0 | 0 | 0 | 0 | 0
F4_Industrial_Instruments_New_Space Heating_Natural Gas_Space Heating - Heat Recovery Ventilator_A_Achievable Economic RVT Potential | F4 | Industrial | Instruments | New | Space Heating | Natural Gas | Space Heating - Heat Recovery Ventilator | A | Incremental Energy Savings (MWh or mTherms) | Achievable Economic RVT Potential | 0 | 0 | 0 | 0 | 0 | 0 | 0 | 0 | 0 | 0 | 0 | 0 | 0 | 0 | 0 | 0 | 0 | 0 | 0 | 0 | 0 | 0 | 0 | 0 | 0 | 0 | 0 | 0 | 0 | 0 | 0
F5_Industrial_Instruments_New_Space Heating_Natural Gas_Space Heating - Heat Recovery Ventilator_A_Achievable Economic RVT Potential | F5 | Industrial | Instruments | New | Space Heating | Natural Gas | Space Heating - Heat Recovery Ventilator | A | Incremental Summer Peak Savings (MW) | Achievable Economic RVT Potential | 0 | 0 | 0 | 0 | 0 | 0 | 0 | 0 | 0 | 0 | 0 | 0 | 0 | 0 | 0 | 0 | 0 | 0 | 0 | 0 | 0 | 0 | 0 | 0 | 0 | 0 | 0 | 0 | 0 | 0 | 0
F6_Industrial_Instruments_New_Space Heating_Natural Gas_Space Heating - Heat Recovery Ventilator_A_Achievable Economic RVT Potential | F6 | Industrial | Instruments | New | Space Heating | Natural Gas | Space Heating - Heat Recovery Ventilator | A | Incremental Winter Peak Savings (MW) | Achievable Economic RVT Potential | 0 | 0 | 0 | 0 | 0 | 0 | 0 | 0 | 0 | 0 | 0 | 0 | 0 | 0 | 0 | 0 | 0 | 0 | 0 | 0 | 0 | 0 | 0 | 0 | 0 | 0 | 0 | 0 | 0 | 0 | 0
F7_Industrial_Instruments_New_Space Heating_Natural Gas_Space Heating - Heat Recovery Ventilator_A_Achievable Economic RVT Potential | F7 | Industrial | Instruments | New | Space Heating | Natural Gas | Space Heating - Heat Recovery Ventilator | A | Cumulative Energy Savings (MWh or mTherms) | Achievable Economic RVT Potential | 0 | 0 | 0 | 0 | 0 | 0 | 0 | 0 | 0 | 0 | 0 | 0 | 0 | 0 | 0 | 0 | 0 | 0 | 0 | 0 | 0 | 0 | 0 | 0 | 0 | 0 | 0 | 0 | 0 | 0 | 0
F8_Industrial_Instruments_New_Space Heating_Natural Gas_Space Heating - Heat Recovery Ventilator_A_Achievable Economic RVT Potential | F8 | Industrial | Instruments | New | Space Heating | Natural Gas | Space Heating - Heat Recovery Ventilator | A | Cumulative Summer Peak Savings (MW) | Achievable Economic RVT Potential | 0 | 0 | 0 | 0 | 0 | 0 | 0 | 0 | 0 | 0 | 0 | 0 | 0 | 0 | 0 | 0 | 0 | 0 | 0 | 0 | 0 | 0 | 0 | 0 | 0 | 0 | 0 | 0 | 0 | 0 | 0
F9_Industrial_Instruments_New_Space Heating_Natural Gas_Space Heating - Heat Recovery Ventilator_A_Achievable Economic RVT Potential | F9 | Industrial | Instruments | New | Space Heating | Natural Gas | Space Heating - Heat Recovery Ventilator | A | Cumulative Winter Peak Savings (MW) | Achievable Economic RVT Potential | 0 | 0 | 0 | 0 | 0 | 0 | 0 | 0 | 0 | 0 | 0 | 0 | 0 | 0 | 0 | 0 | 0 | 0 | 0 | 0 | 0 | 0 | 0 | 0 | 0 | 0 | 0 | 0 | 0 | 0 | 0
F10_Industrial_Instruments_New_Space Heating_Natural Gas_Space Heating - Heat Recovery Ventilator_A_Achievable Economic RVT Potential | F10 | Industrial | Instruments | New | Space Heating | Natural Gas | Space Heating - Heat Recovery Ventilator | A | Purchases (Incremental) | Achievable Economic RVT Potential | 0 | 0 | 0 | 0 | 0 | 0 | 0 | 0 | 0 | 0 | 0 | 0 | 0 | 0 | 0 | 0 | 0 | 0 | 0 | 0 | 0 | 0 | 0 | 0 | 0 | 0 | 0 | 0 | 0 | 0 | 0
F11_Industrial_Instruments_New_Space Heating_Natural Gas_Space Heating - Heat Recovery Ventilator_A_Achievable Economic RVT Potential | F11 | Industrial | Instruments | New | Space Heating | Natural Gas | Space Heating - Heat Recovery Ventilator | A | Purchases (Cumulative) | Achievable Economic RVT Potential | 0 | 0 | 0 | 0 | 0 | 0 | 0 | 0 | 0 | 0 | 0 | 0 | 0 | 0 | 0 | 0 | 0 | 0 | 0 | 0 | 0 | 0 | 0 | 0 | 0 | 0 | 0 | 0 | 0 | 0 | 0
F1_Industrial_Instruments_New_Space Heating_Natural Gas_Thermostat - Programmable_A_Achievable Economic RVT Potential | F1 | Industrial | Instruments | New | Space Heating | Natural Gas | Thermostat - Programmable | A | Integrated Unit Energy Savings (kWh or therms) | Achievable Economic RVT Potential | 0 | 0 | 0 | 0 | 0 | 0.0061753 | 0.0060701 | 0.0059818 | 0.0059042 | 0.0058326 | 0.0057673 | 0.0056885 | 0.005602 | 0.0055123 | 0.0054219 | 0.0053374 | 0.0052593 | 0.0051917 | 0.0051095 | 0.005046 | 0.0049987 | 0.0049633 | 0.0049455 | 0.0049368 | 0.0049346 | 0.004937 | 0.0049406 | 0.0049454 | 0 | 0 | 0
F2_Industrial_Instruments_New_Space Heating_Natural Gas_Thermostat - Programmable_A_Achievable Economic RVT Potential | F2 | Industrial | Instruments | New | Space Heating | Natural Gas | Thermostat - Programmable | A | Integrated Unit Summer Peak Savings (kW) | Achievable Economic RVT Potential | 0 | 0 | 0 | 0 | 0 | 0 | 0 | 0 | 0 | 0 | 0 | 0 | 0 | 0 | 0 | 0 | 0 | 0 | 0 | 0 | 0 | 0 | 0 | 0 | 0 | 0 | 0 | 0 | 0 | 0 | 0
F3_Industrial_Instruments_New_Space Heating_Natural Gas_Thermostat - Programmable_A_Achievable Economic RVT Potential | F3 | Industrial | Instruments | New | Space Heating | Natural Gas | Thermostat - Programmable | A | Integrated Unit Winter Peak Savings (kW) | Achievable Economic RVT Potential | 0 | 0 | 0 | 0 | 0 | 0 | 0 | 0 | 0 | 0 | 0 | 0 | 0 | 0 | 0 | 0 | 0 | 0 | 0 | 0 | 0 | 0 | 0 | 0 | 0 | 0 | 0 | 0 | 0 | 0 | 0
F4_Industrial_Instruments_New_Space Heating_Natural Gas_Thermostat - Programmable_A_Achievable Economic RVT Potential | F4 | Industrial | Instruments | New | Space Heating | Natural Gas | Thermostat - Programmable | A | Incremental Energy Savings (MWh or mTherms) | Achievable Economic RVT Potential | 0 | 0 | 0 | 0 | 0 | 0 | 0 | 0 | 0 | 0 | 0 | 0 | 0 | 0 | 0 | 0 | 0 | 0 | 0 | 0 | 0 | 0 | 0 | 0 | 0 | 0 | 0 | 0 | 0 | 0 | 0
F5_Industrial_Instruments_New_Space Heating_Natural Gas_Thermostat - Programmable_A_Achievable Economic RVT Potential | F5 | Industrial | Instruments | New | Space Heating | Natural Gas | Thermostat - Programmable | A | Incremental Summer Peak Savings (MW) | Achievable Economic RVT Potential | 0 | 0 | 0 | 0 | 0 | 0 | 0 | 0 | 0 | 0 | 0 | 0 | 0 | 0 | 0 | 0 | 0 | 0 | 0 | 0 | 0 | 0 | 0 | 0 | 0 | 0 | 0 | 0 | 0 | 0 | 0
F6_Industrial_Instruments_New_Space Heating_Natural Gas_Thermostat - Programmable_A_Achievable Economic RVT Potential | F6 | Industrial | Instruments | New | Space Heating | Natural Gas | Thermostat - Programmable | A | Incremental Winter Peak Savings (MW) | Achievable Economic RVT Potential | 0 | 0 | 0 | 0 | 0 | 0 | 0 | 0 | 0 | 0 | 0 | 0 | 0 | 0 | 0 | 0 | 0 | 0 | 0 | 0 | 0 | 0 | 0 | 0 | 0 | 0 | 0 | 0 | 0 | 0 | 0
F7_Industrial_Instruments_New_Space Heating_Natural Gas_Thermostat - Programmable_A_Achievable Economic RVT Potential | F7 | Industrial | Instruments | New | Space Heating | Natural Gas | Thermostat - Programmable | A | Cumulative Energy Savings (MWh or mTherms) | Achievable Economic RVT Potential | 0 | 0 | 0 | 0 | 0 | 0 | 0 | 0 | 0 | 0 | 0 | 0 | 0 | 0 | 0 | 0 | 0 | 0 | 0 | 0 | 0 | 0 | 0 | 0 | 0 | 0 | 0 | 0 | 0 | 0 | 0
F8_Industrial_Instruments_New_Space Heating_Natural Gas_Thermostat - Programmable_A_Achievable Economic RVT Potential | F8 | Industrial | Instruments | New | Space Heating | Natural Gas | Thermostat - Programmable | A | Cumulative Summer Peak Savings (MW) | Achievable Economic RVT Potential | 0 | 0 | 0 | 0 | 0 | 0 | 0 | 0 | 0 | 0 | 0 | 0 | 0 | 0 | 0 | 0 | 0 | 0 | 0 | 0 | 0 | 0 | 0 | 0 | 0 | 0 | 0 | 0 | 0 | 0 | 0
F9_Industrial_Instruments_New_Space Heating_Natural Gas_Thermostat - Programmable_A_Achievable Economic RVT Potential | F9 | Industrial | Instruments | New | Space Heating | Natural Gas | Thermostat - Programmable | A | Cumulative Winter Peak Savings (MW) | Achievable Economic RVT Potential | 0 | 0 | 0 | 0 | 0 | 0 | 0 | 0 | 0 | 0 | 0 | 0 | 0 | 0 | 0 | 0 | 0 | 0 | 0 | 0 | 0 | 0 | 0 | 0 | 0 | 0 | 0 | 0 | 0 | 0 | 0
F10_Industrial_Instruments_New_Space Heating_Natural Gas_Thermostat - Programmable_A_Achievable Economic RVT Potential | F10 | Industrial | Instruments | New | Space Heating | Natural Gas | Thermostat - Programmable | A | Purchases (Incremental) | Achievable Economic RVT Potential | 0 | 0 | 0 | 0 | 0 | 0 | 0 | 0 | 0 | 0 | 0 | 0 | 0 | 0 | 0 | 0 | 0 | 0 | 0 | 0 | 0 | 0 | 0 | 0 | 0 | 0 | 0 | 0 | 0 | 0 | 0
F11_Industrial_Instruments_New_Space Heating_Natural Gas_Thermostat - Programmable_A_Achievable Economic RVT Potential | F11 | Industrial | Instruments | New | Space Heating | Natural Gas | Thermostat - Programmable | A | Purchases (Cumulative) | Achievable Economic RVT Potential | 0 | 0 | 0 | 0 | 0 | 0 | 0 | 0 | 0 | 0 | 0 | 0 | 0 | 0 | 0 | 0 | 0 | 0 | 0 | 0 | 0 | 0 | 0 | 0 | 0 | 0 | 0 | 0 | 0 | 0 | 0
F1_Industrial_Instruments_New_Space Heating_Natural Gas_ENERGY STAR Connected Thermostat_A_Achievable Economic RVT Potential | F1 | Industrial | Instruments | New | Space Heating | Natural Gas | ENERGY STAR Connected Thermostat | A | Integrated Unit Energy Savings (kWh or therms) | Achievable Economic RVT Potential | 0 | 0 | 0 | 0 | 0 | 0.014537 | 0.014289 | 0.014081 | 0.013898 | 0.01373 | 0.013576 | 0.013391 | 0.013187 | 0.012976 | 0.012763 | 0.012564 | 0.01238 | 0.012221 | 0.012028 | 0.011878 | 0.011767 | 0.011684 | 0.011642 | 0.011621 | 0.011616 | 0.011622 | 0.01163 | 0.011642 | 0 | 0 | 0
F2_Industrial_Instruments_New_Space Heating_Natural Gas_ENERGY STAR Connected Thermostat_A_Achievable Economic RVT Potential | F2 | Industrial | Instruments | New | Space Heating | Natural Gas | ENERGY STAR Connected Thermostat | A | Integrated Unit Summer Peak Savings (kW) | Achievable Economic RVT Potential | 0 | 0 | 0 | 0 | 0 | 0 | 0 | 0 | 0 | 0 | 0 | 0 | 0 | 0 | 0 | 0 | 0 | 0 | 0 | 0 | 0 | 0 | 0 | 0 | 0 | 0 | 0 | 0 | 0 | 0 | 0
F3_Industrial_Instruments_New_Space Heating_Natural Gas_ENERGY STAR Connected Thermostat_A_Achievable Economic RVT Potential | F3 | Industrial | Instruments | New | Space Heating | Natural Gas | ENERGY STAR Connected Thermostat | A | Integrated Unit Winter Peak Savings (kW) | Achievable Economic RVT Potential | 0 | 0 | 0 | 0 | 0 | 0 | 0 | 0 | 0 | 0 | 0 | 0 | 0 | 0 | 0 | 0 | 0 | 0 | 0 | 0 | 0 | 0 | 0 | 0 | 0 | 0 | 0 | 0 | 0 | 0 | 0
F4_Industrial_Instruments_New_Space Heating_Natural Gas_ENERGY STAR Connected Thermostat_A_Achievable Economic RVT Potential | F4 | Industrial | Instruments | New | Space Heating | Natural Gas | ENERGY STAR Connected Thermostat | A | Incremental Energy Savings (MWh or mTherms) | Achievable Economic RVT Potential | 0 | 0 | 0 | 0 | 0 | 0 | 0 | 0 | 0 | 0 | 0 | 0 | 0 | 0 | 0 | 0 | 0 | 0 | 0 | 0 | 0 | 0 | 0 | 0 | 0 | 0 | 0 | 0 | 0 | 0 | 0
F5_Industrial_Instruments_New_Space Heating_Natural Gas_ENERGY STAR Connected Thermostat_A_Achievable Economic RVT Potential | F5 | Industrial | Instruments | New | Space Heating | Natural Gas | ENERGY STAR Connected Thermostat | A | Incremental Summer Peak Savings (MW) | Achievable Economic RVT Potential | 0 | 0 | 0 | 0 | 0 | 0 | 0 | 0 | 0 | 0 | 0 | 0 | 0 | 0 | 0 | 0 | 0 | 0 | 0 | 0 | 0 | 0 | 0 | 0 | 0 | 0 | 0 | 0 | 0 | 0 | 0
F6_Industrial_Instruments_New_Space Heating_Natural Gas_ENERGY STAR Connected Thermostat_A_Achievable Economic RVT Potential | F6 | Industrial | Instruments | New | Space Heating | Natural Gas | ENERGY STAR Connected Thermostat | A | Incremental Winter Peak Savings (MW) | Achievable Economic RVT Potential | 0 | 0 | 0 | 0 | 0 | 0 | 0 | 0 | 0 | 0 | 0 | 0 | 0 | 0 | 0 | 0 | 0 | 0 | 0 | 0 | 0 | 0 | 0 | 0 | 0 | 0 | 0 | 0 | 0 | 0 | 0
F7_Industrial_Instruments_New_Space Heating_Natural Gas_ENERGY STAR Connected Thermostat_A_Achievable Economic RVT Potential | F7 | Industrial | Instruments | New | Space Heating | Natural Gas | ENERGY STAR Connected Thermostat | A | Cumulative Energy Savings (MWh or mTherms) | Achievable Economic RVT Potential | 0 | 0 | 0 | 0 | 0 | 0 | 0 | 0 | 0 | 0 | 0 | 0 | 0 | 0 | 0 | 0 | 0 | 0 | 0 | 0 | 0 | 0 | 0 | 0 | 0 | 0 | 0 | 0 | 0 | 0 | 0
F8_Industrial_Instruments_New_Space Heating_Natural Gas_ENERGY STAR Connected Thermostat_A_Achievable Economic RVT Potential | F8 | Industrial | Instruments | New | Space Heating | Natural Gas | ENERGY STAR Connected Thermostat | A | Cumulative Summer Peak Savings (MW) | Achievable Economic RVT Potential | 0 | 0 | 0 | 0 | 0 | 0 | 0 | 0 | 0 | 0 | 0 | 0 | 0 | 0 | 0 | 0 | 0 | 0 | 0 | 0 | 0 | 0 | 0 | 0 | 0 | 0 | 0 | 0 | 0 | 0 | 0
F9_Industrial_Instruments_New_Space Heating_Natural Gas_ENERGY STAR Connected Thermostat_A_Achievable Economic RVT Potential | F9 | Industrial | Instruments | New | Space Heating | Natural Gas | ENERGY STAR Connected Thermostat | A | Cumulative Winter Peak Savings (MW) | Achievable Economic RVT Potential | 0 | 0 | 0 | 0 | 0 | 0 | 0 | 0 | 0 | 0 | 0 | 0 | 0 | 0 | 0 | 0 | 0 | 0 | 0 | 0 | 0 | 0 | 0 | 0 | 0 | 0 | 0 | 0 | 0 | 0 | 0
F10_Industrial_Instruments_New_Space Heating_Natural Gas_ENERGY STAR Connected Thermostat_A_Achievable Economic RVT Potential | F10 | Industrial | Instruments | New | Space Heating | Natural Gas | ENERGY STAR Connected Thermostat | A | Purchases (Incremental) | Achievable Economic RVT Potential | 0 | 0 | 0 | 0 | 0 | 0 | 0 | 0 | 0 | 0 | 0 | 0 | 0 | 0 | 0 | 0 | 0 | 0 | 0 | 0 | 0 | 0 | 0 | 0 | 0 | 0 | 0 | 0 | 0 | 0 | 0
F11_Industrial_Instruments_New_Space Heating_Natural Gas_ENERGY STAR Connected Thermostat_A_Achievable Economic RVT Potential | F11 | Industrial | Instruments | New | Space Heating | Natural Gas | ENERGY STAR Connected Thermostat | A | Purchases (Cumulative) | Achievable Economic RVT Potential | 0 | 0 | 0 | 0 | 0 | 0 | 0 | 0 | 0 | 0 | 0 | 0 | 0 | 0 | 0 | 0 | 0 | 0 | 0 | 0 | 0 | 0 | 0 | 0 | 0 | 0 | 0 | 0 | 0 | 0 | 0
F1_Industrial_Instruments_New_Space Heating_Natural Gas_Destratification Fans (HVLS)_A_Achievable Economic RVT Potential | F1 | Industrial | Instruments | New | Space Heating | Natural Gas | Destratification Fans (HVLS) | A | Integrated Unit Energy Savings (kWh or therms) | Achievable Economic RVT Potential | 0 | 0 | 0 | 0 | 0 | 0.014537 | 0.014289 | 0.014081 | 0.013898 | 0.01373 | 0.013576 | 0.013391 | 0.013187 | 0.012976 | 0.012763 | 0.012564 | 0.01238 | 0.012221 | 0.012028 | 0.011878 | 0.011767 | 0.011684 | 0.011642 | 0.011621 | 0.011616 | 0.011622 | 0.01163 | 0.011642 | 0 | 0 | 0
F2_Industrial_Instruments_New_Space Heating_Natural Gas_Destratification Fans (HVLS)_A_Achievable Economic RVT Potential | F2 | Industrial | Instruments | New | Space Heating | Natural Gas | Destratification Fans (HVLS) | A | Integrated Unit Summer Peak Savings (kW) | Achievable Economic RVT Potential | 0 | 0 | 0 | 0 | 0 | 0 | 0 | 0 | 0 | 0 | 0 | 0 | 0 | 0 | 0 | 0 | 0 | 0 | 0 | 0 | 0 | 0 | 0 | 0 | 0 | 0 | 0 | 0 | 0 | 0 | 0
F3_Industrial_Instruments_New_Space Heating_Natural Gas_Destratification Fans (HVLS)_A_Achievable Economic RVT Potential | F3 | Industrial | Instruments | New | Space Heating | Natural Gas | Destratification Fans (HVLS) | A | Integrated Unit Winter Peak Savings (kW) | Achievable Economic RVT Potential | 0 | 0 | 0 | 0 | 0 | 0 | 0 | 0 | 0 | 0 | 0 | 0 | 0 | 0 | 0 | 0 | 0 | 0 | 0 | 0 | 0 | 0 | 0 | 0 | 0 | 0 | 0 | 0 | 0 | 0 | 0
F4_Industrial_Instruments_New_Space Heating_Natural Gas_Destratification Fans (HVLS)_A_Achievable Economic RVT Potential | F4 | Industrial | Instruments | New | Space Heating | Natural Gas | Destratification Fans (HVLS) | A | Incremental Energy Savings (MWh or mTherms) | Achievable Economic RVT Potential | 0 | 0 | 0 | 0 | 0 | 0 | 0 | 0 | 0 | 0 | 0 | 0 | 0 | 0 | 0 | 0 | 0 | 0 | 0 | 0 | 0 | 0 | 0 | 0 | 0 | 0 | 0 | 0 | 0 | 0 | 0
F5_Industrial_Instruments_New_Space Heating_Natural Gas_Destratification Fans (HVLS)_A_Achievable Economic RVT Potential | F5 | Industrial | Instruments | New | Space Heating | Natural Gas | Destratification Fans (HVLS) | A | Incremental Summer Peak Savings (MW) | Achievable Economic RVT Potential | 0 | 0 | 0 | 0 | 0 | 0 | 0 | 0 | 0 | 0 | 0 | 0 | 0 | 0 | 0 | 0 | 0 | 0 | 0 | 0 | 0 | 0 | 0 | 0 | 0 | 0 | 0 | 0 | 0 | 0 | 0
F6_Industrial_Instruments_New_Space Heating_Natural Gas_Destratification Fans (HVLS)_A_Achievable Economic RVT Potential | F6 | Industrial | Instruments | New | Space Heating | Natural Gas | Destratification Fans (HVLS) | A | Incremental Winter Peak Savings (MW) | Achievable Economic RVT Potential | 0 | 0 | 0 | 0 | 0 | 0 | 0 | 0 | 0 | 0 | 0 | 0 | 0 | 0 | 0 | 0 | 0 | 0 | 0 | 0 | 0 | 0 | 0 | 0 | 0 | 0 | 0 | 0 | 0 | 0 | 0
F7_Industrial_Instruments_New_Space Heating_Natural Gas_Destratification Fans (HVLS)_A_Achievable Economic RVT Potential | F7 | Industrial | Instruments | New | Space Heating | Natural Gas | Destratification Fans (HVLS) | A | Cumulative Energy Savings (MWh or mTherms) | Achievable Economic RVT Potential | 0 | 0 | 0 | 0 | 0 | 0 | 0 | 0 | 0 | 0 | 0 | 0 | 0 | 0 | 0 | 0 | 0 | 0 | 0 | 0 | 0 | 0 | 0 | 0 | 0 | 0 | 0 | 0 | 0 | 0 | 0
F8_Industrial_Instruments_New_Space Heating_Natural Gas_Destratification Fans (HVLS)_A_Achievable Economic RVT Potential | F8 | Industrial | Instruments | New | Space Heating | Natural Gas | Destratification Fans (HVLS) | A | Cumulative Summer Peak Savings (MW) | Achievable Economic RVT Potential | 0 | 0 | 0 | 0 | 0 | 0 | 0 | 0 | 0 | 0 | 0 | 0 | 0 | 0 | 0 | 0 | 0 | 0 | 0 | 0 | 0 | 0 | 0 | 0 | 0 | 0 | 0 | 0 | 0 | 0 | 0
F9_Industrial_Instruments_New_Space Heating_Natural Gas_Destratification Fans (HVLS)_A_Achievable Economic RVT Potential | F9 | Industrial | Instruments | New | Space Heating | Natural Gas | Destratification Fans (HVLS) | A | Cumulative Winter Peak Savings (MW) | Achievable Economic RVT Potential | 0 | 0 | 0 | 0 | 0 | 0 | 0 | 0 | 0 | 0 | 0 | 0 | 0 | 0 | 0 | 0 | 0 | 0 | 0 | 0 | 0 | 0 | 0 | 0 | 0 | 0 | 0 | 0 | 0 | 0 | 0
F10_Industrial_Instruments_New_Space Heating_Natural Gas_Destratification Fans (HVLS)_A_Achievable Economic RVT Potential | F10 | Industrial | Instruments | New | Space Heating | Natural Gas | Destratification Fans (HVLS) | A | Purchases (Incremental) | Achievable Economic RVT Potential | 0 | 0 | 0 | 0 | 0 | 0 | 0 | 0 | 0 | 0 | 0 | 0 | 0 | 0 | 0 | 0 | 0 | 0 | 0 | 0 | 0 | 0 | 0 | 0 | 0 | 0 | 0 | 0 | 0 | 0 | 0
F11_Industrial_Instruments_New_Space Heating_Natural Gas_Destratification Fans (HVLS)_A_Achievable Economic RVT Potential | F11 | Industrial | Instruments | New | Space Heating | Natural Gas | Destratification Fans (HVLS) | A | Purchases (Cumulative) | Achievable Economic RVT Potential | 0 | 0 | 0 | 0 | 0 | 0 | 0 | 0 | 0 | 0 | 0 | 0 | 0 | 0 | 0 | 0 | 0 | 0 | 0 | 0 | 0 | 0 | 0 | 0 | 0 | 0 | 0 | 0 | 0 | 0 | 0
F1_Industrial_Instruments_New_Space Heating_Natural Gas_Gas Boiler - Insulate Steam Lines/Condensate Tank_A_Achievable Economic RVT Potential | F1 | Industrial | Instruments | New | Space Heating | Natural Gas | Gas Boiler - Insulate Steam Lines/Condensate Tank | A | Integrated Unit Energy Savings (kWh or therms) | Achievable Economic RVT Potential | 0 | 0 | 0 | 0 | 0 | 0 | 0 | 0 | 0 | 0 | 0 | 0 | 0 | 0 | 0 | 0 | 0 | 0 | 0 | 0 | 0 | 0 | 0 | 0 | 0 | 0 | 0 | 0 | 0 | 0 | 0
F2_Industrial_Instruments_New_Space Heating_Natural Gas_Gas Boiler - Insulate Steam Lines/Condensate Tank_A_Achievable Economic RVT Potential | F2 | Industrial | Instruments | New | Space Heating | Natural Gas | Gas Boiler - Insulate Steam Lines/Condensate Tank | A | Integrated Unit Summer Peak Savings (kW) | Achievable Economic RVT Potential | 0 | 0 | 0 | 0 | 0 | 0 | 0 | 0 | 0 | 0 | 0 | 0 | 0 | 0 | 0 | 0 | 0 | 0 | 0 | 0 | 0 | 0 | 0 | 0 | 0 | 0 | 0 | 0 | 0 | 0 | 0
F3_Industrial_Instruments_New_Space Heating_Natural Gas_Gas Boiler - Insulate Steam Lines/Condensate Tank_A_Achievable Economic RVT Potential | F3 | Industrial | Instruments | New | Space Heating | Natural Gas | Gas Boiler - Insulate Steam Lines/Condensate Tank | A | Integrated Unit Winter Peak Savings (kW) | Achievable Economic RVT Potential | 0 | 0 | 0 | 0 | 0 | 0 | 0 | 0 | 0 | 0 | 0 | 0 | 0 | 0 | 0 | 0 | 0 | 0 | 0 | 0 | 0 | 0 | 0 | 0 | 0 | 0 | 0 | 0 | 0 | 0 | 0
F4_Industrial_Instruments_New_Space Heating_Natural Gas_Gas Boiler - Insulate Steam Lines/Condensate Tank_A_Achievable Economic RVT Potential | F4 | Industrial | Instruments | New | Space Heating | Natural Gas | Gas Boiler - Insulate Steam Lines/Condensate Tank | A | Incremental Energy Savings (MWh or mTherms) | Achievable Economic RVT Potential | 0 | 0 | 0 | 0 | 0 | 0 | 0 | 0 | 0 | 0 | 0 | 0 | 0 | 0 | 0 | 0 | 0 | 0 | 0 | 0 | 0 | 0 | 0 | 0 | 0 | 0 | 0 | 0 | 0 | 0 | 0
F5_Industrial_Instruments_New_Space Heating_Natural Gas_Gas Boiler - Insulate Steam Lines/Condensate Tank_A_Achievable Economic RVT Potential | F5 | Industrial | Instruments | New | Space Heating | Natural Gas | Gas Boiler - Insulate Steam Lines/Condensate Tank | A | Incremental Summer Peak Savings (MW) | Achievable Economic RVT Potential | 0 | 0 | 0 | 0 | 0 | 0 | 0 | 0 | 0 | 0 | 0 | 0 | 0 | 0 | 0 | 0 | 0 | 0 | 0 | 0 | 0 | 0 | 0 | 0 | 0 | 0 | 0 | 0 | 0 | 0 | 0
F6_Industrial_Instruments_New_Space Heating_Natural Gas_Gas Boiler - Insulate Steam Lines/Condensate Tank_A_Achievable Economic RVT Potential | F6 | Industrial | Instruments | New | Space Heating | Natural Gas | Gas Boiler - Insulate Steam Lines/Condensate Tank | A | Incremental Winter Peak Savings (MW) | Achievable Economic RVT Potential | 0 | 0 | 0 | 0 | 0 | 0 | 0 | 0 | 0 | 0 | 0 | 0 | 0 | 0 | 0 | 0 | 0 | 0 | 0 | 0 | 0 | 0 | 0 | 0 | 0 | 0 | 0 | 0 | 0 | 0 | 0
F7_Industrial_Instruments_New_Space Heating_Natural Gas_Gas Boiler - Insulate Steam Lines/Condensate Tank_A_Achievable Economic RVT Potential | F7 | Industrial | Instruments | New | Space Heating | Natural Gas | Gas Boiler - Insulate Steam Lines/Condensate Tank | A | Cumulative Energy Savings (MWh or mTherms) | Achievable Economic RVT Potential | 0 | 0 | 0 | 0 | 0 | 0 | 0 | 0 | 0 | 0 | 0 | 0 | 0 | 0 | 0 | 0 | 0 | 0 | 0 | 0 | 0 | 0 | 0 | 0 | 0 | 0 | 0 | 0 | 0 | 0 | 0
F8_Industrial_Instruments_New_Space Heating_Natural Gas_Gas Boiler - Insulate Steam Lines/Condensate Tank_A_Achievable Economic RVT Potential | F8 | Industrial | Instruments | New | Space Heating | Natural Gas | Gas Boiler - Insulate Steam Lines/Condensate Tank | A | Cumulative Summer Peak Savings (MW) | Achievable Economic RVT Potential | 0 | 0 | 0 | 0 | 0 | 0 | 0 | 0 | 0 | 0 | 0 | 0 | 0 | 0 | 0 | 0 | 0 | 0 | 0 | 0 | 0 | 0 | 0 | 0 | 0 | 0 | 0 | 0 | 0 | 0 | 0
F9_Industrial_Instruments_New_Space Heating_Natural Gas_Gas Boiler - Insulate Steam Lines/Condensate Tank_A_Achievable Economic RVT Potential | F9 | Industrial | Instruments | New | Space Heating | Natural Gas | Gas Boiler - Insulate Steam Lines/Condensate Tank | A | Cumulative Winter Peak Savings (MW) | Achievable Economic RVT Potential | 0 | 0 | 0 | 0 | 0 | 0 | 0 | 0 | 0 | 0 | 0 | 0 | 0 | 0 | 0 | 0 | 0 | 0 | 0 | 0 | 0 | 0 | 0 | 0 | 0 | 0 | 0 | 0 | 0 | 0 | 0
F10_Industrial_Instruments_New_Space Heating_Natural Gas_Gas Boiler - Insulate Steam Lines/Condensate Tank_A_Achievable Economic RVT Potential | F10 | Industrial | Instruments | New | Space Heating | Natural Gas | Gas Boiler - Insulate Steam Lines/Condensate Tank | A | Purchases (Incremental) | Achievable Economic RVT Potential | 0 | 0 | 0 | 0 | 0 | 0 | 0 | 0 | 0 | 0 | 0 | 0 | 0 | 0 | 0 | 0 | 0 | 0 | 0 | 0 | 0 | 0 | 0 | 0 | 0 | 0 | 0 | 0 | 0 | 0 | 0
F11_Industrial_Instruments_New_Space Heating_Natural Gas_Gas Boiler - Insulate Steam Lines/Condensate Tank_A_Achievable Economic RVT Potential | F11 | Industrial | Instruments | New | Space Heating | Natural Gas | Gas Boiler - Insulate Steam Lines/Condensate Tank | A | Purchases (Cumulative) | Achievable Economic RVT Potential | 0 | 0 | 0 | 0 | 0 | 0 | 0 | 0 | 0 | 0 | 0 | 0 | 0 | 0 | 0 | 0 | 0 | 0 | 0 | 0 | 0 | 0 | 0 | 0 | 0 | 0 | 0 | 0 | 0 | 0 | 0
F1_Industrial_Instruments_New_Process_Natural Gas_Gas Boiler - Insulate Steam Lines/Condensate Tank_A_Achievable Economic RVT Potential | F1 | Industrial | Instruments | New | Process | Natural Gas | Gas Boiler - Insulate Steam Lines/Condensate Tank | A | Integrated Unit Energy Savings (kWh or therms) | Achievable Economic RVT Potential | 0 | 0 | 0 | 0 | 0 | 27.8724 | 27.8139 | 27.7608 | 27.7122 | 27.6647 | 27.6311 | 27.601 | 27.5748 | 27.5528 | 27.5353 | 27.5232 | 27.5159 | 27.5125 | 27.5116 | 27.5117 | 27.5144 | 27.5166 | 27.518 | 27.5188 | 27.519 | 27.5348 | 27.5494 | 27.5629 | 27.9412 | 27.9412 | 27.9412
F2_Industrial_Instruments_New_Process_Natural Gas_Gas Boiler - Insulate Steam Lines/Condensate Tank_A_Achievable Economic RVT Potential | F2 | Industrial | Instruments | New | Process | Natural Gas | Gas Boiler - Insulate Steam Lines/Condensate Tank | A | Integrated Unit Summer Peak Savings (kW) | Achievable Economic RVT Potential | 0 | 0 | 0 | 0 | 0 | 0 | 0 | 0 | 0 | 0 | 0 | 0 | 0 | 0 | 0 | 0 | 0 | 0 | 0 | 0 | 0 | 0 | 0 | 0 | 0 | 0 | 0 | 0 | 0 | 0 | 0
F3_Industrial_Instruments_New_Process_Natural Gas_Gas Boiler - Insulate Steam Lines/Condensate Tank_A_Achievable Economic RVT Potential | F3 | Industrial | Instruments | New | Process | Natural Gas | Gas Boiler - Insulate Steam Lines/Condensate Tank | A | Integrated Unit Winter Peak Savings (kW) | Achievable Economic RVT Potential | 0 | 0 | 0 | 0 | 0 | 0 | 0 | 0 | 0 | 0 | 0 | 0 | 0 | 0 | 0 | 0 | 0 | 0 | 0 | 0 | 0 | 0 | 0 | 0 | 0 | 0 | 0 | 0 | 0 | 0 | 0
F4_Industrial_Instruments_New_Process_Natural Gas_Gas Boiler - Insulate Steam Lines/Condensate Tank_A_Achievable Economic RVT Potential | F4 | Industrial | Instruments | New | Process | Natural Gas | Gas Boiler - Insulate Steam Lines/Condensate Tank | A | Incremental Energy Savings (MWh or mTherms) | Achievable Economic RVT Potential | 0 | 0 | 0 | 0 | 0 | 0 | 0 | 0 | 0 | 0 | 0 | 0 | 0 | 0 | 0 | 0 | 0 | 0 | 0 | 0 | 0 | 0 | 0 | 0 | 0 | 0 | 0 | 0 | 0 | 0 | 0
F5_Industrial_Instruments_New_Process_Natural Gas_Gas Boiler - Insulate Steam Lines/Condensate Tank_A_Achievable Economic RVT Potential | F5 | Industrial | Instruments | New | Process | Natural Gas | Gas Boiler - Insulate Steam Lines/Condensate Tank | A | Incremental Summer Peak Savings (MW) | Achievable Economic RVT Potential | 0 | 0 | 0 | 0 | 0 | 0 | 0 | 0 | 0 | 0 | 0 | 0 | 0 | 0 | 0 | 0 | 0 | 0 | 0 | 0 | 0 | 0 | 0 | 0 | 0 | 0 | 0 | 0 | 0 | 0 | 0
F6_Industrial_Instruments_New_Process_Natural Gas_Gas Boiler - Insulate Steam Lines/Condensate Tank_A_Achievable Economic RVT Potential | F6 | Industrial | Instruments | New | Process | Natural Gas | Gas Boiler - Insulate Steam Lines/Condensate Tank | A | Incremental Winter Peak Savings (MW) | Achievable Economic RVT Potential | 0 | 0 | 0 | 0 | 0 | 0 | 0 | 0 | 0 | 0 | 0 | 0 | 0 | 0 | 0 | 0 | 0 | 0 | 0 | 0 | 0 | 0 | 0 | 0 | 0 | 0 | 0 | 0 | 0 | 0 | 0
F7_Industrial_Instruments_New_Process_Natural Gas_Gas Boiler - Insulate Steam Lines/Condensate Tank_A_Achievable Economic RVT Potential | F7 | Industrial | Instruments | New | Process | Natural Gas | Gas Boiler - Insulate Steam Lines/Condensate Tank | A | Cumulative Energy Savings (MWh or mTherms) | Achievable Economic RVT Potential | 0 | 0 | 0 | 0 | 0 | 0 | 0 | 0 | 0 | 0 | 0 | 0 | 0 | 0 | 0 | 0 | 0 | 0 | 0 | 0 | 0 | 0 | 0 | 0 | 0 | 0 | 0 | 0 | 0 | 0 | 0
F8_Industrial_Instruments_New_Process_Natural Gas_Gas Boiler - Insulate Steam Lines/Condensate Tank_A_Achievable Economic RVT Potential | F8 | Industrial | Instruments | New | Process | Natural Gas | Gas Boiler - Insulate Steam Lines/Condensate Tank | A | Cumulative Summer Peak Savings (MW) | Achievable Economic RVT Potential | 0 | 0 | 0 | 0 | 0 | 0 | 0 | 0 | 0 | 0 | 0 | 0 | 0 | 0 | 0 | 0 | 0 | 0 | 0 | 0 | 0 | 0 | 0 | 0 | 0 | 0 | 0 | 0 | 0 | 0 | 0
F9_Industrial_Instruments_New_Process_Natural Gas_Gas Boiler - Insulate Steam Lines/Condensate Tank_A_Achievable Economic RVT Potential | F9 | Industrial | Instruments | New | Process | Natural Gas | Gas Boiler - Insulate Steam Lines/Condensate Tank | A | Cumulative Winter Peak Savings (MW) | Achievable Economic RVT Potential | 0 | 0 | 0 | 0 | 0 | 0 | 0 | 0 | 0 | 0 | 0 | 0 | 0 | 0 | 0 | 0 | 0 | 0 | 0 | 0 | 0 | 0 | 0 | 0 | 0 | 0 | 0 | 0 | 0 | 0 | 0
F10_Industrial_Instruments_New_Process_Natural Gas_Gas Boiler - Insulate Steam Lines/Condensate Tank_A_Achievable Economic RVT Potential | F10 | Industrial | Instruments | New | Process | Natural Gas | Gas Boiler - Insulate Steam Lines/Condensate Tank | A | Purchases (Incremental) | Achievable Economic RVT Potential | 0 | 0 | 0 | 0 | 0 | 0 | 0 | 0 | 0 | 0 | 0 | 0 | 0 | 0 | 0 | 0 | 0 | 0 | 0 | 0 | 0 | 0 | 0 | 0 | 0 | 0 | 0 | 0 | 0 | 0 | 0
F11_Industrial_Instruments_New_Process_Natural Gas_Gas Boiler - Insulate Steam Lines/Condensate Tank_A_Achievable Economic RVT Potential | F11 | Industrial | Instruments | New | Process | Natural Gas | Gas Boiler - Insulate Steam Lines/Condensate Tank | A | Purchases (Cumulative) | Achievable Economic RVT Potential | 0 | 0 | 0 | 0 | 0 | 0 | 0 | 0 | 0 | 0 | 0 | 0 | 0 | 0 | 0 | 0 | 0 | 0 | 0 | 0 | 0 | 0 | 0 | 0 | 0 | 0 | 0 | 0 | 0 | 0 | 0
F1_Industrial_Instruments_New_Space Heating_Natural Gas_Gas Boiler - Insulate Hot Water Lines_A_Achievable Economic RVT Potential | F1 | Industrial | Instruments | New | Space Heating | Natural Gas | Gas Boiler - Insulate Hot Water Lines | A | Integrated Unit Energy Savings (kWh or therms) | Achievable Economic RVT Potential | 0 | 0 | 0 | 0 | 0 | 0 | 0 | 0 | 0 | 0 | 0 | 0 | 0 | 0 | 0 | 0 | 0 | 0 | 0 | 0 | 0 | 0 | 0 | 0 | 0 | 0 | 0 | 0 | 0 | 0 | 0
F2_Industrial_Instruments_New_Space Heating_Natural Gas_Gas Boiler - Insulate Hot Water Lines_A_Achievable Economic RVT Potential | F2 | Industrial | Instruments | New | Space Heating | Natural Gas | Gas Boiler - Insulate Hot Water Lines | A | Integrated Unit Summer Peak Savings (kW) | Achievable Economic RVT Potential | 0 | 0 | 0 | 0 | 0 | 0 | 0 | 0 | 0 | 0 | 0 | 0 | 0 | 0 | 0 | 0 | 0 | 0 | 0 | 0 | 0 | 0 | 0 | 0 | 0 | 0 | 0 | 0 | 0 | 0 | 0
F3_Industrial_Instruments_New_Space Heating_Natural Gas_Gas Boiler - Insulate Hot Water Lines_A_Achievable Economic RVT Potential | F3 | Industrial | Instruments | New | Space Heating | Natural Gas | Gas Boiler - Insulate Hot Water Lines | A | Integrated Unit Winter Peak Savings (kW) | Achievable Economic RVT Potential | 0 | 0 | 0 | 0 | 0 | 0 | 0 | 0 | 0 | 0 | 0 | 0 | 0 | 0 | 0 | 0 | 0 | 0 | 0 | 0 | 0 | 0 | 0 | 0 | 0 | 0 | 0 | 0 | 0 | 0 | 0
F4_Industrial_Instruments_New_Space Heating_Natural Gas_Gas Boiler - Insulate Hot Water Lines_A_Achievable Economic RVT Potential | F4 | Industrial | Instruments | New | Space Heating | Natural Gas | Gas Boiler - Insulate Hot Water Lines | A | Incremental Energy Savings (MWh or mTherms) | Achievable Economic RVT Potential | 0 | 0 | 0 | 0 | 0 | 0 | 0 | 0 | 0 | 0 | 0 | 0 | 0 | 0 | 0 | 0 | 0 | 0 | 0 | 0 | 0 | 0 | 0 | 0 | 0 | 0 | 0 | 0 | 0 | 0 | 0
F5_Industrial_Instruments_New_Space Heating_Natural Gas_Gas Boiler - Insulate Hot Water Lines_A_Achievable Economic RVT Potential | F5 | Industrial | Instruments | New | Space Heating | Natural Gas | Gas Boiler - Insulate Hot Water Lines | A | Incremental Summer Peak Savings (MW) | Achievable Economic RVT Potential | 0 | 0 | 0 | 0 | 0 | 0 | 0 | 0 | 0 | 0 | 0 | 0 | 0 | 0 | 0 | 0 | 0 | 0 | 0 | 0 | 0 | 0 | 0 | 0 | 0 | 0 | 0 | 0 | 0 | 0 | 0
F6_Industrial_Instruments_New_Space Heating_Natural Gas_Gas Boiler - Insulate Hot Water Lines_A_Achievable Economic RVT Potential | F6 | Industrial | Instruments | New | Space Heating | Natural Gas | Gas Boiler - Insulate Hot Water Lines | A | Incremental Winter Peak Savings (MW) | Achievable Economic RVT Potential | 0 | 0 | 0 | 0 | 0 | 0 | 0 | 0 | 0 | 0 | 0 | 0 | 0 | 0 | 0 | 0 | 0 | 0 | 0 | 0 | 0 | 0 | 0 | 0 | 0 | 0 | 0 | 0 | 0 | 0 | 0
F7_Industrial_Instruments_New_Space Heating_Natural Gas_Gas Boiler - Insulate Hot Water Lines_A_Achievable Economic RVT Potential | F7 | Industrial | Instruments | New | Space Heating | Natural Gas | Gas Boiler - Insulate Hot Water Lines | A | Cumulative Energy Savings (MWh or mTherms) | Achievable Economic RVT Potential | 0 | 0 | 0 | 0 | 0 | 0 | 0 | 0 | 0 | 0 | 0 | 0 | 0 | 0 | 0 | 0 | 0 | 0 | 0 | 0 | 0 | 0 | 0 | 0 | 0 | 0 | 0 | 0 | 0 | 0 | 0
F8_Industrial_Instruments_New_Space Heating_Natural Gas_Gas Boiler - Insulate Hot Water Lines_A_Achievable Economic RVT Potential | F8 | Industrial | Instruments | New | Space Heating | Natural Gas | Gas Boiler - Insulate Hot Water Lines | A | Cumulative Summer Peak Savings (MW) | Achievable Economic RVT Potential | 0 | 0 | 0 | 0 | 0 | 0 | 0 | 0 | 0 | 0 | 0 | 0 | 0 | 0 | 0 | 0 | 0 | 0 | 0 | 0 | 0 | 0 | 0 | 0 | 0 | 0 | 0 | 0 | 0 | 0 | 0
F9_Industrial_Instruments_New_Space Heating_Natural Gas_Gas Boiler - Insulate Hot Water Lines_A_Achievable Economic RVT Potential | F9 | Industrial | Instruments | New | Space Heating | Natural Gas | Gas Boiler - Insulate Hot Water Lines | A | Cumulative Winter Peak Savings (MW) | Achievable Economic RVT Potential | 0 | 0 | 0 | 0 | 0 | 0 | 0 | 0 | 0 | 0 | 0 | 0 | 0 | 0 | 0 | 0 | 0 | 0 | 0 | 0 | 0 | 0 | 0 | 0 | 0 | 0 | 0 | 0 | 0 | 0 | 0
F10_Industrial_Instruments_New_Space Heating_Natural Gas_Gas Boiler - Insulate Hot Water Lines_A_Achievable Economic RVT Potential | F10 | Industrial | Instruments | New | Space Heating | Natural Gas | Gas Boiler - Insulate Hot Water Lines | A | Purchases (Incremental) | Achievable Economic RVT Potential | 0 | 0 | 0 | 0 | 0 | 0 | 0 | 0 | 0 | 0 | 0 | 0 | 0 | 0 | 0 | 0 | 0 | 0 | 0 | 0 | 0 | 0 | 0 | 0 | 0 | 0 | 0 | 0 | 0 | 0 | 0
F11_Industrial_Instruments_New_Space Heating_Natural Gas_Gas Boiler - Insulate Hot Water Lines_A_Achievable Economic RVT Potential | F11 | Industrial | Instruments | New | Space Heating | Natural Gas | Gas Boiler - Insulate Hot Water Lines | A | Purchases (Cumulative) | Achievable Economic RVT Potential | 0 | 0 | 0 | 0 | 0 | 0 | 0 | 0 | 0 | 0 | 0 | 0 | 0 | 0 | 0 | 0 | 0 | 0 | 0 | 0 | 0 | 0 | 0 | 0 | 0 | 0 | 0 | 0 | 0 | 0 | 0
F1_Industrial_Instruments_New_Process_Natural Gas_Gas Boiler - Insulate Hot Water Lines_A_Achievable Economic RVT Potential | F1 | Industrial | Instruments | New | Process | Natural Gas | Gas Boiler - Insulate Hot Water Lines | A | Integrated Unit Energy Savings (kWh or therms) | Achievable Economic RVT Potential | 0 | 0 | 0 | 0 | 0 | 31.5439 | 31.5109 | 31.4803 | 31.4524 | 31.4241 | 31.3968 | 31.373 | 31.3529 | 31.3372 | 31.3265 | 31.3213 | 31.3216 | 31.326 | 31.3331 | 31.3413 | 31.3522 | 31.3625 | 31.3719 | 31.3805 | 31.3884 | 31.3957 | 31.4024 | 31.4087 | 31.5823 | 31.5823 | 31.5823
F2_Industrial_Instruments_New_Process_Natural Gas_Gas Boiler - Insulate Hot Water Lines_A_Achievable Economic RVT Potential | F2 | Industrial | Instruments | New | Process | Natural Gas | Gas Boiler - Insulate Hot Water Lines | A | Integrated Unit Summer Peak Savings (kW) | Achievable Economic RVT Potential | 0 | 0 | 0 | 0 | 0 | 0 | 0 | 0 | 0 | 0 | 0 | 0 | 0 | 0 | 0 | 0 | 0 | 0 | 0 | 0 | 0 | 0 | 0 | 0 | 0 | 0 | 0 | 0 | 0 | 0 | 0
F3_Industrial_Instruments_New_Process_Natural Gas_Gas Boiler - Insulate Hot Water Lines_A_Achievable Economic RVT Potential | F3 | Industrial | Instruments | New | Process | Natural Gas | Gas Boiler - Insulate Hot Water Lines | A | Integrated Unit Winter Peak Savings (kW) | Achievable Economic RVT Potential | 0 | 0 | 0 | 0 | 0 | 0 | 0 | 0 | 0 | 0 | 0 | 0 | 0 | 0 | 0 | 0 | 0 | 0 | 0 | 0 | 0 | 0 | 0 | 0 | 0 | 0 | 0 | 0 | 0 | 0 | 0
F4_Industrial_Instruments_New_Process_Natural Gas_Gas Boiler - Insulate Hot Water Lines_A_Achievable Economic RVT Potential | F4 | Industrial | Instruments | New | Process | Natural Gas | Gas Boiler - Insulate Hot Water Lines | A | Incremental Energy Savings (MWh or mTherms) | Achievable Economic RVT Potential | 0 | 0 | 0 | 0 | 0 | 0 | 0 | 0 | 0 | 0 | 0 | 0 | 0 | 0 | 0 | 0 | 0 | 0 | 0 | 0 | 0 | 0 | 0 | 0 | 0 | 0 | 0 | 0 | 0 | 0 | 0
F5_Industrial_Instruments_New_Process_Natural Gas_Gas Boiler - Insulate Hot Water Lines_A_Achievable Economic RVT Potential | F5 | Industrial | Instruments | New | Process | Natural Gas | Gas Boiler - Insulate Hot Water Lines | A | Incremental Summer Peak Savings (MW) | Achievable Economic RVT Potential | 0 | 0 | 0 | 0 | 0 | 0 | 0 | 0 | 0 | 0 | 0 | 0 | 0 | 0 | 0 | 0 | 0 | 0 | 0 | 0 | 0 | 0 | 0 | 0 | 0 | 0 | 0 | 0 | 0 | 0 | 0
F6_Industrial_Instruments_New_Process_Natural Gas_Gas Boiler - Insulate Hot Water Lines_A_Achievable Economic RVT Potential | F6 | Industrial | Instruments | New | Process | Natural Gas | Gas Boiler - Insulate Hot Water Lines | A | Incremental Winter Peak Savings (MW) | Achievable Economic RVT Potential | 0 | 0 | 0 | 0 | 0 | 0 | 0 | 0 | 0 | 0 | 0 | 0 | 0 | 0 | 0 | 0 | 0 | 0 | 0 | 0 | 0 | 0 | 0 | 0 | 0 | 0 | 0 | 0 | 0 | 0 | 0
F7_Industrial_Instruments_New_Process_Natural Gas_Gas Boiler - Insulate Hot Water Lines_A_Achievable Economic RVT Potential | F7 | Industrial | Instruments | New | Process | Natural Gas | Gas Boiler - Insulate Hot Water Lines | A | Cumulative Energy Savings (MWh or mTherms) | Achievable Economic RVT Potential | 0 | 0 | 0 | 0 | 0 | 0 | 0 | 0 | 0 | 0 | 0 | 0 | 0 | 0 | 0 | 0 | 0 | 0 | 0 | 0 | 0 | 0 | 0 | 0 | 0 | 0 | 0 | 0 | 0 | 0 | 0
F8_Industrial_Instruments_New_Process_Natural Gas_Gas Boiler - Insulate Hot Water Lines_A_Achievable Economic RVT Potential | F8 | Industrial | Instruments | New | Process | Natural Gas | Gas Boiler - Insulate Hot Water Lines | A | Cumulative Summer Peak Savings (MW) | Achievable Economic RVT Potential | 0 | 0 | 0 | 0 | 0 | 0 | 0 | 0 | 0 | 0 | 0 | 0 | 0 | 0 | 0 | 0 | 0 | 0 | 0 | 0 | 0 | 0 | 0 | 0 | 0 | 0 | 0 | 0 | 0 | 0 | 0
F9_Industrial_Instruments_New_Process_Natural Gas_Gas Boiler - Insulate Hot Water Lines_A_Achievable Economic RVT Potential | F9 | Industrial | Instruments | New | Process | Natural Gas | Gas Boiler - Insulate Hot Water Lines | A | Cumulative Winter Peak Savings (MW) | Achievable Economic RVT Potential | 0 | 0 | 0 | 0 | 0 | 0 | 0 | 0 | 0 | 0 | 0 | 0 | 0 | 0 | 0 | 0 | 0 | 0 | 0 | 0 | 0 | 0 | 0 | 0 | 0 | 0 | 0 | 0 | 0 | 0 | 0
F10_Industrial_Instruments_New_Process_Natural Gas_Gas Boiler - Insulate Hot Water Lines_A_Achievable Economic RVT Potential | F10 | Industrial | Instruments | New | Process | Natural Gas | Gas Boiler - Insulate Hot Water Lines | A | Purchases (Incremental) | Achievable Economic RVT Potential | 0 | 0 | 0 | 0 | 0 | 0 | 0 | 0 | 0 | 0 | 0 | 0 | 0 | 0 | 0 | 0 | 0 | 0 | 0 | 0 | 0 | 0 | 0 | 0 | 0 | 0 | 0 | 0 | 0 | 0 | 0
F11_Industrial_Instruments_New_Process_Natural Gas_Gas Boiler - Insulate Hot Water Lines_A_Achievable Economic RVT Potential | F11 | Industrial | Instruments | New | Process | Natural Gas | Gas Boiler - Insulate Hot Water Lines | A | Purchases (Cumulative) | Achievable Economic RVT Potential | 0 | 0 | 0 | 0 | 0 | 0 | 0 | 0 | 0 | 0 | 0 | 0 | 0 | 0 | 0 | 0 | 0 | 0 | 0 | 0 | 0 | 0 | 0 | 0 | 0 | 0 | 0 | 0 | 0 | 0 | 0
F1_Industrial_Instruments_New_Process_Natural Gas_Process - Insulate Heated Process Fluids_A_Achievable Economic RVT Potential | F1 | Industrial | Instruments | New | Process | Natural Gas | Process - Insulate Heated Process Fluids | A | Integrated Unit Energy Savings (kWh or therms) | Achievable Economic RVT Potential | 0 | 0 | 0 | 0 | 0 | 9.2053 | 9.1831 | 9.163 | 9.1445 | 9.1266 | 9.1134 | 9.1014 | 9.0907 | 9.0815 | 9.0738 | 9.0679 | 9.0636 | 9.0606 | 9.0584 | 9.0565 | 9.0556 | 9.0544 | 9.0531 | 9.0515 | 9.0497 | 9.0565 | 9.0628 | 9.0686 | 9.2315 | 9.2315 | 9.2315
F2_Industrial_Instruments_New_Process_Natural Gas_Process - Insulate Heated Process Fluids_A_Achievable Economic RVT Potential | F2 | Industrial | Instruments | New | Process | Natural Gas | Process - Insulate Heated Process Fluids | A | Integrated Unit Summer Peak Savings (kW) | Achievable Economic RVT Potential | 0 | 0 | 0 | 0 | 0 | 0 | 0 | 0 | 0 | 0 | 0 | 0 | 0 | 0 | 0 | 0 | 0 | 0 | 0 | 0 | 0 | 0 | 0 | 0 | 0 | 0 | 0 | 0 | 0 | 0 | 0
F3_Industrial_Instruments_New_Process_Natural Gas_Process - Insulate Heated Process Fluids_A_Achievable Economic RVT Potential | F3 | Industrial | Instruments | New | Process | Natural Gas | Process - Insulate Heated Process Fluids | A | Integrated Unit Winter Peak Savings (kW) | Achievable Economic RVT Potential | 0 | 0 | 0 | 0 | 0 | 0 | 0 | 0 | 0 | 0 | 0 | 0 | 0 | 0 | 0 | 0 | 0 | 0 | 0 | 0 | 0 | 0 | 0 | 0 | 0 | 0 | 0 | 0 | 0 | 0 | 0
F4_Industrial_Instruments_New_Process_Natural Gas_Process - Insulate Heated Process Fluids_A_Achievable Economic RVT Potential | F4 | Industrial | Instruments | New | Process | Natural Gas | Process - Insulate Heated Process Fluids | A | Incremental Energy Savings (MWh or mTherms) | Achievable Economic RVT Potential | 0 | 0 | 0 | 0 | 0 | 0 | 0 | 0 | 0 | 0 | 0 | 0 | 0 | 0 | 0 | 0 | 0 | 0 | 0 | 0 | 0 | 0 | 0 | 0 | 0 | 0 | 0 | 0 | 0 | 0 | 0
F5_Industrial_Instruments_New_Process_Natural Gas_Process - Insulate Heated Process Fluids_A_Achievable Economic RVT Potential | F5 | Industrial | Instruments | New | Process | Natural Gas | Process - Insulate Heated Process Fluids | A | Incremental Summer Peak Savings (MW) | Achievable Economic RVT Potential | 0 | 0 | 0 | 0 | 0 | 0 | 0 | 0 | 0 | 0 | 0 | 0 | 0 | 0 | 0 | 0 | 0 | 0 | 0 | 0 | 0 | 0 | 0 | 0 | 0 | 0 | 0 | 0 | 0 | 0 | 0
F6_Industrial_Instruments_New_Process_Natural Gas_Process - Insulate Heated Process Fluids_A_Achievable Economic RVT Potential | F6 | Industrial | Instruments | New | Process | Natural Gas | Process - Insulate Heated Process Fluids | A | Incremental Winter Peak Savings (MW) | Achievable Economic RVT Potential | 0 | 0 | 0 | 0 | 0 | 0 | 0 | 0 | 0 | 0 | 0 | 0 | 0 | 0 | 0 | 0 | 0 | 0 | 0 | 0 | 0 | 0 | 0 | 0 | 0 | 0 | 0 | 0 | 0 | 0 | 0
F7_Industrial_Instruments_New_Process_Natural Gas_Process - Insulate Heated Process Fluids_A_Achievable Economic RVT Potential | F7 | Industrial | Instruments | New | Process | Natural Gas | Process - Insulate Heated Process Fluids | A | Cumulative Energy Savings (MWh or mTherms) | Achievable Economic RVT Potential | 0 | 0 | 0 | 0 | 0 | 0 | 0 | 0 | 0 | 0 | 0 | 0 | 0 | 0 | 0 | 0 | 0 | 0 | 0 | 0 | 0 | 0 | 0 | 0 | 0 | 0 | 0 | 0 | 0 | 0 | 0
F8_Industrial_Instruments_New_Process_Natural Gas_Process - Insulate Heated Process Fluids_A_Achievable Economic RVT Potential | F8 | Industrial | Instruments | New | Process | Natural Gas | Process - Insulate Heated Process Fluids | A | Cumulative Summer Peak Savings (MW) | Achievable Economic RVT Potential | 0 | 0 | 0 | 0 | 0 | 0 | 0 | 0 | 0 | 0 | 0 | 0 | 0 | 0 | 0 | 0 | 0 | 0 | 0 | 0 | 0 | 0 | 0 | 0 | 0 | 0 | 0 | 0 | 0 | 0 | 0
F9_Industrial_Instruments_New_Process_Natural Gas_Process - Insulate Heated Process Fluids_A_Achievable Economic RVT Potential | F9 | Industrial | Instruments | New | Process | Natural Gas | Process - Insulate Heated Process Fluids | A | Cumulative Winter Peak Savings (MW) | Achievable Economic RVT Potential | 0 | 0 | 0 | 0 | 0 | 0 | 0 | 0 | 0 | 0 | 0 | 0 | 0 | 0 | 0 | 0 | 0 | 0 | 0 | 0 | 0 | 0 | 0 | 0 | 0 | 0 | 0 | 0 | 0 | 0 | 0
F10_Industrial_Instruments_New_Process_Natural Gas_Process - Insulate Heated Process Fluids_A_Achievable Economic RVT Potential | F10 | Industrial | Instruments | New | Process | Natural Gas | Process - Insulate Heated Process Fluids | A | Purchases (Incremental) | Achievable Economic RVT Potential | 0 | 0 | 0 | 0 | 0 | 0 | 0 | 0 | 0 | 0 | 0 | 0 | 0 | 0 | 0 | 0 | 0 | 0 | 0 | 0 | 0 | 0 | 0 | 0 | 0 | 0 | 0 | 0 | 0 | 0 | 0
F11_Industrial_Instruments_New_Process_Natural Gas_Process - Insulate Heated Process Fluids_A_Achievable Economic RVT Potential | F11 | Industrial | Instruments | New | Process | Natural Gas | Process - Insulate Heated Process Fluids | A | Purchases (Cumulative) | Achievable Economic RVT Potential | 0 | 0 | 0 | 0 | 0 | 0 | 0 | 0 | 0 | 0 | 0 | 0 | 0 | 0 | 0 | 0 | 0 | 0 | 0 | 0 | 0 | 0 | 0 | 0 | 0 | 0 | 0 | 0 | 0 | 0 | 0
F1_Industrial_Instruments_New_Process_Natural Gas_Process Heat Recovery_A_Achievable Economic RVT Potential | F1 | Industrial | Instruments | New | Process | Natural Gas | Process Heat Recovery | A | Integrated Unit Energy Savings (kWh or therms) | Achievable Economic RVT Potential | 0 | 0 | 0 | 0 | 0 | 0.13977 | 0.13943 | 0.13912 | 0.13884 | 0.13857 | 0.13837 | 0.13819 | 0.13803 | 0.13789 | 0.13777 | 0.13768 | 0.13762 | 0.13757 | 0.13754 | 0.13751 | 0.13749 | 0.13748 | 0.13746 | 0.13743 | 0.13741 | 0.13751 | 0.1376 | 0.13769 | 0 | 0 | 0
F2_Industrial_Instruments_New_Process_Natural Gas_Process Heat Recovery_A_Achievable Economic RVT Potential | F2 | Industrial | Instruments | New | Process | Natural Gas | Process Heat Recovery | A | Integrated Unit Summer Peak Savings (kW) | Achievable Economic RVT Potential | 0 | 0 | 0 | 0 | 0 | 0 | 0 | 0 | 0 | 0 | 0 | 0 | 0 | 0 | 0 | 0 | 0 | 0 | 0 | 0 | 0 | 0 | 0 | 0 | 0 | 0 | 0 | 0 | 0 | 0 | 0
F3_Industrial_Instruments_New_Process_Natural Gas_Process Heat Recovery_A_Achievable Economic RVT Potential | F3 | Industrial | Instruments | New | Process | Natural Gas | Process Heat Recovery | A | Integrated Unit Winter Peak Savings (kW) | Achievable Economic RVT Potential | 0 | 0 | 0 | 0 | 0 | 0 | 0 | 0 | 0 | 0 | 0 | 0 | 0 | 0 | 0 | 0 | 0 | 0 | 0 | 0 | 0 | 0 | 0 | 0 | 0 | 0 | 0 | 0 | 0 | 0 | 0
F4_Industrial_Instruments_New_Process_Natural Gas_Process Heat Recovery_A_Achievable Economic RVT Potential | F4 | Industrial | Instruments | New | Process | Natural Gas | Process Heat Recovery | A | Incremental Energy Savings (MWh or mTherms) | Achievable Economic RVT Potential | 0 | 0 | 0 | 0 | 0 | 0 | 0 | 0 | 0 | 0 | 0 | 0 | 0 | 0 | 0 | 0 | 0 | 0 | 0 | 0 | 0 | 0 | 0 | 0 | 0 | 0 | 0 | 0 | 0 | 0 | 0
F5_Industrial_Instruments_New_Process_Natural Gas_Process Heat Recovery_A_Achievable Economic RVT Potential | F5 | Industrial | Instruments | New | Process | Natural Gas | Process Heat Recovery | A | Incremental Summer Peak Savings (MW) | Achievable Economic RVT Potential | 0 | 0 | 0 | 0 | 0 | 0 | 0 | 0 | 0 | 0 | 0 | 0 | 0 | 0 | 0 | 0 | 0 | 0 | 0 | 0 | 0 | 0 | 0 | 0 | 0 | 0 | 0 | 0 | 0 | 0 | 0
F6_Industrial_Instruments_New_Process_Natural Gas_Process Heat Recovery_A_Achievable Economic RVT Potential | F6 | Industrial | Instruments | New | Process | Natural Gas | Process Heat Recovery | A | Incremental Winter Peak Savings (MW) | Achievable Economic RVT Potential | 0 | 0 | 0 | 0 | 0 | 0 | 0 | 0 | 0 | 0 | 0 | 0 | 0 | 0 | 0 | 0 | 0 | 0 | 0 | 0 | 0 | 0 | 0 | 0 | 0 | 0 | 0 | 0 | 0 | 0 | 0
F7_Industrial_Instruments_New_Process_Natural Gas_Process Heat Recovery_A_Achievable Economic RVT Potential | F7 | Industrial | Instruments | New | Process | Natural Gas | Process Heat Recovery | A | Cumulative Energy Savings (MWh or mTherms) | Achievable Economic RVT Potential | 0 | 0 | 0 | 0 | 0 | 0 | 0 | 0 | 0 | 0 | 0 | 0 | 0 | 0 | 0 | 0 | 0 | 0 | 0 | 0 | 0 | 0 | 0 | 0 | 0 | 0 | 0 | 0 | 0 | 0 | 0
F8_Industrial_Instruments_New_Process_Natural Gas_Process Heat Recovery_A_Achievable Economic RVT Potential | F8 | Industrial | Instruments | New | Process | Natural Gas | Process Heat Recovery | A | Cumulative Summer Peak Savings (MW) | Achievable Economic RVT Potential | 0 | 0 | 0 | 0 | 0 | 0 | 0 | 0 | 0 | 0 | 0 | 0 | 0 | 0 | 0 | 0 | 0 | 0 | 0 | 0 | 0 | 0 | 0 | 0 | 0 | 0 | 0 | 0 | 0 | 0 | 0
F9_Industrial_Instruments_New_Process_Natural Gas_Process Heat Recovery_A_Achievable Economic RVT Potential | F9 | Industrial | Instruments | New | Process | Natural Gas | Process Heat Recovery | A | Cumulative Winter Peak Savings (MW) | Achievable Economic RVT Potential | 0 | 0 | 0 | 0 | 0 | 0 | 0 | 0 | 0 | 0 | 0 | 0 | 0 | 0 | 0 | 0 | 0 | 0 | 0 | 0 | 0 | 0 | 0 | 0 | 0 | 0 | 0 | 0 | 0 | 0 | 0
F10_Industrial_Instruments_New_Process_Natural Gas_Process Heat Recovery_A_Achievable Economic RVT Potential | F10 | Industrial | Instruments | New | Process | Natural Gas | Process Heat Recovery | A | Purchases (Incremental) | Achievable Economic RVT Potential | 0 | 0 | 0 | 0 | 0 | 0 | 0 | 0 | 0 | 0 | 0 | 0 | 0 | 0 | 0 | 0 | 0 | 0 | 0 | 0 | 0 | 0 | 0 | 0 | 0 | 0 | 0 | 0 | 0 | 0 | 0
F11_Industrial_Instruments_New_Process_Natural Gas_Process Heat Recovery_A_Achievable Economic RVT Potential | F11 | Industrial | Instruments | New | Process | Natural Gas | Process Heat Recovery | A | Purchases (Cumulative) | Achievable Economic RVT Potential | 0 | 0 | 0 | 0 | 0 | 0 | 0 | 0 | 0 | 0 | 0 | 0 | 0 | 0 | 0 | 0 | 0 | 0 | 0 | 0 | 0 | 0 | 0 | 0 | 0 | 0 | 0 | 0 | 0 | 0 | 0
F1_Industrial_Instruments_New_Space Heating_Natural Gas_Building Automation System_A_Achievable Economic RVT Potential | F1 | Industrial | Instruments | New | Space Heating | Natural Gas | Building Automation System | A | Integrated Unit Energy Savings (kWh or therms) | Achievable Economic RVT Potential | 0 | 0 | 0 | 0 | 0 | 0.014549 | 0.014313 | 0.014117 | 0.013949 | 0.013799 | 0.013662 | 0.013499 | 0.013323 | 0.013145 | 0.01297 | 0.012811 | 0.012669 | 0.012549 | 0.012388 | 0.012265 | 0.012171 | 0.012096 | 0.012055 | 0.012028 | 0.012011 | 0.012002 | 0.011996 | 0.011995 | 0 | 0 | 0
F2_Industrial_Instruments_New_Space Heating_Natural Gas_Building Automation System_A_Achievable Economic RVT Potential | F2 | Industrial | Instruments | New | Space Heating | Natural Gas | Building Automation System | A | Integrated Unit Summer Peak Savings (kW) | Achievable Economic RVT Potential | 0 | 0 | 0 | 0 | 0 | 0 | 0 | 0 | 0 | 0 | 0 | 0 | 0 | 0 | 0 | 0 | 0 | 0 | 0 | 0 | 0 | 0 | 0 | 0 | 0 | 0 | 0 | 0 | 0 | 0 | 0
F3_Industrial_Instruments_New_Space Heating_Natural Gas_Building Automation System_A_Achievable Economic RVT Potential | F3 | Industrial | Instruments | New | Space Heating | Natural Gas | Building Automation System | A | Integrated Unit Winter Peak Savings (kW) | Achievable Economic RVT Potential | 0 | 0 | 0 | 0 | 0 | 0 | 0 | 0 | 0 | 0 | 0 | 0 | 0 | 0 | 0 | 0 | 0 | 0 | 0 | 0 | 0 | 0 | 0 | 0 | 0 | 0 | 0 | 0 | 0 | 0 | 0
F4_Industrial_Instruments_New_Space Heating_Natural Gas_Building Automation System_A_Achievable Economic RVT Potential | F4 | Industrial | Instruments | New | Space Heating | Natural Gas | Building Automation System | A | Incremental Energy Savings (MWh or mTherms) | Achievable Economic RVT Potential | 0 | 0 | 0 | 0 | 0 | 0.00045229 | 0.0010537 | 0.002133 | 0.0038877 | 0.0065276 | 0.010236 | 0.015058 | 0.020924 | 0.027554 | 0.034372 | 0.040666 | 0.04546 | 0.047886 | 0.047032 | 0.04307 | 0.037097 | 0.029519 | 0.021277 | 0.014141 | 0.0095852 | 0.0089921 | 0.013382 | 0.018839 | 0 | 0 | 0
F5_Industrial_Instruments_New_Space Heating_Natural Gas_Building Automation System_A_Achievable Economic RVT Potential | F5 | Industrial | Instruments | New | Space Heating | Natural Gas | Building Automation System | A | Incremental Summer Peak Savings (MW) | Achievable Economic RVT Potential | 0 | 0 | 0 | 0 | 0 | 0 | 0 | 0 | 0 | 0 | 0 | 0 | 0 | 0 | 0 | 0 | 0 | 0 | 0 | 0 | 0 | 0 | 0 | 0 | 0 | 0 | 0 | 0 | 0 | 0 | 0
F6_Industrial_Instruments_New_Space Heating_Natural Gas_Building Automation System_A_Achievable Economic RVT Potential | F6 | Industrial | Instruments | New | Space Heating | Natural Gas | Building Automation System | A | Incremental Winter Peak Savings (MW) | Achievable Economic RVT Potential | 0 | 0 | 0 | 0 | 0 | 0 | 0 | 0 | 0 | 0 | 0 | 0 | 0 | 0 | 0 | 0 | 0 | 0 | 0 | 0 | 0 | 0 | 0 | 0 | 0 | 0 | 0 | 0 | 0 | 0 | 0
F7_Industrial_Instruments_New_Space Heating_Natural Gas_Building Automation System_A_Achievable Economic RVT Potential | F7 | Industrial | Instruments | New | Space Heating | Natural Gas | Building Automation System | A | Cumulative Energy Savings (MWh or mTherms) | Achievable Economic RVT Potential | 0 | 0 | 0 | 0 | 0 | 0.00045229 | 0.0014987 | 0.0036112 | 0.0074559 | 0.013903 | 0.024002 | 0.038772 | 0.059191 | 0.085954 | 0.11918 | 0.15839 | 0.20209 | 0.24807 | 0.29192 | 0.33208 | 0.36626 | 0.39264 | 0.41076 | 0.42062 | 0.42394 | 0.42361 | 0.42342 | 0.42337 | 0 | 0 | 0
F8_Industrial_Instruments_New_Space Heating_Natural Gas_Building Automation System_A_Achievable Economic RVT Potential | F8 | Industrial | Instruments | New | Space Heating | Natural Gas | Building Automation System | A | Cumulative Summer Peak Savings (MW) | Achievable Economic RVT Potential | 0 | 0 | 0 | 0 | 0 | 0 | 0 | 0 | 0 | 0 | 0 | 0 | 0 | 0 | 0 | 0 | 0 | 0 | 0 | 0 | 0 | 0 | 0 | 0 | 0 | 0 | 0 | 0 | 0 | 0 | 0
F9_Industrial_Instruments_New_Space Heating_Natural Gas_Building Automation System_A_Achievable Economic RVT Potential | F9 | Industrial | Instruments | New | Space Heating | Natural Gas | Building Automation System | A | Cumulative Winter Peak Savings (MW) | Achievable Economic RVT Potential | 0 | 0 | 0 | 0 | 0 | 0 | 0 | 0 | 0 | 0 | 0 | 0 | 0 | 0 | 0 | 0 | 0 | 0 | 0 | 0 | 0 | 0 | 0 | 0 | 0 | 0 | 0 | 0 | 0 | 0 | 0
F10_Industrial_Instruments_New_Space Heating_Natural Gas_Building Automation System_A_Achievable Economic RVT Potential | F10 | Industrial | Instruments | New | Space Heating | Natural Gas | Building Automation System | A | Purchases (Incremental) | Achievable Economic RVT Potential | 0 | 0 | 0 | 0 | 0 | 31.0873 | 73.6208 | 151.0877 | 278.7052 | 473.0614 | 749.2319 | 1115.4636 | 1570.5453 | 2096.1682 | 2650.2212 | 3174.2268 | 3588.4096 | 3815.9317 | 3796.5065 | 3511.6859 | 3047.9497 | 2440.3136 | 1764.9804 | 1175.7074 | 798.0164 | 749.2319 | 1115.4636 | 1570.5453 | 2096.1682 | 2650.2212 | 3174.2268
F11_Industrial_Instruments_New_Space Heating_Natural Gas_Building Automation System_A_Achievable Economic RVT Potential | F11 | Industrial | Instruments | New | Space Heating | Natural Gas | Building Automation System | A | Purchases (Cumulative) | Achievable Economic RVT Potential | 0 | 0 | 0 | 0 | 0 | 31.0873 | 104.7081 | 255.7958 | 534.5009 | 1007.5623 | 1756.7942 | 2872.2577 | 4442.803 | 6538.9712 | 9189.1924 | 12363.4193 | 15951.8289 | 19767.7606 | 23564.2671 | 27075.953 | 30092.8154 | 32459.5083 | 34073.401 | 34970.4032 | 35295.3582 | 35295.3582 | 35295.3582 | 35295.3582 | 35295.3582 | 35295.3582 | 35295.3582
F1_Industrial_Instruments_New_Space Heating_Natural Gas_Steam System Efficiency Improvements_A_Achievable Economic RVT Potential | F1 | Industrial | Instruments | New | Space Heating | Natural Gas | Steam System Efficiency Improvements | A | Integrated Unit Energy Savings (kWh or therms) | Achievable Economic RVT Potential | 0 | 0 | 0 | 0 | 0 | 0 | 0 | 0 | 0 | 0 | 0 | 0 | 0 | 0 | 0 | 0 | 0 | 0 | 0 | 0 | 0 | 0 | 0 | 0 | 0 | 0 | 0 | 0 | 0 | 0 | 0
F2_Industrial_Instruments_New_Space Heating_Natural Gas_Steam System Efficiency Improvements_A_Achievable Economic RVT Potential | F2 | Industrial | Instruments | New | Space Heating | Natural Gas | Steam System Efficiency Improvements | A | Integrated Unit Summer Peak Savings (kW) | Achievable Economic RVT Potential | 0 | 0 | 0 | 0 | 0 | 0 | 0 | 0 | 0 | 0 | 0 | 0 | 0 | 0 | 0 | 0 | 0 | 0 | 0 | 0 | 0 | 0 | 0 | 0 | 0 | 0 | 0 | 0 | 0 | 0 | 0
F3_Industrial_Instruments_New_Space Heating_Natural Gas_Steam System Efficiency Improvements_A_Achievable Economic RVT Potential | F3 | Industrial | Instruments | New | Space Heating | Natural Gas | Steam System Efficiency Improvements | A | Integrated Unit Winter Peak Savings (kW) | Achievable Economic RVT Potential | 0 | 0 | 0 | 0 | 0 | 0 | 0 | 0 | 0 | 0 | 0 | 0 | 0 | 0 | 0 | 0 | 0 | 0 | 0 | 0 | 0 | 0 | 0 | 0 | 0 | 0 | 0 | 0 | 0 | 0 | 0
F4_Industrial_Instruments_New_Space Heating_Natural Gas_Steam System Efficiency Improvements_A_Achievable Economic RVT Potential | F4 | Industrial | Instruments | New | Space Heating | Natural Gas | Steam System Efficiency Improvements | A | Incremental Energy Savings (MWh or mTherms) | Achievable Economic RVT Potential | 0 | 0 | 0 | 0 | 0 | 0 | 0 | 0 | 0 | 0 | 0 | 0 | 0 | 0 | 0 | 0 | 0 | 0 | 0 | 0 | 0 | 0 | 0 | 0 | 0 | 0 | 0 | 0 | 0 | 0 | 0
F5_Industrial_Instruments_New_Space Heating_Natural Gas_Steam System Efficiency Improvements_A_Achievable Economic RVT Potential | F5 | Industrial | Instruments | New | Space Heating | Natural Gas | Steam System Efficiency Improvements | A | Incremental Summer Peak Savings (MW) | Achievable Economic RVT Potential | 0 | 0 | 0 | 0 | 0 | 0 | 0 | 0 | 0 | 0 | 0 | 0 | 0 | 0 | 0 | 0 | 0 | 0 | 0 | 0 | 0 | 0 | 0 | 0 | 0 | 0 | 0 | 0 | 0 | 0 | 0
F6_Industrial_Instruments_New_Space Heating_Natural Gas_Steam System Efficiency Improvements_A_Achievable Economic RVT Potential | F6 | Industrial | Instruments | New | Space Heating | Natural Gas | Steam System Efficiency Improvements | A | Incremental Winter Peak Savings (MW) | Achievable Economic RVT Potential | 0 | 0 | 0 | 0 | 0 | 0 | 0 | 0 | 0 | 0 | 0 | 0 | 0 | 0 | 0 | 0 | 0 | 0 | 0 | 0 | 0 | 0 | 0 | 0 | 0 | 0 | 0 | 0 | 0 | 0 | 0
F7_Industrial_Instruments_New_Space Heating_Natural Gas_Steam System Efficiency Improvements_A_Achievable Economic RVT Potential | F7 | Industrial | Instruments | New | Space Heating | Natural Gas | Steam System Efficiency Improvements | A | Cumulative Energy Savings (MWh or mTherms) | Achievable Economic RVT Potential | 0 | 0 | 0 | 0 | 0 | 0 | 0 | 0 | 0 | 0 | 0 | 0 | 0 | 0 | 0 | 0 | 0 | 0 | 0 | 0 | 0 | 0 | 0 | 0 | 0 | 0 | 0 | 0 | 0 | 0 | 0
F8_Industrial_Instruments_New_Space Heating_Natural Gas_Steam System Efficiency Improvements_A_Achievable Economic RVT Potential | F8 | Industrial | Instruments | New | Space Heating | Natural Gas | Steam System Efficiency Improvements | A | Cumulative Summer Peak Savings (MW) | Achievable Economic RVT Potential | 0 | 0 | 0 | 0 | 0 | 0 | 0 | 0 | 0 | 0 | 0 | 0 | 0 | 0 | 0 | 0 | 0 | 0 | 0 | 0 | 0 | 0 | 0 | 0 | 0 | 0 | 0 | 0 | 0 | 0 | 0
F9_Industrial_Instruments_New_Space Heating_Natural Gas_Steam System Efficiency Improvements_A_Achievable Economic RVT Potential | F9 | Industrial | Instruments | New | Space Heating | Natural Gas | Steam System Efficiency Improvements | A | Cumulative Winter Peak Savings (MW) | Achievable Economic RVT Potential | 0 | 0 | 0 | 0 | 0 | 0 | 0 | 0 | 0 | 0 | 0 | 0 | 0 | 0 | 0 | 0 | 0 | 0 | 0 | 0 | 0 | 0 | 0 | 0 | 0 | 0 | 0 | 0 | 0 | 0 | 0
F10_Industrial_Instruments_New_Space Heating_Natural Gas_Steam System Efficiency Improvements_A_Achievable Economic RVT Potential | F10 | Industrial | Instruments | New | Space Heating | Natural Gas | Steam System Efficiency Improvements | A | Purchases (Incremental) | Achievable Economic RVT Potential | 0 | 0 | 0 | 0 | 0 | 0 | 0 | 0 | 0 | 0 | 0 | 0 | 0 | 0 | 0 | 0 | 0 | 0 | 0 | 0 | 0 | 0 | 0 | 0 | 0 | 0 | 0 | 0 | 0 | 0 | 0
F11_Industrial_Instruments_New_Space Heating_Natural Gas_Steam System Efficiency Improvements_A_Achievable Economic RVT Potential | F11 | Industrial | Instruments | New | Space Heating | Natural Gas | Steam System Efficiency Improvements | A | Purchases (Cumulative) | Achievable Economic RVT Potential | 0 | 0 | 0 | 0 | 0 | 0 | 0 | 0 | 0 | 0 | 0 | 0 | 0 | 0 | 0 | 0 | 0 | 0 | 0 | 0 | 0 | 0 | 0 | 0 | 0 | 0 | 0 | 0 | 0 | 0 | 0
F1_Industrial_Instruments_New_Process_Natural Gas_Steam System Efficiency Improvements_A_Achievable Economic RVT Potential | F1 | Industrial | Instruments | New | Process | Natural Gas | Steam System Efficiency Improvements | A | Integrated Unit Energy Savings (kWh or therms) | Achievable Economic RVT Potential | 0 | 0 | 0 | 0 | 0 | 0.086861 | 0.086652 | 0.086462 | 0.086288 | 0.086119 | 0.085994 | 0.085881 | 0.08578 | 0.085693 | 0.08562 | 0.085565 | 0.085524 | 0.085496 | 0.085475 | 0.085458 | 0.085448 | 0.085438 | 0.085425 | 0.08541 | 0.085393 | 0.085457 | 0.085517 | 0.085572 | 0.087109 | 0.087109 | 0.087109
F2_Industrial_Instruments_New_Process_Natural Gas_Steam System Efficiency Improvements_A_Achievable Economic RVT Potential | F2 | Industrial | Instruments | New | Process | Natural Gas | Steam System Efficiency Improvements | A | Integrated Unit Summer Peak Savings (kW) | Achievable Economic RVT Potential | 0 | 0 | 0 | 0 | 0 | 0 | 0 | 0 | 0 | 0 | 0 | 0 | 0 | 0 | 0 | 0 | 0 | 0 | 0 | 0 | 0 | 0 | 0 | 0 | 0 | 0 | 0 | 0 | 0 | 0 | 0
F3_Industrial_Instruments_New_Process_Natural Gas_Steam System Efficiency Improvements_A_Achievable Economic RVT Potential | F3 | Industrial | Instruments | New | Process | Natural Gas | Steam System Efficiency Improvements | A | Integrated Unit Winter Peak Savings (kW) | Achievable Economic RVT Potential | 0 | 0 | 0 | 0 | 0 | 0 | 0 | 0 | 0 | 0 | 0 | 0 | 0 | 0 | 0 | 0 | 0 | 0 | 0 | 0 | 0 | 0 | 0 | 0 | 0 | 0 | 0 | 0 | 0 | 0 | 0
F4_Industrial_Instruments_New_Process_Natural Gas_Steam System Efficiency Improvements_A_Achievable Economic RVT Potential | F4 | Industrial | Instruments | New | Process | Natural Gas | Steam System Efficiency Improvements | A | Incremental Energy Savings (MWh or mTherms) | Achievable Economic RVT Potential | 0 | 0 | 0 | 0 | 0 | 0 | 0 | 0 | 0 | 0 | 0 | 0 | 0 | 0 | 0 | 0 | 0 | 0 | 0 | 0 | 0 | 0 | 0 | 0 | 0 | 0 | 0 | 0 | 0 | 0 | 0
F5_Industrial_Instruments_New_Process_Natural Gas_Steam System Efficiency Improvements_A_Achievable Economic RVT Potential | F5 | Industrial | Instruments | New | Process | Natural Gas | Steam System Efficiency Improvements | A | Incremental Summer Peak Savings (MW) | Achievable Economic RVT Potential | 0 | 0 | 0 | 0 | 0 | 0 | 0 | 0 | 0 | 0 | 0 | 0 | 0 | 0 | 0 | 0 | 0 | 0 | 0 | 0 | 0 | 0 | 0 | 0 | 0 | 0 | 0 | 0 | 0 | 0 | 0
F6_Industrial_Instruments_New_Process_Natural Gas_Steam System Efficiency Improvements_A_Achievable Economic RVT Potential | F6 | Industrial | Instruments | New | Process | Natural Gas | Steam System Efficiency Improvements | A | Incremental Winter Peak Savings (MW) | Achievable Economic RVT Potential | 0 | 0 | 0 | 0 | 0 | 0 | 0 | 0 | 0 | 0 | 0 | 0 | 0 | 0 | 0 | 0 | 0 | 0 | 0 | 0 | 0 | 0 | 0 | 0 | 0 | 0 | 0 | 0 | 0 | 0 | 0
F7_Industrial_Instruments_New_Process_Natural Gas_Steam System Efficiency Improvements_A_Achievable Economic RVT Potential | F7 | Industrial | Instruments | New | Process | Natural Gas | Steam System Efficiency Improvements | A | Cumulative Energy Savings (MWh or mTherms) | Achievable Economic RVT Potential | 0 | 0 | 0 | 0 | 0 | 0 | 0 | 0 | 0 | 0 | 0 | 0 | 0 | 0 | 0 | 0 | 0 | 0 | 0 | 0 | 0 | 0 | 0 | 0 | 0 | 0 | 0 | 0 | 0 | 0 | 0
F8_Industrial_Instruments_New_Process_Natural Gas_Steam System Efficiency Improvements_A_Achievable Economic RVT Potential | F8 | Industrial | Instruments | New | Process | Natural Gas | Steam System Efficiency Improvements | A | Cumulative Summer Peak Savings (MW) | Achievable Economic RVT Potential | 0 | 0 | 0 | 0 | 0 | 0 | 0 | 0 | 0 | 0 | 0 | 0 | 0 | 0 | 0 | 0 | 0 | 0 | 0 | 0 | 0 | 0 | 0 | 0 | 0 | 0 | 0 | 0 | 0 | 0 | 0
F9_Industrial_Instruments_New_Process_Natural Gas_Steam System Efficiency Improvements_A_Achievable Economic RVT Potential | F9 | Industrial | Instruments | New | Process | Natural Gas | Steam System Efficiency Improvements | A | Cumulative Winter Peak Savings (MW) | Achievable Economic RVT Potential | 0 | 0 | 0 | 0 | 0 | 0 | 0 | 0 | 0 | 0 | 0 | 0 | 0 | 0 | 0 | 0 | 0 | 0 | 0 | 0 | 0 | 0 | 0 | 0 | 0 | 0 | 0 | 0 | 0 | 0 | 0
F10_Industrial_Instruments_New_Process_Natural Gas_Steam System Efficiency Improvements_A_Achievable Economic RVT Potential | F10 | Industrial | Instruments | New | Process | Natural Gas | Steam System Efficiency Improvements | A | Purchases (Incremental) | Achievable Economic RVT Potential | 0 | 0 | 0 | 0 | 0 | 0 | 0 | 0 | 0 | 0 | 0 | 0 | 0 | 0 | 0 | 0 | 0 | 0 | 0 | 0 | 0 | 0 | 0 | 0 | 0 | 0 | 0 | 0 | 0 | 0 | 0
F11_Industrial_Instruments_New_Process_Natural Gas_Steam System Efficiency Improvements_A_Achievable Economic RVT Potential | F11 | Industrial | Instruments | New | Process | Natural Gas | Steam System Efficiency Improvements | A | Purchases (Cumulative) | Achievable Economic RVT Potential | 0 | 0 | 0 | 0 | 0 | 0 | 0 | 0 | 0 | 0 | 0 | 0 | 0 | 0 | 0 | 0 | 0 | 0 | 0 | 0 | 0 | 0 | 0 | 0 | 0 | 0 | 0 | 0 | 0 | 0 | 0
F1_Industrial_Instruments_New_Space Heating_Natural Gas_Strategic Energy Management_A_Achievable Economic RVT Potential | F1 | Industrial | Instruments | New | Space Heating | Natural Gas | Strategic Energy Management | A | Integrated Unit Energy Savings (kWh or therms) | Achievable Economic RVT Potential | 0 | 0 | 0 | 0 | 0 | 2.989 | 2.9398 | 2.8986 | 2.8625 | 2.8291 | 2.7976 | 2.7596 | 2.7178 | 2.6744 | 2.6306 | 2.5897 | 2.5519 | 2.5191 | 2.4793 | 2.4485 | 2.4256 | 2.4085 | 2.3999 | 2.3957 | 2.3947 | 2.3955 | 2.397 | 2.3991 | 0 | 0 | 0
F2_Industrial_Instruments_New_Space Heating_Natural Gas_Strategic Energy Management_A_Achievable Economic RVT Potential | F2 | Industrial | Instruments | New | Space Heating | Natural Gas | Strategic Energy Management | A | Integrated Unit Summer Peak Savings (kW) | Achievable Economic RVT Potential | 0 | 0 | 0 | 0 | 0 | 0 | 0 | 0 | 0 | 0 | 0 | 0 | 0 | 0 | 0 | 0 | 0 | 0 | 0 | 0 | 0 | 0 | 0 | 0 | 0 | 0 | 0 | 0 | 0 | 0 | 0
F3_Industrial_Instruments_New_Space Heating_Natural Gas_Strategic Energy Management_A_Achievable Economic RVT Potential | F3 | Industrial | Instruments | New | Space Heating | Natural Gas | Strategic Energy Management | A | Integrated Unit Winter Peak Savings (kW) | Achievable Economic RVT Potential | 0 | 0 | 0 | 0 | 0 | 0 | 0 | 0 | 0 | 0 | 0 | 0 | 0 | 0 | 0 | 0 | 0 | 0 | 0 | 0 | 0 | 0 | 0 | 0 | 0 | 0 | 0 | 0 | 0 | 0 | 0
F4_Industrial_Instruments_New_Space Heating_Natural Gas_Strategic Energy Management_A_Achievable Economic RVT Potential | F4 | Industrial | Instruments | New | Space Heating | Natural Gas | Strategic Energy Management | A | Incremental Energy Savings (MWh or mTherms) | Achievable Economic RVT Potential | 0 | 0 | 0 | 0 | 0 | 0 | 0 | 0 | 0 | 0 | 0 | 0 | 0 | 0 | 0 | 0 | 0 | 0 | 0 | 0 | 0 | 0 | 0 | 0 | 0 | 0 | 0 | 0 | 0 | 0 | 0
F5_Industrial_Instruments_New_Space Heating_Natural Gas_Strategic Energy Management_A_Achievable Economic RVT Potential | F5 | Industrial | Instruments | New | Space Heating | Natural Gas | Strategic Energy Management | A | Incremental Summer Peak Savings (MW) | Achievable Economic RVT Potential | 0 | 0 | 0 | 0 | 0 | 0 | 0 | 0 | 0 | 0 | 0 | 0 | 0 | 0 | 0 | 0 | 0 | 0 | 0 | 0 | 0 | 0 | 0 | 0 | 0 | 0 | 0 | 0 | 0 | 0 | 0
F6_Industrial_Instruments_New_Space Heating_Natural Gas_Strategic Energy Management_A_Achievable Economic RVT Potential | F6 | Industrial | Instruments | New | Space Heating | Natural Gas | Strategic Energy Management | A | Incremental Winter Peak Savings (MW) | Achievable Economic RVT Potential | 0 | 0 | 0 | 0 | 0 | 0 | 0 | 0 | 0 | 0 | 0 | 0 | 0 | 0 | 0 | 0 | 0 | 0 | 0 | 0 | 0 | 0 | 0 | 0 | 0 | 0 | 0 | 0 | 0 | 0 | 0
F7_Industrial_Instruments_New_Space Heating_Natural Gas_Strategic Energy Management_A_Achievable Economic RVT Potential | F7 | Industrial | Instruments | New | Space Heating | Natural Gas | Strategic Energy Management | A | Cumulative Energy Savings (MWh or mTherms) | Achievable Economic RVT Potential | 0 | 0 | 0 | 0 | 0 | 0 | 0 | 0 | 0 | 0 | 0 | 0 | 0 | 0 | 0 | 0 | 0 | 0 | 0 | 0 | 0 | 0 | 0 | 0 | 0 | 0 | 0 | 0 | 0 | 0 | 0
F8_Industrial_Instruments_New_Space Heating_Natural Gas_Strategic Energy Management_A_Achievable Economic RVT Potential | F8 | Industrial | Instruments | New | Space Heating | Natural Gas | Strategic Energy Management | A | Cumulative Summer Peak Savings (MW) | Achievable Economic RVT Potential | 0 | 0 | 0 | 0 | 0 | 0 | 0 | 0 | 0 | 0 | 0 | 0 | 0 | 0 | 0 | 0 | 0 | 0 | 0 | 0 | 0 | 0 | 0 | 0 | 0 | 0 | 0 | 0 | 0 | 0 | 0
F9_Industrial_Instruments_New_Space Heating_Natural Gas_Strategic Energy Management_A_Achievable Economic RVT Potential | F9 | Industrial | Instruments | New | Space Heating | Natural Gas | Strategic Energy Management | A | Cumulative Winter Peak Savings (MW) | Achievable Economic RVT Potential | 0 | 0 | 0 | 0 | 0 | 0 | 0 | 0 | 0 | 0 | 0 | 0 | 0 | 0 | 0 | 0 | 0 | 0 | 0 | 0 | 0 | 0 | 0 | 0 | 0 | 0 | 0 | 0 | 0 | 0 | 0
F10_Industrial_Instruments_New_Space Heating_Natural Gas_Strategic Energy Management_A_Achievable Economic RVT Potential | F10 | Industrial | Instruments | New | Space Heating | Natural Gas | Strategic Energy Management | A | Purchases (Incremental) | Achievable Economic RVT Potential | 0 | 0 | 0 | 0 | 0 | 0 | 0 | 0 | 0 | 0 | 0 | 0 | 0 | 0 | 0 | 0 | 0 | 0 | 0 | 0 | 0 | 0 | 0 | 0 | 0 | 0 | 0 | 0 | 0 | 0 | 0
F11_Industrial_Instruments_New_Space Heating_Natural Gas_Strategic Energy Management_A_Achievable Economic RVT Potential | F11 | Industrial | Instruments | New | Space Heating | Natural Gas | Strategic Energy Management | A | Purchases (Cumulative) | Achievable Economic RVT Potential | 0 | 0 | 0 | 0 | 0 | 0 | 0 | 0 | 0 | 0 | 0 | 0 | 0 | 0 | 0 | 0 | 0 | 0 | 0 | 0 | 0 | 0 | 0 | 0 | 0 | 0 | 0 | 0 | 0 | 0 | 0
F1_Industrial_Instruments_New_Process_Natural Gas_Strategic Energy Management_A_Achievable Economic RVT Potential | F1 | Industrial | Instruments | New | Process | Natural Gas | Strategic Energy Management | A | Integrated Unit Energy Savings (kWh or therms) | Achievable Economic RVT Potential | 0 | 0 | 0 | 0 | 0 | 1.6966 | 1.6942 | 1.692 | 1.69 | 1.688 | 1.6861 | 1.6844 | 1.6829 | 1.6816 | 1.6807 | 1.68 | 1.6796 | 1.6794 | 1.6794 | 1.6795 | 1.6797 | 1.6798 | 1.6799 | 1.68 | 1.6801 | 1.6808 | 1.6814 | 1.6821 | 0 | 0 | 0
F2_Industrial_Instruments_New_Process_Natural Gas_Strategic Energy Management_A_Achievable Economic RVT Potential | F2 | Industrial | Instruments | New | Process | Natural Gas | Strategic Energy Management | A | Integrated Unit Summer Peak Savings (kW) | Achievable Economic RVT Potential | 0 | 0 | 0 | 0 | 0 | 0 | 0 | 0 | 0 | 0 | 0 | 0 | 0 | 0 | 0 | 0 | 0 | 0 | 0 | 0 | 0 | 0 | 0 | 0 | 0 | 0 | 0 | 0 | 0 | 0 | 0
F3_Industrial_Instruments_New_Process_Natural Gas_Strategic Energy Management_A_Achievable Economic RVT Potential | F3 | Industrial | Instruments | New | Process | Natural Gas | Strategic Energy Management | A | Integrated Unit Winter Peak Savings (kW) | Achievable Economic RVT Potential | 0 | 0 | 0 | 0 | 0 | 0 | 0 | 0 | 0 | 0 | 0 | 0 | 0 | 0 | 0 | 0 | 0 | 0 | 0 | 0 | 0 | 0 | 0 | 0 | 0 | 0 | 0 | 0 | 0 | 0 | 0
F4_Industrial_Instruments_New_Process_Natural Gas_Strategic Energy Management_A_Achievable Economic RVT Potential | F4 | Industrial | Instruments | New | Process | Natural Gas | Strategic Energy Management | A | Incremental Energy Savings (MWh or mTherms) | Achievable Economic RVT Potential | 0 | 0 | 0 | 0 | 0 | 0 | 0 | 0 | 0 | 0 | 0 | 0 | 0 | 0 | 0 | 0 | 0 | 0 | 0 | 0 | 0 | 0 | 0 | 0 | 0 | 0 | 0 | 0 | 0 | 0 | 0
F5_Industrial_Instruments_New_Process_Natural Gas_Strategic Energy Management_A_Achievable Economic RVT Potential | F5 | Industrial | Instruments | New | Process | Natural Gas | Strategic Energy Management | A | Incremental Summer Peak Savings (MW) | Achievable Economic RVT Potential | 0 | 0 | 0 | 0 | 0 | 0 | 0 | 0 | 0 | 0 | 0 | 0 | 0 | 0 | 0 | 0 | 0 | 0 | 0 | 0 | 0 | 0 | 0 | 0 | 0 | 0 | 0 | 0 | 0 | 0 | 0
F6_Industrial_Instruments_New_Process_Natural Gas_Strategic Energy Management_A_Achievable Economic RVT Potential | F6 | Industrial | Instruments | New | Process | Natural Gas | Strategic Energy Management | A | Incremental Winter Peak Savings (MW) | Achievable Economic RVT Potential | 0 | 0 | 0 | 0 | 0 | 0 | 0 | 0 | 0 | 0 | 0 | 0 | 0 | 0 | 0 | 0 | 0 | 0 | 0 | 0 | 0 | 0 | 0 | 0 | 0 | 0 | 0 | 0 | 0 | 0 | 0
F7_Industrial_Instruments_New_Process_Natural Gas_Strategic Energy Management_A_Achievable Economic RVT Potential | F7 | Industrial | Instruments | New | Process | Natural Gas | Strategic Energy Management | A | Cumulative Energy Savings (MWh or mTherms) | Achievable Economic RVT Potential | 0 | 0 | 0 | 0 | 0 | 0 | 0 | 0 | 0 | 0 | 0 | 0 | 0 | 0 | 0 | 0 | 0 | 0 | 0 | 0 | 0 | 0 | 0 | 0 | 0 | 0 | 0 | 0 | 0 | 0 | 0
F8_Industrial_Instruments_New_Process_Natural Gas_Strategic Energy Management_A_Achievable Economic RVT Potential | F8 | Industrial | Instruments | New | Process | Natural Gas | Strategic Energy Management | A | Cumulative Summer Peak Savings (MW) | Achievable Economic RVT Potential | 0 | 0 | 0 | 0 | 0 | 0 | 0 | 0 | 0 | 0 | 0 | 0 | 0 | 0 | 0 | 0 | 0 | 0 | 0 | 0 | 0 | 0 | 0 | 0 | 0 | 0 | 0 | 0 | 0 | 0 | 0
F9_Industrial_Instruments_New_Process_Natural Gas_Strategic Energy Management_A_Achievable Economic RVT Potential | F9 | Industrial | Instruments | New | Process | Natural Gas | Strategic Energy Management | A | Cumulative Winter Peak Savings (MW) | Achievable Economic RVT Potential | 0 | 0 | 0 | 0 | 0 | 0 | 0 | 0 | 0 | 0 | 0 | 0 | 0 | 0 | 0 | 0 | 0 | 0 | 0 | 0 | 0 | 0 | 0 | 0 | 0 | 0 | 0 | 0 | 0 | 0 | 0
F10_Industrial_Instruments_New_Process_Natural Gas_Strategic Energy Management_A_Achievable Economic RVT Potential | F10 | Industrial | Instruments | New | Process | Natural Gas | Strategic Energy Management | A | Purchases (Incremental) | Achievable Economic RVT Potential | 0 | 0 | 0 | 0 | 0 | 0 | 0 | 0 | 0 | 0 | 0 | 0 | 0 | 0 | 0 | 0 | 0 | 0 | 0 | 0 | 0 | 0 | 0 | 0 | 0 | 0 | 0 | 0 | 0 | 0 | 0
F11_Industrial_Instruments_New_Process_Natural Gas_Strategic Energy Management_A_Achievable Economic RVT Potential | F11 | Industrial | Instruments | New | Process | Natural Gas | Strategic Energy Management | A | Purchases (Cumulative) | Achievable Economic RVT Potential | 0 | 0 | 0 | 0 | 0 | 0 | 0 | 0 | 0 | 0 | 0 | 0 | 0 | 0 | 0 | 0 | 0 | 0 | 0 | 0 | 0 | 0 | 0 | 0 | 0 | 0 | 0 | 0 | 0 | 0 | 0
F1_Industrial_Instruments_New_Miscellaneous_Natural Gas_Strategic Energy Management_A_Achievable Economic RVT Potential | F1 | Industrial | Instruments | New | Miscellaneous | Natural Gas | Strategic Energy Management | A | Integrated Unit Energy Savings (kWh or therms) | Achievable Economic RVT Potential | 0 | 0 | 0 | 0 | 0 | 1.1153 | 1.1153 | 1.1153 | 1.1153 | 1.1153 | 1.1153 | 1.1153 | 1.1153 | 1.1153 | 1.1153 | 1.1153 | 1.1153 | 1.1153 | 1.1153 | 1.1153 | 1.1153 | 1.1153 | 1.1153 | 1.1153 | 1.1153 | 1.1153 | 1.1153 | 1.1153 | 0 | 0 | 0
F2_Industrial_Instruments_New_Miscellaneous_Natural Gas_Strategic Energy Management_A_Achievable Economic RVT Potential | F2 | Industrial | Instruments | New | Miscellaneous | Natural Gas | Strategic Energy Management | A | Integrated Unit Summer Peak Savings (kW) | Achievable Economic RVT Potential | 0 | 0 | 0 | 0 | 0 | 0 | 0 | 0 | 0 | 0 | 0 | 0 | 0 | 0 | 0 | 0 | 0 | 0 | 0 | 0 | 0 | 0 | 0 | 0 | 0 | 0 | 0 | 0 | 0 | 0 | 0
F3_Industrial_Instruments_New_Miscellaneous_Natural Gas_Strategic Energy Management_A_Achievable Economic RVT Potential | F3 | Industrial | Instruments | New | Miscellaneous | Natural Gas | Strategic Energy Management | A | Integrated Unit Winter Peak Savings (kW) | Achievable Economic RVT Potential | 0 | 0 | 0 | 0 | 0 | 0 | 0 | 0 | 0 | 0 | 0 | 0 | 0 | 0 | 0 | 0 | 0 | 0 | 0 | 0 | 0 | 0 | 0 | 0 | 0 | 0 | 0 | 0 | 0 | 0 | 0
F4_Industrial_Instruments_New_Miscellaneous_Natural Gas_Strategic Energy Management_A_Achievable Economic RVT Potential | F4 | Industrial | Instruments | New | Miscellaneous | Natural Gas | Strategic Energy Management | A | Incremental Energy Savings (MWh or mTherms) | Achievable Economic RVT Potential | 0 | 0 | 0 | 0 | 0 | 0 | 0 | 0 | 0 | 0 | 0 | 0 | 0 | 0 | 0 | 0 | 0 | 0 | 0 | 0 | 0 | 0 | 0 | 0 | 0 | 0 | 0 | 0 | 0 | 0 | 0
F5_Industrial_Instruments_New_Miscellaneous_Natural Gas_Strategic Energy Management_A_Achievable Economic RVT Potential | F5 | Industrial | Instruments | New | Miscellaneous | Natural Gas | Strategic Energy Management | A | Incremental Summer Peak Savings (MW) | Achievable Economic RVT Potential | 0 | 0 | 0 | 0 | 0 | 0 | 0 | 0 | 0 | 0 | 0 | 0 | 0 | 0 | 0 | 0 | 0 | 0 | 0 | 0 | 0 | 0 | 0 | 0 | 0 | 0 | 0 | 0 | 0 | 0 | 0
F6_Industrial_Instruments_New_Miscellaneous_Natural Gas_Strategic Energy Management_A_Achievable Economic RVT Potential | F6 | Industrial | Instruments | New | Miscellaneous | Natural Gas | Strategic Energy Management | A | Incremental Winter Peak Savings (MW) | Achievable Economic RVT Potential | 0 | 0 | 0 | 0 | 0 | 0 | 0 | 0 | 0 | 0 | 0 | 0 | 0 | 0 | 0 | 0 | 0 | 0 | 0 | 0 | 0 | 0 | 0 | 0 | 0 | 0 | 0 | 0 | 0 | 0 | 0
F7_Industrial_Instruments_New_Miscellaneous_Natural Gas_Strategic Energy Management_A_Achievable Economic RVT Potential | F7 | Industrial | Instruments | New | Miscellaneous | Natural Gas | Strategic Energy Management | A | Cumulative Energy Savings (MWh or mTherms) | Achievable Economic RVT Potential | 0 | 0 | 0 | 0 | 0 | 0 | 0 | 0 | 0 | 0 | 0 | 0 | 0 | 0 | 0 | 0 | 0 | 0 | 0 | 0 | 0 | 0 | 0 | 0 | 0 | 0 | 0 | 0 | 0 | 0 | 0
F8_Industrial_Instruments_New_Miscellaneous_Natural Gas_Strategic Energy Management_A_Achievable Economic RVT Potential | F8 | Industrial | Instruments | New | Miscellaneous | Natural Gas | Strategic Energy Management | A | Cumulative Summer Peak Savings (MW) | Achievable Economic RVT Potential | 0 | 0 | 0 | 0 | 0 | 0 | 0 | 0 | 0 | 0 | 0 | 0 | 0 | 0 | 0 | 0 | 0 | 0 | 0 | 0 | 0 | 0 | 0 | 0 | 0 | 0 | 0 | 0 | 0 | 0 | 0
F9_Industrial_Instruments_New_Miscellaneous_Natural Gas_Strategic Energy Management_A_Achievable Economic RVT Potential | F9 | Industrial | Instruments | New | Miscellaneous | Natural Gas | Strategic Energy Management | A | Cumulative Winter Peak Savings (MW) | Achievable Economic RVT Potential | 0 | 0 | 0 | 0 | 0 | 0 | 0 | 0 | 0 | 0 | 0 | 0 | 0 | 0 | 0 | 0 | 0 | 0 | 0 | 0 | 0 | 0 | 0 | 0 | 0 | 0 | 0 | 0 | 0 | 0 | 0
F10_Industrial_Instruments_New_Miscellaneous_Natural Gas_Strategic Energy Management_A_Achievable Economic RVT Potential | F10 | Industrial | Instruments | New | Miscellaneous | Natural Gas | Strategic Energy Management | A | Purchases (Incremental) | Achievable Economic RVT Potential | 0 | 0 | 0 | 0 | 0 | 0 | 0 | 0 | 0 | 0 | 0 | 0 | 0 | 0 | 0 | 0 | 0 | 0 | 0 | 0 | 0 | 0 | 0 | 0 | 0 | 0 | 0 | 0 | 0 | 0 | 0
F11_Industrial_Instruments_New_Miscellaneous_Natural Gas_Strategic Energy Management_A_Achievable Economic RVT Potential | F11 | Industrial | Instruments | New | Miscellaneous | Natural Gas | Strategic Energy Management | A | Purchases (Cumulative) | Achievable Economic RVT Potential | 0 | 0 | 0 | 0 | 0 | 0 | 0 | 0 | 0 | 0 | 0 | 0 | 0 | 0 | 0 | 0 | 0 | 0 | 0 | 0 | 0 | 0 | 0 | 0 | 0 | 0 | 0 | 0 | 0 | 0 | 0
F1_Industrial_Instruments_New_Space Heating_Natural Gas_Commissioning_A_Achievable Economic RVT Potential | F1 | Industrial | Instruments | New | Space Heating | Natural Gas | Commissioning | A | Integrated Unit Energy Savings (kWh or therms) | Achievable Economic RVT Potential | 0 | 0 | 0 | 0 | 0 | 3.4166 | 3.3611 | 3.3152 | 3.2757 | 3.2404 | 3.2083 | 3.17 | 3.1287 | 3.0869 | 3.0457 | 3.0085 | 2.975 | 2.9469 | 2.9092 | 2.8802 | 2.8582 | 2.8406 | 2.8309 | 2.8246 | 2.8207 | 2.8184 | 2.8171 | 2.8168 | 0 | 0 | 0
F2_Industrial_Instruments_New_Space Heating_Natural Gas_Commissioning_A_Achievable Economic RVT Potential | F2 | Industrial | Instruments | New | Space Heating | Natural Gas | Commissioning | A | Integrated Unit Summer Peak Savings (kW) | Achievable Economic RVT Potential | 0 | 0 | 0 | 0 | 0 | 0 | 0 | 0 | 0 | 0 | 0 | 0 | 0 | 0 | 0 | 0 | 0 | 0 | 0 | 0 | 0 | 0 | 0 | 0 | 0 | 0 | 0 | 0 | 0 | 0 | 0
F3_Industrial_Instruments_New_Space Heating_Natural Gas_Commissioning_A_Achievable Economic RVT Potential | F3 | Industrial | Instruments | New | Space Heating | Natural Gas | Commissioning | A | Integrated Unit Winter Peak Savings (kW) | Achievable Economic RVT Potential | 0 | 0 | 0 | 0 | 0 | 0 | 0 | 0 | 0 | 0 | 0 | 0 | 0 | 0 | 0 | 0 | 0 | 0 | 0 | 0 | 0 | 0 | 0 | 0 | 0 | 0 | 0 | 0 | 0 | 0 | 0
F4_Industrial_Instruments_New_Space Heating_Natural Gas_Commissioning_A_Achievable Economic RVT Potential | F4 | Industrial | Instruments | New | Space Heating | Natural Gas | Commissioning | A | Incremental Energy Savings (MWh or mTherms) | Achievable Economic RVT Potential | 0 | 0 | 0 | 0 | 0 | 0 | 0 | 0 | 0 | 0 | 0 | 0 | 0 | 0 | 0 | 0 | 0 | 0 | 0 | 0 | 0 | 0 | 0 | 0 | 0 | 0 | 0 | 0 | 0 | 0 | 0
F5_Industrial_Instruments_New_Space Heating_Natural Gas_Commissioning_A_Achievable Economic RVT Potential | F5 | Industrial | Instruments | New | Space Heating | Natural Gas | Commissioning | A | Incremental Summer Peak Savings (MW) | Achievable Economic RVT Potential | 0 | 0 | 0 | 0 | 0 | 0 | 0 | 0 | 0 | 0 | 0 | 0 | 0 | 0 | 0 | 0 | 0 | 0 | 0 | 0 | 0 | 0 | 0 | 0 | 0 | 0 | 0 | 0 | 0 | 0 | 0
F6_Industrial_Instruments_New_Space Heating_Natural Gas_Commissioning_A_Achievable Economic RVT Potential | F6 | Industrial | Instruments | New | Space Heating | Natural Gas | Commissioning | A | Incremental Winter Peak Savings (MW) | Achievable Economic RVT Potential | 0 | 0 | 0 | 0 | 0 | 0 | 0 | 0 | 0 | 0 | 0 | 0 | 0 | 0 | 0 | 0 | 0 | 0 | 0 | 0 | 0 | 0 | 0 | 0 | 0 | 0 | 0 | 0 | 0 | 0 | 0
F7_Industrial_Instruments_New_Space Heating_Natural Gas_Commissioning_A_Achievable Economic RVT Potential | F7 | Industrial | Instruments | New | Space Heating | Natural Gas | Commissioning | A | Cumulative Energy Savings (MWh or mTherms) | Achievable Economic RVT Potential | 0 | 0 | 0 | 0 | 0 | 0 | 0 | 0 | 0 | 0 | 0 | 0 | 0 | 0 | 0 | 0 | 0 | 0 | 0 | 0 | 0 | 0 | 0 | 0 | 0 | 0 | 0 | 0 | 0 | 0 | 0
F8_Industrial_Instruments_New_Space Heating_Natural Gas_Commissioning_A_Achievable Economic RVT Potential | F8 | Industrial | Instruments | New | Space Heating | Natural Gas | Commissioning | A | Cumulative Summer Peak Savings (MW) | Achievable Economic RVT Potential | 0 | 0 | 0 | 0 | 0 | 0 | 0 | 0 | 0 | 0 | 0 | 0 | 0 | 0 | 0 | 0 | 0 | 0 | 0 | 0 | 0 | 0 | 0 | 0 | 0 | 0 | 0 | 0 | 0 | 0 | 0
F9_Industrial_Instruments_New_Space Heating_Natural Gas_Commissioning_A_Achievable Economic RVT Potential | F9 | Industrial | Instruments | New | Space Heating | Natural Gas | Commissioning | A | Cumulative Winter Peak Savings (MW) | Achievable Economic RVT Potential | 0 | 0 | 0 | 0 | 0 | 0 | 0 | 0 | 0 | 0 | 0 | 0 | 0 | 0 | 0 | 0 | 0 | 0 | 0 | 0 | 0 | 0 | 0 | 0 | 0 | 0 | 0 | 0 | 0 | 0 | 0
F10_Industrial_Instruments_New_Space Heating_Natural Gas_Commissioning_A_Achievable Economic RVT Potential | F10 | Industrial | Instruments | New | Space Heating | Natural Gas | Commissioning | A | Purchases (Incremental) | Achievable Economic RVT Potential | 0 | 0 | 0 | 0 | 0 | 0 | 0 | 0 | 0 | 0 | 0 | 0 | 0 | 0 | 0 | 0 | 0 | 0 | 0 | 0 | 0 | 0 | 0 | 0 | 0 | 0 | 0 | 0 | 0 | 0 | 0
F11_Industrial_Instruments_New_Space Heating_Natural Gas_Commissioning_A_Achievable Economic RVT Potential | F11 | Industrial | Instruments | New | Space Heating | Natural Gas | Commissioning | A | Purchases (Cumulative) | Achievable Economic RVT Potential | 0 | 0 | 0 | 0 | 0 | 0 | 0 | 0 | 0 | 0 | 0 | 0 | 0 | 0 | 0 | 0 | 0 | 0 | 0 | 0 | 0 | 0 | 0 | 0 | 0 | 0 | 0 | 0 | 0 | 0 | 0
F1_Industrial_Instruments_New_Process_Natural Gas_Commissioning_A_Achievable Economic RVT Potential | F1 | Industrial | Instruments | New | Process | Natural Gas | Commissioning | A | Integrated Unit Energy Savings (kWh or therms) | Achievable Economic RVT Potential | 0 | 0 | 0 | 0 | 0 | 9.4834 | 9.4826 | 9.4822 | 9.4825 | 9.4828 | 9.483 | 9.4831 | 9.4833 | 9.4834 | 9.4835 | 9.4836 | 9.4836 | 9.4837 | 9.4838 | 9.4838 | 9.4839 | 9.4839 | 9.484 | 9.484 | 9.484 | 9.4841 | 9.4841 | 9.4841 | 0 | 0 | 0
F2_Industrial_Instruments_New_Process_Natural Gas_Commissioning_A_Achievable Economic RVT Potential | F2 | Industrial | Instruments | New | Process | Natural Gas | Commissioning | A | Integrated Unit Summer Peak Savings (kW) | Achievable Economic RVT Potential | 0 | 0 | 0 | 0 | 0 | 0 | 0 | 0 | 0 | 0 | 0 | 0 | 0 | 0 | 0 | 0 | 0 | 0 | 0 | 0 | 0 | 0 | 0 | 0 | 0 | 0 | 0 | 0 | 0 | 0 | 0
F3_Industrial_Instruments_New_Process_Natural Gas_Commissioning_A_Achievable Economic RVT Potential | F3 | Industrial | Instruments | New | Process | Natural Gas | Commissioning | A | Integrated Unit Winter Peak Savings (kW) | Achievable Economic RVT Potential | 0 | 0 | 0 | 0 | 0 | 0 | 0 | 0 | 0 | 0 | 0 | 0 | 0 | 0 | 0 | 0 | 0 | 0 | 0 | 0 | 0 | 0 | 0 | 0 | 0 | 0 | 0 | 0 | 0 | 0 | 0
F4_Industrial_Instruments_New_Process_Natural Gas_Commissioning_A_Achievable Economic RVT Potential | F4 | Industrial | Instruments | New | Process | Natural Gas | Commissioning | A | Incremental Energy Savings (MWh or mTherms) | Achievable Economic RVT Potential | 0 | 0 | 0 | 0 | 0 | 0 | 0 | 0 | 0 | 0 | 0 | 0 | 0 | 0 | 0 | 0 | 0 | 0 | 0 | 0 | 0 | 0 | 0 | 0 | 0 | 0 | 0 | 0 | 0 | 0 | 0
F5_Industrial_Instruments_New_Process_Natural Gas_Commissioning_A_Achievable Economic RVT Potential | F5 | Industrial | Instruments | New | Process | Natural Gas | Commissioning | A | Incremental Summer Peak Savings (MW) | Achievable Economic RVT Potential | 0 | 0 | 0 | 0 | 0 | 0 | 0 | 0 | 0 | 0 | 0 | 0 | 0 | 0 | 0 | 0 | 0 | 0 | 0 | 0 | 0 | 0 | 0 | 0 | 0 | 0 | 0 | 0 | 0 | 0 | 0
F6_Industrial_Instruments_New_Process_Natural Gas_Commissioning_A_Achievable Economic RVT Potential | F6 | Industrial | Instruments | New | Process | Natural Gas | Commissioning | A | Incremental Winter Peak Savings (MW) | Achievable Economic RVT Potential | 0 | 0 | 0 | 0 | 0 | 0 | 0 | 0 | 0 | 0 | 0 | 0 | 0 | 0 | 0 | 0 | 0 | 0 | 0 | 0 | 0 | 0 | 0 | 0 | 0 | 0 | 0 | 0 | 0 | 0 | 0
F7_Industrial_Instruments_New_Process_Natural Gas_Commissioning_A_Achievable Economic RVT Potential | F7 | Industrial | Instruments | New | Process | Natural Gas | Commissioning | A | Cumulative Energy Savings (MWh or mTherms) | Achievable Economic RVT Potential | 0 | 0 | 0 | 0 | 0 | 0 | 0 | 0 | 0 | 0 | 0 | 0 | 0 | 0 | 0 | 0 | 0 | 0 | 0 | 0 | 0 | 0 | 0 | 0 | 0 | 0 | 0 | 0 | 0 | 0 | 0
F8_Industrial_Instruments_New_Process_Natural Gas_Commissioning_A_Achievable Economic RVT Potential | F8 | Industrial | Instruments | New | Process | Natural Gas | Commissioning | A | Cumulative Summer Peak Savings (MW) | Achievable Economic RVT Potential | 0 | 0 | 0 | 0 | 0 | 0 | 0 | 0 | 0 | 0 | 0 | 0 | 0 | 0 | 0 | 0 | 0 | 0 | 0 | 0 | 0 | 0 | 0 | 0 | 0 | 0 | 0 | 0 | 0 | 0 | 0
F9_Industrial_Instruments_New_Process_Natural Gas_Commissioning_A_Achievable Economic RVT Potential | F9 | Industrial | Instruments | New | Process | Natural Gas | Commissioning | A | Cumulative Winter Peak Savings (MW) | Achievable Economic RVT Potential | 0 | 0 | 0 | 0 | 0 | 0 | 0 | 0 | 0 | 0 | 0 | 0 | 0 | 0 | 0 | 0 | 0 | 0 | 0 | 0 | 0 | 0 | 0 | 0 | 0 | 0 | 0 | 0 | 0 | 0 | 0
F10_Industrial_Instruments_New_Process_Natural Gas_Commissioning_A_Achievable Economic RVT Potential | F10 | Industrial | Instruments | New | Process | Natural Gas | Commissioning | A | Purchases (Incremental) | Achievable Economic RVT Potential | 0 | 0 | 0 | 0 | 0 | 0 | 0 | 0 | 0 | 0 | 0 | 0 | 0 | 0 | 0 | 0 | 0 | 0 | 0 | 0 | 0 | 0 | 0 | 0 | 0 | 0 | 0 | 0 | 0 | 0 | 0
F11_Industrial_Instruments_New_Process_Natural Gas_Commissioning_A_Achievable Economic RVT Potential | F11 | Industrial | Instruments | New | Process | Natural Gas | Commissioning | A | Purchases (Cumulative) | Achievable Economic RVT Potential | 0 | 0 | 0 | 0 | 0 | 0 | 0 | 0 | 0 | 0 | 0 | 0 | 0 | 0 | 0 | 0 | 0 | 0 | 0 | 0 | 0 | 0 | 0 | 0 | 0 | 0 | 0 | 0 | 0 | 0 | 0
F1_Industrial_Instruments_New_Space Heating_Natural Gas_Retrocommissioning_A_Achievable Economic RVT Potential | F1 | Industrial | Instruments | New | Space Heating | Natural Gas | Retrocommissioning | A | Integrated Unit Energy Savings (kWh or therms) | Achievable Economic RVT Potential | 0 | 0 | 0 | 0 | 0 | 0 | 0 | 0 | 0 | 0 | 0 | 0 | 0 | 0 | 0 | 0 | 0 | 0 | 0 | 0 | 0 | 0 | 0 | 0 | 0 | 0 | 0 | 0 | 0 | 0 | 0
F2_Industrial_Instruments_New_Space Heating_Natural Gas_Retrocommissioning_A_Achievable Economic RVT Potential | F2 | Industrial | Instruments | New | Space Heating | Natural Gas | Retrocommissioning | A | Integrated Unit Summer Peak Savings (kW) | Achievable Economic RVT Potential | 0 | 0 | 0 | 0 | 0 | 0 | 0 | 0 | 0 | 0 | 0 | 0 | 0 | 0 | 0 | 0 | 0 | 0 | 0 | 0 | 0 | 0 | 0 | 0 | 0 | 0 | 0 | 0 | 0 | 0 | 0
F3_Industrial_Instruments_New_Space Heating_Natural Gas_Retrocommissioning_A_Achievable Economic RVT Potential | F3 | Industrial | Instruments | New | Space Heating | Natural Gas | Retrocommissioning | A | Integrated Unit Winter Peak Savings (kW) | Achievable Economic RVT Potential | 0 | 0 | 0 | 0 | 0 | 0 | 0 | 0 | 0 | 0 | 0 | 0 | 0 | 0 | 0 | 0 | 0 | 0 | 0 | 0 | 0 | 0 | 0 | 0 | 0 | 0 | 0 | 0 | 0 | 0 | 0
F4_Industrial_Instruments_New_Space Heating_Natural Gas_Retrocommissioning_A_Achievable Economic RVT Potential | F4 | Industrial | Instruments | New | Space Heating | Natural Gas | Retrocommissioning | A | Incremental Energy Savings (MWh or mTherms) | Achievable Economic RVT Potential | 0 | 0 | 0 | 0 | 0 | 0 | 0 | 0 | 0 | 0 | 0 | 0 | 0 | 0 | 0 | 0 | 0 | 0 | 0 | 0 | 0 | 0 | 0 | 0 | 0 | 0 | 0 | 0 | 0 | 0 | 0
F5_Industrial_Instruments_New_Space Heating_Natural Gas_Retrocommissioning_A_Achievable Economic RVT Potential | F5 | Industrial | Instruments | New | Space Heating | Natural Gas | Retrocommissioning | A | Incremental Summer Peak Savings (MW) | Achievable Economic RVT Potential | 0 | 0 | 0 | 0 | 0 | 0 | 0 | 0 | 0 | 0 | 0 | 0 | 0 | 0 | 0 | 0 | 0 | 0 | 0 | 0 | 0 | 0 | 0 | 0 | 0 | 0 | 0 | 0 | 0 | 0 | 0
F6_Industrial_Instruments_New_Space Heating_Natural Gas_Retrocommissioning_A_Achievable Economic RVT Potential | F6 | Industrial | Instruments | New | Space Heating | Natural Gas | Retrocommissioning | A | Incremental Winter Peak Savings (MW) | Achievable Economic RVT Potential | 0 | 0 | 0 | 0 | 0 | 0 | 0 | 0 | 0 | 0 | 0 | 0 | 0 | 0 | 0 | 0 | 0 | 0 | 0 | 0 | 0 | 0 | 0 | 0 | 0 | 0 | 0 | 0 | 0 | 0 | 0
F7_Industrial_Instruments_New_Space Heating_Natural Gas_Retrocommissioning_A_Achievable Economic RVT Potential | F7 | Industrial | Instruments | New | Space Heating | Natural Gas | Retrocommissioning | A | Cumulative Energy Savings (MWh or mTherms) | Achievable Economic RVT Potential | 0 | 0 | 0 | 0 | 0 | 0 | 0 | 0 | 0 | 0 | 0 | 0 | 0 | 0 | 0 | 0 | 0 | 0 | 0 | 0 | 0 | 0 | 0 | 0 | 0 | 0 | 0 | 0 | 0 | 0 | 0
F8_Industrial_Instruments_New_Space Heating_Natural Gas_Retrocommissioning_A_Achievable Economic RVT Potential | F8 | Industrial | Instruments | New | Space Heating | Natural Gas | Retrocommissioning | A | Cumulative Summer Peak Savings (MW) | Achievable Economic RVT Potential | 0 | 0 | 0 | 0 | 0 | 0 | 0 | 0 | 0 | 0 | 0 | 0 | 0 | 0 | 0 | 0 | 0 | 0 | 0 | 0 | 0 | 0 | 0 | 0 | 0 | 0 | 0 | 0 | 0 | 0 | 0
F9_Industrial_Instruments_New_Space Heating_Natural Gas_Retrocommissioning_A_Achievable Economic RVT Potential | F9 | Industrial | Instruments | New | Space Heating | Natural Gas | Retrocommissioning | A | Cumulative Winter Peak Savings (MW) | Achievable Economic RVT Potential | 0 | 0 | 0 | 0 | 0 | 0 | 0 | 0 | 0 | 0 | 0 | 0 | 0 | 0 | 0 | 0 | 0 | 0 | 0 | 0 | 0 | 0 | 0 | 0 | 0 | 0 | 0 | 0 | 0 | 0 | 0
F10_Industrial_Instruments_New_Space Heating_Natural Gas_Retrocommissioning_A_Achievable Economic RVT Potential | F10 | Industrial | Instruments | New | Space Heating | Natural Gas | Retrocommissioning | A | Purchases (Incremental) | Achievable Economic RVT Potential | 0 | 0 | 0 | 0 | 0 | 0 | 0 | 0 | 0 | 0 | 0 | 0 | 0 | 0 | 0 | 0 | 0 | 0 | 0 | 0 | 0 | 0 | 0 | 0 | 0 | 0 | 0 | 0 | 0 | 0 | 0
F11_Industrial_Instruments_New_Space Heating_Natural Gas_Retrocommissioning_A_Achievable Economic RVT Potential | F11 | Industrial | Instruments | New | Space Heating | Natural Gas | Retrocommissioning | A | Purchases (Cumulative) | Achievable Economic RVT Potential | 0 | 0 | 0 | 0 | 0 | 0 | 0 | 0 | 0 | 0 | 0 | 0 | 0 | 0 | 0 | 0 | 0 | 0 | 0 | 0 | 0 | 0 | 0 | 0 | 0 | 0 | 0 | 0 | 0 | 0 | 0
F1_Industrial_Instruments_New_Process_Natural Gas_Retrocommissioning_A_Achievable Economic RVT Potential | F1 | Industrial | Instruments | New | Process | Natural Gas | Retrocommissioning | A | Integrated Unit Energy Savings (kWh or therms) | Achievable Economic RVT Potential | 0 | 0 | 0 | 0 | 0 | 0 | 0 | 0 | 0 | 0 | 0 | 0 | 0 | 0 | 0 | 0 | 0 | 0 | 0 | 0 | 0 | 0 | 0 | 0 | 0 | 0 | 0 | 0 | 0 | 0 | 0
F2_Industrial_Instruments_New_Process_Natural Gas_Retrocommissioning_A_Achievable Economic RVT Potential | F2 | Industrial | Instruments | New | Process | Natural Gas | Retrocommissioning | A | Integrated Unit Summer Peak Savings (kW) | Achievable Economic RVT Potential | 0 | 0 | 0 | 0 | 0 | 0 | 0 | 0 | 0 | 0 | 0 | 0 | 0 | 0 | 0 | 0 | 0 | 0 | 0 | 0 | 0 | 0 | 0 | 0 | 0 | 0 | 0 | 0 | 0 | 0 | 0
F3_Industrial_Instruments_New_Process_Natural Gas_Retrocommissioning_A_Achievable Economic RVT Potential | F3 | Industrial | Instruments | New | Process | Natural Gas | Retrocommissioning | A | Integrated Unit Winter Peak Savings (kW) | Achievable Economic RVT Potential | 0 | 0 | 0 | 0 | 0 | 0 | 0 | 0 | 0 | 0 | 0 | 0 | 0 | 0 | 0 | 0 | 0 | 0 | 0 | 0 | 0 | 0 | 0 | 0 | 0 | 0 | 0 | 0 | 0 | 0 | 0
F4_Industrial_Instruments_New_Process_Natural Gas_Retrocommissioning_A_Achievable Economic RVT Potential | F4 | Industrial | Instruments | New | Process | Natural Gas | Retrocommissioning | A | Incremental Energy Savings (MWh or mTherms) | Achievable Economic RVT Potential | 0 | 0 | 0 | 0 | 0 | 0 | 0 | 0 | 0 | 0 | 0 | 0 | 0 | 0 | 0 | 0 | 0 | 0 | 0 | 0 | 0 | 0 | 0 | 0 | 0 | 0 | 0 | 0 | 0 | 0 | 0
F5_Industrial_Instruments_New_Process_Natural Gas_Retrocommissioning_A_Achievable Economic RVT Potential | F5 | Industrial | Instruments | New | Process | Natural Gas | Retrocommissioning | A | Incremental Summer Peak Savings (MW) | Achievable Economic RVT Potential | 0 | 0 | 0 | 0 | 0 | 0 | 0 | 0 | 0 | 0 | 0 | 0 | 0 | 0 | 0 | 0 | 0 | 0 | 0 | 0 | 0 | 0 | 0 | 0 | 0 | 0 | 0 | 0 | 0 | 0 | 0
F6_Industrial_Instruments_New_Process_Natural Gas_Retrocommissioning_A_Achievable Economic RVT Potential | F6 | Industrial | Instruments | New | Process | Natural Gas | Retrocommissioning | A | Incremental Winter Peak Savings (MW) | Achievable Economic RVT Potential | 0 | 0 | 0 | 0 | 0 | 0 | 0 | 0 | 0 | 0 | 0 | 0 | 0 | 0 | 0 | 0 | 0 | 0 | 0 | 0 | 0 | 0 | 0 | 0 | 0 | 0 | 0 | 0 | 0 | 0 | 0
F7_Industrial_Instruments_New_Process_Natural Gas_Retrocommissioning_A_Achievable Economic RVT Potential | F7 | Industrial | Instruments | New | Process | Natural Gas | Retrocommissioning | A | Cumulative Energy Savings (MWh or mTherms) | Achievable Economic RVT Potential | 0 | 0 | 0 | 0 | 0 | 0 | 0 | 0 | 0 | 0 | 0 | 0 | 0 | 0 | 0 | 0 | 0 | 0 | 0 | 0 | 0 | 0 | 0 | 0 | 0 | 0 | 0 | 0 | 0 | 0 | 0
F8_Industrial_Instruments_New_Process_Natural Gas_Retrocommissioning_A_Achievable Economic RVT Potential | F8 | Industrial | Instruments | New | Process | Natural Gas | Retrocommissioning | A | Cumulative Summer Peak Savings (MW) | Achievable Economic RVT Potential | 0 | 0 | 0 | 0 | 0 | 0 | 0 | 0 | 0 | 0 | 0 | 0 | 0 | 0 | 0 | 0 | 0 | 0 | 0 | 0 | 0 | 0 | 0 | 0 | 0 | 0 | 0 | 0 | 0 | 0 | 0
F9_Industrial_Instruments_New_Process_Natural Gas_Retrocommissioning_A_Achievable Economic RVT Potential | F9 | Industrial | Instruments | New | Process | Natural Gas | Retrocommissioning | A | Cumulative Winter Peak Savings (MW) | Achievable Economic RVT Potential | 0 | 0 | 0 | 0 | 0 | 0 | 0 | 0 | 0 | 0 | 0 | 0 | 0 | 0 | 0 | 0 | 0 | 0 | 0 | 0 | 0 | 0 | 0 | 0 | 0 | 0 | 0 | 0 | 0 | 0 | 0
F10_Industrial_Instruments_New_Process_Natural Gas_Retrocommissioning_A_Achievable Economic RVT Potential | F10 | Industrial | Instruments | New | Process | Natural Gas | Retrocommissioning | A | Purchases (Incremental) | Achievable Economic RVT Potential | 0 | 0 | 0 | 0 | 0 | 0 | 0 | 0 | 0 | 0 | 0 | 0 | 0 | 0 | 0 | 0 | 0 | 0 | 0 | 0 | 0 | 0 | 0 | 0 | 0 | 0 | 0 | 0 | 0 | 0 | 0
F11_Industrial_Instruments_New_Process_Natural Gas_Retrocommissioning_A_Achievable Economic RVT Potential | F11 | Industrial | Instruments | New | Process | Natural Gas | Retrocommissioning | A | Purchases (Cumulative) | Achievable Economic RVT Potential | 0 | 0 | 0 | 0 | 0 | 0 | 0 | 0 | 0 | 0 | 0 | 0 | 0 | 0 | 0 | 0 | 0 | 0 | 0 | 0 | 0 | 0 | 0 | 0 | 0 | 0 | 0 | 0 | 0 | 0 | 0
F1_Industrial_Wood and Lumber Products_Existing_Space Heating_Natural Gas_Insulation - Roof/Ceiling_A_Achievable Economic RVT Potential | F1 | Industrial | Wood and Lumber Products | Existing | Space Heating | Natural Gas | Insulation - Roof/Ceiling | A | Integrated Unit Energy Savings (kWh or therms) | Achievable Economic RVT Potential | 0 | 0 | 0 | 0 | 0 | 0.099438 | 0.098749 | 0.097907 | 0.09698 | 0.095956 | 0.09483 | 0.093613 | 0.092311 | 0.090887 | 0.089362 | 0.087796 | 0.086242 | 0.084737 | 0.083301 | 0.082026 | 0.080843 | 0.079735 | 0.078808 | 0.077994 | 0.077258 | 0.076725 | 0.076285 | 0.075875 | 0 | 0 | 0
F2_Industrial_Wood and Lumber Products_Existing_Space Heating_Natural Gas_Insulation - Roof/Ceiling_A_Achievable Economic RVT Potential | F2 | Industrial | Wood and Lumber Products | Existing | Space Heating | Natural Gas | Insulation - Roof/Ceiling | A | Integrated Unit Summer Peak Savings (kW) | Achievable Economic RVT Potential | 0 | 0 | 0 | 0 | 0 | 0 | 0 | 0 | 0 | 0 | 0 | 0 | 0 | 0 | 0 | 0 | 0 | 0 | 0 | 0 | 0 | 0 | 0 | 0 | 0 | 0 | 0 | 0 | 0 | 0 | 0
F3_Industrial_Wood and Lumber Products_Existing_Space Heating_Natural Gas_Insulation - Roof/Ceiling_A_Achievable Economic RVT Potential | F3 | Industrial | Wood and Lumber Products | Existing | Space Heating | Natural Gas | Insulation - Roof/Ceiling | A | Integrated Unit Winter Peak Savings (kW) | Achievable Economic RVT Potential | 0 | 0 | 0 | 0 | 0 | 0 | 0 | 0 | 0 | 0 | 0 | 0 | 0 | 0 | 0 | 0 | 0 | 0 | 0 | 0 | 0 | 0 | 0 | 0 | 0 | 0 | 0 | 0 | 0 | 0 | 0
F4_Industrial_Wood and Lumber Products_Existing_Space Heating_Natural Gas_Insulation - Roof/Ceiling_A_Achievable Economic RVT Potential | F4 | Industrial | Wood and Lumber Products | Existing | Space Heating | Natural Gas | Insulation - Roof/Ceiling | A | Incremental Energy Savings (MWh or mTherms) | Achievable Economic RVT Potential | 0 | 0 | 0 | 0 | 0 | 0.28922 | 0.50235 | 0.7702 | 1.0687 | 1.3469 | 1.5332 | 1.6254 | 1.5996 | 1.4466 | 1.2493 | 1.0011 | 0.76499 | 0.55105 | 0.37581 | 0.247 | 0.15427 | 0.092259 | 0.061516 | 0 | 0 | 0 | 0 | 0 | 0 | 0 | 0
F5_Industrial_Wood and Lumber Products_Existing_Space Heating_Natural Gas_Insulation - Roof/Ceiling_A_Achievable Economic RVT Potential | F5 | Industrial | Wood and Lumber Products | Existing | Space Heating | Natural Gas | Insulation - Roof/Ceiling | A | Incremental Summer Peak Savings (MW) | Achievable Economic RVT Potential | 0 | 0 | 0 | 0 | 0 | 0 | 0 | 0 | 0 | 0 | 0 | 0 | 0 | 0 | 0 | 0 | 0 | 0 | 0 | 0 | 0 | 0 | 0 | 0 | 0 | 0 | 0 | 0 | 0 | 0 | 0
F6_Industrial_Wood and Lumber Products_Existing_Space Heating_Natural Gas_Insulation - Roof/Ceiling_A_Achievable Economic RVT Potential | F6 | Industrial | Wood and Lumber Products | Existing | Space Heating | Natural Gas | Insulation - Roof/Ceiling | A | Incremental Winter Peak Savings (MW) | Achievable Economic RVT Potential | 0 | 0 | 0 | 0 | 0 | 0 | 0 | 0 | 0 | 0 | 0 | 0 | 0 | 0 | 0 | 0 | 0 | 0 | 0 | 0 | 0 | 0 | 0 | 0 | 0 | 0 | 0 | 0 | 0 | 0 | 0
F7_Industrial_Wood and Lumber Products_Existing_Space Heating_Natural Gas_Insulation - Roof/Ceiling_A_Achievable Economic RVT Potential | F7 | Industrial | Wood and Lumber Products | Existing | Space Heating | Natural Gas | Insulation - Roof/Ceiling | A | Cumulative Energy Savings (MWh or mTherms) | Achievable Economic RVT Potential | 0 | 0 | 0 | 0 | 0 | 0.28922 | 0.78956 | 1.553 | 2.607 | 3.9263 | 5.4134 | 6.9693 | 8.472 | 9.7879 | 10.873 | 11.6836 | 12.2418 | 12.5791 | 12.7418 | 12.7938 | 12.7636 | 12.6808 | 12.5949 | 12.4648 | 12.3473 | 12.2621 | 12.1917 | 12.1261 | 0 | 0 | 0
F8_Industrial_Wood and Lumber Products_Existing_Space Heating_Natural Gas_Insulation - Roof/Ceiling_A_Achievable Economic RVT Potential | F8 | Industrial | Wood and Lumber Products | Existing | Space Heating | Natural Gas | Insulation - Roof/Ceiling | A | Cumulative Summer Peak Savings (MW) | Achievable Economic RVT Potential | 0 | 0 | 0 | 0 | 0 | 0 | 0 | 0 | 0 | 0 | 0 | 0 | 0 | 0 | 0 | 0 | 0 | 0 | 0 | 0 | 0 | 0 | 0 | 0 | 0 | 0 | 0 | 0 | 0 | 0 | 0
F9_Industrial_Wood and Lumber Products_Existing_Space Heating_Natural Gas_Insulation - Roof/Ceiling_A_Achievable Economic RVT Potential | F9 | Industrial | Wood and Lumber Products | Existing | Space Heating | Natural Gas | Insulation - Roof/Ceiling | A | Cumulative Winter Peak Savings (MW) | Achievable Economic RVT Potential | 0 | 0 | 0 | 0 | 0 | 0 | 0 | 0 | 0 | 0 | 0 | 0 | 0 | 0 | 0 | 0 | 0 | 0 | 0 | 0 | 0 | 0 | 0 | 0 | 0 | 0 | 0 | 0 | 0 | 0 | 0
F10_Industrial_Wood and Lumber Products_Existing_Space Heating_Natural Gas_Insulation - Roof/Ceiling_A_Achievable Economic RVT Potential | F10 | Industrial | Wood and Lumber Products | Existing | Space Heating | Natural Gas | Insulation - Roof/Ceiling | A | Purchases (Incremental) | Achievable Economic RVT Potential | 0 | 0 | 0 | 0 | 0 | 2908.5236 | 5087.1228 | 7866.6346 | 11019.2427 | 14036.0873 | 16167.484 | 17363.5577 | 17328.3022 | 15916.2591 | 13979.8994 | 11403.0682 | 8870.204 | 6503.0442 | 4511.5262 | 3011.2469 | 1908.3239 | 1157.0706 | 780.5791 | 0 | 0 | 0 | 0 | 0 | 0 | 0 | 0
F11_Industrial_Wood and Lumber Products_Existing_Space Heating_Natural Gas_Insulation - Roof/Ceiling_A_Achievable Economic RVT Potential | F11 | Industrial | Wood and Lumber Products | Existing | Space Heating | Natural Gas | Insulation - Roof/Ceiling | A | Purchases (Cumulative) | Achievable Economic RVT Potential | 0 | 0 | 0 | 0 | 0 | 2908.5236 | 7995.6465 | 15862.2811 | 26881.5238 | 40917.611 | 57085.095 | 74448.6527 | 91776.9549 | 107693.2139 | 121673.1133 | 133076.1815 | 141946.3856 | 148449.4297 | 152960.9559 | 155972.2028 | 157880.5267 | 159037.5973 | 159818.1764 | 159818.1764 | 159818.1764 | 159818.1764 | 159818.1764 | 159818.1764 | 159818.1764 | 159818.1764 | 159818.1764
F1_Industrial_Wood and Lumber Products_Existing_Space Heating_Natural Gas_Insulation - Wall Cavity_A_Achievable Economic RVT Potential | F1 | Industrial | Wood and Lumber Products | Existing | Space Heating | Natural Gas | Insulation - Wall Cavity | A | Integrated Unit Energy Savings (kWh or therms) | Achievable Economic RVT Potential | 0 | 0 | 0 | 0 | 0 | 0.017839 | 0.017596 | 0.017261 | 0.016844 | 0.016346 | 0.015773 | 0.015175 | 0.014574 | 0.013961 | 0.01343 | 0.012922 | 0.012504 | 0.012134 | 0.011806 | 0.011567 | 0.011349 | 0.011157 | 0.011 | 0.010876 | 0.010763 | 0.01068 | 0.010611 | 0.010546 | 0 | 0 | 0
F2_Industrial_Wood and Lumber Products_Existing_Space Heating_Natural Gas_Insulation - Wall Cavity_A_Achievable Economic RVT Potential | F2 | Industrial | Wood and Lumber Products | Existing | Space Heating | Natural Gas | Insulation - Wall Cavity | A | Integrated Unit Summer Peak Savings (kW) | Achievable Economic RVT Potential | 0 | 0 | 0 | 0 | 0 | 0 | 0 | 0 | 0 | 0 | 0 | 0 | 0 | 0 | 0 | 0 | 0 | 0 | 0 | 0 | 0 | 0 | 0 | 0 | 0 | 0 | 0 | 0 | 0 | 0 | 0
F3_Industrial_Wood and Lumber Products_Existing_Space Heating_Natural Gas_Insulation - Wall Cavity_A_Achievable Economic RVT Potential | F3 | Industrial | Wood and Lumber Products | Existing | Space Heating | Natural Gas | Insulation - Wall Cavity | A | Integrated Unit Winter Peak Savings (kW) | Achievable Economic RVT Potential | 0 | 0 | 0 | 0 | 0 | 0 | 0 | 0 | 0 | 0 | 0 | 0 | 0 | 0 | 0 | 0 | 0 | 0 | 0 | 0 | 0 | 0 | 0 | 0 | 0 | 0 | 0 | 0 | 0 | 0 | 0
F4_Industrial_Wood and Lumber Products_Existing_Space Heating_Natural Gas_Insulation - Wall Cavity_A_Achievable Economic RVT Potential | F4 | Industrial | Wood and Lumber Products | Existing | Space Heating | Natural Gas | Insulation - Wall Cavity | A | Incremental Energy Savings (MWh or mTherms) | Achievable Economic RVT Potential | 0 | 0 | 0 | 0 | 0 | 0 | 0 | 0 | 0 | 0 | 0 | 0 | 0 | 0 | 0 | 0 | 0 | 0 | 0 | 0 | 0 | 0 | 0 | 0 | 0 | 0 | 0 | 0 | 0 | 0 | 0
F5_Industrial_Wood and Lumber Products_Existing_Space Heating_Natural Gas_Insulation - Wall Cavity_A_Achievable Economic RVT Potential | F5 | Industrial | Wood and Lumber Products | Existing | Space Heating | Natural Gas | Insulation - Wall Cavity | A | Incremental Summer Peak Savings (MW) | Achievable Economic RVT Potential | 0 | 0 | 0 | 0 | 0 | 0 | 0 | 0 | 0 | 0 | 0 | 0 | 0 | 0 | 0 | 0 | 0 | 0 | 0 | 0 | 0 | 0 | 0 | 0 | 0 | 0 | 0 | 0 | 0 | 0 | 0
F6_Industrial_Wood and Lumber Products_Existing_Space Heating_Natural Gas_Insulation - Wall Cavity_A_Achievable Economic RVT Potential | F6 | Industrial | Wood and Lumber Products | Existing | Space Heating | Natural Gas | Insulation - Wall Cavity | A | Incremental Winter Peak Savings (MW) | Achievable Economic RVT Potential | 0 | 0 | 0 | 0 | 0 | 0 | 0 | 0 | 0 | 0 | 0 | 0 | 0 | 0 | 0 | 0 | 0 | 0 | 0 | 0 | 0 | 0 | 0 | 0 | 0 | 0 | 0 | 0 | 0 | 0 | 0
F7_Industrial_Wood and Lumber Products_Existing_Space Heating_Natural Gas_Insulation - Wall Cavity_A_Achievable Economic RVT Potential | F7 | Industrial | Wood and Lumber Products | Existing | Space Heating | Natural Gas | Insulation - Wall Cavity | A | Cumulative Energy Savings (MWh or mTherms) | Achievable Economic RVT Potential | 0 | 0 | 0 | 0 | 0 | 0 | 0 | 0 | 0 | 0 | 0 | 0 | 0 | 0 | 0 | 0 | 0 | 0 | 0 | 0 | 0 | 0 | 0 | 0 | 0 | 0 | 0 | 0 | 0 | 0 | 0
F8_Industrial_Wood and Lumber Products_Existing_Space Heating_Natural Gas_Insulation - Wall Cavity_A_Achievable Economic RVT Potential | F8 | Industrial | Wood and Lumber Products | Existing | Space Heating | Natural Gas | Insulation - Wall Cavity | A | Cumulative Summer Peak Savings (MW) | Achievable Economic RVT Potential | 0 | 0 | 0 | 0 | 0 | 0 | 0 | 0 | 0 | 0 | 0 | 0 | 0 | 0 | 0 | 0 | 0 | 0 | 0 | 0 | 0 | 0 | 0 | 0 | 0 | 0 | 0 | 0 | 0 | 0 | 0
F9_Industrial_Wood and Lumber Products_Existing_Space Heating_Natural Gas_Insulation - Wall Cavity_A_Achievable Economic RVT Potential | F9 | Industrial | Wood and Lumber Products | Existing | Space Heating | Natural Gas | Insulation - Wall Cavity | A | Cumulative Winter Peak Savings (MW) | Achievable Economic RVT Potential | 0 | 0 | 0 | 0 | 0 | 0 | 0 | 0 | 0 | 0 | 0 | 0 | 0 | 0 | 0 | 0 | 0 | 0 | 0 | 0 | 0 | 0 | 0 | 0 | 0 | 0 | 0 | 0 | 0 | 0 | 0
F10_Industrial_Wood and Lumber Products_Existing_Space Heating_Natural Gas_Insulation - Wall Cavity_A_Achievable Economic RVT Potential | F10 | Industrial | Wood and Lumber Products | Existing | Space Heating | Natural Gas | Insulation - Wall Cavity | A | Purchases (Incremental) | Achievable Economic RVT Potential | 0 | 0 | 0 | 0 | 0 | 0 | 0 | 0 | 0 | 0 | 0 | 0 | 0 | 0 | 0 | 0 | 0 | 0 | 0 | 0 | 0 | 0 | 0 | 0 | 0 | 0 | 0 | 0 | 0 | 0 | 0
F11_Industrial_Wood and Lumber Products_Existing_Space Heating_Natural Gas_Insulation - Wall Cavity_A_Achievable Economic RVT Potential | F11 | Industrial | Wood and Lumber Products | Existing | Space Heating | Natural Gas | Insulation - Wall Cavity | A | Purchases (Cumulative) | Achievable Economic RVT Potential | 0 | 0 | 0 | 0 | 0 | 0 | 0 | 0 | 0 | 0 | 0 | 0 | 0 | 0 | 0 | 0 | 0 | 0 | 0 | 0 | 0 | 0 | 0 | 0 | 0 | 0 | 0 | 0 | 0 | 0 | 0
F1_Industrial_Wood and Lumber Products_Existing_Space Heating_Natural Gas_Insulation - Ducting_A_Achievable Economic RVT Potential | F1 | Industrial | Wood and Lumber Products | Existing | Space Heating | Natural Gas | Insulation - Ducting | A | Integrated Unit Energy Savings (kWh or therms) | Achievable Economic RVT Potential | 0 | 0 | 0 | 0 | 0 | 0.0016221 | 0.0015934 | 0.0015544 | 0.0015085 | 0.0014562 | 0.001398 | 0.0013385 | 0.00128 | 0.0012216 | 0.0011713 | 0.0011241 | 0.0010855 | 0.0010512 | 0.0010207 | 0.00099776 | 0.00097649 | 0.00095781 | 0.00094132 | 0.00092769 | 0.00091516 | 0.00090527 | 0.00089669 | 0.00088868 | 0.00131 | 0.0013019 | 0.0012943
F2_Industrial_Wood and Lumber Products_Existing_Space Heating_Natural Gas_Insulation - Ducting_A_Achievable Economic RVT Potential | F2 | Industrial | Wood and Lumber Products | Existing | Space Heating | Natural Gas | Insulation - Ducting | A | Integrated Unit Summer Peak Savings (kW) | Achievable Economic RVT Potential | 0 | 0 | 0 | 0 | 0 | 0 | 0 | 0 | 0 | 0 | 0 | 0 | 0 | 0 | 0 | 0 | 0 | 0 | 0 | 0 | 0 | 0 | 0 | 0 | 0 | 0 | 0 | 0 | 0 | 0 | 0
F3_Industrial_Wood and Lumber Products_Existing_Space Heating_Natural Gas_Insulation - Ducting_A_Achievable Economic RVT Potential | F3 | Industrial | Wood and Lumber Products | Existing | Space Heating | Natural Gas | Insulation - Ducting | A | Integrated Unit Winter Peak Savings (kW) | Achievable Economic RVT Potential | 0 | 0 | 0 | 0 | 0 | 0 | 0 | 0 | 0 | 0 | 0 | 0 | 0 | 0 | 0 | 0 | 0 | 0 | 0 | 0 | 0 | 0 | 0 | 0 | 0 | 0 | 0 | 0 | 0 | 0 | 0
F4_Industrial_Wood and Lumber Products_Existing_Space Heating_Natural Gas_Insulation - Ducting_A_Achievable Economic RVT Potential | F4 | Industrial | Wood and Lumber Products | Existing | Space Heating | Natural Gas | Insulation - Ducting | A | Incremental Energy Savings (MWh or mTherms) | Achievable Economic RVT Potential | 0 | 0 | 0 | 0 | 0 | 0 | 0 | 0 | 0 | 0 | 0 | 0 | 0 | 0 | 0 | 0 | 0 | 0 | 0 | 0 | 0 | 0 | 0 | 0 | 0 | 0 | 0 | 0 | 0 | 0 | 0
F5_Industrial_Wood and Lumber Products_Existing_Space Heating_Natural Gas_Insulation - Ducting_A_Achievable Economic RVT Potential | F5 | Industrial | Wood and Lumber Products | Existing | Space Heating | Natural Gas | Insulation - Ducting | A | Incremental Summer Peak Savings (MW) | Achievable Economic RVT Potential | 0 | 0 | 0 | 0 | 0 | 0 | 0 | 0 | 0 | 0 | 0 | 0 | 0 | 0 | 0 | 0 | 0 | 0 | 0 | 0 | 0 | 0 | 0 | 0 | 0 | 0 | 0 | 0 | 0 | 0 | 0
F6_Industrial_Wood and Lumber Products_Existing_Space Heating_Natural Gas_Insulation - Ducting_A_Achievable Economic RVT Potential | F6 | Industrial | Wood and Lumber Products | Existing | Space Heating | Natural Gas | Insulation - Ducting | A | Incremental Winter Peak Savings (MW) | Achievable Economic RVT Potential | 0 | 0 | 0 | 0 | 0 | 0 | 0 | 0 | 0 | 0 | 0 | 0 | 0 | 0 | 0 | 0 | 0 | 0 | 0 | 0 | 0 | 0 | 0 | 0 | 0 | 0 | 0 | 0 | 0 | 0 | 0
F7_Industrial_Wood and Lumber Products_Existing_Space Heating_Natural Gas_Insulation - Ducting_A_Achievable Economic RVT Potential | F7 | Industrial | Wood and Lumber Products | Existing | Space Heating | Natural Gas | Insulation - Ducting | A | Cumulative Energy Savings (MWh or mTherms) | Achievable Economic RVT Potential | 0 | 0 | 0 | 0 | 0 | 0 | 0 | 0 | 0 | 0 | 0 | 0 | 0 | 0 | 0 | 0 | 0 | 0 | 0 | 0 | 0 | 0 | 0 | 0 | 0 | 0 | 0 | 0 | 0 | 0 | 0
F8_Industrial_Wood and Lumber Products_Existing_Space Heating_Natural Gas_Insulation - Ducting_A_Achievable Economic RVT Potential | F8 | Industrial | Wood and Lumber Products | Existing | Space Heating | Natural Gas | Insulation - Ducting | A | Cumulative Summer Peak Savings (MW) | Achievable Economic RVT Potential | 0 | 0 | 0 | 0 | 0 | 0 | 0 | 0 | 0 | 0 | 0 | 0 | 0 | 0 | 0 | 0 | 0 | 0 | 0 | 0 | 0 | 0 | 0 | 0 | 0 | 0 | 0 | 0 | 0 | 0 | 0
F9_Industrial_Wood and Lumber Products_Existing_Space Heating_Natural Gas_Insulation - Ducting_A_Achievable Economic RVT Potential | F9 | Industrial | Wood and Lumber Products | Existing | Space Heating | Natural Gas | Insulation - Ducting | A | Cumulative Winter Peak Savings (MW) | Achievable Economic RVT Potential | 0 | 0 | 0 | 0 | 0 | 0 | 0 | 0 | 0 | 0 | 0 | 0 | 0 | 0 | 0 | 0 | 0 | 0 | 0 | 0 | 0 | 0 | 0 | 0 | 0 | 0 | 0 | 0 | 0 | 0 | 0
F10_Industrial_Wood and Lumber Products_Existing_Space Heating_Natural Gas_Insulation - Ducting_A_Achievable Economic RVT Potential | F10 | Industrial | Wood and Lumber Products | Existing | Space Heating | Natural Gas | Insulation - Ducting | A | Purchases (Incremental) | Achievable Economic RVT Potential | 0 | 0 | 0 | 0 | 0 | 0 | 0 | 0 | 0 | 0 | 0 | 0 | 0 | 0 | 0 | 0 | 0 | 0 | 0 | 0 | 0 | 0 | 0 | 0 | 0 | 0 | 0 | 0 | 0 | 0 | 0
F11_Industrial_Wood and Lumber Products_Existing_Space Heating_Natural Gas_Insulation - Ducting_A_Achievable Economic RVT Potential | F11 | Industrial | Wood and Lumber Products | Existing | Space Heating | Natural Gas | Insulation - Ducting | A | Purchases (Cumulative) | Achievable Economic RVT Potential | 0 | 0 | 0 | 0 | 0 | 0 | 0 | 0 | 0 | 0 | 0 | 0 | 0 | 0 | 0 | 0 | 0 | 0 | 0 | 0 | 0 | 0 | 0 | 0 | 0 | 0 | 0 | 0 | 0 | 0 | 0
F1_Industrial_Wood and Lumber Products_Existing_Space Heating_Natural Gas_HVAC - Duct Repair and Sealing_A_Achievable Economic RVT Potential | F1 | Industrial | Wood and Lumber Products | Existing | Space Heating | Natural Gas | HVAC - Duct Repair and Sealing | A | Integrated Unit Energy Savings (kWh or therms) | Achievable Economic RVT Potential | 0 | 0 | 0 | 0 | 0 | 0.0038188 | 0.0037511 | 0.0036593 | 0.0035513 | 0.0034281 | 0.0032912 | 0.003151 | 0.0030133 | 0.0028759 | 0.0027574 | 0.0026464 | 0.0025556 | 0.0024748 | 0.002403 | 0.0023489 | 0.0022988 | 0.0022549 | 0.0022161 | 0.002184 | 0.0021545 | 0.0021312 | 0.002111 | 0.0020921 | 0.0030839 | 0.0030649 | 0.0030471
F2_Industrial_Wood and Lumber Products_Existing_Space Heating_Natural Gas_HVAC - Duct Repair and Sealing_A_Achievable Economic RVT Potential | F2 | Industrial | Wood and Lumber Products | Existing | Space Heating | Natural Gas | HVAC - Duct Repair and Sealing | A | Integrated Unit Summer Peak Savings (kW) | Achievable Economic RVT Potential | 0 | 0 | 0 | 0 | 0 | 0 | 0 | 0 | 0 | 0 | 0 | 0 | 0 | 0 | 0 | 0 | 0 | 0 | 0 | 0 | 0 | 0 | 0 | 0 | 0 | 0 | 0 | 0 | 0 | 0 | 0
F3_Industrial_Wood and Lumber Products_Existing_Space Heating_Natural Gas_HVAC - Duct Repair and Sealing_A_Achievable Economic RVT Potential | F3 | Industrial | Wood and Lumber Products | Existing | Space Heating | Natural Gas | HVAC - Duct Repair and Sealing | A | Integrated Unit Winter Peak Savings (kW) | Achievable Economic RVT Potential | 0 | 0 | 0 | 0 | 0 | 0 | 0 | 0 | 0 | 0 | 0 | 0 | 0 | 0 | 0 | 0 | 0 | 0 | 0 | 0 | 0 | 0 | 0 | 0 | 0 | 0 | 0 | 0 | 0 | 0 | 0
F4_Industrial_Wood and Lumber Products_Existing_Space Heating_Natural Gas_HVAC - Duct Repair and Sealing_A_Achievable Economic RVT Potential | F4 | Industrial | Wood and Lumber Products | Existing | Space Heating | Natural Gas | HVAC - Duct Repair and Sealing | A | Incremental Energy Savings (MWh or mTherms) | Achievable Economic RVT Potential | 0 | 0 | 0 | 0 | 0 | 0 | 0 | 0 | 0 | 0 | 0 | 0 | 0 | 0 | 0 | 0 | 0 | 0 | 0 | 0 | 0 | 0 | 0 | 0 | 0 | 0 | 0 | 0 | 0 | 0 | 0
F5_Industrial_Wood and Lumber Products_Existing_Space Heating_Natural Gas_HVAC - Duct Repair and Sealing_A_Achievable Economic RVT Potential | F5 | Industrial | Wood and Lumber Products | Existing | Space Heating | Natural Gas | HVAC - Duct Repair and Sealing | A | Incremental Summer Peak Savings (MW) | Achievable Economic RVT Potential | 0 | 0 | 0 | 0 | 0 | 0 | 0 | 0 | 0 | 0 | 0 | 0 | 0 | 0 | 0 | 0 | 0 | 0 | 0 | 0 | 0 | 0 | 0 | 0 | 0 | 0 | 0 | 0 | 0 | 0 | 0
F6_Industrial_Wood and Lumber Products_Existing_Space Heating_Natural Gas_HVAC - Duct Repair and Sealing_A_Achievable Economic RVT Potential | F6 | Industrial | Wood and Lumber Products | Existing | Space Heating | Natural Gas | HVAC - Duct Repair and Sealing | A | Incremental Winter Peak Savings (MW) | Achievable Economic RVT Potential | 0 | 0 | 0 | 0 | 0 | 0 | 0 | 0 | 0 | 0 | 0 | 0 | 0 | 0 | 0 | 0 | 0 | 0 | 0 | 0 | 0 | 0 | 0 | 0 | 0 | 0 | 0 | 0 | 0 | 0 | 0
F7_Industrial_Wood and Lumber Products_Existing_Space Heating_Natural Gas_HVAC - Duct Repair and Sealing_A_Achievable Economic RVT Potential | F7 | Industrial | Wood and Lumber Products | Existing | Space Heating | Natural Gas | HVAC - Duct Repair and Sealing | A | Cumulative Energy Savings (MWh or mTherms) | Achievable Economic RVT Potential | 0 | 0 | 0 | 0 | 0 | 0 | 0 | 0 | 0 | 0 | 0 | 0 | 0 | 0 | 0 | 0 | 0 | 0 | 0 | 0 | 0 | 0 | 0 | 0 | 0 | 0 | 0 | 0 | 0 | 0 | 0
F8_Industrial_Wood and Lumber Products_Existing_Space Heating_Natural Gas_HVAC - Duct Repair and Sealing_A_Achievable Economic RVT Potential | F8 | Industrial | Wood and Lumber Products | Existing | Space Heating | Natural Gas | HVAC - Duct Repair and Sealing | A | Cumulative Summer Peak Savings (MW) | Achievable Economic RVT Potential | 0 | 0 | 0 | 0 | 0 | 0 | 0 | 0 | 0 | 0 | 0 | 0 | 0 | 0 | 0 | 0 | 0 | 0 | 0 | 0 | 0 | 0 | 0 | 0 | 0 | 0 | 0 | 0 | 0 | 0 | 0
F9_Industrial_Wood and Lumber Products_Existing_Space Heating_Natural Gas_HVAC - Duct Repair and Sealing_A_Achievable Economic RVT Potential | F9 | Industrial | Wood and Lumber Products | Existing | Space Heating | Natural Gas | HVAC - Duct Repair and Sealing | A | Cumulative Winter Peak Savings (MW) | Achievable Economic RVT Potential | 0 | 0 | 0 | 0 | 0 | 0 | 0 | 0 | 0 | 0 | 0 | 0 | 0 | 0 | 0 | 0 | 0 | 0 | 0 | 0 | 0 | 0 | 0 | 0 | 0 | 0 | 0 | 0 | 0 | 0 | 0
F10_Industrial_Wood and Lumber Products_Existing_Space Heating_Natural Gas_HVAC - Duct Repair and Sealing_A_Achievable Economic RVT Potential | F10 | Industrial | Wood and Lumber Products | Existing | Space Heating | Natural Gas | HVAC - Duct Repair and Sealing | A | Purchases (Incremental) | Achievable Economic RVT Potential | 0 | 0 | 0 | 0 | 0 | 0 | 0 | 0 | 0 | 0 | 0 | 0 | 0 | 0 | 0 | 0 | 0 | 0 | 0 | 0 | 0 | 0 | 0 | 0 | 0 | 0 | 0 | 0 | 0 | 0 | 0
F11_Industrial_Wood and Lumber Products_Existing_Space Heating_Natural Gas_HVAC - Duct Repair and Sealing_A_Achievable Economic RVT Potential | F11 | Industrial | Wood and Lumber Products | Existing | Space Heating | Natural Gas | HVAC - Duct Repair and Sealing | A | Purchases (Cumulative) | Achievable Economic RVT Potential | 0 | 0 | 0 | 0 | 0 | 0 | 0 | 0 | 0 | 0 | 0 | 0 | 0 | 0 | 0 | 0 | 0 | 0 | 0 | 0 | 0 | 0 | 0 | 0 | 0 | 0 | 0 | 0 | 0 | 0 | 0
F1_Industrial_Wood and Lumber Products_Existing_Space Heating_Natural Gas_Windows - High Efficiency_A_Achievable Economic RVT Potential | F1 | Industrial | Wood and Lumber Products | Existing | Space Heating | Natural Gas | Windows - High Efficiency | A | Integrated Unit Energy Savings (kWh or therms) | Achievable Economic RVT Potential | 0 | 0 | 0 | 0 | 0 | 0.0056614 | 0.0055843 | 0.0054781 | 0.0053456 | 0.0051876 | 0.0050058 | 0.0048159 | 0.0046251 | 0.0044306 | 0.0042621 | 0.0041009 | 0.0039684 | 0.0038508 | 0.0037469 | 0.0036711 | 0.0036016 | 0.0035409 | 0.0034911 | 0.0034517 | 0.0034159 | 0.0033895 | 0.0033674 | 0.0033469 | 0 | 0 | 0
F2_Industrial_Wood and Lumber Products_Existing_Space Heating_Natural Gas_Windows - High Efficiency_A_Achievable Economic RVT Potential | F2 | Industrial | Wood and Lumber Products | Existing | Space Heating | Natural Gas | Windows - High Efficiency | A | Integrated Unit Summer Peak Savings (kW) | Achievable Economic RVT Potential | 0 | 0 | 0 | 0 | 0 | 0 | 0 | 0 | 0 | 0 | 0 | 0 | 0 | 0 | 0 | 0 | 0 | 0 | 0 | 0 | 0 | 0 | 0 | 0 | 0 | 0 | 0 | 0 | 0 | 0 | 0
F3_Industrial_Wood and Lumber Products_Existing_Space Heating_Natural Gas_Windows - High Efficiency_A_Achievable Economic RVT Potential | F3 | Industrial | Wood and Lumber Products | Existing | Space Heating | Natural Gas | Windows - High Efficiency | A | Integrated Unit Winter Peak Savings (kW) | Achievable Economic RVT Potential | 0 | 0 | 0 | 0 | 0 | 0 | 0 | 0 | 0 | 0 | 0 | 0 | 0 | 0 | 0 | 0 | 0 | 0 | 0 | 0 | 0 | 0 | 0 | 0 | 0 | 0 | 0 | 0 | 0 | 0 | 0
F4_Industrial_Wood and Lumber Products_Existing_Space Heating_Natural Gas_Windows - High Efficiency_A_Achievable Economic RVT Potential | F4 | Industrial | Wood and Lumber Products | Existing | Space Heating | Natural Gas | Windows - High Efficiency | A | Incremental Energy Savings (MWh or mTherms) | Achievable Economic RVT Potential | 0 | 0 | 0 | 0 | 0 | 0 | 0 | 0 | 0 | 0 | 0 | 0 | 0 | 0 | 0 | 0 | 0 | 0 | 0 | 0 | 0 | 0 | 0 | 0 | 0 | 0 | 0 | 0 | 0 | 0 | 0
F5_Industrial_Wood and Lumber Products_Existing_Space Heating_Natural Gas_Windows - High Efficiency_A_Achievable Economic RVT Potential | F5 | Industrial | Wood and Lumber Products | Existing | Space Heating | Natural Gas | Windows - High Efficiency | A | Incremental Summer Peak Savings (MW) | Achievable Economic RVT Potential | 0 | 0 | 0 | 0 | 0 | 0 | 0 | 0 | 0 | 0 | 0 | 0 | 0 | 0 | 0 | 0 | 0 | 0 | 0 | 0 | 0 | 0 | 0 | 0 | 0 | 0 | 0 | 0 | 0 | 0 | 0
F6_Industrial_Wood and Lumber Products_Existing_Space Heating_Natural Gas_Windows - High Efficiency_A_Achievable Economic RVT Potential | F6 | Industrial | Wood and Lumber Products | Existing | Space Heating | Natural Gas | Windows - High Efficiency | A | Incremental Winter Peak Savings (MW) | Achievable Economic RVT Potential | 0 | 0 | 0 | 0 | 0 | 0 | 0 | 0 | 0 | 0 | 0 | 0 | 0 | 0 | 0 | 0 | 0 | 0 | 0 | 0 | 0 | 0 | 0 | 0 | 0 | 0 | 0 | 0 | 0 | 0 | 0
F7_Industrial_Wood and Lumber Products_Existing_Space Heating_Natural Gas_Windows - High Efficiency_A_Achievable Economic RVT Potential | F7 | Industrial | Wood and Lumber Products | Existing | Space Heating | Natural Gas | Windows - High Efficiency | A | Cumulative Energy Savings (MWh or mTherms) | Achievable Economic RVT Potential | 0 | 0 | 0 | 0 | 0 | 0 | 0 | 0 | 0 | 0 | 0 | 0 | 0 | 0 | 0 | 0 | 0 | 0 | 0 | 0 | 0 | 0 | 0 | 0 | 0 | 0 | 0 | 0 | 0 | 0 | 0
F8_Industrial_Wood and Lumber Products_Existing_Space Heating_Natural Gas_Windows - High Efficiency_A_Achievable Economic RVT Potential | F8 | Industrial | Wood and Lumber Products | Existing | Space Heating | Natural Gas | Windows - High Efficiency | A | Cumulative Summer Peak Savings (MW) | Achievable Economic RVT Potential | 0 | 0 | 0 | 0 | 0 | 0 | 0 | 0 | 0 | 0 | 0 | 0 | 0 | 0 | 0 | 0 | 0 | 0 | 0 | 0 | 0 | 0 | 0 | 0 | 0 | 0 | 0 | 0 | 0 | 0 | 0
F9_Industrial_Wood and Lumber Products_Existing_Space Heating_Natural Gas_Windows - High Efficiency_A_Achievable Economic RVT Potential | F9 | Industrial | Wood and Lumber Products | Existing | Space Heating | Natural Gas | Windows - High Efficiency | A | Cumulative Winter Peak Savings (MW) | Achievable Economic RVT Potential | 0 | 0 | 0 | 0 | 0 | 0 | 0 | 0 | 0 | 0 | 0 | 0 | 0 | 0 | 0 | 0 | 0 | 0 | 0 | 0 | 0 | 0 | 0 | 0 | 0 | 0 | 0 | 0 | 0 | 0 | 0
F10_Industrial_Wood and Lumber Products_Existing_Space Heating_Natural Gas_Windows - High Efficiency_A_Achievable Economic RVT Potential | F10 | Industrial | Wood and Lumber Products | Existing | Space Heating | Natural Gas | Windows - High Efficiency | A | Purchases (Incremental) | Achievable Economic RVT Potential | 0 | 0 | 0 | 0 | 0 | 0 | 0 | 0 | 0 | 0 | 0 | 0 | 0 | 0 | 0 | 0 | 0 | 0 | 0 | 0 | 0 | 0 | 0 | 0 | 0 | 0 | 0 | 0 | 0 | 0 | 0
F11_Industrial_Wood and Lumber Products_Existing_Space Heating_Natural Gas_Windows - High Efficiency_A_Achievable Economic RVT Potential | F11 | Industrial | Wood and Lumber Products | Existing | Space Heating | Natural Gas | Windows - High Efficiency | A | Purchases (Cumulative) | Achievable Economic RVT Potential | 0 | 0 | 0 | 0 | 0 | 0 | 0 | 0 | 0 | 0 | 0 | 0 | 0 | 0 | 0 | 0 | 0 | 0 | 0 | 0 | 0 | 0 | 0 | 0 | 0 | 0 | 0 | 0 | 0 | 0 | 0
F1_Industrial_Wood and Lumber Products_Existing_Space Heating_Natural Gas_Gas Boiler - Maintenance_A_Achievable Economic RVT Potential | F1 | Industrial | Wood and Lumber Products | Existing | Space Heating | Natural Gas | Gas Boiler - Maintenance | A | Integrated Unit Energy Savings (kWh or therms) | Achievable Economic RVT Potential | 0 | 0 | 0 | 0 | 0 | 0.8849 | 0.87874 | 0.87247 | 0.86595 | 0.85917 | 0.85227 | 0.84515 | 0.83781 | 0.83018 | 0.82182 | 0.81372 | 0.80553 | 0.79749 | 0.78961 | 0.78202 | 0.77476 | 0.76733 | 0.7606 | 0.75426 | 0.74806 | 0.74244 | 0.73764 | 0.73322 | 0.76441 | 0.76127 | 0.75841
F2_Industrial_Wood and Lumber Products_Existing_Space Heating_Natural Gas_Gas Boiler - Maintenance_A_Achievable Economic RVT Potential | F2 | Industrial | Wood and Lumber Products | Existing | Space Heating | Natural Gas | Gas Boiler - Maintenance | A | Integrated Unit Summer Peak Savings (kW) | Achievable Economic RVT Potential | 0 | 0 | 0 | 0 | 0 | 0 | 0 | 0 | 0 | 0 | 0 | 0 | 0 | 0 | 0 | 0 | 0 | 0 | 0 | 0 | 0 | 0 | 0 | 0 | 0 | 0 | 0 | 0 | 0 | 0 | 0
F3_Industrial_Wood and Lumber Products_Existing_Space Heating_Natural Gas_Gas Boiler - Maintenance_A_Achievable Economic RVT Potential | F3 | Industrial | Wood and Lumber Products | Existing | Space Heating | Natural Gas | Gas Boiler - Maintenance | A | Integrated Unit Winter Peak Savings (kW) | Achievable Economic RVT Potential | 0 | 0 | 0 | 0 | 0 | 0 | 0 | 0 | 0 | 0 | 0 | 0 | 0 | 0 | 0 | 0 | 0 | 0 | 0 | 0 | 0 | 0 | 0 | 0 | 0 | 0 | 0 | 0 | 0 | 0 | 0
F4_Industrial_Wood and Lumber Products_Existing_Space Heating_Natural Gas_Gas Boiler - Maintenance_A_Achievable Economic RVT Potential | F4 | Industrial | Wood and Lumber Products | Existing | Space Heating | Natural Gas | Gas Boiler - Maintenance | A | Incremental Energy Savings (MWh or mTherms) | Achievable Economic RVT Potential | 0 | 0 | 0 | 0 | 0 | 0 | 0 | 0 | 0 | 0 | 0 | 0 | 0 | 0 | 0 | 0 | 0 | 0 | 0 | 0 | 0 | 0 | 0 | 0 | 0 | 0 | 0 | 0 | 0 | 0 | 0
F5_Industrial_Wood and Lumber Products_Existing_Space Heating_Natural Gas_Gas Boiler - Maintenance_A_Achievable Economic RVT Potential | F5 | Industrial | Wood and Lumber Products | Existing | Space Heating | Natural Gas | Gas Boiler - Maintenance | A | Incremental Summer Peak Savings (MW) | Achievable Economic RVT Potential | 0 | 0 | 0 | 0 | 0 | 0 | 0 | 0 | 0 | 0 | 0 | 0 | 0 | 0 | 0 | 0 | 0 | 0 | 0 | 0 | 0 | 0 | 0 | 0 | 0 | 0 | 0 | 0 | 0 | 0 | 0
F6_Industrial_Wood and Lumber Products_Existing_Space Heating_Natural Gas_Gas Boiler - Maintenance_A_Achievable Economic RVT Potential | F6 | Industrial | Wood and Lumber Products | Existing | Space Heating | Natural Gas | Gas Boiler - Maintenance | A | Incremental Winter Peak Savings (MW) | Achievable Economic RVT Potential | 0 | 0 | 0 | 0 | 0 | 0 | 0 | 0 | 0 | 0 | 0 | 0 | 0 | 0 | 0 | 0 | 0 | 0 | 0 | 0 | 0 | 0 | 0 | 0 | 0 | 0 | 0 | 0 | 0 | 0 | 0
F7_Industrial_Wood and Lumber Products_Existing_Space Heating_Natural Gas_Gas Boiler - Maintenance_A_Achievable Economic RVT Potential | F7 | Industrial | Wood and Lumber Products | Existing | Space Heating | Natural Gas | Gas Boiler - Maintenance | A | Cumulative Energy Savings (MWh or mTherms) | Achievable Economic RVT Potential | 0 | 0 | 0 | 0 | 0 | 0 | 0 | 0 | 0 | 0 | 0 | 0 | 0 | 0 | 0 | 0 | 0 | 0 | 0 | 0 | 0 | 0 | 0 | 0 | 0 | 0 | 0 | 0 | 0 | 0 | 0
F8_Industrial_Wood and Lumber Products_Existing_Space Heating_Natural Gas_Gas Boiler - Maintenance_A_Achievable Economic RVT Potential | F8 | Industrial | Wood and Lumber Products | Existing | Space Heating | Natural Gas | Gas Boiler - Maintenance | A | Cumulative Summer Peak Savings (MW) | Achievable Economic RVT Potential | 0 | 0 | 0 | 0 | 0 | 0 | 0 | 0 | 0 | 0 | 0 | 0 | 0 | 0 | 0 | 0 | 0 | 0 | 0 | 0 | 0 | 0 | 0 | 0 | 0 | 0 | 0 | 0 | 0 | 0 | 0
F9_Industrial_Wood and Lumber Products_Existing_Space Heating_Natural Gas_Gas Boiler - Maintenance_A_Achievable Economic RVT Potential | F9 | Industrial | Wood and Lumber Products | Existing | Space Heating | Natural Gas | Gas Boiler - Maintenance | A | Cumulative Winter Peak Savings (MW) | Achievable Economic RVT Potential | 0 | 0 | 0 | 0 | 0 | 0 | 0 | 0 | 0 | 0 | 0 | 0 | 0 | 0 | 0 | 0 | 0 | 0 | 0 | 0 | 0 | 0 | 0 | 0 | 0 | 0 | 0 | 0 | 0 | 0 | 0
F10_Industrial_Wood and Lumber Products_Existing_Space Heating_Natural Gas_Gas Boiler - Maintenance_A_Achievable Economic RVT Potential | F10 | Industrial | Wood and Lumber Products | Existing | Space Heating | Natural Gas | Gas Boiler - Maintenance | A | Purchases (Incremental) | Achievable Economic RVT Potential | 0 | 0 | 0 | 0 | 0 | 0 | 0 | 0 | 0 | 0 | 0 | 0 | 0 | 0 | 0 | 0 | 0 | 0 | 0 | 0 | 0 | 0 | 0 | 0 | 0 | 0 | 0 | 0 | 0 | 0 | 0
F11_Industrial_Wood and Lumber Products_Existing_Space Heating_Natural Gas_Gas Boiler - Maintenance_A_Achievable Economic RVT Potential | F11 | Industrial | Wood and Lumber Products | Existing | Space Heating | Natural Gas | Gas Boiler - Maintenance | A | Purchases (Cumulative) | Achievable Economic RVT Potential | 0 | 0 | 0 | 0 | 0 | 0 | 0 | 0 | 0 | 0 | 0 | 0 | 0 | 0 | 0 | 0 | 0 | 0 | 0 | 0 | 0 | 0 | 0 | 0 | 0 | 0 | 0 | 0 | 0 | 0 | 0
F1_Industrial_Wood and Lumber Products_Existing_Process_Natural Gas_Gas Boiler - Maintenance_A_Achievable Economic RVT Potential | F1 | Industrial | Wood and Lumber Products | Existing | Process | Natural Gas | Gas Boiler - Maintenance | A | Integrated Unit Energy Savings (kWh or therms) | Achievable Economic RVT Potential | 0 | 0 | 0 | 0 | 0 | 6.3264 | 6.3264 | 6.3264 | 6.3264 | 6.3264 | 6.3264 | 6.3264 | 6.3264 | 6.3264 | 6.3264 | 6.3264 | 6.3264 | 6.3264 | 6.3264 | 6.3264 | 6.3264 | 6.3264 | 6.3264 | 6.3264 | 6.3264 | 6.3264 | 6.3264 | 6.3264 | 6.3264 | 6.3264 | 6.3264
F2_Industrial_Wood and Lumber Products_Existing_Process_Natural Gas_Gas Boiler - Maintenance_A_Achievable Economic RVT Potential | F2 | Industrial | Wood and Lumber Products | Existing | Process | Natural Gas | Gas Boiler - Maintenance | A | Integrated Unit Summer Peak Savings (kW) | Achievable Economic RVT Potential | 0 | 0 | 0 | 0 | 0 | 0 | 0 | 0 | 0 | 0 | 0 | 0 | 0 | 0 | 0 | 0 | 0 | 0 | 0 | 0 | 0 | 0 | 0 | 0 | 0 | 0 | 0 | 0 | 0 | 0 | 0
F3_Industrial_Wood and Lumber Products_Existing_Process_Natural Gas_Gas Boiler - Maintenance_A_Achievable Economic RVT Potential | F3 | Industrial | Wood and Lumber Products | Existing | Process | Natural Gas | Gas Boiler - Maintenance | A | Integrated Unit Winter Peak Savings (kW) | Achievable Economic RVT Potential | 0 | 0 | 0 | 0 | 0 | 0 | 0 | 0 | 0 | 0 | 0 | 0 | 0 | 0 | 0 | 0 | 0 | 0 | 0 | 0 | 0 | 0 | 0 | 0 | 0 | 0 | 0 | 0 | 0 | 0 | 0
F4_Industrial_Wood and Lumber Products_Existing_Process_Natural Gas_Gas Boiler - Maintenance_A_Achievable Economic RVT Potential | F4 | Industrial | Wood and Lumber Products | Existing | Process | Natural Gas | Gas Boiler - Maintenance | A | Incremental Energy Savings (MWh or mTherms) | Achievable Economic RVT Potential | 0 | 0 | 0 | 0 | 0 | 0 | 0 | 0 | 0 | 0 | 0 | 0 | 0 | 0 | 0 | 0 | 0 | 0 | 0 | 0 | 0 | 0 | 0 | 0 | 0 | 0 | 0 | 0 | 0 | 0 | 0
F5_Industrial_Wood and Lumber Products_Existing_Process_Natural Gas_Gas Boiler - Maintenance_A_Achievable Economic RVT Potential | F5 | Industrial | Wood and Lumber Products | Existing | Process | Natural Gas | Gas Boiler - Maintenance | A | Incremental Summer Peak Savings (MW) | Achievable Economic RVT Potential | 0 | 0 | 0 | 0 | 0 | 0 | 0 | 0 | 0 | 0 | 0 | 0 | 0 | 0 | 0 | 0 | 0 | 0 | 0 | 0 | 0 | 0 | 0 | 0 | 0 | 0 | 0 | 0 | 0 | 0 | 0
F6_Industrial_Wood and Lumber Products_Existing_Process_Natural Gas_Gas Boiler - Maintenance_A_Achievable Economic RVT Potential | F6 | Industrial | Wood and Lumber Products | Existing | Process | Natural Gas | Gas Boiler - Maintenance | A | Incremental Winter Peak Savings (MW) | Achievable Economic RVT Potential | 0 | 0 | 0 | 0 | 0 | 0 | 0 | 0 | 0 | 0 | 0 | 0 | 0 | 0 | 0 | 0 | 0 | 0 | 0 | 0 | 0 | 0 | 0 | 0 | 0 | 0 | 0 | 0 | 0 | 0 | 0
F7_Industrial_Wood and Lumber Products_Existing_Process_Natural Gas_Gas Boiler - Maintenance_A_Achievable Economic RVT Potential | F7 | Industrial | Wood and Lumber Products | Existing | Process | Natural Gas | Gas Boiler - Maintenance | A | Cumulative Energy Savings (MWh or mTherms) | Achievable Economic RVT Potential | 0 | 0 | 0 | 0 | 0 | 0 | 0 | 0 | 0 | 0 | 0 | 0 | 0 | 0 | 0 | 0 | 0 | 0 | 0 | 0 | 0 | 0 | 0 | 0 | 0 | 0 | 0 | 0 | 0 | 0 | 0
F8_Industrial_Wood and Lumber Products_Existing_Process_Natural Gas_Gas Boiler - Maintenance_A_Achievable Economic RVT Potential | F8 | Industrial | Wood and Lumber Products | Existing | Process | Natural Gas | Gas Boiler - Maintenance | A | Cumulative Summer Peak Savings (MW) | Achievable Economic RVT Potential | 0 | 0 | 0 | 0 | 0 | 0 | 0 | 0 | 0 | 0 | 0 | 0 | 0 | 0 | 0 | 0 | 0 | 0 | 0 | 0 | 0 | 0 | 0 | 0 | 0 | 0 | 0 | 0 | 0 | 0 | 0
F9_Industrial_Wood and Lumber Products_Existing_Process_Natural Gas_Gas Boiler - Maintenance_A_Achievable Economic RVT Potential | F9 | Industrial | Wood and Lumber Products | Existing | Process | Natural Gas | Gas Boiler - Maintenance | A | Cumulative Winter Peak Savings (MW) | Achievable Economic RVT Potential | 0 | 0 | 0 | 0 | 0 | 0 | 0 | 0 | 0 | 0 | 0 | 0 | 0 | 0 | 0 | 0 | 0 | 0 | 0 | 0 | 0 | 0 | 0 | 0 | 0 | 0 | 0 | 0 | 0 | 0 | 0
F10_Industrial_Wood and Lumber Products_Existing_Process_Natural Gas_Gas Boiler - Maintenance_A_Achievable Economic RVT Potential | F10 | Industrial | Wood and Lumber Products | Existing | Process | Natural Gas | Gas Boiler - Maintenance | A | Purchases (Incremental) | Achievable Economic RVT Potential | 0 | 0 | 0 | 0 | 0 | 0 | 0 | 0 | 0 | 0 | 0 | 0 | 0 | 0 | 0 | 0 | 0 | 0 | 0 | 0 | 0 | 0 | 0 | 0 | 0 | 0 | 0 | 0 | 0 | 0 | 0
F11_Industrial_Wood and Lumber Products_Existing_Process_Natural Gas_Gas Boiler - Maintenance_A_Achievable Economic RVT Potential | F11 | Industrial | Wood and Lumber Products | Existing | Process | Natural Gas | Gas Boiler - Maintenance | A | Purchases (Cumulative) | Achievable Economic RVT Potential | 0 | 0 | 0 | 0 | 0 | 0 | 0 | 0 | 0 | 0 | 0 | 0 | 0 | 0 | 0 | 0 | 0 | 0 | 0 | 0 | 0 | 0 | 0 | 0 | 0 | 0 | 0 | 0 | 0 | 0 | 0
F1_Industrial_Wood and Lumber Products_Existing_Space Heating_Natural Gas_Gas Furnace - Maintenance_A_Achievable Economic RVT Potential | F1 | Industrial | Wood and Lumber Products | Existing | Space Heating | Natural Gas | Gas Furnace - Maintenance | A | Integrated Unit Energy Savings (kWh or therms) | Achievable Economic RVT Potential | 0 | 0 | 0 | 0 | 0 | 0.0091909 | 0.0091039 | 0.008993 | 0.0088784 | 0.0087608 | 0.0086426 | 0.0085229 | 0.0084068 | 0.0082929 | 0.0081748 | 0.0080661 | 0.0079607 | 0.0078609 | 0.007766 | 0.0076737 | 0.0075851 | 0.0074972 | 0.0074126 | 0.0073331 | 0.0072577 | 0.0071888 | 0.0071277 | 0.0070704 | 0.0073847 | 0.0073392 | 0.0072965
F2_Industrial_Wood and Lumber Products_Existing_Space Heating_Natural Gas_Gas Furnace - Maintenance_A_Achievable Economic RVT Potential | F2 | Industrial | Wood and Lumber Products | Existing | Space Heating | Natural Gas | Gas Furnace - Maintenance | A | Integrated Unit Summer Peak Savings (kW) | Achievable Economic RVT Potential | 0 | 0 | 0 | 0 | 0 | 0 | 0 | 0 | 0 | 0 | 0 | 0 | 0 | 0 | 0 | 0 | 0 | 0 | 0 | 0 | 0 | 0 | 0 | 0 | 0 | 0 | 0 | 0 | 0 | 0 | 0
F3_Industrial_Wood and Lumber Products_Existing_Space Heating_Natural Gas_Gas Furnace - Maintenance_A_Achievable Economic RVT Potential | F3 | Industrial | Wood and Lumber Products | Existing | Space Heating | Natural Gas | Gas Furnace - Maintenance | A | Integrated Unit Winter Peak Savings (kW) | Achievable Economic RVT Potential | 0 | 0 | 0 | 0 | 0 | 0 | 0 | 0 | 0 | 0 | 0 | 0 | 0 | 0 | 0 | 0 | 0 | 0 | 0 | 0 | 0 | 0 | 0 | 0 | 0 | 0 | 0 | 0 | 0 | 0 | 0
F4_Industrial_Wood and Lumber Products_Existing_Space Heating_Natural Gas_Gas Furnace - Maintenance_A_Achievable Economic RVT Potential | F4 | Industrial | Wood and Lumber Products | Existing | Space Heating | Natural Gas | Gas Furnace - Maintenance | A | Incremental Energy Savings (MWh or mTherms) | Achievable Economic RVT Potential | 0 | 0 | 0 | 0 | 0 | 0 | 0 | 0 | 0 | 0 | 0 | 0 | 0 | 0 | 0 | 0 | 0 | 0 | 0 | 0 | 0 | 0 | 0 | 0 | 0 | 0 | 0 | 0 | 0 | 0 | 0
F5_Industrial_Wood and Lumber Products_Existing_Space Heating_Natural Gas_Gas Furnace - Maintenance_A_Achievable Economic RVT Potential | F5 | Industrial | Wood and Lumber Products | Existing | Space Heating | Natural Gas | Gas Furnace - Maintenance | A | Incremental Summer Peak Savings (MW) | Achievable Economic RVT Potential | 0 | 0 | 0 | 0 | 0 | 0 | 0 | 0 | 0 | 0 | 0 | 0 | 0 | 0 | 0 | 0 | 0 | 0 | 0 | 0 | 0 | 0 | 0 | 0 | 0 | 0 | 0 | 0 | 0 | 0 | 0
F6_Industrial_Wood and Lumber Products_Existing_Space Heating_Natural Gas_Gas Furnace - Maintenance_A_Achievable Economic RVT Potential | F6 | Industrial | Wood and Lumber Products | Existing | Space Heating | Natural Gas | Gas Furnace - Maintenance | A | Incremental Winter Peak Savings (MW) | Achievable Economic RVT Potential | 0 | 0 | 0 | 0 | 0 | 0 | 0 | 0 | 0 | 0 | 0 | 0 | 0 | 0 | 0 | 0 | 0 | 0 | 0 | 0 | 0 | 0 | 0 | 0 | 0 | 0 | 0 | 0 | 0 | 0 | 0
F7_Industrial_Wood and Lumber Products_Existing_Space Heating_Natural Gas_Gas Furnace - Maintenance_A_Achievable Economic RVT Potential | F7 | Industrial | Wood and Lumber Products | Existing | Space Heating | Natural Gas | Gas Furnace - Maintenance | A | Cumulative Energy Savings (MWh or mTherms) | Achievable Economic RVT Potential | 0 | 0 | 0 | 0 | 0 | 0 | 0 | 0 | 0 | 0 | 0 | 0 | 0 | 0 | 0 | 0 | 0 | 0 | 0 | 0 | 0 | 0 | 0 | 0 | 0 | 0 | 0 | 0 | 0 | 0 | 0
F8_Industrial_Wood and Lumber Products_Existing_Space Heating_Natural Gas_Gas Furnace - Maintenance_A_Achievable Economic RVT Potential | F8 | Industrial | Wood and Lumber Products | Existing | Space Heating | Natural Gas | Gas Furnace - Maintenance | A | Cumulative Summer Peak Savings (MW) | Achievable Economic RVT Potential | 0 | 0 | 0 | 0 | 0 | 0 | 0 | 0 | 0 | 0 | 0 | 0 | 0 | 0 | 0 | 0 | 0 | 0 | 0 | 0 | 0 | 0 | 0 | 0 | 0 | 0 | 0 | 0 | 0 | 0 | 0
F9_Industrial_Wood and Lumber Products_Existing_Space Heating_Natural Gas_Gas Furnace - Maintenance_A_Achievable Economic RVT Potential | F9 | Industrial | Wood and Lumber Products | Existing | Space Heating | Natural Gas | Gas Furnace - Maintenance | A | Cumulative Winter Peak Savings (MW) | Achievable Economic RVT Potential | 0 | 0 | 0 | 0 | 0 | 0 | 0 | 0 | 0 | 0 | 0 | 0 | 0 | 0 | 0 | 0 | 0 | 0 | 0 | 0 | 0 | 0 | 0 | 0 | 0 | 0 | 0 | 0 | 0 | 0 | 0
F10_Industrial_Wood and Lumber Products_Existing_Space Heating_Natural Gas_Gas Furnace - Maintenance_A_Achievable Economic RVT Potential | F10 | Industrial | Wood and Lumber Products | Existing | Space Heating | Natural Gas | Gas Furnace - Maintenance | A | Purchases (Incremental) | Achievable Economic RVT Potential | 0 | 0 | 0 | 0 | 0 | 0 | 0 | 0 | 0 | 0 | 0 | 0 | 0 | 0 | 0 | 0 | 0 | 0 | 0 | 0 | 0 | 0 | 0 | 0 | 0 | 0 | 0 | 0 | 0 | 0 | 0
F11_Industrial_Wood and Lumber Products_Existing_Space Heating_Natural Gas_Gas Furnace - Maintenance_A_Achievable Economic RVT Potential | F11 | Industrial | Wood and Lumber Products | Existing | Space Heating | Natural Gas | Gas Furnace - Maintenance | A | Purchases (Cumulative) | Achievable Economic RVT Potential | 0 | 0 | 0 | 0 | 0 | 0 | 0 | 0 | 0 | 0 | 0 | 0 | 0 | 0 | 0 | 0 | 0 | 0 | 0 | 0 | 0 | 0 | 0 | 0 | 0 | 0 | 0 | 0 | 0 | 0 | 0
F1_Industrial_Wood and Lumber Products_Existing_Space Heating_Natural Gas_Gas Boiler - Hot Water Reset_A_Achievable Economic RVT Potential | F1 | Industrial | Wood and Lumber Products | Existing | Space Heating | Natural Gas | Gas Boiler - Hot Water Reset | A | Integrated Unit Energy Savings (kWh or therms) | Achievable Economic RVT Potential | 0 | 0 | 0 | 0 | 0 | 3.217 | 3.1938 | 3.1702 | 3.1458 | 3.1204 | 3.0946 | 3.0681 | 3.0409 | 3.0125 | 2.9817 | 2.9517 | 2.9215 | 2.8919 | 2.8628 | 2.8349 | 2.8081 | 2.7808 | 2.7559 | 2.7326 | 2.7097 | 2.6893 | 2.6719 | 2.6559 | 2.7797 | 2.7683 | 2.7578
F2_Industrial_Wood and Lumber Products_Existing_Space Heating_Natural Gas_Gas Boiler - Hot Water Reset_A_Achievable Economic RVT Potential | F2 | Industrial | Wood and Lumber Products | Existing | Space Heating | Natural Gas | Gas Boiler - Hot Water Reset | A | Integrated Unit Summer Peak Savings (kW) | Achievable Economic RVT Potential | 0 | 0 | 0 | 0 | 0 | 0 | 0 | 0 | 0 | 0 | 0 | 0 | 0 | 0 | 0 | 0 | 0 | 0 | 0 | 0 | 0 | 0 | 0 | 0 | 0 | 0 | 0 | 0 | 0 | 0 | 0
F3_Industrial_Wood and Lumber Products_Existing_Space Heating_Natural Gas_Gas Boiler - Hot Water Reset_A_Achievable Economic RVT Potential | F3 | Industrial | Wood and Lumber Products | Existing | Space Heating | Natural Gas | Gas Boiler - Hot Water Reset | A | Integrated Unit Winter Peak Savings (kW) | Achievable Economic RVT Potential | 0 | 0 | 0 | 0 | 0 | 0 | 0 | 0 | 0 | 0 | 0 | 0 | 0 | 0 | 0 | 0 | 0 | 0 | 0 | 0 | 0 | 0 | 0 | 0 | 0 | 0 | 0 | 0 | 0 | 0 | 0
F4_Industrial_Wood and Lumber Products_Existing_Space Heating_Natural Gas_Gas Boiler - Hot Water Reset_A_Achievable Economic RVT Potential | F4 | Industrial | Wood and Lumber Products | Existing | Space Heating | Natural Gas | Gas Boiler - Hot Water Reset | A | Incremental Energy Savings (MWh or mTherms) | Achievable Economic RVT Potential | 0 | 0 | 0 | 0 | 0 | 0 | 0 | 0 | 0 | 0 | 0 | 0 | 0 | 0 | 0 | 0 | 0 | 0 | 0 | 0 | 0 | 0 | 0 | 0 | 0 | 0 | 0 | 0 | 0 | 0 | 0
F5_Industrial_Wood and Lumber Products_Existing_Space Heating_Natural Gas_Gas Boiler - Hot Water Reset_A_Achievable Economic RVT Potential | F5 | Industrial | Wood and Lumber Products | Existing | Space Heating | Natural Gas | Gas Boiler - Hot Water Reset | A | Incremental Summer Peak Savings (MW) | Achievable Economic RVT Potential | 0 | 0 | 0 | 0 | 0 | 0 | 0 | 0 | 0 | 0 | 0 | 0 | 0 | 0 | 0 | 0 | 0 | 0 | 0 | 0 | 0 | 0 | 0 | 0 | 0 | 0 | 0 | 0 | 0 | 0 | 0
F6_Industrial_Wood and Lumber Products_Existing_Space Heating_Natural Gas_Gas Boiler - Hot Water Reset_A_Achievable Economic RVT Potential | F6 | Industrial | Wood and Lumber Products | Existing | Space Heating | Natural Gas | Gas Boiler - Hot Water Reset | A | Incremental Winter Peak Savings (MW) | Achievable Economic RVT Potential | 0 | 0 | 0 | 0 | 0 | 0 | 0 | 0 | 0 | 0 | 0 | 0 | 0 | 0 | 0 | 0 | 0 | 0 | 0 | 0 | 0 | 0 | 0 | 0 | 0 | 0 | 0 | 0 | 0 | 0 | 0
F7_Industrial_Wood and Lumber Products_Existing_Space Heating_Natural Gas_Gas Boiler - Hot Water Reset_A_Achievable Economic RVT Potential | F7 | Industrial | Wood and Lumber Products | Existing | Space Heating | Natural Gas | Gas Boiler - Hot Water Reset | A | Cumulative Energy Savings (MWh or mTherms) | Achievable Economic RVT Potential | 0 | 0 | 0 | 0 | 0 | 0 | 0 | 0 | 0 | 0 | 0 | 0 | 0 | 0 | 0 | 0 | 0 | 0 | 0 | 0 | 0 | 0 | 0 | 0 | 0 | 0 | 0 | 0 | 0 | 0 | 0
F8_Industrial_Wood and Lumber Products_Existing_Space Heating_Natural Gas_Gas Boiler - Hot Water Reset_A_Achievable Economic RVT Potential | F8 | Industrial | Wood and Lumber Products | Existing | Space Heating | Natural Gas | Gas Boiler - Hot Water Reset | A | Cumulative Summer Peak Savings (MW) | Achievable Economic RVT Potential | 0 | 0 | 0 | 0 | 0 | 0 | 0 | 0 | 0 | 0 | 0 | 0 | 0 | 0 | 0 | 0 | 0 | 0 | 0 | 0 | 0 | 0 | 0 | 0 | 0 | 0 | 0 | 0 | 0 | 0 | 0
F9_Industrial_Wood and Lumber Products_Existing_Space Heating_Natural Gas_Gas Boiler - Hot Water Reset_A_Achievable Economic RVT Potential | F9 | Industrial | Wood and Lumber Products | Existing | Space Heating | Natural Gas | Gas Boiler - Hot Water Reset | A | Cumulative Winter Peak Savings (MW) | Achievable Economic RVT Potential | 0 | 0 | 0 | 0 | 0 | 0 | 0 | 0 | 0 | 0 | 0 | 0 | 0 | 0 | 0 | 0 | 0 | 0 | 0 | 0 | 0 | 0 | 0 | 0 | 0 | 0 | 0 | 0 | 0 | 0 | 0
F10_Industrial_Wood and Lumber Products_Existing_Space Heating_Natural Gas_Gas Boiler - Hot Water Reset_A_Achievable Economic RVT Potential | F10 | Industrial | Wood and Lumber Products | Existing | Space Heating | Natural Gas | Gas Boiler - Hot Water Reset | A | Purchases (Incremental) | Achievable Economic RVT Potential | 0 | 0 | 0 | 0 | 0 | 0 | 0 | 0 | 0 | 0 | 0 | 0 | 0 | 0 | 0 | 0 | 0 | 0 | 0 | 0 | 0 | 0 | 0 | 0 | 0 | 0 | 0 | 0 | 0 | 0 | 0
F11_Industrial_Wood and Lumber Products_Existing_Space Heating_Natural Gas_Gas Boiler - Hot Water Reset_A_Achievable Economic RVT Potential | F11 | Industrial | Wood and Lumber Products | Existing | Space Heating | Natural Gas | Gas Boiler - Hot Water Reset | A | Purchases (Cumulative) | Achievable Economic RVT Potential | 0 | 0 | 0 | 0 | 0 | 0 | 0 | 0 | 0 | 0 | 0 | 0 | 0 | 0 | 0 | 0 | 0 | 0 | 0 | 0 | 0 | 0 | 0 | 0 | 0 | 0 | 0 | 0 | 0 | 0 | 0
F1_Industrial_Wood and Lumber Products_Existing_Process_Natural Gas_Gas Boiler - Hot Water Reset_A_Achievable Economic RVT Potential | F1 | Industrial | Wood and Lumber Products | Existing | Process | Natural Gas | Gas Boiler - Hot Water Reset | A | Integrated Unit Energy Savings (kWh or therms) | Achievable Economic RVT Potential | 0 | 0 | 0 | 0 | 0 | 11.488 | 11.4739 | 11.46 | 11.4466 | 11.4332 | 11.4202 | 11.4101 | 11.402 | 11.3938 | 11.3889 | 11.3834 | 11.3798 | 11.3762 | 11.3726 | 11.3706 | 11.3682 | 11.3671 | 11.366 | 11.3649 | 11.3639 | 11.3635 | 11.3631 | 11.3627 | 11.5025 | 11.5025 | 11.5025
F2_Industrial_Wood and Lumber Products_Existing_Process_Natural Gas_Gas Boiler - Hot Water Reset_A_Achievable Economic RVT Potential | F2 | Industrial | Wood and Lumber Products | Existing | Process | Natural Gas | Gas Boiler - Hot Water Reset | A | Integrated Unit Summer Peak Savings (kW) | Achievable Economic RVT Potential | 0 | 0 | 0 | 0 | 0 | 0 | 0 | 0 | 0 | 0 | 0 | 0 | 0 | 0 | 0 | 0 | 0 | 0 | 0 | 0 | 0 | 0 | 0 | 0 | 0 | 0 | 0 | 0 | 0 | 0 | 0
F3_Industrial_Wood and Lumber Products_Existing_Process_Natural Gas_Gas Boiler - Hot Water Reset_A_Achievable Economic RVT Potential | F3 | Industrial | Wood and Lumber Products | Existing | Process | Natural Gas | Gas Boiler - Hot Water Reset | A | Integrated Unit Winter Peak Savings (kW) | Achievable Economic RVT Potential | 0 | 0 | 0 | 0 | 0 | 0 | 0 | 0 | 0 | 0 | 0 | 0 | 0 | 0 | 0 | 0 | 0 | 0 | 0 | 0 | 0 | 0 | 0 | 0 | 0 | 0 | 0 | 0 | 0 | 0 | 0
F4_Industrial_Wood and Lumber Products_Existing_Process_Natural Gas_Gas Boiler - Hot Water Reset_A_Achievable Economic RVT Potential | F4 | Industrial | Wood and Lumber Products | Existing | Process | Natural Gas | Gas Boiler - Hot Water Reset | A | Incremental Energy Savings (MWh or mTherms) | Achievable Economic RVT Potential | 0 | 0 | 0 | 0 | 0 | 0 | 0 | 0 | 0 | 0 | 0 | 0 | 0 | 0 | 0 | 0 | 0 | 0 | 0 | 0 | 0 | 0 | 0 | 0 | 0 | 0 | 0 | 0 | 0 | 0 | 0
F5_Industrial_Wood and Lumber Products_Existing_Process_Natural Gas_Gas Boiler - Hot Water Reset_A_Achievable Economic RVT Potential | F5 | Industrial | Wood and Lumber Products | Existing | Process | Natural Gas | Gas Boiler - Hot Water Reset | A | Incremental Summer Peak Savings (MW) | Achievable Economic RVT Potential | 0 | 0 | 0 | 0 | 0 | 0 | 0 | 0 | 0 | 0 | 0 | 0 | 0 | 0 | 0 | 0 | 0 | 0 | 0 | 0 | 0 | 0 | 0 | 0 | 0 | 0 | 0 | 0 | 0 | 0 | 0
F6_Industrial_Wood and Lumber Products_Existing_Process_Natural Gas_Gas Boiler - Hot Water Reset_A_Achievable Economic RVT Potential | F6 | Industrial | Wood and Lumber Products | Existing | Process | Natural Gas | Gas Boiler - Hot Water Reset | A | Incremental Winter Peak Savings (MW) | Achievable Economic RVT Potential | 0 | 0 | 0 | 0 | 0 | 0 | 0 | 0 | 0 | 0 | 0 | 0 | 0 | 0 | 0 | 0 | 0 | 0 | 0 | 0 | 0 | 0 | 0 | 0 | 0 | 0 | 0 | 0 | 0 | 0 | 0
F7_Industrial_Wood and Lumber Products_Existing_Process_Natural Gas_Gas Boiler - Hot Water Reset_A_Achievable Economic RVT Potential | F7 | Industrial | Wood and Lumber Products | Existing | Process | Natural Gas | Gas Boiler - Hot Water Reset | A | Cumulative Energy Savings (MWh or mTherms) | Achievable Economic RVT Potential | 0 | 0 | 0 | 0 | 0 | 0 | 0 | 0 | 0 | 0 | 0 | 0 | 0 | 0 | 0 | 0 | 0 | 0 | 0 | 0 | 0 | 0 | 0 | 0 | 0 | 0 | 0 | 0 | 0 | 0 | 0
F8_Industrial_Wood and Lumber Products_Existing_Process_Natural Gas_Gas Boiler - Hot Water Reset_A_Achievable Economic RVT Potential | F8 | Industrial | Wood and Lumber Products | Existing | Process | Natural Gas | Gas Boiler - Hot Water Reset | A | Cumulative Summer Peak Savings (MW) | Achievable Economic RVT Potential | 0 | 0 | 0 | 0 | 0 | 0 | 0 | 0 | 0 | 0 | 0 | 0 | 0 | 0 | 0 | 0 | 0 | 0 | 0 | 0 | 0 | 0 | 0 | 0 | 0 | 0 | 0 | 0 | 0 | 0 | 0
F9_Industrial_Wood and Lumber Products_Existing_Process_Natural Gas_Gas Boiler - Hot Water Reset_A_Achievable Economic RVT Potential | F9 | Industrial | Wood and Lumber Products | Existing | Process | Natural Gas | Gas Boiler - Hot Water Reset | A | Cumulative Winter Peak Savings (MW) | Achievable Economic RVT Potential | 0 | 0 | 0 | 0 | 0 | 0 | 0 | 0 | 0 | 0 | 0 | 0 | 0 | 0 | 0 | 0 | 0 | 0 | 0 | 0 | 0 | 0 | 0 | 0 | 0 | 0 | 0 | 0 | 0 | 0 | 0
F10_Industrial_Wood and Lumber Products_Existing_Process_Natural Gas_Gas Boiler - Hot Water Reset_A_Achievable Economic RVT Potential | F10 | Industrial | Wood and Lumber Products | Existing | Process | Natural Gas | Gas Boiler - Hot Water Reset | A | Purchases (Incremental) | Achievable Economic RVT Potential | 0 | 0 | 0 | 0 | 0 | 0 | 0 | 0 | 0 | 0 | 0 | 0 | 0 | 0 | 0 | 0 | 0 | 0 | 0 | 0 | 0 | 0 | 0 | 0 | 0 | 0 | 0 | 0 | 0 | 0 | 0
F11_Industrial_Wood and Lumber Products_Existing_Process_Natural Gas_Gas Boiler - Hot Water Reset_A_Achievable Economic RVT Potential | F11 | Industrial | Wood and Lumber Products | Existing | Process | Natural Gas | Gas Boiler - Hot Water Reset | A | Purchases (Cumulative) | Achievable Economic RVT Potential | 0 | 0 | 0 | 0 | 0 | 0 | 0 | 0 | 0 | 0 | 0 | 0 | 0 | 0 | 0 | 0 | 0 | 0 | 0 | 0 | 0 | 0 | 0 | 0 | 0 | 0 | 0 | 0 | 0 | 0 | 0
F1_Industrial_Wood and Lumber Products_Existing_Space Heating_Natural Gas_Steam Trap Maintenance_A_Achievable Economic RVT Potential | F1 | Industrial | Wood and Lumber Products | Existing | Space Heating | Natural Gas | Steam Trap Maintenance | A | Integrated Unit Energy Savings (kWh or therms) | Achievable Economic RVT Potential | 0 | 0 | 0 | 0 | 0 | 1.1365 | 1.1283 | 1.12 | 1.1114 | 1.1025 | 1.0934 | 1.084 | 1.0744 | 1.0644 | 1.0535 | 1.043 | 1.0323 | 1.0219 | 1.0116 | 1.0017 | 0.99229 | 0.98264 | 0.97388 | 0.96563 | 0.95757 | 0.95037 | 0.94422 | 0.93855 | 0.982 | 0.97797 | 0.97429
F2_Industrial_Wood and Lumber Products_Existing_Space Heating_Natural Gas_Steam Trap Maintenance_A_Achievable Economic RVT Potential | F2 | Industrial | Wood and Lumber Products | Existing | Space Heating | Natural Gas | Steam Trap Maintenance | A | Integrated Unit Summer Peak Savings (kW) | Achievable Economic RVT Potential | 0 | 0 | 0 | 0 | 0 | 0 | 0 | 0 | 0 | 0 | 0 | 0 | 0 | 0 | 0 | 0 | 0 | 0 | 0 | 0 | 0 | 0 | 0 | 0 | 0 | 0 | 0 | 0 | 0 | 0 | 0
F3_Industrial_Wood and Lumber Products_Existing_Space Heating_Natural Gas_Steam Trap Maintenance_A_Achievable Economic RVT Potential | F3 | Industrial | Wood and Lumber Products | Existing | Space Heating | Natural Gas | Steam Trap Maintenance | A | Integrated Unit Winter Peak Savings (kW) | Achievable Economic RVT Potential | 0 | 0 | 0 | 0 | 0 | 0 | 0 | 0 | 0 | 0 | 0 | 0 | 0 | 0 | 0 | 0 | 0 | 0 | 0 | 0 | 0 | 0 | 0 | 0 | 0 | 0 | 0 | 0 | 0 | 0 | 0
F4_Industrial_Wood and Lumber Products_Existing_Space Heating_Natural Gas_Steam Trap Maintenance_A_Achievable Economic RVT Potential | F4 | Industrial | Wood and Lumber Products | Existing | Space Heating | Natural Gas | Steam Trap Maintenance | A | Incremental Energy Savings (MWh or mTherms) | Achievable Economic RVT Potential | 0 | 0 | 0 | 0 | 0 | 0 | 0 | 0 | 0 | 0 | 0 | 0 | 0 | 0 | 0 | 0 | 0 | 0 | 0 | 0 | 0 | 0 | 0 | 0 | 0 | 0 | 0 | 0 | 0 | 0 | 0
F5_Industrial_Wood and Lumber Products_Existing_Space Heating_Natural Gas_Steam Trap Maintenance_A_Achievable Economic RVT Potential | F5 | Industrial | Wood and Lumber Products | Existing | Space Heating | Natural Gas | Steam Trap Maintenance | A | Incremental Summer Peak Savings (MW) | Achievable Economic RVT Potential | 0 | 0 | 0 | 0 | 0 | 0 | 0 | 0 | 0 | 0 | 0 | 0 | 0 | 0 | 0 | 0 | 0 | 0 | 0 | 0 | 0 | 0 | 0 | 0 | 0 | 0 | 0 | 0 | 0 | 0 | 0
F6_Industrial_Wood and Lumber Products_Existing_Space Heating_Natural Gas_Steam Trap Maintenance_A_Achievable Economic RVT Potential | F6 | Industrial | Wood and Lumber Products | Existing | Space Heating | Natural Gas | Steam Trap Maintenance | A | Incremental Winter Peak Savings (MW) | Achievable Economic RVT Potential | 0 | 0 | 0 | 0 | 0 | 0 | 0 | 0 | 0 | 0 | 0 | 0 | 0 | 0 | 0 | 0 | 0 | 0 | 0 | 0 | 0 | 0 | 0 | 0 | 0 | 0 | 0 | 0 | 0 | 0 | 0
F7_Industrial_Wood and Lumber Products_Existing_Space Heating_Natural Gas_Steam Trap Maintenance_A_Achievable Economic RVT Potential | F7 | Industrial | Wood and Lumber Products | Existing | Space Heating | Natural Gas | Steam Trap Maintenance | A | Cumulative Energy Savings (MWh or mTherms) | Achievable Economic RVT Potential | 0 | 0 | 0 | 0 | 0 | 0 | 0 | 0 | 0 | 0 | 0 | 0 | 0 | 0 | 0 | 0 | 0 | 0 | 0 | 0 | 0 | 0 | 0 | 0 | 0 | 0 | 0 | 0 | 0 | 0 | 0
F8_Industrial_Wood and Lumber Products_Existing_Space Heating_Natural Gas_Steam Trap Maintenance_A_Achievable Economic RVT Potential | F8 | Industrial | Wood and Lumber Products | Existing | Space Heating | Natural Gas | Steam Trap Maintenance | A | Cumulative Summer Peak Savings (MW) | Achievable Economic RVT Potential | 0 | 0 | 0 | 0 | 0 | 0 | 0 | 0 | 0 | 0 | 0 | 0 | 0 | 0 | 0 | 0 | 0 | 0 | 0 | 0 | 0 | 0 | 0 | 0 | 0 | 0 | 0 | 0 | 0 | 0 | 0
F9_Industrial_Wood and Lumber Products_Existing_Space Heating_Natural Gas_Steam Trap Maintenance_A_Achievable Economic RVT Potential | F9 | Industrial | Wood and Lumber Products | Existing | Space Heating | Natural Gas | Steam Trap Maintenance | A | Cumulative Winter Peak Savings (MW) | Achievable Economic RVT Potential | 0 | 0 | 0 | 0 | 0 | 0 | 0 | 0 | 0 | 0 | 0 | 0 | 0 | 0 | 0 | 0 | 0 | 0 | 0 | 0 | 0 | 0 | 0 | 0 | 0 | 0 | 0 | 0 | 0 | 0 | 0
F10_Industrial_Wood and Lumber Products_Existing_Space Heating_Natural Gas_Steam Trap Maintenance_A_Achievable Economic RVT Potential | F10 | Industrial | Wood and Lumber Products | Existing | Space Heating | Natural Gas | Steam Trap Maintenance | A | Purchases (Incremental) | Achievable Economic RVT Potential | 0 | 0 | 0 | 0 | 0 | 0 | 0 | 0 | 0 | 0 | 0 | 0 | 0 | 0 | 0 | 0 | 0 | 0 | 0 | 0 | 0 | 0 | 0 | 0 | 0 | 0 | 0 | 0 | 0 | 0 | 0
F11_Industrial_Wood and Lumber Products_Existing_Space Heating_Natural Gas_Steam Trap Maintenance_A_Achievable Economic RVT Potential | F11 | Industrial | Wood and Lumber Products | Existing | Space Heating | Natural Gas | Steam Trap Maintenance | A | Purchases (Cumulative) | Achievable Economic RVT Potential | 0 | 0 | 0 | 0 | 0 | 0 | 0 | 0 | 0 | 0 | 0 | 0 | 0 | 0 | 0 | 0 | 0 | 0 | 0 | 0 | 0 | 0 | 0 | 0 | 0 | 0 | 0 | 0 | 0 | 0 | 0
F1_Industrial_Wood and Lumber Products_Existing_Process_Natural Gas_Steam Trap Maintenance_A_Achievable Economic RVT Potential | F1 | Industrial | Wood and Lumber Products | Existing | Process | Natural Gas | Steam Trap Maintenance | A | Integrated Unit Energy Savings (kWh or therms) | Achievable Economic RVT Potential | 0 | 0 | 0 | 0 | 0 | 8.123 | 8.1192 | 8.1156 | 8.1121 | 8.1088 | 8.1055 | 8.103 | 8.101 | 8.0989 | 8.0978 | 8.0965 | 8.0956 | 8.0948 | 8.094 | 8.0936 | 8.0932 | 8.093 | 8.0928 | 8.0927 | 8.0926 | 8.0925 | 8.0924 | 8.0923 | 8.1272 | 8.1272 | 8.1272
F2_Industrial_Wood and Lumber Products_Existing_Process_Natural Gas_Steam Trap Maintenance_A_Achievable Economic RVT Potential | F2 | Industrial | Wood and Lumber Products | Existing | Process | Natural Gas | Steam Trap Maintenance | A | Integrated Unit Summer Peak Savings (kW) | Achievable Economic RVT Potential | 0 | 0 | 0 | 0 | 0 | 0 | 0 | 0 | 0 | 0 | 0 | 0 | 0 | 0 | 0 | 0 | 0 | 0 | 0 | 0 | 0 | 0 | 0 | 0 | 0 | 0 | 0 | 0 | 0 | 0 | 0
F3_Industrial_Wood and Lumber Products_Existing_Process_Natural Gas_Steam Trap Maintenance_A_Achievable Economic RVT Potential | F3 | Industrial | Wood and Lumber Products | Existing | Process | Natural Gas | Steam Trap Maintenance | A | Integrated Unit Winter Peak Savings (kW) | Achievable Economic RVT Potential | 0 | 0 | 0 | 0 | 0 | 0 | 0 | 0 | 0 | 0 | 0 | 0 | 0 | 0 | 0 | 0 | 0 | 0 | 0 | 0 | 0 | 0 | 0 | 0 | 0 | 0 | 0 | 0 | 0 | 0 | 0
F4_Industrial_Wood and Lumber Products_Existing_Process_Natural Gas_Steam Trap Maintenance_A_Achievable Economic RVT Potential | F4 | Industrial | Wood and Lumber Products | Existing | Process | Natural Gas | Steam Trap Maintenance | A | Incremental Energy Savings (MWh or mTherms) | Achievable Economic RVT Potential | 0 | 0 | 0 | 0 | 0 | 0 | 0 | 0 | 0 | 0 | 0 | 0 | 0 | 0 | 0 | 0 | 0 | 0 | 0 | 0 | 0 | 0 | 0 | 0 | 0 | 0 | 0 | 0 | 0 | 0 | 0
F5_Industrial_Wood and Lumber Products_Existing_Process_Natural Gas_Steam Trap Maintenance_A_Achievable Economic RVT Potential | F5 | Industrial | Wood and Lumber Products | Existing | Process | Natural Gas | Steam Trap Maintenance | A | Incremental Summer Peak Savings (MW) | Achievable Economic RVT Potential | 0 | 0 | 0 | 0 | 0 | 0 | 0 | 0 | 0 | 0 | 0 | 0 | 0 | 0 | 0 | 0 | 0 | 0 | 0 | 0 | 0 | 0 | 0 | 0 | 0 | 0 | 0 | 0 | 0 | 0 | 0
F6_Industrial_Wood and Lumber Products_Existing_Process_Natural Gas_Steam Trap Maintenance_A_Achievable Economic RVT Potential | F6 | Industrial | Wood and Lumber Products | Existing | Process | Natural Gas | Steam Trap Maintenance | A | Incremental Winter Peak Savings (MW) | Achievable Economic RVT Potential | 0 | 0 | 0 | 0 | 0 | 0 | 0 | 0 | 0 | 0 | 0 | 0 | 0 | 0 | 0 | 0 | 0 | 0 | 0 | 0 | 0 | 0 | 0 | 0 | 0 | 0 | 0 | 0 | 0 | 0 | 0
F7_Industrial_Wood and Lumber Products_Existing_Process_Natural Gas_Steam Trap Maintenance_A_Achievable Economic RVT Potential | F7 | Industrial | Wood and Lumber Products | Existing | Process | Natural Gas | Steam Trap Maintenance | A | Cumulative Energy Savings (MWh or mTherms) | Achievable Economic RVT Potential | 0 | 0 | 0 | 0 | 0 | 0 | 0 | 0 | 0 | 0 | 0 | 0 | 0 | 0 | 0 | 0 | 0 | 0 | 0 | 0 | 0 | 0 | 0 | 0 | 0 | 0 | 0 | 0 | 0 | 0 | 0
F8_Industrial_Wood and Lumber Products_Existing_Process_Natural Gas_Steam Trap Maintenance_A_Achievable Economic RVT Potential | F8 | Industrial | Wood and Lumber Products | Existing | Process | Natural Gas | Steam Trap Maintenance | A | Cumulative Summer Peak Savings (MW) | Achievable Economic RVT Potential | 0 | 0 | 0 | 0 | 0 | 0 | 0 | 0 | 0 | 0 | 0 | 0 | 0 | 0 | 0 | 0 | 0 | 0 | 0 | 0 | 0 | 0 | 0 | 0 | 0 | 0 | 0 | 0 | 0 | 0 | 0
F9_Industrial_Wood and Lumber Products_Existing_Process_Natural Gas_Steam Trap Maintenance_A_Achievable Economic RVT Potential | F9 | Industrial | Wood and Lumber Products | Existing | Process | Natural Gas | Steam Trap Maintenance | A | Cumulative Winter Peak Savings (MW) | Achievable Economic RVT Potential | 0 | 0 | 0 | 0 | 0 | 0 | 0 | 0 | 0 | 0 | 0 | 0 | 0 | 0 | 0 | 0 | 0 | 0 | 0 | 0 | 0 | 0 | 0 | 0 | 0 | 0 | 0 | 0 | 0 | 0 | 0
F10_Industrial_Wood and Lumber Products_Existing_Process_Natural Gas_Steam Trap Maintenance_A_Achievable Economic RVT Potential | F10 | Industrial | Wood and Lumber Products | Existing | Process | Natural Gas | Steam Trap Maintenance | A | Purchases (Incremental) | Achievable Economic RVT Potential | 0 | 0 | 0 | 0 | 0 | 0 | 0 | 0 | 0 | 0 | 0 | 0 | 0 | 0 | 0 | 0 | 0 | 0 | 0 | 0 | 0 | 0 | 0 | 0 | 0 | 0 | 0 | 0 | 0 | 0 | 0
F11_Industrial_Wood and Lumber Products_Existing_Process_Natural Gas_Steam Trap Maintenance_A_Achievable Economic RVT Potential | F11 | Industrial | Wood and Lumber Products | Existing | Process | Natural Gas | Steam Trap Maintenance | A | Purchases (Cumulative) | Achievable Economic RVT Potential | 0 | 0 | 0 | 0 | 0 | 0 | 0 | 0 | 0 | 0 | 0 | 0 | 0 | 0 | 0 | 0 | 0 | 0 | 0 | 0 | 0 | 0 | 0 | 0 | 0 | 0 | 0 | 0 | 0 | 0 | 0
F1_Industrial_Wood and Lumber Products_Existing_Space Heating_Natural Gas_Gas Boiler - High Turndown_A_Achievable Economic RVT Potential | F1 | Industrial | Wood and Lumber Products | Existing | Space Heating | Natural Gas | Gas Boiler - High Turndown | A | Integrated Unit Energy Savings (kWh or therms) | Achievable Economic RVT Potential | 0 | 0 | 0 | 0 | 0 | 1.2003 | 1.1818 | 1.1585 | 1.1301 | 1.0967 | 1.0586 | 1.019 | 0.97925 | 0.93869 | 0.90376 | 0.87031 | 0.84289 | 0.81827 | 0.79621 | 0.77997 | 0.76499 | 0.75177 | 0.7406 | 0.73153 | 0.72305 | 0.71667 | 0.71132 | 0.70642 | 1.0424 | 1.0381 | 1.0342
F2_Industrial_Wood and Lumber Products_Existing_Space Heating_Natural Gas_Gas Boiler - High Turndown_A_Achievable Economic RVT Potential | F2 | Industrial | Wood and Lumber Products | Existing | Space Heating | Natural Gas | Gas Boiler - High Turndown | A | Integrated Unit Summer Peak Savings (kW) | Achievable Economic RVT Potential | 0 | 0 | 0 | 0 | 0 | 0 | 0 | 0 | 0 | 0 | 0 | 0 | 0 | 0 | 0 | 0 | 0 | 0 | 0 | 0 | 0 | 0 | 0 | 0 | 0 | 0 | 0 | 0 | 0 | 0 | 0
F3_Industrial_Wood and Lumber Products_Existing_Space Heating_Natural Gas_Gas Boiler - High Turndown_A_Achievable Economic RVT Potential | F3 | Industrial | Wood and Lumber Products | Existing | Space Heating | Natural Gas | Gas Boiler - High Turndown | A | Integrated Unit Winter Peak Savings (kW) | Achievable Economic RVT Potential | 0 | 0 | 0 | 0 | 0 | 0 | 0 | 0 | 0 | 0 | 0 | 0 | 0 | 0 | 0 | 0 | 0 | 0 | 0 | 0 | 0 | 0 | 0 | 0 | 0 | 0 | 0 | 0 | 0 | 0 | 0
F4_Industrial_Wood and Lumber Products_Existing_Space Heating_Natural Gas_Gas Boiler - High Turndown_A_Achievable Economic RVT Potential | F4 | Industrial | Wood and Lumber Products | Existing | Space Heating | Natural Gas | Gas Boiler - High Turndown | A | Incremental Energy Savings (MWh or mTherms) | Achievable Economic RVT Potential | 0 | 0 | 0 | 0 | 0 | 0 | 0 | 0 | 0 | 0 | 0 | 0 | 0 | 0 | 0 | 0 | 0 | 0 | 0 | 0 | 0 | 0 | 0 | 0 | 0 | 0 | 0 | 0 | 0 | 0 | 0
F5_Industrial_Wood and Lumber Products_Existing_Space Heating_Natural Gas_Gas Boiler - High Turndown_A_Achievable Economic RVT Potential | F5 | Industrial | Wood and Lumber Products | Existing | Space Heating | Natural Gas | Gas Boiler - High Turndown | A | Incremental Summer Peak Savings (MW) | Achievable Economic RVT Potential | 0 | 0 | 0 | 0 | 0 | 0 | 0 | 0 | 0 | 0 | 0 | 0 | 0 | 0 | 0 | 0 | 0 | 0 | 0 | 0 | 0 | 0 | 0 | 0 | 0 | 0 | 0 | 0 | 0 | 0 | 0
F6_Industrial_Wood and Lumber Products_Existing_Space Heating_Natural Gas_Gas Boiler - High Turndown_A_Achievable Economic RVT Potential | F6 | Industrial | Wood and Lumber Products | Existing | Space Heating | Natural Gas | Gas Boiler - High Turndown | A | Incremental Winter Peak Savings (MW) | Achievable Economic RVT Potential | 0 | 0 | 0 | 0 | 0 | 0 | 0 | 0 | 0 | 0 | 0 | 0 | 0 | 0 | 0 | 0 | 0 | 0 | 0 | 0 | 0 | 0 | 0 | 0 | 0 | 0 | 0 | 0 | 0 | 0 | 0
F7_Industrial_Wood and Lumber Products_Existing_Space Heating_Natural Gas_Gas Boiler - High Turndown_A_Achievable Economic RVT Potential | F7 | Industrial | Wood and Lumber Products | Existing | Space Heating | Natural Gas | Gas Boiler - High Turndown | A | Cumulative Energy Savings (MWh or mTherms) | Achievable Economic RVT Potential | 0 | 0 | 0 | 0 | 0 | 0 | 0 | 0 | 0 | 0 | 0 | 0 | 0 | 0 | 0 | 0 | 0 | 0 | 0 | 0 | 0 | 0 | 0 | 0 | 0 | 0 | 0 | 0 | 0 | 0 | 0
F8_Industrial_Wood and Lumber Products_Existing_Space Heating_Natural Gas_Gas Boiler - High Turndown_A_Achievable Economic RVT Potential | F8 | Industrial | Wood and Lumber Products | Existing | Space Heating | Natural Gas | Gas Boiler - High Turndown | A | Cumulative Summer Peak Savings (MW) | Achievable Economic RVT Potential | 0 | 0 | 0 | 0 | 0 | 0 | 0 | 0 | 0 | 0 | 0 | 0 | 0 | 0 | 0 | 0 | 0 | 0 | 0 | 0 | 0 | 0 | 0 | 0 | 0 | 0 | 0 | 0 | 0 | 0 | 0
F9_Industrial_Wood and Lumber Products_Existing_Space Heating_Natural Gas_Gas Boiler - High Turndown_A_Achievable Economic RVT Potential | F9 | Industrial | Wood and Lumber Products | Existing | Space Heating | Natural Gas | Gas Boiler - High Turndown | A | Cumulative Winter Peak Savings (MW) | Achievable Economic RVT Potential | 0 | 0 | 0 | 0 | 0 | 0 | 0 | 0 | 0 | 0 | 0 | 0 | 0 | 0 | 0 | 0 | 0 | 0 | 0 | 0 | 0 | 0 | 0 | 0 | 0 | 0 | 0 | 0 | 0 | 0 | 0
F10_Industrial_Wood and Lumber Products_Existing_Space Heating_Natural Gas_Gas Boiler - High Turndown_A_Achievable Economic RVT Potential | F10 | Industrial | Wood and Lumber Products | Existing | Space Heating | Natural Gas | Gas Boiler - High Turndown | A | Purchases (Incremental) | Achievable Economic RVT Potential | 0 | 0 | 0 | 0 | 0 | 0 | 0 | 0 | 0 | 0 | 0 | 0 | 0 | 0 | 0 | 0 | 0 | 0 | 0 | 0 | 0 | 0 | 0 | 0 | 0 | 0 | 0 | 0 | 0 | 0 | 0
F11_Industrial_Wood and Lumber Products_Existing_Space Heating_Natural Gas_Gas Boiler - High Turndown_A_Achievable Economic RVT Potential | F11 | Industrial | Wood and Lumber Products | Existing | Space Heating | Natural Gas | Gas Boiler - High Turndown | A | Purchases (Cumulative) | Achievable Economic RVT Potential | 0 | 0 | 0 | 0 | 0 | 0 | 0 | 0 | 0 | 0 | 0 | 0 | 0 | 0 | 0 | 0 | 0 | 0 | 0 | 0 | 0 | 0 | 0 | 0 | 0 | 0 | 0 | 0 | 0 | 0 | 0
F1_Industrial_Wood and Lumber Products_Existing_Process_Natural Gas_Gas Boiler - High Turndown_A_Achievable Economic RVT Potential | F1 | Industrial | Wood and Lumber Products | Existing | Process | Natural Gas | Gas Boiler - High Turndown | A | Integrated Unit Energy Savings (kWh or therms) | Achievable Economic RVT Potential | 0 | 0 | 0 | 0 | 0 | 8.6029 | 8.579 | 8.5549 | 8.531 | 8.507 | 8.482 | 8.4597 | 8.4387 | 8.4162 | 8.3988 | 8.3797 | 8.3639 | 8.3478 | 8.3312 | 8.3179 | 8.3034 | 8.2899 | 8.2765 | 8.2631 | 8.2499 | 8.2488 | 8.2478 | 8.2469 | 8.6269 | 8.6269 | 8.6269
F2_Industrial_Wood and Lumber Products_Existing_Process_Natural Gas_Gas Boiler - High Turndown_A_Achievable Economic RVT Potential | F2 | Industrial | Wood and Lumber Products | Existing | Process | Natural Gas | Gas Boiler - High Turndown | A | Integrated Unit Summer Peak Savings (kW) | Achievable Economic RVT Potential | 0 | 0 | 0 | 0 | 0 | 0 | 0 | 0 | 0 | 0 | 0 | 0 | 0 | 0 | 0 | 0 | 0 | 0 | 0 | 0 | 0 | 0 | 0 | 0 | 0 | 0 | 0 | 0 | 0 | 0 | 0
F3_Industrial_Wood and Lumber Products_Existing_Process_Natural Gas_Gas Boiler - High Turndown_A_Achievable Economic RVT Potential | F3 | Industrial | Wood and Lumber Products | Existing | Process | Natural Gas | Gas Boiler - High Turndown | A | Integrated Unit Winter Peak Savings (kW) | Achievable Economic RVT Potential | 0 | 0 | 0 | 0 | 0 | 0 | 0 | 0 | 0 | 0 | 0 | 0 | 0 | 0 | 0 | 0 | 0 | 0 | 0 | 0 | 0 | 0 | 0 | 0 | 0 | 0 | 0 | 0 | 0 | 0 | 0
F4_Industrial_Wood and Lumber Products_Existing_Process_Natural Gas_Gas Boiler - High Turndown_A_Achievable Economic RVT Potential | F4 | Industrial | Wood and Lumber Products | Existing | Process | Natural Gas | Gas Boiler - High Turndown | A | Incremental Energy Savings (MWh or mTherms) | Achievable Economic RVT Potential | 0 | 0 | 0 | 0 | 0 | 0 | 0 | 0 | 0 | 0 | 0 | 0 | 0 | 0 | 0 | 0 | 0 | 0 | 0 | 0 | 0 | 0 | 0 | 0 | 0 | 0 | 0 | 0 | 0 | 0 | 0
F5_Industrial_Wood and Lumber Products_Existing_Process_Natural Gas_Gas Boiler - High Turndown_A_Achievable Economic RVT Potential | F5 | Industrial | Wood and Lumber Products | Existing | Process | Natural Gas | Gas Boiler - High Turndown | A | Incremental Summer Peak Savings (MW) | Achievable Economic RVT Potential | 0 | 0 | 0 | 0 | 0 | 0 | 0 | 0 | 0 | 0 | 0 | 0 | 0 | 0 | 0 | 0 | 0 | 0 | 0 | 0 | 0 | 0 | 0 | 0 | 0 | 0 | 0 | 0 | 0 | 0 | 0
F6_Industrial_Wood and Lumber Products_Existing_Process_Natural Gas_Gas Boiler - High Turndown_A_Achievable Economic RVT Potential | F6 | Industrial | Wood and Lumber Products | Existing | Process | Natural Gas | Gas Boiler - High Turndown | A | Incremental Winter Peak Savings (MW) | Achievable Economic RVT Potential | 0 | 0 | 0 | 0 | 0 | 0 | 0 | 0 | 0 | 0 | 0 | 0 | 0 | 0 | 0 | 0 | 0 | 0 | 0 | 0 | 0 | 0 | 0 | 0 | 0 | 0 | 0 | 0 | 0 | 0 | 0
F7_Industrial_Wood and Lumber Products_Existing_Process_Natural Gas_Gas Boiler - High Turndown_A_Achievable Economic RVT Potential | F7 | Industrial | Wood and Lumber Products | Existing | Process | Natural Gas | Gas Boiler - High Turndown | A | Cumulative Energy Savings (MWh or mTherms) | Achievable Economic RVT Potential | 0 | 0 | 0 | 0 | 0 | 0 | 0 | 0 | 0 | 0 | 0 | 0 | 0 | 0 | 0 | 0 | 0 | 0 | 0 | 0 | 0 | 0 | 0 | 0 | 0 | 0 | 0 | 0 | 0 | 0 | 0
F8_Industrial_Wood and Lumber Products_Existing_Process_Natural Gas_Gas Boiler - High Turndown_A_Achievable Economic RVT Potential | F8 | Industrial | Wood and Lumber Products | Existing | Process | Natural Gas | Gas Boiler - High Turndown | A | Cumulative Summer Peak Savings (MW) | Achievable Economic RVT Potential | 0 | 0 | 0 | 0 | 0 | 0 | 0 | 0 | 0 | 0 | 0 | 0 | 0 | 0 | 0 | 0 | 0 | 0 | 0 | 0 | 0 | 0 | 0 | 0 | 0 | 0 | 0 | 0 | 0 | 0 | 0
F9_Industrial_Wood and Lumber Products_Existing_Process_Natural Gas_Gas Boiler - High Turndown_A_Achievable Economic RVT Potential | F9 | Industrial | Wood and Lumber Products | Existing | Process | Natural Gas | Gas Boiler - High Turndown | A | Cumulative Winter Peak Savings (MW) | Achievable Economic RVT Potential | 0 | 0 | 0 | 0 | 0 | 0 | 0 | 0 | 0 | 0 | 0 | 0 | 0 | 0 | 0 | 0 | 0 | 0 | 0 | 0 | 0 | 0 | 0 | 0 | 0 | 0 | 0 | 0 | 0 | 0 | 0
F10_Industrial_Wood and Lumber Products_Existing_Process_Natural Gas_Gas Boiler - High Turndown_A_Achievable Economic RVT Potential | F10 | Industrial | Wood and Lumber Products | Existing | Process | Natural Gas | Gas Boiler - High Turndown | A | Purchases (Incremental) | Achievable Economic RVT Potential | 0 | 0 | 0 | 0 | 0 | 0 | 0 | 0 | 0 | 0 | 0 | 0 | 0 | 0 | 0 | 0 | 0 | 0 | 0 | 0 | 0 | 0 | 0 | 0 | 0 | 0 | 0 | 0 | 0 | 0 | 0
F11_Industrial_Wood and Lumber Products_Existing_Process_Natural Gas_Gas Boiler - High Turndown_A_Achievable Economic RVT Potential | F11 | Industrial | Wood and Lumber Products | Existing | Process | Natural Gas | Gas Boiler - High Turndown | A | Purchases (Cumulative) | Achievable Economic RVT Potential | 0 | 0 | 0 | 0 | 0 | 0 | 0 | 0 | 0 | 0 | 0 | 0 | 0 | 0 | 0 | 0 | 0 | 0 | 0 | 0 | 0 | 0 | 0 | 0 | 0 | 0 | 0 | 0 | 0 | 0 | 0
F1_Industrial_Wood and Lumber Products_Existing_Space Heating_Natural Gas_Gas Boiler - Burner Control Optimization_A_Achievable Economic RVT Potential | F1 | Industrial | Wood and Lumber Products | Existing | Space Heating | Natural Gas | Gas Boiler - Burner Control Optimization | A | Integrated Unit Energy Savings (kWh or therms) | Achievable Economic RVT Potential | 0 | 0 | 0 | 0 | 0 | 0.34808 | 0.34269 | 0.33594 | 0.32768 | 0.31799 | 0.30692 | 0.29544 | 0.2839 | 0.27213 | 0.262 | 0.2523 | 0.24435 | 0.23721 | 0.23081 | 0.2261 | 0.22176 | 0.21793 | 0.21469 | 0.21206 | 0.2096 | 0.20775 | 0.2062 | 0.20478 | 0.30229 | 0.30105 | 0.29992
F2_Industrial_Wood and Lumber Products_Existing_Space Heating_Natural Gas_Gas Boiler - Burner Control Optimization_A_Achievable Economic RVT Potential | F2 | Industrial | Wood and Lumber Products | Existing | Space Heating | Natural Gas | Gas Boiler - Burner Control Optimization | A | Integrated Unit Summer Peak Savings (kW) | Achievable Economic RVT Potential | 0 | 0 | 0 | 0 | 0 | 0 | 0 | 0 | 0 | 0 | 0 | 0 | 0 | 0 | 0 | 0 | 0 | 0 | 0 | 0 | 0 | 0 | 0 | 0 | 0 | 0 | 0 | 0 | 0 | 0 | 0
F3_Industrial_Wood and Lumber Products_Existing_Space Heating_Natural Gas_Gas Boiler - Burner Control Optimization_A_Achievable Economic RVT Potential | F3 | Industrial | Wood and Lumber Products | Existing | Space Heating | Natural Gas | Gas Boiler - Burner Control Optimization | A | Integrated Unit Winter Peak Savings (kW) | Achievable Economic RVT Potential | 0 | 0 | 0 | 0 | 0 | 0 | 0 | 0 | 0 | 0 | 0 | 0 | 0 | 0 | 0 | 0 | 0 | 0 | 0 | 0 | 0 | 0 | 0 | 0 | 0 | 0 | 0 | 0 | 0 | 0 | 0
F4_Industrial_Wood and Lumber Products_Existing_Space Heating_Natural Gas_Gas Boiler - Burner Control Optimization_A_Achievable Economic RVT Potential | F4 | Industrial | Wood and Lumber Products | Existing | Space Heating | Natural Gas | Gas Boiler - Burner Control Optimization | A | Incremental Energy Savings (MWh or mTherms) | Achievable Economic RVT Potential | 0 | 0 | 0 | 0 | 0 | 0 | 0 | 0 | 0 | 0 | 0 | 0 | 0 | 0 | 0 | 0 | 0 | 0 | 0 | 0 | 0 | 0 | 0 | 0 | 0 | 0 | 0 | 0 | 0 | 0 | 0
F5_Industrial_Wood and Lumber Products_Existing_Space Heating_Natural Gas_Gas Boiler - Burner Control Optimization_A_Achievable Economic RVT Potential | F5 | Industrial | Wood and Lumber Products | Existing | Space Heating | Natural Gas | Gas Boiler - Burner Control Optimization | A | Incremental Summer Peak Savings (MW) | Achievable Economic RVT Potential | 0 | 0 | 0 | 0 | 0 | 0 | 0 | 0 | 0 | 0 | 0 | 0 | 0 | 0 | 0 | 0 | 0 | 0 | 0 | 0 | 0 | 0 | 0 | 0 | 0 | 0 | 0 | 0 | 0 | 0 | 0
F6_Industrial_Wood and Lumber Products_Existing_Space Heating_Natural Gas_Gas Boiler - Burner Control Optimization_A_Achievable Economic RVT Potential | F6 | Industrial | Wood and Lumber Products | Existing | Space Heating | Natural Gas | Gas Boiler - Burner Control Optimization | A | Incremental Winter Peak Savings (MW) | Achievable Economic RVT Potential | 0 | 0 | 0 | 0 | 0 | 0 | 0 | 0 | 0 | 0 | 0 | 0 | 0 | 0 | 0 | 0 | 0 | 0 | 0 | 0 | 0 | 0 | 0 | 0 | 0 | 0 | 0 | 0 | 0 | 0 | 0
F7_Industrial_Wood and Lumber Products_Existing_Space Heating_Natural Gas_Gas Boiler - Burner Control Optimization_A_Achievable Economic RVT Potential | F7 | Industrial | Wood and Lumber Products | Existing | Space Heating | Natural Gas | Gas Boiler - Burner Control Optimization | A | Cumulative Energy Savings (MWh or mTherms) | Achievable Economic RVT Potential | 0 | 0 | 0 | 0 | 0 | 0 | 0 | 0 | 0 | 0 | 0 | 0 | 0 | 0 | 0 | 0 | 0 | 0 | 0 | 0 | 0 | 0 | 0 | 0 | 0 | 0 | 0 | 0 | 0 | 0 | 0
F8_Industrial_Wood and Lumber Products_Existing_Space Heating_Natural Gas_Gas Boiler - Burner Control Optimization_A_Achievable Economic RVT Potential | F8 | Industrial | Wood and Lumber Products | Existing | Space Heating | Natural Gas | Gas Boiler - Burner Control Optimization | A | Cumulative Summer Peak Savings (MW) | Achievable Economic RVT Potential | 0 | 0 | 0 | 0 | 0 | 0 | 0 | 0 | 0 | 0 | 0 | 0 | 0 | 0 | 0 | 0 | 0 | 0 | 0 | 0 | 0 | 0 | 0 | 0 | 0 | 0 | 0 | 0 | 0 | 0 | 0
F9_Industrial_Wood and Lumber Products_Existing_Space Heating_Natural Gas_Gas Boiler - Burner Control Optimization_A_Achievable Economic RVT Potential | F9 | Industrial | Wood and Lumber Products | Existing | Space Heating | Natural Gas | Gas Boiler - Burner Control Optimization | A | Cumulative Winter Peak Savings (MW) | Achievable Economic RVT Potential | 0 | 0 | 0 | 0 | 0 | 0 | 0 | 0 | 0 | 0 | 0 | 0 | 0 | 0 | 0 | 0 | 0 | 0 | 0 | 0 | 0 | 0 | 0 | 0 | 0 | 0 | 0 | 0 | 0 | 0 | 0
F10_Industrial_Wood and Lumber Products_Existing_Space Heating_Natural Gas_Gas Boiler - Burner Control Optimization_A_Achievable Economic RVT Potential | F10 | Industrial | Wood and Lumber Products | Existing | Space Heating | Natural Gas | Gas Boiler - Burner Control Optimization | A | Purchases (Incremental) | Achievable Economic RVT Potential | 0 | 0 | 0 | 0 | 0 | 0 | 0 | 0 | 0 | 0 | 0 | 0 | 0 | 0 | 0 | 0 | 0 | 0 | 0 | 0 | 0 | 0 | 0 | 0 | 0 | 0 | 0 | 0 | 0 | 0 | 0
F11_Industrial_Wood and Lumber Products_Existing_Space Heating_Natural Gas_Gas Boiler - Burner Control Optimization_A_Achievable Economic RVT Potential | F11 | Industrial | Wood and Lumber Products | Existing | Space Heating | Natural Gas | Gas Boiler - Burner Control Optimization | A | Purchases (Cumulative) | Achievable Economic RVT Potential | 0 | 0 | 0 | 0 | 0 | 0 | 0 | 0 | 0 | 0 | 0 | 0 | 0 | 0 | 0 | 0 | 0 | 0 | 0 | 0 | 0 | 0 | 0 | 0 | 0 | 0 | 0 | 0 | 0 | 0 | 0
F1_Industrial_Wood and Lumber Products_Existing_Process_Natural Gas_Gas Boiler - Burner Control Optimization_A_Achievable Economic RVT Potential | F1 | Industrial | Wood and Lumber Products | Existing | Process | Natural Gas | Gas Boiler - Burner Control Optimization | A | Integrated Unit Energy Savings (kWh or therms) | Achievable Economic RVT Potential | 0 | 0 | 0 | 0 | 0 | 2.4945 | 2.4872 | 2.4798 | 2.4726 | 2.4652 | 2.4577 | 2.4509 | 2.4446 | 2.4379 | 2.4328 | 2.4271 | 2.4224 | 2.4177 | 2.4128 | 2.4089 | 2.4047 | 2.4007 | 2.3968 | 2.393 | 2.3891 | 2.3888 | 2.3885 | 2.3882 | 2.5018 | 2.5018 | 2.5018
F2_Industrial_Wood and Lumber Products_Existing_Process_Natural Gas_Gas Boiler - Burner Control Optimization_A_Achievable Economic RVT Potential | F2 | Industrial | Wood and Lumber Products | Existing | Process | Natural Gas | Gas Boiler - Burner Control Optimization | A | Integrated Unit Summer Peak Savings (kW) | Achievable Economic RVT Potential | 0 | 0 | 0 | 0 | 0 | 0 | 0 | 0 | 0 | 0 | 0 | 0 | 0 | 0 | 0 | 0 | 0 | 0 | 0 | 0 | 0 | 0 | 0 | 0 | 0 | 0 | 0 | 0 | 0 | 0 | 0
F3_Industrial_Wood and Lumber Products_Existing_Process_Natural Gas_Gas Boiler - Burner Control Optimization_A_Achievable Economic RVT Potential | F3 | Industrial | Wood and Lumber Products | Existing | Process | Natural Gas | Gas Boiler - Burner Control Optimization | A | Integrated Unit Winter Peak Savings (kW) | Achievable Economic RVT Potential | 0 | 0 | 0 | 0 | 0 | 0 | 0 | 0 | 0 | 0 | 0 | 0 | 0 | 0 | 0 | 0 | 0 | 0 | 0 | 0 | 0 | 0 | 0 | 0 | 0 | 0 | 0 | 0 | 0 | 0 | 0
F4_Industrial_Wood and Lumber Products_Existing_Process_Natural Gas_Gas Boiler - Burner Control Optimization_A_Achievable Economic RVT Potential | F4 | Industrial | Wood and Lumber Products | Existing | Process | Natural Gas | Gas Boiler - Burner Control Optimization | A | Incremental Energy Savings (MWh or mTherms) | Achievable Economic RVT Potential | 0 | 0 | 0 | 0 | 0 | 0 | 0 | 0 | 0 | 0 | 0 | 0 | 0 | 0 | 0 | 0 | 0 | 0 | 0 | 0 | 0 | 0 | 0 | 0 | 0 | 0 | 0 | 0 | 0 | 0 | 0
F5_Industrial_Wood and Lumber Products_Existing_Process_Natural Gas_Gas Boiler - Burner Control Optimization_A_Achievable Economic RVT Potential | F5 | Industrial | Wood and Lumber Products | Existing | Process | Natural Gas | Gas Boiler - Burner Control Optimization | A | Incremental Summer Peak Savings (MW) | Achievable Economic RVT Potential | 0 | 0 | 0 | 0 | 0 | 0 | 0 | 0 | 0 | 0 | 0 | 0 | 0 | 0 | 0 | 0 | 0 | 0 | 0 | 0 | 0 | 0 | 0 | 0 | 0 | 0 | 0 | 0 | 0 | 0 | 0
F6_Industrial_Wood and Lumber Products_Existing_Process_Natural Gas_Gas Boiler - Burner Control Optimization_A_Achievable Economic RVT Potential | F6 | Industrial | Wood and Lumber Products | Existing | Process | Natural Gas | Gas Boiler - Burner Control Optimization | A | Incremental Winter Peak Savings (MW) | Achievable Economic RVT Potential | 0 | 0 | 0 | 0 | 0 | 0 | 0 | 0 | 0 | 0 | 0 | 0 | 0 | 0 | 0 | 0 | 0 | 0 | 0 | 0 | 0 | 0 | 0 | 0 | 0 | 0 | 0 | 0 | 0 | 0 | 0
F7_Industrial_Wood and Lumber Products_Existing_Process_Natural Gas_Gas Boiler - Burner Control Optimization_A_Achievable Economic RVT Potential | F7 | Industrial | Wood and Lumber Products | Existing | Process | Natural Gas | Gas Boiler - Burner Control Optimization | A | Cumulative Energy Savings (MWh or mTherms) | Achievable Economic RVT Potential | 0 | 0 | 0 | 0 | 0 | 0 | 0 | 0 | 0 | 0 | 0 | 0 | 0 | 0 | 0 | 0 | 0 | 0 | 0 | 0 | 0 | 0 | 0 | 0 | 0 | 0 | 0 | 0 | 0 | 0 | 0
F8_Industrial_Wood and Lumber Products_Existing_Process_Natural Gas_Gas Boiler - Burner Control Optimization_A_Achievable Economic RVT Potential | F8 | Industrial | Wood and Lumber Products | Existing | Process | Natural Gas | Gas Boiler - Burner Control Optimization | A | Cumulative Summer Peak Savings (MW) | Achievable Economic RVT Potential | 0 | 0 | 0 | 0 | 0 | 0 | 0 | 0 | 0 | 0 | 0 | 0 | 0 | 0 | 0 | 0 | 0 | 0 | 0 | 0 | 0 | 0 | 0 | 0 | 0 | 0 | 0 | 0 | 0 | 0 | 0
F9_Industrial_Wood and Lumber Products_Existing_Process_Natural Gas_Gas Boiler - Burner Control Optimization_A_Achievable Economic RVT Potential | F9 | Industrial | Wood and Lumber Products | Existing | Process | Natural Gas | Gas Boiler - Burner Control Optimization | A | Cumulative Winter Peak Savings (MW) | Achievable Economic RVT Potential | 0 | 0 | 0 | 0 | 0 | 0 | 0 | 0 | 0 | 0 | 0 | 0 | 0 | 0 | 0 | 0 | 0 | 0 | 0 | 0 | 0 | 0 | 0 | 0 | 0 | 0 | 0 | 0 | 0 | 0 | 0
F10_Industrial_Wood and Lumber Products_Existing_Process_Natural Gas_Gas Boiler - Burner Control Optimization_A_Achievable Economic RVT Potential | F10 | Industrial | Wood and Lumber Products | Existing | Process | Natural Gas | Gas Boiler - Burner Control Optimization | A | Purchases (Incremental) | Achievable Economic RVT Potential | 0 | 0 | 0 | 0 | 0 | 0 | 0 | 0 | 0 | 0 | 0 | 0 | 0 | 0 | 0 | 0 | 0 | 0 | 0 | 0 | 0 | 0 | 0 | 0 | 0 | 0 | 0 | 0 | 0 | 0 | 0
F11_Industrial_Wood and Lumber Products_Existing_Process_Natural Gas_Gas Boiler - Burner Control Optimization_A_Achievable Economic RVT Potential | F11 | Industrial | Wood and Lumber Products | Existing | Process | Natural Gas | Gas Boiler - Burner Control Optimization | A | Purchases (Cumulative) | Achievable Economic RVT Potential | 0 | 0 | 0 | 0 | 0 | 0 | 0 | 0 | 0 | 0 | 0 | 0 | 0 | 0 | 0 | 0 | 0 | 0 | 0 | 0 | 0 | 0 | 0 | 0 | 0 | 0 | 0 | 0 | 0 | 0 | 0
F1_Industrial_Wood and Lumber Products_Existing_Space Heating_Natural Gas_HVAC - Demand Controlled Ventilation_A_Achievable Economic RVT Potential | F1 | Industrial | Wood and Lumber Products | Existing | Space Heating | Natural Gas | HVAC - Demand Controlled Ventilation | A | Integrated Unit Energy Savings (kWh or therms) | Achievable Economic RVT Potential | 0 | 0 | 0 | 0 | 0 | 0.045646 | 0.045155 | 0.044536 | 0.043886 | 0.043205 | 0.042496 | 0.041759 | 0.041015 | 0.040246 | 0.039452 | 0.038676 | 0.037923 | 0.037195 | 0.036502 | 0.03587 | 0.035277 | 0.034723 | 0.03422 | 0.033768 | 0.033352 | 0.033028 | 0.032741 | 0.032471 | 0.036718 | 0.036492 | 0.03628
F2_Industrial_Wood and Lumber Products_Existing_Space Heating_Natural Gas_HVAC - Demand Controlled Ventilation_A_Achievable Economic RVT Potential | F2 | Industrial | Wood and Lumber Products | Existing | Space Heating | Natural Gas | HVAC - Demand Controlled Ventilation | A | Integrated Unit Summer Peak Savings (kW) | Achievable Economic RVT Potential | 0 | 0 | 0 | 0 | 0 | 0 | 0 | 0 | 0 | 0 | 0 | 0 | 0 | 0 | 0 | 0 | 0 | 0 | 0 | 0 | 0 | 0 | 0 | 0 | 0 | 0 | 0 | 0 | 0 | 0 | 0
F3_Industrial_Wood and Lumber Products_Existing_Space Heating_Natural Gas_HVAC - Demand Controlled Ventilation_A_Achievable Economic RVT Potential | F3 | Industrial | Wood and Lumber Products | Existing | Space Heating | Natural Gas | HVAC - Demand Controlled Ventilation | A | Integrated Unit Winter Peak Savings (kW) | Achievable Economic RVT Potential | 0 | 0 | 0 | 0 | 0 | 0 | 0 | 0 | 0 | 0 | 0 | 0 | 0 | 0 | 0 | 0 | 0 | 0 | 0 | 0 | 0 | 0 | 0 | 0 | 0 | 0 | 0 | 0 | 0 | 0 | 0
F4_Industrial_Wood and Lumber Products_Existing_Space Heating_Natural Gas_HVAC - Demand Controlled Ventilation_A_Achievable Economic RVT Potential | F4 | Industrial | Wood and Lumber Products | Existing | Space Heating | Natural Gas | HVAC - Demand Controlled Ventilation | A | Incremental Energy Savings (MWh or mTherms) | Achievable Economic RVT Potential | 0 | 0 | 0 | 0 | 0 | 0 | 0 | 0 | 0 | 0 | 0 | 0 | 0 | 0 | 0 | 0 | 0 | 0 | 0 | 0 | 0 | 0 | 0 | 0 | 0 | 0 | 0 | 0 | 0 | 0 | 0
F5_Industrial_Wood and Lumber Products_Existing_Space Heating_Natural Gas_HVAC - Demand Controlled Ventilation_A_Achievable Economic RVT Potential | F5 | Industrial | Wood and Lumber Products | Existing | Space Heating | Natural Gas | HVAC - Demand Controlled Ventilation | A | Incremental Summer Peak Savings (MW) | Achievable Economic RVT Potential | 0 | 0 | 0 | 0 | 0 | 0 | 0 | 0 | 0 | 0 | 0 | 0 | 0 | 0 | 0 | 0 | 0 | 0 | 0 | 0 | 0 | 0 | 0 | 0 | 0 | 0 | 0 | 0 | 0 | 0 | 0
F6_Industrial_Wood and Lumber Products_Existing_Space Heating_Natural Gas_HVAC - Demand Controlled Ventilation_A_Achievable Economic RVT Potential | F6 | Industrial | Wood and Lumber Products | Existing | Space Heating | Natural Gas | HVAC - Demand Controlled Ventilation | A | Incremental Winter Peak Savings (MW) | Achievable Economic RVT Potential | 0 | 0 | 0 | 0 | 0 | 0 | 0 | 0 | 0 | 0 | 0 | 0 | 0 | 0 | 0 | 0 | 0 | 0 | 0 | 0 | 0 | 0 | 0 | 0 | 0 | 0 | 0 | 0 | 0 | 0 | 0
F7_Industrial_Wood and Lumber Products_Existing_Space Heating_Natural Gas_HVAC - Demand Controlled Ventilation_A_Achievable Economic RVT Potential | F7 | Industrial | Wood and Lumber Products | Existing | Space Heating | Natural Gas | HVAC - Demand Controlled Ventilation | A | Cumulative Energy Savings (MWh or mTherms) | Achievable Economic RVT Potential | 0 | 0 | 0 | 0 | 0 | 0 | 0 | 0 | 0 | 0 | 0 | 0 | 0 | 0 | 0 | 0 | 0 | 0 | 0 | 0 | 0 | 0 | 0 | 0 | 0 | 0 | 0 | 0 | 0 | 0 | 0
F8_Industrial_Wood and Lumber Products_Existing_Space Heating_Natural Gas_HVAC - Demand Controlled Ventilation_A_Achievable Economic RVT Potential | F8 | Industrial | Wood and Lumber Products | Existing | Space Heating | Natural Gas | HVAC - Demand Controlled Ventilation | A | Cumulative Summer Peak Savings (MW) | Achievable Economic RVT Potential | 0 | 0 | 0 | 0 | 0 | 0 | 0 | 0 | 0 | 0 | 0 | 0 | 0 | 0 | 0 | 0 | 0 | 0 | 0 | 0 | 0 | 0 | 0 | 0 | 0 | 0 | 0 | 0 | 0 | 0 | 0
F9_Industrial_Wood and Lumber Products_Existing_Space Heating_Natural Gas_HVAC - Demand Controlled Ventilation_A_Achievable Economic RVT Potential | F9 | Industrial | Wood and Lumber Products | Existing | Space Heating | Natural Gas | HVAC - Demand Controlled Ventilation | A | Cumulative Winter Peak Savings (MW) | Achievable Economic RVT Potential | 0 | 0 | 0 | 0 | 0 | 0 | 0 | 0 | 0 | 0 | 0 | 0 | 0 | 0 | 0 | 0 | 0 | 0 | 0 | 0 | 0 | 0 | 0 | 0 | 0 | 0 | 0 | 0 | 0 | 0 | 0
F10_Industrial_Wood and Lumber Products_Existing_Space Heating_Natural Gas_HVAC - Demand Controlled Ventilation_A_Achievable Economic RVT Potential | F10 | Industrial | Wood and Lumber Products | Existing | Space Heating | Natural Gas | HVAC - Demand Controlled Ventilation | A | Purchases (Incremental) | Achievable Economic RVT Potential | 0 | 0 | 0 | 0 | 0 | 0 | 0 | 0 | 0 | 0 | 0 | 0 | 0 | 0 | 0 | 0 | 0 | 0 | 0 | 0 | 0 | 0 | 0 | 0 | 0 | 0 | 0 | 0 | 0 | 0 | 0
F11_Industrial_Wood and Lumber Products_Existing_Space Heating_Natural Gas_HVAC - Demand Controlled Ventilation_A_Achievable Economic RVT Potential | F11 | Industrial | Wood and Lumber Products | Existing | Space Heating | Natural Gas | HVAC - Demand Controlled Ventilation | A | Purchases (Cumulative) | Achievable Economic RVT Potential | 0 | 0 | 0 | 0 | 0 | 0 | 0 | 0 | 0 | 0 | 0 | 0 | 0 | 0 | 0 | 0 | 0 | 0 | 0 | 0 | 0 | 0 | 0 | 0 | 0 | 0 | 0 | 0 | 0 | 0 | 0
F1_Industrial_Wood and Lumber Products_Existing_Space Heating_Natural Gas_Gas Boiler - Stack Economizer_A_Achievable Economic RVT Potential | F1 | Industrial | Wood and Lumber Products | Existing | Space Heating | Natural Gas | Gas Boiler - Stack Economizer | A | Integrated Unit Energy Savings (kWh or therms) | Achievable Economic RVT Potential | 0 | 0 | 0 | 0 | 0 | 0.88085 | 0.87469 | 0.86843 | 0.86192 | 0.85516 | 0.84828 | 0.84119 | 0.83388 | 0.82627 | 0.81794 | 0.80988 | 0.80172 | 0.79372 | 0.78587 | 0.77832 | 0.77109 | 0.7637 | 0.75699 | 0.75068 | 0.74451 | 0.73892 | 0.73414 | 0.72974 | 0.76094 | 0.75781 | 0.75496
F2_Industrial_Wood and Lumber Products_Existing_Space Heating_Natural Gas_Gas Boiler - Stack Economizer_A_Achievable Economic RVT Potential | F2 | Industrial | Wood and Lumber Products | Existing | Space Heating | Natural Gas | Gas Boiler - Stack Economizer | A | Integrated Unit Summer Peak Savings (kW) | Achievable Economic RVT Potential | 0 | 0 | 0 | 0 | 0 | 0 | 0 | 0 | 0 | 0 | 0 | 0 | 0 | 0 | 0 | 0 | 0 | 0 | 0 | 0 | 0 | 0 | 0 | 0 | 0 | 0 | 0 | 0 | 0 | 0 | 0
F3_Industrial_Wood and Lumber Products_Existing_Space Heating_Natural Gas_Gas Boiler - Stack Economizer_A_Achievable Economic RVT Potential | F3 | Industrial | Wood and Lumber Products | Existing | Space Heating | Natural Gas | Gas Boiler - Stack Economizer | A | Integrated Unit Winter Peak Savings (kW) | Achievable Economic RVT Potential | 0 | 0 | 0 | 0 | 0 | 0 | 0 | 0 | 0 | 0 | 0 | 0 | 0 | 0 | 0 | 0 | 0 | 0 | 0 | 0 | 0 | 0 | 0 | 0 | 0 | 0 | 0 | 0 | 0 | 0 | 0
F4_Industrial_Wood and Lumber Products_Existing_Space Heating_Natural Gas_Gas Boiler - Stack Economizer_A_Achievable Economic RVT Potential | F4 | Industrial | Wood and Lumber Products | Existing | Space Heating | Natural Gas | Gas Boiler - Stack Economizer | A | Incremental Energy Savings (MWh or mTherms) | Achievable Economic RVT Potential | 0 | 0 | 0 | 0 | 0 | 0 | 0 | 0 | 0 | 0 | 0 | 0 | 0 | 0 | 0 | 0 | 0 | 0 | 0 | 0 | 0 | 0 | 0 | 0 | 0 | 0 | 0 | 0 | 0 | 0 | 0
F5_Industrial_Wood and Lumber Products_Existing_Space Heating_Natural Gas_Gas Boiler - Stack Economizer_A_Achievable Economic RVT Potential | F5 | Industrial | Wood and Lumber Products | Existing | Space Heating | Natural Gas | Gas Boiler - Stack Economizer | A | Incremental Summer Peak Savings (MW) | Achievable Economic RVT Potential | 0 | 0 | 0 | 0 | 0 | 0 | 0 | 0 | 0 | 0 | 0 | 0 | 0 | 0 | 0 | 0 | 0 | 0 | 0 | 0 | 0 | 0 | 0 | 0 | 0 | 0 | 0 | 0 | 0 | 0 | 0
F6_Industrial_Wood and Lumber Products_Existing_Space Heating_Natural Gas_Gas Boiler - Stack Economizer_A_Achievable Economic RVT Potential | F6 | Industrial | Wood and Lumber Products | Existing | Space Heating | Natural Gas | Gas Boiler - Stack Economizer | A | Incremental Winter Peak Savings (MW) | Achievable Economic RVT Potential | 0 | 0 | 0 | 0 | 0 | 0 | 0 | 0 | 0 | 0 | 0 | 0 | 0 | 0 | 0 | 0 | 0 | 0 | 0 | 0 | 0 | 0 | 0 | 0 | 0 | 0 | 0 | 0 | 0 | 0 | 0
F7_Industrial_Wood and Lumber Products_Existing_Space Heating_Natural Gas_Gas Boiler - Stack Economizer_A_Achievable Economic RVT Potential | F7 | Industrial | Wood and Lumber Products | Existing | Space Heating | Natural Gas | Gas Boiler - Stack Economizer | A | Cumulative Energy Savings (MWh or mTherms) | Achievable Economic RVT Potential | 0 | 0 | 0 | 0 | 0 | 0 | 0 | 0 | 0 | 0 | 0 | 0 | 0 | 0 | 0 | 0 | 0 | 0 | 0 | 0 | 0 | 0 | 0 | 0 | 0 | 0 | 0 | 0 | 0 | 0 | 0
F8_Industrial_Wood and Lumber Products_Existing_Space Heating_Natural Gas_Gas Boiler - Stack Economizer_A_Achievable Economic RVT Potential | F8 | Industrial | Wood and Lumber Products | Existing | Space Heating | Natural Gas | Gas Boiler - Stack Economizer | A | Cumulative Summer Peak Savings (MW) | Achievable Economic RVT Potential | 0 | 0 | 0 | 0 | 0 | 0 | 0 | 0 | 0 | 0 | 0 | 0 | 0 | 0 | 0 | 0 | 0 | 0 | 0 | 0 | 0 | 0 | 0 | 0 | 0 | 0 | 0 | 0 | 0 | 0 | 0
F9_Industrial_Wood and Lumber Products_Existing_Space Heating_Natural Gas_Gas Boiler - Stack Economizer_A_Achievable Economic RVT Potential | F9 | Industrial | Wood and Lumber Products | Existing | Space Heating | Natural Gas | Gas Boiler - Stack Economizer | A | Cumulative Winter Peak Savings (MW) | Achievable Economic RVT Potential | 0 | 0 | 0 | 0 | 0 | 0 | 0 | 0 | 0 | 0 | 0 | 0 | 0 | 0 | 0 | 0 | 0 | 0 | 0 | 0 | 0 | 0 | 0 | 0 | 0 | 0 | 0 | 0 | 0 | 0 | 0
F10_Industrial_Wood and Lumber Products_Existing_Space Heating_Natural Gas_Gas Boiler - Stack Economizer_A_Achievable Economic RVT Potential | F10 | Industrial | Wood and Lumber Products | Existing | Space Heating | Natural Gas | Gas Boiler - Stack Economizer | A | Purchases (Incremental) | Achievable Economic RVT Potential | 0 | 0 | 0 | 0 | 0 | 0 | 0 | 0 | 0 | 0 | 0 | 0 | 0 | 0 | 0 | 0 | 0 | 0 | 0 | 0 | 0 | 0 | 0 | 0 | 0 | 0 | 0 | 0 | 0 | 0 | 0
F11_Industrial_Wood and Lumber Products_Existing_Space Heating_Natural Gas_Gas Boiler - Stack Economizer_A_Achievable Economic RVT Potential | F11 | Industrial | Wood and Lumber Products | Existing | Space Heating | Natural Gas | Gas Boiler - Stack Economizer | A | Purchases (Cumulative) | Achievable Economic RVT Potential | 0 | 0 | 0 | 0 | 0 | 0 | 0 | 0 | 0 | 0 | 0 | 0 | 0 | 0 | 0 | 0 | 0 | 0 | 0 | 0 | 0 | 0 | 0 | 0 | 0 | 0 | 0 | 0 | 0 | 0 | 0
F1_Industrial_Wood and Lumber Products_Existing_Process_Natural Gas_Gas Boiler - Stack Economizer_A_Achievable Economic RVT Potential | F1 | Industrial | Wood and Lumber Products | Existing | Process | Natural Gas | Gas Boiler - Stack Economizer | A | Integrated Unit Energy Savings (kWh or therms) | Achievable Economic RVT Potential | 0 | 0 | 0 | 0 | 0 | 8.2806 | 8.2798 | 8.2792 | 8.2788 | 8.2784 | 8.278 | 8.2777 | 8.2774 | 8.2772 | 8.277 | 8.2768 | 8.2767 | 8.2766 | 8.2765 | 8.2764 | 8.2763 | 8.2763 | 8.2762 | 8.2762 | 8.2761 | 8.2761 | 8.2761 | 8.2761 | 8.2818 | 8.2818 | 8.2818
F2_Industrial_Wood and Lumber Products_Existing_Process_Natural Gas_Gas Boiler - Stack Economizer_A_Achievable Economic RVT Potential | F2 | Industrial | Wood and Lumber Products | Existing | Process | Natural Gas | Gas Boiler - Stack Economizer | A | Integrated Unit Summer Peak Savings (kW) | Achievable Economic RVT Potential | 0 | 0 | 0 | 0 | 0 | 0 | 0 | 0 | 0 | 0 | 0 | 0 | 0 | 0 | 0 | 0 | 0 | 0 | 0 | 0 | 0 | 0 | 0 | 0 | 0 | 0 | 0 | 0 | 0 | 0 | 0
F3_Industrial_Wood and Lumber Products_Existing_Process_Natural Gas_Gas Boiler - Stack Economizer_A_Achievable Economic RVT Potential | F3 | Industrial | Wood and Lumber Products | Existing | Process | Natural Gas | Gas Boiler - Stack Economizer | A | Integrated Unit Winter Peak Savings (kW) | Achievable Economic RVT Potential | 0 | 0 | 0 | 0 | 0 | 0 | 0 | 0 | 0 | 0 | 0 | 0 | 0 | 0 | 0 | 0 | 0 | 0 | 0 | 0 | 0 | 0 | 0 | 0 | 0 | 0 | 0 | 0 | 0 | 0 | 0
F4_Industrial_Wood and Lumber Products_Existing_Process_Natural Gas_Gas Boiler - Stack Economizer_A_Achievable Economic RVT Potential | F4 | Industrial | Wood and Lumber Products | Existing | Process | Natural Gas | Gas Boiler - Stack Economizer | A | Incremental Energy Savings (MWh or mTherms) | Achievable Economic RVT Potential | 0 | 0 | 0 | 0 | 0 | 0 | 0 | 0 | 0 | 0 | 0 | 0 | 0 | 0 | 0 | 0 | 0 | 0 | 0 | 0 | 0 | 0 | 0 | 0 | 0 | 0 | 0 | 0 | 0 | 0 | 0
F5_Industrial_Wood and Lumber Products_Existing_Process_Natural Gas_Gas Boiler - Stack Economizer_A_Achievable Economic RVT Potential | F5 | Industrial | Wood and Lumber Products | Existing | Process | Natural Gas | Gas Boiler - Stack Economizer | A | Incremental Summer Peak Savings (MW) | Achievable Economic RVT Potential | 0 | 0 | 0 | 0 | 0 | 0 | 0 | 0 | 0 | 0 | 0 | 0 | 0 | 0 | 0 | 0 | 0 | 0 | 0 | 0 | 0 | 0 | 0 | 0 | 0 | 0 | 0 | 0 | 0 | 0 | 0
F6_Industrial_Wood and Lumber Products_Existing_Process_Natural Gas_Gas Boiler - Stack Economizer_A_Achievable Economic RVT Potential | F6 | Industrial | Wood and Lumber Products | Existing | Process | Natural Gas | Gas Boiler - Stack Economizer | A | Incremental Winter Peak Savings (MW) | Achievable Economic RVT Potential | 0 | 0 | 0 | 0 | 0 | 0 | 0 | 0 | 0 | 0 | 0 | 0 | 0 | 0 | 0 | 0 | 0 | 0 | 0 | 0 | 0 | 0 | 0 | 0 | 0 | 0 | 0 | 0 | 0 | 0 | 0
F7_Industrial_Wood and Lumber Products_Existing_Process_Natural Gas_Gas Boiler - Stack Economizer_A_Achievable Economic RVT Potential | F7 | Industrial | Wood and Lumber Products | Existing | Process | Natural Gas | Gas Boiler - Stack Economizer | A | Cumulative Energy Savings (MWh or mTherms) | Achievable Economic RVT Potential | 0 | 0 | 0 | 0 | 0 | 0 | 0 | 0 | 0 | 0 | 0 | 0 | 0 | 0 | 0 | 0 | 0 | 0 | 0 | 0 | 0 | 0 | 0 | 0 | 0 | 0 | 0 | 0 | 0 | 0 | 0
F8_Industrial_Wood and Lumber Products_Existing_Process_Natural Gas_Gas Boiler - Stack Economizer_A_Achievable Economic RVT Potential | F8 | Industrial | Wood and Lumber Products | Existing | Process | Natural Gas | Gas Boiler - Stack Economizer | A | Cumulative Summer Peak Savings (MW) | Achievable Economic RVT Potential | 0 | 0 | 0 | 0 | 0 | 0 | 0 | 0 | 0 | 0 | 0 | 0 | 0 | 0 | 0 | 0 | 0 | 0 | 0 | 0 | 0 | 0 | 0 | 0 | 0 | 0 | 0 | 0 | 0 | 0 | 0
F9_Industrial_Wood and Lumber Products_Existing_Process_Natural Gas_Gas Boiler - Stack Economizer_A_Achievable Economic RVT Potential | F9 | Industrial | Wood and Lumber Products | Existing | Process | Natural Gas | Gas Boiler - Stack Economizer | A | Cumulative Winter Peak Savings (MW) | Achievable Economic RVT Potential | 0 | 0 | 0 | 0 | 0 | 0 | 0 | 0 | 0 | 0 | 0 | 0 | 0 | 0 | 0 | 0 | 0 | 0 | 0 | 0 | 0 | 0 | 0 | 0 | 0 | 0 | 0 | 0 | 0 | 0 | 0
F10_Industrial_Wood and Lumber Products_Existing_Process_Natural Gas_Gas Boiler - Stack Economizer_A_Achievable Economic RVT Potential | F10 | Industrial | Wood and Lumber Products | Existing | Process | Natural Gas | Gas Boiler - Stack Economizer | A | Purchases (Incremental) | Achievable Economic RVT Potential | 0 | 0 | 0 | 0 | 0 | 0 | 0 | 0 | 0 | 0 | 0 | 0 | 0 | 0 | 0 | 0 | 0 | 0 | 0 | 0 | 0 | 0 | 0 | 0 | 0 | 0 | 0 | 0 | 0 | 0 | 0
F11_Industrial_Wood and Lumber Products_Existing_Process_Natural Gas_Gas Boiler - Stack Economizer_A_Achievable Economic RVT Potential | F11 | Industrial | Wood and Lumber Products | Existing | Process | Natural Gas | Gas Boiler - Stack Economizer | A | Purchases (Cumulative) | Achievable Economic RVT Potential | 0 | 0 | 0 | 0 | 0 | 0 | 0 | 0 | 0 | 0 | 0 | 0 | 0 | 0 | 0 | 0 | 0 | 0 | 0 | 0 | 0 | 0 | 0 | 0 | 0 | 0 | 0 | 0 | 0 | 0 | 0
F1_Industrial_Wood and Lumber Products_Existing_Space Heating_Natural Gas_Gas Furnace Tube Inserts_A_Achievable Economic RVT Potential | F1 | Industrial | Wood and Lumber Products | Existing | Space Heating | Natural Gas | Gas Furnace Tube Inserts | A | Integrated Unit Energy Savings (kWh or therms) | Achievable Economic RVT Potential | 0 | 0 | 0 | 0 | 0 | 0.086176 | 0.085373 | 0.084345 | 0.083282 | 0.082189 | 0.081092 | 0.079981 | 0.078903 | 0.077846 | 0.076747 | 0.075738 | 0.074759 | 0.073832 | 0.072952 | 0.072096 | 0.071273 | 0.070458 | 0.069674 | 0.068936 | 0.068237 | 0.06759 | 0.067016 | 0.066478 | 0.069231 | 0.068805 | 0.068405
F2_Industrial_Wood and Lumber Products_Existing_Space Heating_Natural Gas_Gas Furnace Tube Inserts_A_Achievable Economic RVT Potential | F2 | Industrial | Wood and Lumber Products | Existing | Space Heating | Natural Gas | Gas Furnace Tube Inserts | A | Integrated Unit Summer Peak Savings (kW) | Achievable Economic RVT Potential | 0 | 0 | 0 | 0 | 0 | 0 | 0 | 0 | 0 | 0 | 0 | 0 | 0 | 0 | 0 | 0 | 0 | 0 | 0 | 0 | 0 | 0 | 0 | 0 | 0 | 0 | 0 | 0 | 0 | 0 | 0
F3_Industrial_Wood and Lumber Products_Existing_Space Heating_Natural Gas_Gas Furnace Tube Inserts_A_Achievable Economic RVT Potential | F3 | Industrial | Wood and Lumber Products | Existing | Space Heating | Natural Gas | Gas Furnace Tube Inserts | A | Integrated Unit Winter Peak Savings (kW) | Achievable Economic RVT Potential | 0 | 0 | 0 | 0 | 0 | 0 | 0 | 0 | 0 | 0 | 0 | 0 | 0 | 0 | 0 | 0 | 0 | 0 | 0 | 0 | 0 | 0 | 0 | 0 | 0 | 0 | 0 | 0 | 0 | 0 | 0
F4_Industrial_Wood and Lumber Products_Existing_Space Heating_Natural Gas_Gas Furnace Tube Inserts_A_Achievable Economic RVT Potential | F4 | Industrial | Wood and Lumber Products | Existing | Space Heating | Natural Gas | Gas Furnace Tube Inserts | A | Incremental Energy Savings (MWh or mTherms) | Achievable Economic RVT Potential | 0 | 0 | 0 | 0 | 0 | 0 | 0 | 0 | 0 | 0 | 0 | 0 | 0 | 0 | 0 | 0 | 0 | 0 | 0 | 0 | 0 | 0 | 0 | 0 | 0 | 0 | 0 | 0 | 0 | 0 | 0
F5_Industrial_Wood and Lumber Products_Existing_Space Heating_Natural Gas_Gas Furnace Tube Inserts_A_Achievable Economic RVT Potential | F5 | Industrial | Wood and Lumber Products | Existing | Space Heating | Natural Gas | Gas Furnace Tube Inserts | A | Incremental Summer Peak Savings (MW) | Achievable Economic RVT Potential | 0 | 0 | 0 | 0 | 0 | 0 | 0 | 0 | 0 | 0 | 0 | 0 | 0 | 0 | 0 | 0 | 0 | 0 | 0 | 0 | 0 | 0 | 0 | 0 | 0 | 0 | 0 | 0 | 0 | 0 | 0
F6_Industrial_Wood and Lumber Products_Existing_Space Heating_Natural Gas_Gas Furnace Tube Inserts_A_Achievable Economic RVT Potential | F6 | Industrial | Wood and Lumber Products | Existing | Space Heating | Natural Gas | Gas Furnace Tube Inserts | A | Incremental Winter Peak Savings (MW) | Achievable Economic RVT Potential | 0 | 0 | 0 | 0 | 0 | 0 | 0 | 0 | 0 | 0 | 0 | 0 | 0 | 0 | 0 | 0 | 0 | 0 | 0 | 0 | 0 | 0 | 0 | 0 | 0 | 0 | 0 | 0 | 0 | 0 | 0
F7_Industrial_Wood and Lumber Products_Existing_Space Heating_Natural Gas_Gas Furnace Tube Inserts_A_Achievable Economic RVT Potential | F7 | Industrial | Wood and Lumber Products | Existing | Space Heating | Natural Gas | Gas Furnace Tube Inserts | A | Cumulative Energy Savings (MWh or mTherms) | Achievable Economic RVT Potential | 0 | 0 | 0 | 0 | 0 | 0 | 0 | 0 | 0 | 0 | 0 | 0 | 0 | 0 | 0 | 0 | 0 | 0 | 0 | 0 | 0 | 0 | 0 | 0 | 0 | 0 | 0 | 0 | 0 | 0 | 0
F8_Industrial_Wood and Lumber Products_Existing_Space Heating_Natural Gas_Gas Furnace Tube Inserts_A_Achievable Economic RVT Potential | F8 | Industrial | Wood and Lumber Products | Existing | Space Heating | Natural Gas | Gas Furnace Tube Inserts | A | Cumulative Summer Peak Savings (MW) | Achievable Economic RVT Potential | 0 | 0 | 0 | 0 | 0 | 0 | 0 | 0 | 0 | 0 | 0 | 0 | 0 | 0 | 0 | 0 | 0 | 0 | 0 | 0 | 0 | 0 | 0 | 0 | 0 | 0 | 0 | 0 | 0 | 0 | 0
F9_Industrial_Wood and Lumber Products_Existing_Space Heating_Natural Gas_Gas Furnace Tube Inserts_A_Achievable Economic RVT Potential | F9 | Industrial | Wood and Lumber Products | Existing | Space Heating | Natural Gas | Gas Furnace Tube Inserts | A | Cumulative Winter Peak Savings (MW) | Achievable Economic RVT Potential | 0 | 0 | 0 | 0 | 0 | 0 | 0 | 0 | 0 | 0 | 0 | 0 | 0 | 0 | 0 | 0 | 0 | 0 | 0 | 0 | 0 | 0 | 0 | 0 | 0 | 0 | 0 | 0 | 0 | 0 | 0
F10_Industrial_Wood and Lumber Products_Existing_Space Heating_Natural Gas_Gas Furnace Tube Inserts_A_Achievable Economic RVT Potential | F10 | Industrial | Wood and Lumber Products | Existing | Space Heating | Natural Gas | Gas Furnace Tube Inserts | A | Purchases (Incremental) | Achievable Economic RVT Potential | 0 | 0 | 0 | 0 | 0 | 0 | 0 | 0 | 0 | 0 | 0 | 0 | 0 | 0 | 0 | 0 | 0 | 0 | 0 | 0 | 0 | 0 | 0 | 0 | 0 | 0 | 0 | 0 | 0 | 0 | 0
F11_Industrial_Wood and Lumber Products_Existing_Space Heating_Natural Gas_Gas Furnace Tube Inserts_A_Achievable Economic RVT Potential | F11 | Industrial | Wood and Lumber Products | Existing | Space Heating | Natural Gas | Gas Furnace Tube Inserts | A | Purchases (Cumulative) | Achievable Economic RVT Potential | 0 | 0 | 0 | 0 | 0 | 0 | 0 | 0 | 0 | 0 | 0 | 0 | 0 | 0 | 0 | 0 | 0 | 0 | 0 | 0 | 0 | 0 | 0 | 0 | 0 | 0 | 0 | 0 | 0 | 0 | 0
F1_Industrial_Wood and Lumber Products_Existing_Space Heating_Natural Gas_Space Heating - Heat Recovery Ventilator_A_Achievable Economic RVT Potential | F1 | Industrial | Wood and Lumber Products | Existing | Space Heating | Natural Gas | Space Heating - Heat Recovery Ventilator | A | Integrated Unit Energy Savings (kWh or therms) | Achievable Economic RVT Potential | 0 | 0 | 0 | 0 | 0 | 0.013154 | 0.012975 | 0.012728 | 0.01242 | 0.012053 | 0.011631 | 0.011189 | 0.010746 | 0.010294 | 0.0099025 | 0.0095279 | 0.0092201 | 0.008947 | 0.0087055 | 0.0085293 | 0.008368 | 0.008227 | 0.0081113 | 0.0080196 | 0.0079366 | 0.0078751 | 0.0078238 | 0.0077762 | 0 | 0 | 0
F2_Industrial_Wood and Lumber Products_Existing_Space Heating_Natural Gas_Space Heating - Heat Recovery Ventilator_A_Achievable Economic RVT Potential | F2 | Industrial | Wood and Lumber Products | Existing | Space Heating | Natural Gas | Space Heating - Heat Recovery Ventilator | A | Integrated Unit Summer Peak Savings (kW) | Achievable Economic RVT Potential | 0 | 0 | 0 | 0 | 0 | 0 | 0 | 0 | 0 | 0 | 0 | 0 | 0 | 0 | 0 | 0 | 0 | 0 | 0 | 0 | 0 | 0 | 0 | 0 | 0 | 0 | 0 | 0 | 0 | 0 | 0
F3_Industrial_Wood and Lumber Products_Existing_Space Heating_Natural Gas_Space Heating - Heat Recovery Ventilator_A_Achievable Economic RVT Potential | F3 | Industrial | Wood and Lumber Products | Existing | Space Heating | Natural Gas | Space Heating - Heat Recovery Ventilator | A | Integrated Unit Winter Peak Savings (kW) | Achievable Economic RVT Potential | 0 | 0 | 0 | 0 | 0 | 0 | 0 | 0 | 0 | 0 | 0 | 0 | 0 | 0 | 0 | 0 | 0 | 0 | 0 | 0 | 0 | 0 | 0 | 0 | 0 | 0 | 0 | 0 | 0 | 0 | 0
F4_Industrial_Wood and Lumber Products_Existing_Space Heating_Natural Gas_Space Heating - Heat Recovery Ventilator_A_Achievable Economic RVT Potential | F4 | Industrial | Wood and Lumber Products | Existing | Space Heating | Natural Gas | Space Heating - Heat Recovery Ventilator | A | Incremental Energy Savings (MWh or mTherms) | Achievable Economic RVT Potential | 0 | 0 | 0 | 0 | 0 | 0 | 0 | 0 | 0 | 0 | 0 | 0 | 0 | 0 | 0 | 0 | 0 | 0 | 0 | 0 | 0 | 0 | 0 | 0 | 0 | 0 | 0 | 0 | 0 | 0 | 0
F5_Industrial_Wood and Lumber Products_Existing_Space Heating_Natural Gas_Space Heating - Heat Recovery Ventilator_A_Achievable Economic RVT Potential | F5 | Industrial | Wood and Lumber Products | Existing | Space Heating | Natural Gas | Space Heating - Heat Recovery Ventilator | A | Incremental Summer Peak Savings (MW) | Achievable Economic RVT Potential | 0 | 0 | 0 | 0 | 0 | 0 | 0 | 0 | 0 | 0 | 0 | 0 | 0 | 0 | 0 | 0 | 0 | 0 | 0 | 0 | 0 | 0 | 0 | 0 | 0 | 0 | 0 | 0 | 0 | 0 | 0
F6_Industrial_Wood and Lumber Products_Existing_Space Heating_Natural Gas_Space Heating - Heat Recovery Ventilator_A_Achievable Economic RVT Potential | F6 | Industrial | Wood and Lumber Products | Existing | Space Heating | Natural Gas | Space Heating - Heat Recovery Ventilator | A | Incremental Winter Peak Savings (MW) | Achievable Economic RVT Potential | 0 | 0 | 0 | 0 | 0 | 0 | 0 | 0 | 0 | 0 | 0 | 0 | 0 | 0 | 0 | 0 | 0 | 0 | 0 | 0 | 0 | 0 | 0 | 0 | 0 | 0 | 0 | 0 | 0 | 0 | 0
F7_Industrial_Wood and Lumber Products_Existing_Space Heating_Natural Gas_Space Heating - Heat Recovery Ventilator_A_Achievable Economic RVT Potential | F7 | Industrial | Wood and Lumber Products | Existing | Space Heating | Natural Gas | Space Heating - Heat Recovery Ventilator | A | Cumulative Energy Savings (MWh or mTherms) | Achievable Economic RVT Potential | 0 | 0 | 0 | 0 | 0 | 0 | 0 | 0 | 0 | 0 | 0 | 0 | 0 | 0 | 0 | 0 | 0 | 0 | 0 | 0 | 0 | 0 | 0 | 0 | 0 | 0 | 0 | 0 | 0 | 0 | 0
F8_Industrial_Wood and Lumber Products_Existing_Space Heating_Natural Gas_Space Heating - Heat Recovery Ventilator_A_Achievable Economic RVT Potential | F8 | Industrial | Wood and Lumber Products | Existing | Space Heating | Natural Gas | Space Heating - Heat Recovery Ventilator | A | Cumulative Summer Peak Savings (MW) | Achievable Economic RVT Potential | 0 | 0 | 0 | 0 | 0 | 0 | 0 | 0 | 0 | 0 | 0 | 0 | 0 | 0 | 0 | 0 | 0 | 0 | 0 | 0 | 0 | 0 | 0 | 0 | 0 | 0 | 0 | 0 | 0 | 0 | 0
F9_Industrial_Wood and Lumber Products_Existing_Space Heating_Natural Gas_Space Heating - Heat Recovery Ventilator_A_Achievable Economic RVT Potential | F9 | Industrial | Wood and Lumber Products | Existing | Space Heating | Natural Gas | Space Heating - Heat Recovery Ventilator | A | Cumulative Winter Peak Savings (MW) | Achievable Economic RVT Potential | 0 | 0 | 0 | 0 | 0 | 0 | 0 | 0 | 0 | 0 | 0 | 0 | 0 | 0 | 0 | 0 | 0 | 0 | 0 | 0 | 0 | 0 | 0 | 0 | 0 | 0 | 0 | 0 | 0 | 0 | 0
F10_Industrial_Wood and Lumber Products_Existing_Space Heating_Natural Gas_Space Heating - Heat Recovery Ventilator_A_Achievable Economic RVT Potential | F10 | Industrial | Wood and Lumber Products | Existing | Space Heating | Natural Gas | Space Heating - Heat Recovery Ventilator | A | Purchases (Incremental) | Achievable Economic RVT Potential | 0 | 0 | 0 | 0 | 0 | 0 | 0 | 0 | 0 | 0 | 0 | 0 | 0 | 0 | 0 | 0 | 0 | 0 | 0 | 0 | 0 | 0 | 0 | 0 | 0 | 0 | 0 | 0 | 0 | 0 | 0
F11_Industrial_Wood and Lumber Products_Existing_Space Heating_Natural Gas_Space Heating - Heat Recovery Ventilator_A_Achievable Economic RVT Potential | F11 | Industrial | Wood and Lumber Products | Existing | Space Heating | Natural Gas | Space Heating - Heat Recovery Ventilator | A | Purchases (Cumulative) | Achievable Economic RVT Potential | 0 | 0 | 0 | 0 | 0 | 0 | 0 | 0 | 0 | 0 | 0 | 0 | 0 | 0 | 0 | 0 | 0 | 0 | 0 | 0 | 0 | 0 | 0 | 0 | 0 | 0 | 0 | 0 | 0 | 0 | 0
F1_Industrial_Wood and Lumber Products_Existing_Space Heating_Natural Gas_Thermostat - Programmable_A_Achievable Economic RVT Potential | F1 | Industrial | Wood and Lumber Products | Existing | Space Heating | Natural Gas | Thermostat - Programmable | A | Integrated Unit Energy Savings (kWh or therms) | Achievable Economic RVT Potential | 0 | 0 | 0 | 0 | 0 | 0.0065346 | 0.0064456 | 0.006323 | 0.00617 | 0.0059877 | 0.0057779 | 0.0055587 | 0.0053385 | 0.005114 | 0.0049194 | 0.0047334 | 0.0045804 | 0.0044448 | 0.0043248 | 0.0042373 | 0.0041571 | 0.004087 | 0.0040296 | 0.003984 | 0.0039428 | 0.0039123 | 0.0038868 | 0.0038631 | 0 | 0 | 0
F2_Industrial_Wood and Lumber Products_Existing_Space Heating_Natural Gas_Thermostat - Programmable_A_Achievable Economic RVT Potential | F2 | Industrial | Wood and Lumber Products | Existing | Space Heating | Natural Gas | Thermostat - Programmable | A | Integrated Unit Summer Peak Savings (kW) | Achievable Economic RVT Potential | 0 | 0 | 0 | 0 | 0 | 0 | 0 | 0 | 0 | 0 | 0 | 0 | 0 | 0 | 0 | 0 | 0 | 0 | 0 | 0 | 0 | 0 | 0 | 0 | 0 | 0 | 0 | 0 | 0 | 0 | 0
F3_Industrial_Wood and Lumber Products_Existing_Space Heating_Natural Gas_Thermostat - Programmable_A_Achievable Economic RVT Potential | F3 | Industrial | Wood and Lumber Products | Existing | Space Heating | Natural Gas | Thermostat - Programmable | A | Integrated Unit Winter Peak Savings (kW) | Achievable Economic RVT Potential | 0 | 0 | 0 | 0 | 0 | 0 | 0 | 0 | 0 | 0 | 0 | 0 | 0 | 0 | 0 | 0 | 0 | 0 | 0 | 0 | 0 | 0 | 0 | 0 | 0 | 0 | 0 | 0 | 0 | 0 | 0
F4_Industrial_Wood and Lumber Products_Existing_Space Heating_Natural Gas_Thermostat - Programmable_A_Achievable Economic RVT Potential | F4 | Industrial | Wood and Lumber Products | Existing | Space Heating | Natural Gas | Thermostat - Programmable | A | Incremental Energy Savings (MWh or mTherms) | Achievable Economic RVT Potential | 0 | 0 | 0 | 0 | 0 | 0 | 0 | 0 | 0 | 0 | 0 | 0 | 0 | 0 | 0 | 0 | 0 | 0 | 0 | 0 | 0 | 0 | 0 | 0 | 0 | 0 | 0 | 0 | 0 | 0 | 0
F5_Industrial_Wood and Lumber Products_Existing_Space Heating_Natural Gas_Thermostat - Programmable_A_Achievable Economic RVT Potential | F5 | Industrial | Wood and Lumber Products | Existing | Space Heating | Natural Gas | Thermostat - Programmable | A | Incremental Summer Peak Savings (MW) | Achievable Economic RVT Potential | 0 | 0 | 0 | 0 | 0 | 0 | 0 | 0 | 0 | 0 | 0 | 0 | 0 | 0 | 0 | 0 | 0 | 0 | 0 | 0 | 0 | 0 | 0 | 0 | 0 | 0 | 0 | 0 | 0 | 0 | 0
F6_Industrial_Wood and Lumber Products_Existing_Space Heating_Natural Gas_Thermostat - Programmable_A_Achievable Economic RVT Potential | F6 | Industrial | Wood and Lumber Products | Existing | Space Heating | Natural Gas | Thermostat - Programmable | A | Incremental Winter Peak Savings (MW) | Achievable Economic RVT Potential | 0 | 0 | 0 | 0 | 0 | 0 | 0 | 0 | 0 | 0 | 0 | 0 | 0 | 0 | 0 | 0 | 0 | 0 | 0 | 0 | 0 | 0 | 0 | 0 | 0 | 0 | 0 | 0 | 0 | 0 | 0
F7_Industrial_Wood and Lumber Products_Existing_Space Heating_Natural Gas_Thermostat - Programmable_A_Achievable Economic RVT Potential | F7 | Industrial | Wood and Lumber Products | Existing | Space Heating | Natural Gas | Thermostat - Programmable | A | Cumulative Energy Savings (MWh or mTherms) | Achievable Economic RVT Potential | 0 | 0 | 0 | 0 | 0 | 0 | 0 | 0 | 0 | 0 | 0 | 0 | 0 | 0 | 0 | 0 | 0 | 0 | 0 | 0 | 0 | 0 | 0 | 0 | 0 | 0 | 0 | 0 | 0 | 0 | 0
F8_Industrial_Wood and Lumber Products_Existing_Space Heating_Natural Gas_Thermostat - Programmable_A_Achievable Economic RVT Potential | F8 | Industrial | Wood and Lumber Products | Existing | Space Heating | Natural Gas | Thermostat - Programmable | A | Cumulative Summer Peak Savings (MW) | Achievable Economic RVT Potential | 0 | 0 | 0 | 0 | 0 | 0 | 0 | 0 | 0 | 0 | 0 | 0 | 0 | 0 | 0 | 0 | 0 | 0 | 0 | 0 | 0 | 0 | 0 | 0 | 0 | 0 | 0 | 0 | 0 | 0 | 0
F9_Industrial_Wood and Lumber Products_Existing_Space Heating_Natural Gas_Thermostat - Programmable_A_Achievable Economic RVT Potential | F9 | Industrial | Wood and Lumber Products | Existing | Space Heating | Natural Gas | Thermostat - Programmable | A | Cumulative Winter Peak Savings (MW) | Achievable Economic RVT Potential | 0 | 0 | 0 | 0 | 0 | 0 | 0 | 0 | 0 | 0 | 0 | 0 | 0 | 0 | 0 | 0 | 0 | 0 | 0 | 0 | 0 | 0 | 0 | 0 | 0 | 0 | 0 | 0 | 0 | 0 | 0
F10_Industrial_Wood and Lumber Products_Existing_Space Heating_Natural Gas_Thermostat - Programmable_A_Achievable Economic RVT Potential | F10 | Industrial | Wood and Lumber Products | Existing | Space Heating | Natural Gas | Thermostat - Programmable | A | Purchases (Incremental) | Achievable Economic RVT Potential | 0 | 0 | 0 | 0 | 0 | 0 | 0 | 0 | 0 | 0 | 0 | 0 | 0 | 0 | 0 | 0 | 0 | 0 | 0 | 0 | 0 | 0 | 0 | 0 | 0 | 0 | 0 | 0 | 0 | 0 | 0
F11_Industrial_Wood and Lumber Products_Existing_Space Heating_Natural Gas_Thermostat - Programmable_A_Achievable Economic RVT Potential | F11 | Industrial | Wood and Lumber Products | Existing | Space Heating | Natural Gas | Thermostat - Programmable | A | Purchases (Cumulative) | Achievable Economic RVT Potential | 0 | 0 | 0 | 0 | 0 | 0 | 0 | 0 | 0 | 0 | 0 | 0 | 0 | 0 | 0 | 0 | 0 | 0 | 0 | 0 | 0 | 0 | 0 | 0 | 0 | 0 | 0 | 0 | 0 | 0 | 0
F1_Industrial_Wood and Lumber Products_Existing_Space Heating_Natural Gas_ENERGY STAR Connected Thermostat_A_Achievable Economic RVT Potential | F1 | Industrial | Wood and Lumber Products | Existing | Space Heating | Natural Gas | ENERGY STAR Connected Thermostat | A | Integrated Unit Energy Savings (kWh or therms) | Achievable Economic RVT Potential | 0 | 0 | 0 | 0 | 0 | 0.015383 | 0.015173 | 0.014884 | 0.014524 | 0.014095 | 0.013601 | 0.013085 | 0.012567 | 0.012038 | 0.01158 | 0.011142 | 0.010782 | 0.010463 | 0.010181 | 0.0099746 | 0.0097859 | 0.009621 | 0.0094857 | 0.0093784 | 0.0092814 | 0.0092095 | 0.0091495 | 0.0090938 | 0 | 0 | 0
F2_Industrial_Wood and Lumber Products_Existing_Space Heating_Natural Gas_ENERGY STAR Connected Thermostat_A_Achievable Economic RVT Potential | F2 | Industrial | Wood and Lumber Products | Existing | Space Heating | Natural Gas | ENERGY STAR Connected Thermostat | A | Integrated Unit Summer Peak Savings (kW) | Achievable Economic RVT Potential | 0 | 0 | 0 | 0 | 0 | 0 | 0 | 0 | 0 | 0 | 0 | 0 | 0 | 0 | 0 | 0 | 0 | 0 | 0 | 0 | 0 | 0 | 0 | 0 | 0 | 0 | 0 | 0 | 0 | 0 | 0
F3_Industrial_Wood and Lumber Products_Existing_Space Heating_Natural Gas_ENERGY STAR Connected Thermostat_A_Achievable Economic RVT Potential | F3 | Industrial | Wood and Lumber Products | Existing | Space Heating | Natural Gas | ENERGY STAR Connected Thermostat | A | Integrated Unit Winter Peak Savings (kW) | Achievable Economic RVT Potential | 0 | 0 | 0 | 0 | 0 | 0 | 0 | 0 | 0 | 0 | 0 | 0 | 0 | 0 | 0 | 0 | 0 | 0 | 0 | 0 | 0 | 0 | 0 | 0 | 0 | 0 | 0 | 0 | 0 | 0 | 0
F4_Industrial_Wood and Lumber Products_Existing_Space Heating_Natural Gas_ENERGY STAR Connected Thermostat_A_Achievable Economic RVT Potential | F4 | Industrial | Wood and Lumber Products | Existing | Space Heating | Natural Gas | ENERGY STAR Connected Thermostat | A | Incremental Energy Savings (MWh or mTherms) | Achievable Economic RVT Potential | 0 | 0 | 0 | 0 | 0 | 0 | 0 | 0 | 0 | 0 | 0 | 0 | 0 | 0 | 0 | 0 | 0 | 0 | 0 | 0 | 0 | 0 | 0 | 0 | 0 | 0 | 0 | 0 | 0 | 0 | 0
F5_Industrial_Wood and Lumber Products_Existing_Space Heating_Natural Gas_ENERGY STAR Connected Thermostat_A_Achievable Economic RVT Potential | F5 | Industrial | Wood and Lumber Products | Existing | Space Heating | Natural Gas | ENERGY STAR Connected Thermostat | A | Incremental Summer Peak Savings (MW) | Achievable Economic RVT Potential | 0 | 0 | 0 | 0 | 0 | 0 | 0 | 0 | 0 | 0 | 0 | 0 | 0 | 0 | 0 | 0 | 0 | 0 | 0 | 0 | 0 | 0 | 0 | 0 | 0 | 0 | 0 | 0 | 0 | 0 | 0
F6_Industrial_Wood and Lumber Products_Existing_Space Heating_Natural Gas_ENERGY STAR Connected Thermostat_A_Achievable Economic RVT Potential | F6 | Industrial | Wood and Lumber Products | Existing | Space Heating | Natural Gas | ENERGY STAR Connected Thermostat | A | Incremental Winter Peak Savings (MW) | Achievable Economic RVT Potential | 0 | 0 | 0 | 0 | 0 | 0 | 0 | 0 | 0 | 0 | 0 | 0 | 0 | 0 | 0 | 0 | 0 | 0 | 0 | 0 | 0 | 0 | 0 | 0 | 0 | 0 | 0 | 0 | 0 | 0 | 0
F7_Industrial_Wood and Lumber Products_Existing_Space Heating_Natural Gas_ENERGY STAR Connected Thermostat_A_Achievable Economic RVT Potential | F7 | Industrial | Wood and Lumber Products | Existing | Space Heating | Natural Gas | ENERGY STAR Connected Thermostat | A | Cumulative Energy Savings (MWh or mTherms) | Achievable Economic RVT Potential | 0 | 0 | 0 | 0 | 0 | 0 | 0 | 0 | 0 | 0 | 0 | 0 | 0 | 0 | 0 | 0 | 0 | 0 | 0 | 0 | 0 | 0 | 0 | 0 | 0 | 0 | 0 | 0 | 0 | 0 | 0
F8_Industrial_Wood and Lumber Products_Existing_Space Heating_Natural Gas_ENERGY STAR Connected Thermostat_A_Achievable Economic RVT Potential | F8 | Industrial | Wood and Lumber Products | Existing | Space Heating | Natural Gas | ENERGY STAR Connected Thermostat | A | Cumulative Summer Peak Savings (MW) | Achievable Economic RVT Potential | 0 | 0 | 0 | 0 | 0 | 0 | 0 | 0 | 0 | 0 | 0 | 0 | 0 | 0 | 0 | 0 | 0 | 0 | 0 | 0 | 0 | 0 | 0 | 0 | 0 | 0 | 0 | 0 | 0 | 0 | 0
F9_Industrial_Wood and Lumber Products_Existing_Space Heating_Natural Gas_ENERGY STAR Connected Thermostat_A_Achievable Economic RVT Potential | F9 | Industrial | Wood and Lumber Products | Existing | Space Heating | Natural Gas | ENERGY STAR Connected Thermostat | A | Cumulative Winter Peak Savings (MW) | Achievable Economic RVT Potential | 0 | 0 | 0 | 0 | 0 | 0 | 0 | 0 | 0 | 0 | 0 | 0 | 0 | 0 | 0 | 0 | 0 | 0 | 0 | 0 | 0 | 0 | 0 | 0 | 0 | 0 | 0 | 0 | 0 | 0 | 0
F10_Industrial_Wood and Lumber Products_Existing_Space Heating_Natural Gas_ENERGY STAR Connected Thermostat_A_Achievable Economic RVT Potential | F10 | Industrial | Wood and Lumber Products | Existing | Space Heating | Natural Gas | ENERGY STAR Connected Thermostat | A | Purchases (Incremental) | Achievable Economic RVT Potential | 0 | 0 | 0 | 0 | 0 | 0 | 0 | 0 | 0 | 0 | 0 | 0 | 0 | 0 | 0 | 0 | 0 | 0 | 0 | 0 | 0 | 0 | 0 | 0 | 0 | 0 | 0 | 0 | 0 | 0 | 0
F11_Industrial_Wood and Lumber Products_Existing_Space Heating_Natural Gas_ENERGY STAR Connected Thermostat_A_Achievable Economic RVT Potential | F11 | Industrial | Wood and Lumber Products | Existing | Space Heating | Natural Gas | ENERGY STAR Connected Thermostat | A | Purchases (Cumulative) | Achievable Economic RVT Potential | 0 | 0 | 0 | 0 | 0 | 0 | 0 | 0 | 0 | 0 | 0 | 0 | 0 | 0 | 0 | 0 | 0 | 0 | 0 | 0 | 0 | 0 | 0 | 0 | 0 | 0 | 0 | 0 | 0 | 0 | 0
F1_Industrial_Wood and Lumber Products_Existing_Space Heating_Natural Gas_Destratification Fans (HVLS)_A_Achievable Economic RVT Potential | F1 | Industrial | Wood and Lumber Products | Existing | Space Heating | Natural Gas | Destratification Fans (HVLS) | A | Integrated Unit Energy Savings (kWh or therms) | Achievable Economic RVT Potential | 0 | 0 | 0 | 0 | 0 | 0.015383 | 0.015173 | 0.014884 | 0.014524 | 0.014095 | 0.013601 | 0.013085 | 0.012567 | 0.012038 | 0.01158 | 0.011142 | 0.010782 | 0.010463 | 0.010181 | 0.0099746 | 0.0097859 | 0.009621 | 0.0094857 | 0.0093784 | 0.0092814 | 0.0092095 | 0.0091495 | 0.0090938 | 0 | 0 | 0
F2_Industrial_Wood and Lumber Products_Existing_Space Heating_Natural Gas_Destratification Fans (HVLS)_A_Achievable Economic RVT Potential | F2 | Industrial | Wood and Lumber Products | Existing | Space Heating | Natural Gas | Destratification Fans (HVLS) | A | Integrated Unit Summer Peak Savings (kW) | Achievable Economic RVT Potential | 0 | 0 | 0 | 0 | 0 | 0 | 0 | 0 | 0 | 0 | 0 | 0 | 0 | 0 | 0 | 0 | 0 | 0 | 0 | 0 | 0 | 0 | 0 | 0 | 0 | 0 | 0 | 0 | 0 | 0 | 0
F3_Industrial_Wood and Lumber Products_Existing_Space Heating_Natural Gas_Destratification Fans (HVLS)_A_Achievable Economic RVT Potential | F3 | Industrial | Wood and Lumber Products | Existing | Space Heating | Natural Gas | Destratification Fans (HVLS) | A | Integrated Unit Winter Peak Savings (kW) | Achievable Economic RVT Potential | 0 | 0 | 0 | 0 | 0 | 0 | 0 | 0 | 0 | 0 | 0 | 0 | 0 | 0 | 0 | 0 | 0 | 0 | 0 | 0 | 0 | 0 | 0 | 0 | 0 | 0 | 0 | 0 | 0 | 0 | 0
F4_Industrial_Wood and Lumber Products_Existing_Space Heating_Natural Gas_Destratification Fans (HVLS)_A_Achievable Economic RVT Potential | F4 | Industrial | Wood and Lumber Products | Existing | Space Heating | Natural Gas | Destratification Fans (HVLS) | A | Incremental Energy Savings (MWh or mTherms) | Achievable Economic RVT Potential | 0 | 0 | 0 | 0 | 0 | 0 | 0 | 0 | 0 | 0 | 0 | 0 | 0 | 0 | 0 | 0 | 0 | 0 | 0 | 0 | 0 | 0 | 0 | 0 | 0 | 0 | 0 | 0 | 0 | 0 | 0
F5_Industrial_Wood and Lumber Products_Existing_Space Heating_Natural Gas_Destratification Fans (HVLS)_A_Achievable Economic RVT Potential | F5 | Industrial | Wood and Lumber Products | Existing | Space Heating | Natural Gas | Destratification Fans (HVLS) | A | Incremental Summer Peak Savings (MW) | Achievable Economic RVT Potential | 0 | 0 | 0 | 0 | 0 | 0 | 0 | 0 | 0 | 0 | 0 | 0 | 0 | 0 | 0 | 0 | 0 | 0 | 0 | 0 | 0 | 0 | 0 | 0 | 0 | 0 | 0 | 0 | 0 | 0 | 0
F6_Industrial_Wood and Lumber Products_Existing_Space Heating_Natural Gas_Destratification Fans (HVLS)_A_Achievable Economic RVT Potential | F6 | Industrial | Wood and Lumber Products | Existing | Space Heating | Natural Gas | Destratification Fans (HVLS) | A | Incremental Winter Peak Savings (MW) | Achievable Economic RVT Potential | 0 | 0 | 0 | 0 | 0 | 0 | 0 | 0 | 0 | 0 | 0 | 0 | 0 | 0 | 0 | 0 | 0 | 0 | 0 | 0 | 0 | 0 | 0 | 0 | 0 | 0 | 0 | 0 | 0 | 0 | 0
F7_Industrial_Wood and Lumber Products_Existing_Space Heating_Natural Gas_Destratification Fans (HVLS)_A_Achievable Economic RVT Potential | F7 | Industrial | Wood and Lumber Products | Existing | Space Heating | Natural Gas | Destratification Fans (HVLS) | A | Cumulative Energy Savings (MWh or mTherms) | Achievable Economic RVT Potential | 0 | 0 | 0 | 0 | 0 | 0 | 0 | 0 | 0 | 0 | 0 | 0 | 0 | 0 | 0 | 0 | 0 | 0 | 0 | 0 | 0 | 0 | 0 | 0 | 0 | 0 | 0 | 0 | 0 | 0 | 0
F8_Industrial_Wood and Lumber Products_Existing_Space Heating_Natural Gas_Destratification Fans (HVLS)_A_Achievable Economic RVT Potential | F8 | Industrial | Wood and Lumber Products | Existing | Space Heating | Natural Gas | Destratification Fans (HVLS) | A | Cumulative Summer Peak Savings (MW) | Achievable Economic RVT Potential | 0 | 0 | 0 | 0 | 0 | 0 | 0 | 0 | 0 | 0 | 0 | 0 | 0 | 0 | 0 | 0 | 0 | 0 | 0 | 0 | 0 | 0 | 0 | 0 | 0 | 0 | 0 | 0 | 0 | 0 | 0
F9_Industrial_Wood and Lumber Products_Existing_Space Heating_Natural Gas_Destratification Fans (HVLS)_A_Achievable Economic RVT Potential | F9 | Industrial | Wood and Lumber Products | Existing | Space Heating | Natural Gas | Destratification Fans (HVLS) | A | Cumulative Winter Peak Savings (MW) | Achievable Economic RVT Potential | 0 | 0 | 0 | 0 | 0 | 0 | 0 | 0 | 0 | 0 | 0 | 0 | 0 | 0 | 0 | 0 | 0 | 0 | 0 | 0 | 0 | 0 | 0 | 0 | 0 | 0 | 0 | 0 | 0 | 0 | 0
F10_Industrial_Wood and Lumber Products_Existing_Space Heating_Natural Gas_Destratification Fans (HVLS)_A_Achievable Economic RVT Potential | F10 | Industrial | Wood and Lumber Products | Existing | Space Heating | Natural Gas | Destratification Fans (HVLS) | A | Purchases (Incremental) | Achievable Economic RVT Potential | 0 | 0 | 0 | 0 | 0 | 0 | 0 | 0 | 0 | 0 | 0 | 0 | 0 | 0 | 0 | 0 | 0 | 0 | 0 | 0 | 0 | 0 | 0 | 0 | 0 | 0 | 0 | 0 | 0 | 0 | 0
F11_Industrial_Wood and Lumber Products_Existing_Space Heating_Natural Gas_Destratification Fans (HVLS)_A_Achievable Economic RVT Potential | F11 | Industrial | Wood and Lumber Products | Existing | Space Heating | Natural Gas | Destratification Fans (HVLS) | A | Purchases (Cumulative) | Achievable Economic RVT Potential | 0 | 0 | 0 | 0 | 0 | 0 | 0 | 0 | 0 | 0 | 0 | 0 | 0 | 0 | 0 | 0 | 0 | 0 | 0 | 0 | 0 | 0 | 0 | 0 | 0 | 0 | 0 | 0 | 0 | 0 | 0
F1_Industrial_Wood and Lumber Products_Existing_Space Heating_Natural Gas_Gas Boiler - Insulate Steam Lines/Condensate Tank_A_Achievable Economic RVT Potential | F1 | Industrial | Wood and Lumber Products | Existing | Space Heating | Natural Gas | Gas Boiler - Insulate Steam Lines/Condensate Tank | A | Integrated Unit Energy Savings (kWh or therms) | Achievable Economic RVT Potential | 0 | 0 | 0 | 0 | 0 | 9.5698 | 9.486 | 9.3989 | 9.3067 | 9.2082 | 9.1026 | 8.9905 | 8.8706 | 8.7392 | 8.5997 | 8.4561 | 8.3132 | 8.1715 | 8.0334 | 7.9094 | 7.7932 | 7.6833 | 7.5881 | 7.503 | 7.4233 | 7.364 | 7.3148 | 7.2695 | 8.2785 | 8.2445 | 8.2134
F2_Industrial_Wood and Lumber Products_Existing_Space Heating_Natural Gas_Gas Boiler - Insulate Steam Lines/Condensate Tank_A_Achievable Economic RVT Potential | F2 | Industrial | Wood and Lumber Products | Existing | Space Heating | Natural Gas | Gas Boiler - Insulate Steam Lines/Condensate Tank | A | Integrated Unit Summer Peak Savings (kW) | Achievable Economic RVT Potential | 0 | 0 | 0 | 0 | 0 | 0 | 0 | 0 | 0 | 0 | 0 | 0 | 0 | 0 | 0 | 0 | 0 | 0 | 0 | 0 | 0 | 0 | 0 | 0 | 0 | 0 | 0 | 0 | 0 | 0 | 0
F3_Industrial_Wood and Lumber Products_Existing_Space Heating_Natural Gas_Gas Boiler - Insulate Steam Lines/Condensate Tank_A_Achievable Economic RVT Potential | F3 | Industrial | Wood and Lumber Products | Existing | Space Heating | Natural Gas | Gas Boiler - Insulate Steam Lines/Condensate Tank | A | Integrated Unit Winter Peak Savings (kW) | Achievable Economic RVT Potential | 0 | 0 | 0 | 0 | 0 | 0 | 0 | 0 | 0 | 0 | 0 | 0 | 0 | 0 | 0 | 0 | 0 | 0 | 0 | 0 | 0 | 0 | 0 | 0 | 0 | 0 | 0 | 0 | 0 | 0 | 0
F4_Industrial_Wood and Lumber Products_Existing_Space Heating_Natural Gas_Gas Boiler - Insulate Steam Lines/Condensate Tank_A_Achievable Economic RVT Potential | F4 | Industrial | Wood and Lumber Products | Existing | Space Heating | Natural Gas | Gas Boiler - Insulate Steam Lines/Condensate Tank | A | Incremental Energy Savings (MWh or mTherms) | Achievable Economic RVT Potential | 0 | 0 | 0 | 0 | 0 | 0 | 0 | 0 | 0 | 0 | 0 | 0 | 0 | 0 | 0 | 0 | 0 | 0 | 0 | 0 | 0 | 0 | 0 | 0 | 0 | 0 | 0 | 0 | 0 | 0 | 0
F5_Industrial_Wood and Lumber Products_Existing_Space Heating_Natural Gas_Gas Boiler - Insulate Steam Lines/Condensate Tank_A_Achievable Economic RVT Potential | F5 | Industrial | Wood and Lumber Products | Existing | Space Heating | Natural Gas | Gas Boiler - Insulate Steam Lines/Condensate Tank | A | Incremental Summer Peak Savings (MW) | Achievable Economic RVT Potential | 0 | 0 | 0 | 0 | 0 | 0 | 0 | 0 | 0 | 0 | 0 | 0 | 0 | 0 | 0 | 0 | 0 | 0 | 0 | 0 | 0 | 0 | 0 | 0 | 0 | 0 | 0 | 0 | 0 | 0 | 0
F6_Industrial_Wood and Lumber Products_Existing_Space Heating_Natural Gas_Gas Boiler - Insulate Steam Lines/Condensate Tank_A_Achievable Economic RVT Potential | F6 | Industrial | Wood and Lumber Products | Existing | Space Heating | Natural Gas | Gas Boiler - Insulate Steam Lines/Condensate Tank | A | Incremental Winter Peak Savings (MW) | Achievable Economic RVT Potential | 0 | 0 | 0 | 0 | 0 | 0 | 0 | 0 | 0 | 0 | 0 | 0 | 0 | 0 | 0 | 0 | 0 | 0 | 0 | 0 | 0 | 0 | 0 | 0 | 0 | 0 | 0 | 0 | 0 | 0 | 0
F7_Industrial_Wood and Lumber Products_Existing_Space Heating_Natural Gas_Gas Boiler - Insulate Steam Lines/Condensate Tank_A_Achievable Economic RVT Potential | F7 | Industrial | Wood and Lumber Products | Existing | Space Heating | Natural Gas | Gas Boiler - Insulate Steam Lines/Condensate Tank | A | Cumulative Energy Savings (MWh or mTherms) | Achievable Economic RVT Potential | 0 | 0 | 0 | 0 | 0 | 0 | 0 | 0 | 0 | 0 | 0 | 0 | 0 | 0 | 0 | 0 | 0 | 0 | 0 | 0 | 0 | 0 | 0 | 0 | 0 | 0 | 0 | 0 | 0 | 0 | 0
F8_Industrial_Wood and Lumber Products_Existing_Space Heating_Natural Gas_Gas Boiler - Insulate Steam Lines/Condensate Tank_A_Achievable Economic RVT Potential | F8 | Industrial | Wood and Lumber Products | Existing | Space Heating | Natural Gas | Gas Boiler - Insulate Steam Lines/Condensate Tank | A | Cumulative Summer Peak Savings (MW) | Achievable Economic RVT Potential | 0 | 0 | 0 | 0 | 0 | 0 | 0 | 0 | 0 | 0 | 0 | 0 | 0 | 0 | 0 | 0 | 0 | 0 | 0 | 0 | 0 | 0 | 0 | 0 | 0 | 0 | 0 | 0 | 0 | 0 | 0
F9_Industrial_Wood and Lumber Products_Existing_Space Heating_Natural Gas_Gas Boiler - Insulate Steam Lines/Condensate Tank_A_Achievable Economic RVT Potential | F9 | Industrial | Wood and Lumber Products | Existing | Space Heating | Natural Gas | Gas Boiler - Insulate Steam Lines/Condensate Tank | A | Cumulative Winter Peak Savings (MW) | Achievable Economic RVT Potential | 0 | 0 | 0 | 0 | 0 | 0 | 0 | 0 | 0 | 0 | 0 | 0 | 0 | 0 | 0 | 0 | 0 | 0 | 0 | 0 | 0 | 0 | 0 | 0 | 0 | 0 | 0 | 0 | 0 | 0 | 0
F10_Industrial_Wood and Lumber Products_Existing_Space Heating_Natural Gas_Gas Boiler - Insulate Steam Lines/Condensate Tank_A_Achievable Economic RVT Potential | F10 | Industrial | Wood and Lumber Products | Existing | Space Heating | Natural Gas | Gas Boiler - Insulate Steam Lines/Condensate Tank | A | Purchases (Incremental) | Achievable Economic RVT Potential | 0 | 0 | 0 | 0 | 0 | 0 | 0 | 0 | 0 | 0 | 0 | 0 | 0 | 0 | 0 | 0 | 0 | 0 | 0 | 0 | 0 | 0 | 0 | 0 | 0 | 0 | 0 | 0 | 0 | 0 | 0
F11_Industrial_Wood and Lumber Products_Existing_Space Heating_Natural Gas_Gas Boiler - Insulate Steam Lines/Condensate Tank_A_Achievable Economic RVT Potential | F11 | Industrial | Wood and Lumber Products | Existing | Space Heating | Natural Gas | Gas Boiler - Insulate Steam Lines/Condensate Tank | A | Purchases (Cumulative) | Achievable Economic RVT Potential | 0 | 0 | 0 | 0 | 0 | 0 | 0 | 0 | 0 | 0 | 0 | 0 | 0 | 0 | 0 | 0 | 0 | 0 | 0 | 0 | 0 | 0 | 0 | 0 | 0 | 0 | 0 | 0 | 0 | 0 | 0
F1_Industrial_Wood and Lumber Products_Existing_Process_Natural Gas_Gas Boiler - Insulate Steam Lines/Condensate Tank_A_Achievable Economic RVT Potential | F1 | Industrial | Wood and Lumber Products | Existing | Process | Natural Gas | Gas Boiler - Insulate Steam Lines/Condensate Tank | A | Integrated Unit Energy Savings (kWh or therms) | Achievable Economic RVT Potential | 0 | 0 | 0 | 0 | 0 | 68.3351 | 68.1576 | 67.9781 | 67.8002 | 67.6211 | 67.4351 | 67.2692 | 67.114 | 66.9489 | 66.822 | 66.6825 | 66.5687 | 66.4524 | 66.3333 | 66.2392 | 66.136 | 66.0406 | 65.946 | 65.8521 | 65.7588 | 65.7508 | 65.7436 | 65.7369 | 68.5138 | 68.5138 | 68.5138
F2_Industrial_Wood and Lumber Products_Existing_Process_Natural Gas_Gas Boiler - Insulate Steam Lines/Condensate Tank_A_Achievable Economic RVT Potential | F2 | Industrial | Wood and Lumber Products | Existing | Process | Natural Gas | Gas Boiler - Insulate Steam Lines/Condensate Tank | A | Integrated Unit Summer Peak Savings (kW) | Achievable Economic RVT Potential | 0 | 0 | 0 | 0 | 0 | 0 | 0 | 0 | 0 | 0 | 0 | 0 | 0 | 0 | 0 | 0 | 0 | 0 | 0 | 0 | 0 | 0 | 0 | 0 | 0 | 0 | 0 | 0 | 0 | 0 | 0
F3_Industrial_Wood and Lumber Products_Existing_Process_Natural Gas_Gas Boiler - Insulate Steam Lines/Condensate Tank_A_Achievable Economic RVT Potential | F3 | Industrial | Wood and Lumber Products | Existing | Process | Natural Gas | Gas Boiler - Insulate Steam Lines/Condensate Tank | A | Integrated Unit Winter Peak Savings (kW) | Achievable Economic RVT Potential | 0 | 0 | 0 | 0 | 0 | 0 | 0 | 0 | 0 | 0 | 0 | 0 | 0 | 0 | 0 | 0 | 0 | 0 | 0 | 0 | 0 | 0 | 0 | 0 | 0 | 0 | 0 | 0 | 0 | 0 | 0
F4_Industrial_Wood and Lumber Products_Existing_Process_Natural Gas_Gas Boiler - Insulate Steam Lines/Condensate Tank_A_Achievable Economic RVT Potential | F4 | Industrial | Wood and Lumber Products | Existing | Process | Natural Gas | Gas Boiler - Insulate Steam Lines/Condensate Tank | A | Incremental Energy Savings (MWh or mTherms) | Achievable Economic RVT Potential | 0 | 0 | 0 | 0 | 0 | 0 | 0 | 0 | 0 | 0 | 0 | 0 | 0 | 0 | 0 | 0 | 0 | 0 | 0 | 0 | 0 | 0 | 0 | 0 | 0 | 0 | 0 | 0 | 0 | 0 | 0
F5_Industrial_Wood and Lumber Products_Existing_Process_Natural Gas_Gas Boiler - Insulate Steam Lines/Condensate Tank_A_Achievable Economic RVT Potential | F5 | Industrial | Wood and Lumber Products | Existing | Process | Natural Gas | Gas Boiler - Insulate Steam Lines/Condensate Tank | A | Incremental Summer Peak Savings (MW) | Achievable Economic RVT Potential | 0 | 0 | 0 | 0 | 0 | 0 | 0 | 0 | 0 | 0 | 0 | 0 | 0 | 0 | 0 | 0 | 0 | 0 | 0 | 0 | 0 | 0 | 0 | 0 | 0 | 0 | 0 | 0 | 0 | 0 | 0
F6_Industrial_Wood and Lumber Products_Existing_Process_Natural Gas_Gas Boiler - Insulate Steam Lines/Condensate Tank_A_Achievable Economic RVT Potential | F6 | Industrial | Wood and Lumber Products | Existing | Process | Natural Gas | Gas Boiler - Insulate Steam Lines/Condensate Tank | A | Incremental Winter Peak Savings (MW) | Achievable Economic RVT Potential | 0 | 0 | 0 | 0 | 0 | 0 | 0 | 0 | 0 | 0 | 0 | 0 | 0 | 0 | 0 | 0 | 0 | 0 | 0 | 0 | 0 | 0 | 0 | 0 | 0 | 0 | 0 | 0 | 0 | 0 | 0
F7_Industrial_Wood and Lumber Products_Existing_Process_Natural Gas_Gas Boiler - Insulate Steam Lines/Condensate Tank_A_Achievable Economic RVT Potential | F7 | Industrial | Wood and Lumber Products | Existing | Process | Natural Gas | Gas Boiler - Insulate Steam Lines/Condensate Tank | A | Cumulative Energy Savings (MWh or mTherms) | Achievable Economic RVT Potential | 0 | 0 | 0 | 0 | 0 | 0 | 0 | 0 | 0 | 0 | 0 | 0 | 0 | 0 | 0 | 0 | 0 | 0 | 0 | 0 | 0 | 0 | 0 | 0 | 0 | 0 | 0 | 0 | 0 | 0 | 0
F8_Industrial_Wood and Lumber Products_Existing_Process_Natural Gas_Gas Boiler - Insulate Steam Lines/Condensate Tank_A_Achievable Economic RVT Potential | F8 | Industrial | Wood and Lumber Products | Existing | Process | Natural Gas | Gas Boiler - Insulate Steam Lines/Condensate Tank | A | Cumulative Summer Peak Savings (MW) | Achievable Economic RVT Potential | 0 | 0 | 0 | 0 | 0 | 0 | 0 | 0 | 0 | 0 | 0 | 0 | 0 | 0 | 0 | 0 | 0 | 0 | 0 | 0 | 0 | 0 | 0 | 0 | 0 | 0 | 0 | 0 | 0 | 0 | 0
F9_Industrial_Wood and Lumber Products_Existing_Process_Natural Gas_Gas Boiler - Insulate Steam Lines/Condensate Tank_A_Achievable Economic RVT Potential | F9 | Industrial | Wood and Lumber Products | Existing | Process | Natural Gas | Gas Boiler - Insulate Steam Lines/Condensate Tank | A | Cumulative Winter Peak Savings (MW) | Achievable Economic RVT Potential | 0 | 0 | 0 | 0 | 0 | 0 | 0 | 0 | 0 | 0 | 0 | 0 | 0 | 0 | 0 | 0 | 0 | 0 | 0 | 0 | 0 | 0 | 0 | 0 | 0 | 0 | 0 | 0 | 0 | 0 | 0
F10_Industrial_Wood and Lumber Products_Existing_Process_Natural Gas_Gas Boiler - Insulate Steam Lines/Condensate Tank_A_Achievable Economic RVT Potential | F10 | Industrial | Wood and Lumber Products | Existing | Process | Natural Gas | Gas Boiler - Insulate Steam Lines/Condensate Tank | A | Purchases (Incremental) | Achievable Economic RVT Potential | 0 | 0 | 0 | 0 | 0 | 0 | 0 | 0 | 0 | 0 | 0 | 0 | 0 | 0 | 0 | 0 | 0 | 0 | 0 | 0 | 0 | 0 | 0 | 0 | 0 | 0 | 0 | 0 | 0 | 0 | 0
F11_Industrial_Wood and Lumber Products_Existing_Process_Natural Gas_Gas Boiler - Insulate Steam Lines/Condensate Tank_A_Achievable Economic RVT Potential | F11 | Industrial | Wood and Lumber Products | Existing | Process | Natural Gas | Gas Boiler - Insulate Steam Lines/Condensate Tank | A | Purchases (Cumulative) | Achievable Economic RVT Potential | 0 | 0 | 0 | 0 | 0 | 0 | 0 | 0 | 0 | 0 | 0 | 0 | 0 | 0 | 0 | 0 | 0 | 0 | 0 | 0 | 0 | 0 | 0 | 0 | 0 | 0 | 0 | 0 | 0 | 0 | 0
F1_Industrial_Wood and Lumber Products_Existing_Space Heating_Natural Gas_Gas Boiler - Insulate Hot Water Lines_A_Achievable Economic RVT Potential | F1 | Industrial | Wood and Lumber Products | Existing | Space Heating | Natural Gas | Gas Boiler - Insulate Hot Water Lines | A | Integrated Unit Energy Savings (kWh or therms) | Achievable Economic RVT Potential | 0 | 0 | 0 | 0 | 0 | 10.8197 | 10.7319 | 10.6426 | 10.5505 | 10.4553 | 10.3579 | 10.2586 | 10.157 | 10.0509 | 9.9385 | 9.8284 | 9.719 | 9.6114 | 9.5055 | 9.405 | 9.3078 | 9.2089 | 9.1185 | 9.0331 | 8.9496 | 8.8818 | 8.8238 | 8.7705 | 9.3573 | 9.3188 | 9.2838
F2_Industrial_Wood and Lumber Products_Existing_Space Heating_Natural Gas_Gas Boiler - Insulate Hot Water Lines_A_Achievable Economic RVT Potential | F2 | Industrial | Wood and Lumber Products | Existing | Space Heating | Natural Gas | Gas Boiler - Insulate Hot Water Lines | A | Integrated Unit Summer Peak Savings (kW) | Achievable Economic RVT Potential | 0 | 0 | 0 | 0 | 0 | 0 | 0 | 0 | 0 | 0 | 0 | 0 | 0 | 0 | 0 | 0 | 0 | 0 | 0 | 0 | 0 | 0 | 0 | 0 | 0 | 0 | 0 | 0 | 0 | 0 | 0
F3_Industrial_Wood and Lumber Products_Existing_Space Heating_Natural Gas_Gas Boiler - Insulate Hot Water Lines_A_Achievable Economic RVT Potential | F3 | Industrial | Wood and Lumber Products | Existing | Space Heating | Natural Gas | Gas Boiler - Insulate Hot Water Lines | A | Integrated Unit Winter Peak Savings (kW) | Achievable Economic RVT Potential | 0 | 0 | 0 | 0 | 0 | 0 | 0 | 0 | 0 | 0 | 0 | 0 | 0 | 0 | 0 | 0 | 0 | 0 | 0 | 0 | 0 | 0 | 0 | 0 | 0 | 0 | 0 | 0 | 0 | 0 | 0
F4_Industrial_Wood and Lumber Products_Existing_Space Heating_Natural Gas_Gas Boiler - Insulate Hot Water Lines_A_Achievable Economic RVT Potential | F4 | Industrial | Wood and Lumber Products | Existing | Space Heating | Natural Gas | Gas Boiler - Insulate Hot Water Lines | A | Incremental Energy Savings (MWh or mTherms) | Achievable Economic RVT Potential | 0 | 0 | 0 | 0 | 0 | 0 | 0 | 0 | 0 | 0 | 0 | 0 | 0 | 0 | 0 | 0 | 0 | 0 | 0 | 0 | 0 | 0 | 0 | 0 | 0 | 0 | 0 | 0 | 0 | 0 | 0
F5_Industrial_Wood and Lumber Products_Existing_Space Heating_Natural Gas_Gas Boiler - Insulate Hot Water Lines_A_Achievable Economic RVT Potential | F5 | Industrial | Wood and Lumber Products | Existing | Space Heating | Natural Gas | Gas Boiler - Insulate Hot Water Lines | A | Incremental Summer Peak Savings (MW) | Achievable Economic RVT Potential | 0 | 0 | 0 | 0 | 0 | 0 | 0 | 0 | 0 | 0 | 0 | 0 | 0 | 0 | 0 | 0 | 0 | 0 | 0 | 0 | 0 | 0 | 0 | 0 | 0 | 0 | 0 | 0 | 0 | 0 | 0
F6_Industrial_Wood and Lumber Products_Existing_Space Heating_Natural Gas_Gas Boiler - Insulate Hot Water Lines_A_Achievable Economic RVT Potential | F6 | Industrial | Wood and Lumber Products | Existing | Space Heating | Natural Gas | Gas Boiler - Insulate Hot Water Lines | A | Incremental Winter Peak Savings (MW) | Achievable Economic RVT Potential | 0 | 0 | 0 | 0 | 0 | 0 | 0 | 0 | 0 | 0 | 0 | 0 | 0 | 0 | 0 | 0 | 0 | 0 | 0 | 0 | 0 | 0 | 0 | 0 | 0 | 0 | 0 | 0 | 0 | 0 | 0
F7_Industrial_Wood and Lumber Products_Existing_Space Heating_Natural Gas_Gas Boiler - Insulate Hot Water Lines_A_Achievable Economic RVT Potential | F7 | Industrial | Wood and Lumber Products | Existing | Space Heating | Natural Gas | Gas Boiler - Insulate Hot Water Lines | A | Cumulative Energy Savings (MWh or mTherms) | Achievable Economic RVT Potential | 0 | 0 | 0 | 0 | 0 | 0 | 0 | 0 | 0 | 0 | 0 | 0 | 0 | 0 | 0 | 0 | 0 | 0 | 0 | 0 | 0 | 0 | 0 | 0 | 0 | 0 | 0 | 0 | 0 | 0 | 0
F8_Industrial_Wood and Lumber Products_Existing_Space Heating_Natural Gas_Gas Boiler - Insulate Hot Water Lines_A_Achievable Economic RVT Potential | F8 | Industrial | Wood and Lumber Products | Existing | Space Heating | Natural Gas | Gas Boiler - Insulate Hot Water Lines | A | Cumulative Summer Peak Savings (MW) | Achievable Economic RVT Potential | 0 | 0 | 0 | 0 | 0 | 0 | 0 | 0 | 0 | 0 | 0 | 0 | 0 | 0 | 0 | 0 | 0 | 0 | 0 | 0 | 0 | 0 | 0 | 0 | 0 | 0 | 0 | 0 | 0 | 0 | 0
F9_Industrial_Wood and Lumber Products_Existing_Space Heating_Natural Gas_Gas Boiler - Insulate Hot Water Lines_A_Achievable Economic RVT Potential | F9 | Industrial | Wood and Lumber Products | Existing | Space Heating | Natural Gas | Gas Boiler - Insulate Hot Water Lines | A | Cumulative Winter Peak Savings (MW) | Achievable Economic RVT Potential | 0 | 0 | 0 | 0 | 0 | 0 | 0 | 0 | 0 | 0 | 0 | 0 | 0 | 0 | 0 | 0 | 0 | 0 | 0 | 0 | 0 | 0 | 0 | 0 | 0 | 0 | 0 | 0 | 0 | 0 | 0
F10_Industrial_Wood and Lumber Products_Existing_Space Heating_Natural Gas_Gas Boiler - Insulate Hot Water Lines_A_Achievable Economic RVT Potential | F10 | Industrial | Wood and Lumber Products | Existing | Space Heating | Natural Gas | Gas Boiler - Insulate Hot Water Lines | A | Purchases (Incremental) | Achievable Economic RVT Potential | 0 | 0 | 0 | 0 | 0 | 0 | 0 | 0 | 0 | 0 | 0 | 0 | 0 | 0 | 0 | 0 | 0 | 0 | 0 | 0 | 0 | 0 | 0 | 0 | 0 | 0 | 0 | 0 | 0 | 0 | 0
F11_Industrial_Wood and Lumber Products_Existing_Space Heating_Natural Gas_Gas Boiler - Insulate Hot Water Lines_A_Achievable Economic RVT Potential | F11 | Industrial | Wood and Lumber Products | Existing | Space Heating | Natural Gas | Gas Boiler - Insulate Hot Water Lines | A | Purchases (Cumulative) | Achievable Economic RVT Potential | 0 | 0 | 0 | 0 | 0 | 0 | 0 | 0 | 0 | 0 | 0 | 0 | 0 | 0 | 0 | 0 | 0 | 0 | 0 | 0 | 0 | 0 | 0 | 0 | 0 | 0 | 0 | 0 | 0 | 0 | 0
F1_Industrial_Wood and Lumber Products_Existing_Process_Natural Gas_Gas Boiler - Insulate Hot Water Lines_A_Achievable Economic RVT Potential | F1 | Industrial | Wood and Lumber Products | Existing | Process | Natural Gas | Gas Boiler - Insulate Hot Water Lines | A | Integrated Unit Energy Savings (kWh or therms) | Achievable Economic RVT Potential | 0 | 0 | 0 | 0 | 0 | 77.2708 | 77.1007 | 76.9286 | 76.758 | 76.5861 | 76.4083 | 76.2521 | 76.1082 | 75.9567 | 75.8436 | 75.7205 | 75.6235 | 75.5256 | 75.4261 | 75.3504 | 75.2666 | 75.1911 | 75.1162 | 75.0416 | 74.9674 | 74.9602 | 74.9537 | 74.9477 | 77.4421 | 77.4421 | 77.4421
F2_Industrial_Wood and Lumber Products_Existing_Process_Natural Gas_Gas Boiler - Insulate Hot Water Lines_A_Achievable Economic RVT Potential | F2 | Industrial | Wood and Lumber Products | Existing | Process | Natural Gas | Gas Boiler - Insulate Hot Water Lines | A | Integrated Unit Summer Peak Savings (kW) | Achievable Economic RVT Potential | 0 | 0 | 0 | 0 | 0 | 0 | 0 | 0 | 0 | 0 | 0 | 0 | 0 | 0 | 0 | 0 | 0 | 0 | 0 | 0 | 0 | 0 | 0 | 0 | 0 | 0 | 0 | 0 | 0 | 0 | 0
F3_Industrial_Wood and Lumber Products_Existing_Process_Natural Gas_Gas Boiler - Insulate Hot Water Lines_A_Achievable Economic RVT Potential | F3 | Industrial | Wood and Lumber Products | Existing | Process | Natural Gas | Gas Boiler - Insulate Hot Water Lines | A | Integrated Unit Winter Peak Savings (kW) | Achievable Economic RVT Potential | 0 | 0 | 0 | 0 | 0 | 0 | 0 | 0 | 0 | 0 | 0 | 0 | 0 | 0 | 0 | 0 | 0 | 0 | 0 | 0 | 0 | 0 | 0 | 0 | 0 | 0 | 0 | 0 | 0 | 0 | 0
F4_Industrial_Wood and Lumber Products_Existing_Process_Natural Gas_Gas Boiler - Insulate Hot Water Lines_A_Achievable Economic RVT Potential | F4 | Industrial | Wood and Lumber Products | Existing | Process | Natural Gas | Gas Boiler - Insulate Hot Water Lines | A | Incremental Energy Savings (MWh or mTherms) | Achievable Economic RVT Potential | 0 | 0 | 0 | 0 | 0 | 0 | 0 | 0 | 0 | 0 | 0 | 0 | 0 | 0 | 0 | 0 | 0 | 0 | 0 | 0 | 0 | 0 | 0 | 0 | 0 | 0 | 0 | 0 | 0 | 0 | 0
F5_Industrial_Wood and Lumber Products_Existing_Process_Natural Gas_Gas Boiler - Insulate Hot Water Lines_A_Achievable Economic RVT Potential | F5 | Industrial | Wood and Lumber Products | Existing | Process | Natural Gas | Gas Boiler - Insulate Hot Water Lines | A | Incremental Summer Peak Savings (MW) | Achievable Economic RVT Potential | 0 | 0 | 0 | 0 | 0 | 0 | 0 | 0 | 0 | 0 | 0 | 0 | 0 | 0 | 0 | 0 | 0 | 0 | 0 | 0 | 0 | 0 | 0 | 0 | 0 | 0 | 0 | 0 | 0 | 0 | 0
F6_Industrial_Wood and Lumber Products_Existing_Process_Natural Gas_Gas Boiler - Insulate Hot Water Lines_A_Achievable Economic RVT Potential | F6 | Industrial | Wood and Lumber Products | Existing | Process | Natural Gas | Gas Boiler - Insulate Hot Water Lines | A | Incremental Winter Peak Savings (MW) | Achievable Economic RVT Potential | 0 | 0 | 0 | 0 | 0 | 0 | 0 | 0 | 0 | 0 | 0 | 0 | 0 | 0 | 0 | 0 | 0 | 0 | 0 | 0 | 0 | 0 | 0 | 0 | 0 | 0 | 0 | 0 | 0 | 0 | 0
F7_Industrial_Wood and Lumber Products_Existing_Process_Natural Gas_Gas Boiler - Insulate Hot Water Lines_A_Achievable Economic RVT Potential | F7 | Industrial | Wood and Lumber Products | Existing | Process | Natural Gas | Gas Boiler - Insulate Hot Water Lines | A | Cumulative Energy Savings (MWh or mTherms) | Achievable Economic RVT Potential | 0 | 0 | 0 | 0 | 0 | 0 | 0 | 0 | 0 | 0 | 0 | 0 | 0 | 0 | 0 | 0 | 0 | 0 | 0 | 0 | 0 | 0 | 0 | 0 | 0 | 0 | 0 | 0 | 0 | 0 | 0
F8_Industrial_Wood and Lumber Products_Existing_Process_Natural Gas_Gas Boiler - Insulate Hot Water Lines_A_Achievable Economic RVT Potential | F8 | Industrial | Wood and Lumber Products | Existing | Process | Natural Gas | Gas Boiler - Insulate Hot Water Lines | A | Cumulative Summer Peak Savings (MW) | Achievable Economic RVT Potential | 0 | 0 | 0 | 0 | 0 | 0 | 0 | 0 | 0 | 0 | 0 | 0 | 0 | 0 | 0 | 0 | 0 | 0 | 0 | 0 | 0 | 0 | 0 | 0 | 0 | 0 | 0 | 0 | 0 | 0 | 0
F9_Industrial_Wood and Lumber Products_Existing_Process_Natural Gas_Gas Boiler - Insulate Hot Water Lines_A_Achievable Economic RVT Potential | F9 | Industrial | Wood and Lumber Products | Existing | Process | Natural Gas | Gas Boiler - Insulate Hot Water Lines | A | Cumulative Winter Peak Savings (MW) | Achievable Economic RVT Potential | 0 | 0 | 0 | 0 | 0 | 0 | 0 | 0 | 0 | 0 | 0 | 0 | 0 | 0 | 0 | 0 | 0 | 0 | 0 | 0 | 0 | 0 | 0 | 0 | 0 | 0 | 0 | 0 | 0 | 0 | 0
F10_Industrial_Wood and Lumber Products_Existing_Process_Natural Gas_Gas Boiler - Insulate Hot Water Lines_A_Achievable Economic RVT Potential | F10 | Industrial | Wood and Lumber Products | Existing | Process | Natural Gas | Gas Boiler - Insulate Hot Water Lines | A | Purchases (Incremental) | Achievable Economic RVT Potential | 0 | 0 | 0 | 0 | 0 | 0 | 0 | 0 | 0 | 0 | 0 | 0 | 0 | 0 | 0 | 0 | 0 | 0 | 0 | 0 | 0 | 0 | 0 | 0 | 0 | 0 | 0 | 0 | 0 | 0 | 0
F11_Industrial_Wood and Lumber Products_Existing_Process_Natural Gas_Gas Boiler - Insulate Hot Water Lines_A_Achievable Economic RVT Potential | F11 | Industrial | Wood and Lumber Products | Existing | Process | Natural Gas | Gas Boiler - Insulate Hot Water Lines | A | Purchases (Cumulative) | Achievable Economic RVT Potential | 0 | 0 | 0 | 0 | 0 | 0 | 0 | 0 | 0 | 0 | 0 | 0 | 0 | 0 | 0 | 0 | 0 | 0 | 0 | 0 | 0 | 0 | 0 | 0 | 0 | 0 | 0 | 0 | 0 | 0 | 0
F1_Industrial_Wood and Lumber Products_Existing_Process_Natural Gas_Process - Insulate Heated Process Fluids_A_Achievable Economic RVT Potential | F1 | Industrial | Wood and Lumber Products | Existing | Process | Natural Gas | Process - Insulate Heated Process Fluids | A | Integrated Unit Energy Savings (kWh or therms) | Achievable Economic RVT Potential | 0 | 0 | 0 | 0 | 0 | 125.7545 | 125.6891 | 125.6267 | 125.5672 | 125.5087 | 125.4514 | 125.4062 | 125.3686 | 125.3304 | 125.3062 | 125.279 | 125.2602 | 125.241 | 125.2214 | 125.2094 | 125.1954 | 125.1861 | 125.177 | 125.1681 | 125.1595 | 125.1575 | 125.1557 | 125.1541 | 125.8253 | 125.8253 | 125.8253
F2_Industrial_Wood and Lumber Products_Existing_Process_Natural Gas_Process - Insulate Heated Process Fluids_A_Achievable Economic RVT Potential | F2 | Industrial | Wood and Lumber Products | Existing | Process | Natural Gas | Process - Insulate Heated Process Fluids | A | Integrated Unit Summer Peak Savings (kW) | Achievable Economic RVT Potential | 0 | 0 | 0 | 0 | 0 | 0 | 0 | 0 | 0 | 0 | 0 | 0 | 0 | 0 | 0 | 0 | 0 | 0 | 0 | 0 | 0 | 0 | 0 | 0 | 0 | 0 | 0 | 0 | 0 | 0 | 0
F3_Industrial_Wood and Lumber Products_Existing_Process_Natural Gas_Process - Insulate Heated Process Fluids_A_Achievable Economic RVT Potential | F3 | Industrial | Wood and Lumber Products | Existing | Process | Natural Gas | Process - Insulate Heated Process Fluids | A | Integrated Unit Winter Peak Savings (kW) | Achievable Economic RVT Potential | 0 | 0 | 0 | 0 | 0 | 0 | 0 | 0 | 0 | 0 | 0 | 0 | 0 | 0 | 0 | 0 | 0 | 0 | 0 | 0 | 0 | 0 | 0 | 0 | 0 | 0 | 0 | 0 | 0 | 0 | 0
F4_Industrial_Wood and Lumber Products_Existing_Process_Natural Gas_Process - Insulate Heated Process Fluids_A_Achievable Economic RVT Potential | F4 | Industrial | Wood and Lumber Products | Existing | Process | Natural Gas | Process - Insulate Heated Process Fluids | A | Incremental Energy Savings (MWh or mTherms) | Achievable Economic RVT Potential | 0 | 0 | 0 | 0 | 0 | 0 | 0 | 0 | 0 | 0 | 0 | 0 | 0 | 0 | 0 | 0 | 0 | 0 | 0 | 0 | 0 | 0 | 0 | 0 | 0 | 0 | 0 | 0 | 0 | 0 | 0
F5_Industrial_Wood and Lumber Products_Existing_Process_Natural Gas_Process - Insulate Heated Process Fluids_A_Achievable Economic RVT Potential | F5 | Industrial | Wood and Lumber Products | Existing | Process | Natural Gas | Process - Insulate Heated Process Fluids | A | Incremental Summer Peak Savings (MW) | Achievable Economic RVT Potential | 0 | 0 | 0 | 0 | 0 | 0 | 0 | 0 | 0 | 0 | 0 | 0 | 0 | 0 | 0 | 0 | 0 | 0 | 0 | 0 | 0 | 0 | 0 | 0 | 0 | 0 | 0 | 0 | 0 | 0 | 0
F6_Industrial_Wood and Lumber Products_Existing_Process_Natural Gas_Process - Insulate Heated Process Fluids_A_Achievable Economic RVT Potential | F6 | Industrial | Wood and Lumber Products | Existing | Process | Natural Gas | Process - Insulate Heated Process Fluids | A | Incremental Winter Peak Savings (MW) | Achievable Economic RVT Potential | 0 | 0 | 0 | 0 | 0 | 0 | 0 | 0 | 0 | 0 | 0 | 0 | 0 | 0 | 0 | 0 | 0 | 0 | 0 | 0 | 0 | 0 | 0 | 0 | 0 | 0 | 0 | 0 | 0 | 0 | 0
F7_Industrial_Wood and Lumber Products_Existing_Process_Natural Gas_Process - Insulate Heated Process Fluids_A_Achievable Economic RVT Potential | F7 | Industrial | Wood and Lumber Products | Existing | Process | Natural Gas | Process - Insulate Heated Process Fluids | A | Cumulative Energy Savings (MWh or mTherms) | Achievable Economic RVT Potential | 0 | 0 | 0 | 0 | 0 | 0 | 0 | 0 | 0 | 0 | 0 | 0 | 0 | 0 | 0 | 0 | 0 | 0 | 0 | 0 | 0 | 0 | 0 | 0 | 0 | 0 | 0 | 0 | 0 | 0 | 0
F8_Industrial_Wood and Lumber Products_Existing_Process_Natural Gas_Process - Insulate Heated Process Fluids_A_Achievable Economic RVT Potential | F8 | Industrial | Wood and Lumber Products | Existing | Process | Natural Gas | Process - Insulate Heated Process Fluids | A | Cumulative Summer Peak Savings (MW) | Achievable Economic RVT Potential | 0 | 0 | 0 | 0 | 0 | 0 | 0 | 0 | 0 | 0 | 0 | 0 | 0 | 0 | 0 | 0 | 0 | 0 | 0 | 0 | 0 | 0 | 0 | 0 | 0 | 0 | 0 | 0 | 0 | 0 | 0
F9_Industrial_Wood and Lumber Products_Existing_Process_Natural Gas_Process - Insulate Heated Process Fluids_A_Achievable Economic RVT Potential | F9 | Industrial | Wood and Lumber Products | Existing | Process | Natural Gas | Process - Insulate Heated Process Fluids | A | Cumulative Winter Peak Savings (MW) | Achievable Economic RVT Potential | 0 | 0 | 0 | 0 | 0 | 0 | 0 | 0 | 0 | 0 | 0 | 0 | 0 | 0 | 0 | 0 | 0 | 0 | 0 | 0 | 0 | 0 | 0 | 0 | 0 | 0 | 0 | 0 | 0 | 0 | 0
F10_Industrial_Wood and Lumber Products_Existing_Process_Natural Gas_Process - Insulate Heated Process Fluids_A_Achievable Economic RVT Potential | F10 | Industrial | Wood and Lumber Products | Existing | Process | Natural Gas | Process - Insulate Heated Process Fluids | A | Purchases (Incremental) | Achievable Economic RVT Potential | 0 | 0 | 0 | 0 | 0 | 0 | 0 | 0 | 0 | 0 | 0 | 0 | 0 | 0 | 0 | 0 | 0 | 0 | 0 | 0 | 0 | 0 | 0 | 0 | 0 | 0 | 0 | 0 | 0 | 0 | 0
F11_Industrial_Wood and Lumber Products_Existing_Process_Natural Gas_Process - Insulate Heated Process Fluids_A_Achievable Economic RVT Potential | F11 | Industrial | Wood and Lumber Products | Existing | Process | Natural Gas | Process - Insulate Heated Process Fluids | A | Purchases (Cumulative) | Achievable Economic RVT Potential | 0 | 0 | 0 | 0 | 0 | 0 | 0 | 0 | 0 | 0 | 0 | 0 | 0 | 0 | 0 | 0 | 0 | 0 | 0 | 0 | 0 | 0 | 0 | 0 | 0 | 0 | 0 | 0 | 0 | 0 | 0
F1_Industrial_Wood and Lumber Products_Existing_Process_Natural Gas_Process Heat Recovery_A_Achievable Economic RVT Potential | F1 | Industrial | Wood and Lumber Products | Existing | Process | Natural Gas | Process Heat Recovery | A | Integrated Unit Energy Savings (kWh or therms) | Achievable Economic RVT Potential | 0 | 0 | 0 | 0 | 0 | 0.21019 | 0.20957 | 0.20894 | 0.20832 | 0.20768 | 0.20701 | 0.20641 | 0.20584 | 0.20523 | 0.20475 | 0.20423 | 0.2038 | 0.20337 | 0.20293 | 0.20259 | 0.20222 | 0.20188 | 0.20154 | 0.20121 | 0.20089 | 0.20086 | 0.20083 | 0.20081 | 0 | 0 | 0
F2_Industrial_Wood and Lumber Products_Existing_Process_Natural Gas_Process Heat Recovery_A_Achievable Economic RVT Potential | F2 | Industrial | Wood and Lumber Products | Existing | Process | Natural Gas | Process Heat Recovery | A | Integrated Unit Summer Peak Savings (kW) | Achievable Economic RVT Potential | 0 | 0 | 0 | 0 | 0 | 0 | 0 | 0 | 0 | 0 | 0 | 0 | 0 | 0 | 0 | 0 | 0 | 0 | 0 | 0 | 0 | 0 | 0 | 0 | 0 | 0 | 0 | 0 | 0 | 0 | 0
F3_Industrial_Wood and Lumber Products_Existing_Process_Natural Gas_Process Heat Recovery_A_Achievable Economic RVT Potential | F3 | Industrial | Wood and Lumber Products | Existing | Process | Natural Gas | Process Heat Recovery | A | Integrated Unit Winter Peak Savings (kW) | Achievable Economic RVT Potential | 0 | 0 | 0 | 0 | 0 | 0 | 0 | 0 | 0 | 0 | 0 | 0 | 0 | 0 | 0 | 0 | 0 | 0 | 0 | 0 | 0 | 0 | 0 | 0 | 0 | 0 | 0 | 0 | 0 | 0 | 0
F4_Industrial_Wood and Lumber Products_Existing_Process_Natural Gas_Process Heat Recovery_A_Achievable Economic RVT Potential | F4 | Industrial | Wood and Lumber Products | Existing | Process | Natural Gas | Process Heat Recovery | A | Incremental Energy Savings (MWh or mTherms) | Achievable Economic RVT Potential | 0 | 0 | 0 | 0 | 0 | 0 | 0 | 0 | 0 | 0 | 0 | 0 | 0 | 0 | 0 | 0 | 0 | 0 | 0 | 0 | 0 | 0 | 0 | 0 | 0 | 0 | 0 | 0 | 0 | 0 | 0
F5_Industrial_Wood and Lumber Products_Existing_Process_Natural Gas_Process Heat Recovery_A_Achievable Economic RVT Potential | F5 | Industrial | Wood and Lumber Products | Existing | Process | Natural Gas | Process Heat Recovery | A | Incremental Summer Peak Savings (MW) | Achievable Economic RVT Potential | 0 | 0 | 0 | 0 | 0 | 0 | 0 | 0 | 0 | 0 | 0 | 0 | 0 | 0 | 0 | 0 | 0 | 0 | 0 | 0 | 0 | 0 | 0 | 0 | 0 | 0 | 0 | 0 | 0 | 0 | 0
F6_Industrial_Wood and Lumber Products_Existing_Process_Natural Gas_Process Heat Recovery_A_Achievable Economic RVT Potential | F6 | Industrial | Wood and Lumber Products | Existing | Process | Natural Gas | Process Heat Recovery | A | Incremental Winter Peak Savings (MW) | Achievable Economic RVT Potential | 0 | 0 | 0 | 0 | 0 | 0 | 0 | 0 | 0 | 0 | 0 | 0 | 0 | 0 | 0 | 0 | 0 | 0 | 0 | 0 | 0 | 0 | 0 | 0 | 0 | 0 | 0 | 0 | 0 | 0 | 0
F7_Industrial_Wood and Lumber Products_Existing_Process_Natural Gas_Process Heat Recovery_A_Achievable Economic RVT Potential | F7 | Industrial | Wood and Lumber Products | Existing | Process | Natural Gas | Process Heat Recovery | A | Cumulative Energy Savings (MWh or mTherms) | Achievable Economic RVT Potential | 0 | 0 | 0 | 0 | 0 | 0 | 0 | 0 | 0 | 0 | 0 | 0 | 0 | 0 | 0 | 0 | 0 | 0 | 0 | 0 | 0 | 0 | 0 | 0 | 0 | 0 | 0 | 0 | 0 | 0 | 0
F8_Industrial_Wood and Lumber Products_Existing_Process_Natural Gas_Process Heat Recovery_A_Achievable Economic RVT Potential | F8 | Industrial | Wood and Lumber Products | Existing | Process | Natural Gas | Process Heat Recovery | A | Cumulative Summer Peak Savings (MW) | Achievable Economic RVT Potential | 0 | 0 | 0 | 0 | 0 | 0 | 0 | 0 | 0 | 0 | 0 | 0 | 0 | 0 | 0 | 0 | 0 | 0 | 0 | 0 | 0 | 0 | 0 | 0 | 0 | 0 | 0 | 0 | 0 | 0 | 0
F9_Industrial_Wood and Lumber Products_Existing_Process_Natural Gas_Process Heat Recovery_A_Achievable Economic RVT Potential | F9 | Industrial | Wood and Lumber Products | Existing | Process | Natural Gas | Process Heat Recovery | A | Cumulative Winter Peak Savings (MW) | Achievable Economic RVT Potential | 0 | 0 | 0 | 0 | 0 | 0 | 0 | 0 | 0 | 0 | 0 | 0 | 0 | 0 | 0 | 0 | 0 | 0 | 0 | 0 | 0 | 0 | 0 | 0 | 0 | 0 | 0 | 0 | 0 | 0 | 0
F10_Industrial_Wood and Lumber Products_Existing_Process_Natural Gas_Process Heat Recovery_A_Achievable Economic RVT Potential | F10 | Industrial | Wood and Lumber Products | Existing | Process | Natural Gas | Process Heat Recovery | A | Purchases (Incremental) | Achievable Economic RVT Potential | 0 | 0 | 0 | 0 | 0 | 0 | 0 | 0 | 0 | 0 | 0 | 0 | 0 | 0 | 0 | 0 | 0 | 0 | 0 | 0 | 0 | 0 | 0 | 0 | 0 | 0 | 0 | 0 | 0 | 0 | 0
F11_Industrial_Wood and Lumber Products_Existing_Process_Natural Gas_Process Heat Recovery_A_Achievable Economic RVT Potential | F11 | Industrial | Wood and Lumber Products | Existing | Process | Natural Gas | Process Heat Recovery | A | Purchases (Cumulative) | Achievable Economic RVT Potential | 0 | 0 | 0 | 0 | 0 | 0 | 0 | 0 | 0 | 0 | 0 | 0 | 0 | 0 | 0 | 0 | 0 | 0 | 0 | 0 | 0 | 0 | 0 | 0 | 0 | 0 | 0 | 0 | 0 | 0 | 0
F1_Industrial_Wood and Lumber Products_Existing_Space Heating_Natural Gas_Building Automation System_A_Achievable Economic RVT Potential | F1 | Industrial | Wood and Lumber Products | Existing | Space Heating | Natural Gas | Building Automation System | A | Integrated Unit Energy Savings (kWh or therms) | Achievable Economic RVT Potential | 0 | 0 | 0 | 0 | 0 | 0.015445 | 0.015347 | 0.015228 | 0.015099 | 0.014961 | 0.014815 | 0.014663 | 0.014506 | 0.014341 | 0.014164 | 0.01399 | 0.013817 | 0.013653 | 0.013497 | 0.013352 | 0.013213 | 0.013075 | 0.012954 | 0.012842 | 0.012738 | 0.012655 | 0.012584 | 0.012518 | 0 | 0 | 0
F2_Industrial_Wood and Lumber Products_Existing_Space Heating_Natural Gas_Building Automation System_A_Achievable Economic RVT Potential | F2 | Industrial | Wood and Lumber Products | Existing | Space Heating | Natural Gas | Building Automation System | A | Integrated Unit Summer Peak Savings (kW) | Achievable Economic RVT Potential | 0 | 0 | 0 | 0 | 0 | 0 | 0 | 0 | 0 | 0 | 0 | 0 | 0 | 0 | 0 | 0 | 0 | 0 | 0 | 0 | 0 | 0 | 0 | 0 | 0 | 0 | 0 | 0 | 0 | 0 | 0
F3_Industrial_Wood and Lumber Products_Existing_Space Heating_Natural Gas_Building Automation System_A_Achievable Economic RVT Potential | F3 | Industrial | Wood and Lumber Products | Existing | Space Heating | Natural Gas | Building Automation System | A | Integrated Unit Winter Peak Savings (kW) | Achievable Economic RVT Potential | 0 | 0 | 0 | 0 | 0 | 0 | 0 | 0 | 0 | 0 | 0 | 0 | 0 | 0 | 0 | 0 | 0 | 0 | 0 | 0 | 0 | 0 | 0 | 0 | 0 | 0 | 0 | 0 | 0 | 0 | 0
F4_Industrial_Wood and Lumber Products_Existing_Space Heating_Natural Gas_Building Automation System_A_Achievable Economic RVT Potential | F4 | Industrial | Wood and Lumber Products | Existing | Space Heating | Natural Gas | Building Automation System | A | Incremental Energy Savings (MWh or mTherms) | Achievable Economic RVT Potential | 0 | 0 | 0 | 0 | 0 | 0.0099356 | 0.019723 | 0.034543 | 0.055746 | 0.083911 | 0.11749 | 0.15774 | 0.20189 | 0.24294 | 0.28404 | 0.31176 | 0.32761 | 0.32343 | 0.29871 | 0.26011 | 0.212 | 0.1598 | 0.10921 | 0.068934 | 0.044449 | 0 | 0 | 0 | 0 | 0 | 0
F5_Industrial_Wood and Lumber Products_Existing_Space Heating_Natural Gas_Building Automation System_A_Achievable Economic RVT Potential | F5 | Industrial | Wood and Lumber Products | Existing | Space Heating | Natural Gas | Building Automation System | A | Incremental Summer Peak Savings (MW) | Achievable Economic RVT Potential | 0 | 0 | 0 | 0 | 0 | 0 | 0 | 0 | 0 | 0 | 0 | 0 | 0 | 0 | 0 | 0 | 0 | 0 | 0 | 0 | 0 | 0 | 0 | 0 | 0 | 0 | 0 | 0 | 0 | 0 | 0
F6_Industrial_Wood and Lumber Products_Existing_Space Heating_Natural Gas_Building Automation System_A_Achievable Economic RVT Potential | F6 | Industrial | Wood and Lumber Products | Existing | Space Heating | Natural Gas | Building Automation System | A | Incremental Winter Peak Savings (MW) | Achievable Economic RVT Potential | 0 | 0 | 0 | 0 | 0 | 0 | 0 | 0 | 0 | 0 | 0 | 0 | 0 | 0 | 0 | 0 | 0 | 0 | 0 | 0 | 0 | 0 | 0 | 0 | 0 | 0 | 0 | 0 | 0 | 0 | 0
F7_Industrial_Wood and Lumber Products_Existing_Space Heating_Natural Gas_Building Automation System_A_Achievable Economic RVT Potential | F7 | Industrial | Wood and Lumber Products | Existing | Space Heating | Natural Gas | Building Automation System | A | Cumulative Energy Savings (MWh or mTherms) | Achievable Economic RVT Potential | 0 | 0 | 0 | 0 | 0 | 0.0099356 | 0.029596 | 0.063909 | 0.11912 | 0.20194 | 0.31746 | 0.47193 | 0.66877 | 0.9041 | 1.177 | 1.4743 | 1.7837 | 2.086 | 2.3608 | 2.5955 | 2.7806 | 2.9113 | 2.9936 | 3.0367 | 3.0564 | 3.0365 | 3.0195 | 3.0037 | 0 | 0 | 0
F8_Industrial_Wood and Lumber Products_Existing_Space Heating_Natural Gas_Building Automation System_A_Achievable Economic RVT Potential | F8 | Industrial | Wood and Lumber Products | Existing | Space Heating | Natural Gas | Building Automation System | A | Cumulative Summer Peak Savings (MW) | Achievable Economic RVT Potential | 0 | 0 | 0 | 0 | 0 | 0 | 0 | 0 | 0 | 0 | 0 | 0 | 0 | 0 | 0 | 0 | 0 | 0 | 0 | 0 | 0 | 0 | 0 | 0 | 0 | 0 | 0 | 0 | 0 | 0 | 0
F9_Industrial_Wood and Lumber Products_Existing_Space Heating_Natural Gas_Building Automation System_A_Achievable Economic RVT Potential | F9 | Industrial | Wood and Lumber Products | Existing | Space Heating | Natural Gas | Building Automation System | A | Cumulative Winter Peak Savings (MW) | Achievable Economic RVT Potential | 0 | 0 | 0 | 0 | 0 | 0 | 0 | 0 | 0 | 0 | 0 | 0 | 0 | 0 | 0 | 0 | 0 | 0 | 0 | 0 | 0 | 0 | 0 | 0 | 0 | 0 | 0 | 0 | 0 | 0 | 0
F10_Industrial_Wood and Lumber Products_Existing_Space Heating_Natural Gas_Building Automation System_A_Achievable Economic RVT Potential | F10 | Industrial | Wood and Lumber Products | Existing | Space Heating | Natural Gas | Building Automation System | A | Purchases (Incremental) | Achievable Economic RVT Potential | 0 | 0 | 0 | 0 | 0 | 643.2891 | 1285.1869 | 2268.4503 | 3691.9402 | 5608.4833 | 7930.5415 | 10758.235 | 13918.2407 | 16941.1052 | 20053.8625 | 22284.5719 | 23709.6654 | 23688.8201 | 22131.5194 | 19481.6051 | 16044.449 | 12221.5653 | 8430.2544 | 5367.6926 | 3489.6299 | 0 | 0 | 0 | 0 | 0 | 0
F11_Industrial_Wood and Lumber Products_Existing_Space Heating_Natural Gas_Building Automation System_A_Achievable Economic RVT Potential | F11 | Industrial | Wood and Lumber Products | Existing | Space Heating | Natural Gas | Building Automation System | A | Purchases (Cumulative) | Achievable Economic RVT Potential | 0 | 0 | 0 | 0 | 0 | 643.2891 | 1928.4759 | 4196.9262 | 7888.8665 | 13497.3498 | 21427.8913 | 32186.1263 | 46104.367 | 63045.4722 | 83099.3346 | 105383.9066 | 129093.5719 | 152782.392 | 174913.9114 | 194395.5166 | 210439.9656 | 222661.5309 | 231091.7853 | 236459.4778 | 239949.1077 | 239949.1077 | 239949.1077 | 239949.1077 | 239949.1077 | 239949.1077 | 239949.1077
F1_Industrial_Wood and Lumber Products_Existing_Space Heating_Natural Gas_Steam System Efficiency Improvements_A_Achievable Economic RVT Potential | F1 | Industrial | Wood and Lumber Products | Existing | Space Heating | Natural Gas | Steam System Efficiency Improvements | A | Integrated Unit Energy Savings (kWh or therms) | Achievable Economic RVT Potential | 0 | 0 | 0 | 0 | 0 | 0.13761 | 0.13648 | 0.13533 | 0.13414 | 0.13291 | 0.13166 | 0.13038 | 0.12908 | 0.12771 | 0.12627 | 0.12485 | 0.12345 | 0.12207 | 0.12071 | 0.11942 | 0.11817 | 0.1169 | 0.11574 | 0.11464 | 0.11357 | 0.1127 | 0.11197 | 0.11129 | 0.11902 | 0.11854 | 0.11809
F2_Industrial_Wood and Lumber Products_Existing_Space Heating_Natural Gas_Steam System Efficiency Improvements_A_Achievable Economic RVT Potential | F2 | Industrial | Wood and Lumber Products | Existing | Space Heating | Natural Gas | Steam System Efficiency Improvements | A | Integrated Unit Summer Peak Savings (kW) | Achievable Economic RVT Potential | 0 | 0 | 0 | 0 | 0 | 0 | 0 | 0 | 0 | 0 | 0 | 0 | 0 | 0 | 0 | 0 | 0 | 0 | 0 | 0 | 0 | 0 | 0 | 0 | 0 | 0 | 0 | 0 | 0 | 0 | 0
F3_Industrial_Wood and Lumber Products_Existing_Space Heating_Natural Gas_Steam System Efficiency Improvements_A_Achievable Economic RVT Potential | F3 | Industrial | Wood and Lumber Products | Existing | Space Heating | Natural Gas | Steam System Efficiency Improvements | A | Integrated Unit Winter Peak Savings (kW) | Achievable Economic RVT Potential | 0 | 0 | 0 | 0 | 0 | 0 | 0 | 0 | 0 | 0 | 0 | 0 | 0 | 0 | 0 | 0 | 0 | 0 | 0 | 0 | 0 | 0 | 0 | 0 | 0 | 0 | 0 | 0 | 0 | 0 | 0
F4_Industrial_Wood and Lumber Products_Existing_Space Heating_Natural Gas_Steam System Efficiency Improvements_A_Achievable Economic RVT Potential | F4 | Industrial | Wood and Lumber Products | Existing | Space Heating | Natural Gas | Steam System Efficiency Improvements | A | Incremental Energy Savings (MWh or mTherms) | Achievable Economic RVT Potential | 0 | 0 | 0 | 0 | 0 | 0 | 0 | 0 | 0 | 0 | 0 | 0 | 0 | 0 | 0 | 0 | 0 | 0 | 0 | 0 | 0 | 0 | 0 | 0 | 0 | 0 | 0 | 0 | 0 | 0 | 0
F5_Industrial_Wood and Lumber Products_Existing_Space Heating_Natural Gas_Steam System Efficiency Improvements_A_Achievable Economic RVT Potential | F5 | Industrial | Wood and Lumber Products | Existing | Space Heating | Natural Gas | Steam System Efficiency Improvements | A | Incremental Summer Peak Savings (MW) | Achievable Economic RVT Potential | 0 | 0 | 0 | 0 | 0 | 0 | 0 | 0 | 0 | 0 | 0 | 0 | 0 | 0 | 0 | 0 | 0 | 0 | 0 | 0 | 0 | 0 | 0 | 0 | 0 | 0 | 0 | 0 | 0 | 0 | 0
F6_Industrial_Wood and Lumber Products_Existing_Space Heating_Natural Gas_Steam System Efficiency Improvements_A_Achievable Economic RVT Potential | F6 | Industrial | Wood and Lumber Products | Existing | Space Heating | Natural Gas | Steam System Efficiency Improvements | A | Incremental Winter Peak Savings (MW) | Achievable Economic RVT Potential | 0 | 0 | 0 | 0 | 0 | 0 | 0 | 0 | 0 | 0 | 0 | 0 | 0 | 0 | 0 | 0 | 0 | 0 | 0 | 0 | 0 | 0 | 0 | 0 | 0 | 0 | 0 | 0 | 0 | 0 | 0
F7_Industrial_Wood and Lumber Products_Existing_Space Heating_Natural Gas_Steam System Efficiency Improvements_A_Achievable Economic RVT Potential | F7 | Industrial | Wood and Lumber Products | Existing | Space Heating | Natural Gas | Steam System Efficiency Improvements | A | Cumulative Energy Savings (MWh or mTherms) | Achievable Economic RVT Potential | 0 | 0 | 0 | 0 | 0 | 0 | 0 | 0 | 0 | 0 | 0 | 0 | 0 | 0 | 0 | 0 | 0 | 0 | 0 | 0 | 0 | 0 | 0 | 0 | 0 | 0 | 0 | 0 | 0 | 0 | 0
F8_Industrial_Wood and Lumber Products_Existing_Space Heating_Natural Gas_Steam System Efficiency Improvements_A_Achievable Economic RVT Potential | F8 | Industrial | Wood and Lumber Products | Existing | Space Heating | Natural Gas | Steam System Efficiency Improvements | A | Cumulative Summer Peak Savings (MW) | Achievable Economic RVT Potential | 0 | 0 | 0 | 0 | 0 | 0 | 0 | 0 | 0 | 0 | 0 | 0 | 0 | 0 | 0 | 0 | 0 | 0 | 0 | 0 | 0 | 0 | 0 | 0 | 0 | 0 | 0 | 0 | 0 | 0 | 0
F9_Industrial_Wood and Lumber Products_Existing_Space Heating_Natural Gas_Steam System Efficiency Improvements_A_Achievable Economic RVT Potential | F9 | Industrial | Wood and Lumber Products | Existing | Space Heating | Natural Gas | Steam System Efficiency Improvements | A | Cumulative Winter Peak Savings (MW) | Achievable Economic RVT Potential | 0 | 0 | 0 | 0 | 0 | 0 | 0 | 0 | 0 | 0 | 0 | 0 | 0 | 0 | 0 | 0 | 0 | 0 | 0 | 0 | 0 | 0 | 0 | 0 | 0 | 0 | 0 | 0 | 0 | 0 | 0
F10_Industrial_Wood and Lumber Products_Existing_Space Heating_Natural Gas_Steam System Efficiency Improvements_A_Achievable Economic RVT Potential | F10 | Industrial | Wood and Lumber Products | Existing | Space Heating | Natural Gas | Steam System Efficiency Improvements | A | Purchases (Incremental) | Achievable Economic RVT Potential | 0 | 0 | 0 | 0 | 0 | 0 | 0 | 0 | 0 | 0 | 0 | 0 | 0 | 0 | 0 | 0 | 0 | 0 | 0 | 0 | 0 | 0 | 0 | 0 | 0 | 0 | 0 | 0 | 0 | 0 | 0
F11_Industrial_Wood and Lumber Products_Existing_Space Heating_Natural Gas_Steam System Efficiency Improvements_A_Achievable Economic RVT Potential | F11 | Industrial | Wood and Lumber Products | Existing | Space Heating | Natural Gas | Steam System Efficiency Improvements | A | Purchases (Cumulative) | Achievable Economic RVT Potential | 0 | 0 | 0 | 0 | 0 | 0 | 0 | 0 | 0 | 0 | 0 | 0 | 0 | 0 | 0 | 0 | 0 | 0 | 0 | 0 | 0 | 0 | 0 | 0 | 0 | 0 | 0 | 0 | 0 | 0 | 0
F1_Industrial_Wood and Lumber Products_Existing_Process_Natural Gas_Steam System Efficiency Improvements_A_Achievable Economic RVT Potential | F1 | Industrial | Wood and Lumber Products | Existing | Process | Natural Gas | Steam System Efficiency Improvements | A | Integrated Unit Energy Savings (kWh or therms) | Achievable Economic RVT Potential | 0 | 0 | 0 | 0 | 0 | 0.98249 | 0.97994 | 0.97736 | 0.97481 | 0.97224 | 0.96957 | 0.9672 | 0.96499 | 0.96264 | 0.96083 | 0.95886 | 0.95725 | 0.9556 | 0.95392 | 0.95259 | 0.95113 | 0.94977 | 0.94842 | 0.94708 | 0.94574 | 0.94563 | 0.94553 | 0.94543 | 0.98506 | 0.98506 | 0.98506
F2_Industrial_Wood and Lumber Products_Existing_Process_Natural Gas_Steam System Efficiency Improvements_A_Achievable Economic RVT Potential | F2 | Industrial | Wood and Lumber Products | Existing | Process | Natural Gas | Steam System Efficiency Improvements | A | Integrated Unit Summer Peak Savings (kW) | Achievable Economic RVT Potential | 0 | 0 | 0 | 0 | 0 | 0 | 0 | 0 | 0 | 0 | 0 | 0 | 0 | 0 | 0 | 0 | 0 | 0 | 0 | 0 | 0 | 0 | 0 | 0 | 0 | 0 | 0 | 0 | 0 | 0 | 0
F3_Industrial_Wood and Lumber Products_Existing_Process_Natural Gas_Steam System Efficiency Improvements_A_Achievable Economic RVT Potential | F3 | Industrial | Wood and Lumber Products | Existing | Process | Natural Gas | Steam System Efficiency Improvements | A | Integrated Unit Winter Peak Savings (kW) | Achievable Economic RVT Potential | 0 | 0 | 0 | 0 | 0 | 0 | 0 | 0 | 0 | 0 | 0 | 0 | 0 | 0 | 0 | 0 | 0 | 0 | 0 | 0 | 0 | 0 | 0 | 0 | 0 | 0 | 0 | 0 | 0 | 0 | 0
F4_Industrial_Wood and Lumber Products_Existing_Process_Natural Gas_Steam System Efficiency Improvements_A_Achievable Economic RVT Potential | F4 | Industrial | Wood and Lumber Products | Existing | Process | Natural Gas | Steam System Efficiency Improvements | A | Incremental Energy Savings (MWh or mTherms) | Achievable Economic RVT Potential | 0 | 0 | 0 | 0 | 0 | 0 | 0 | 0 | 0 | 0 | 0 | 0 | 0 | 0 | 0 | 0 | 0 | 0 | 0 | 0 | 0 | 0 | 0 | 0 | 0 | 0 | 0 | 0 | 0 | 0 | 0
F5_Industrial_Wood and Lumber Products_Existing_Process_Natural Gas_Steam System Efficiency Improvements_A_Achievable Economic RVT Potential | F5 | Industrial | Wood and Lumber Products | Existing | Process | Natural Gas | Steam System Efficiency Improvements | A | Incremental Summer Peak Savings (MW) | Achievable Economic RVT Potential | 0 | 0 | 0 | 0 | 0 | 0 | 0 | 0 | 0 | 0 | 0 | 0 | 0 | 0 | 0 | 0 | 0 | 0 | 0 | 0 | 0 | 0 | 0 | 0 | 0 | 0 | 0 | 0 | 0 | 0 | 0
F6_Industrial_Wood and Lumber Products_Existing_Process_Natural Gas_Steam System Efficiency Improvements_A_Achievable Economic RVT Potential | F6 | Industrial | Wood and Lumber Products | Existing | Process | Natural Gas | Steam System Efficiency Improvements | A | Incremental Winter Peak Savings (MW) | Achievable Economic RVT Potential | 0 | 0 | 0 | 0 | 0 | 0 | 0 | 0 | 0 | 0 | 0 | 0 | 0 | 0 | 0 | 0 | 0 | 0 | 0 | 0 | 0 | 0 | 0 | 0 | 0 | 0 | 0 | 0 | 0 | 0 | 0
F7_Industrial_Wood and Lumber Products_Existing_Process_Natural Gas_Steam System Efficiency Improvements_A_Achievable Economic RVT Potential | F7 | Industrial | Wood and Lumber Products | Existing | Process | Natural Gas | Steam System Efficiency Improvements | A | Cumulative Energy Savings (MWh or mTherms) | Achievable Economic RVT Potential | 0 | 0 | 0 | 0 | 0 | 0 | 0 | 0 | 0 | 0 | 0 | 0 | 0 | 0 | 0 | 0 | 0 | 0 | 0 | 0 | 0 | 0 | 0 | 0 | 0 | 0 | 0 | 0 | 0 | 0 | 0
F8_Industrial_Wood and Lumber Products_Existing_Process_Natural Gas_Steam System Efficiency Improvements_A_Achievable Economic RVT Potential | F8 | Industrial | Wood and Lumber Products | Existing | Process | Natural Gas | Steam System Efficiency Improvements | A | Cumulative Summer Peak Savings (MW) | Achievable Economic RVT Potential | 0 | 0 | 0 | 0 | 0 | 0 | 0 | 0 | 0 | 0 | 0 | 0 | 0 | 0 | 0 | 0 | 0 | 0 | 0 | 0 | 0 | 0 | 0 | 0 | 0 | 0 | 0 | 0 | 0 | 0 | 0
F9_Industrial_Wood and Lumber Products_Existing_Process_Natural Gas_Steam System Efficiency Improvements_A_Achievable Economic RVT Potential | F9 | Industrial | Wood and Lumber Products | Existing | Process | Natural Gas | Steam System Efficiency Improvements | A | Cumulative Winter Peak Savings (MW) | Achievable Economic RVT Potential | 0 | 0 | 0 | 0 | 0 | 0 | 0 | 0 | 0 | 0 | 0 | 0 | 0 | 0 | 0 | 0 | 0 | 0 | 0 | 0 | 0 | 0 | 0 | 0 | 0 | 0 | 0 | 0 | 0 | 0 | 0
F10_Industrial_Wood and Lumber Products_Existing_Process_Natural Gas_Steam System Efficiency Improvements_A_Achievable Economic RVT Potential | F10 | Industrial | Wood and Lumber Products | Existing | Process | Natural Gas | Steam System Efficiency Improvements | A | Purchases (Incremental) | Achievable Economic RVT Potential | 0 | 0 | 0 | 0 | 0 | 0 | 0 | 0 | 0 | 0 | 0 | 0 | 0 | 0 | 0 | 0 | 0 | 0 | 0 | 0 | 0 | 0 | 0 | 0 | 0 | 0 | 0 | 0 | 0 | 0 | 0
F11_Industrial_Wood and Lumber Products_Existing_Process_Natural Gas_Steam System Efficiency Improvements_A_Achievable Economic RVT Potential | F11 | Industrial | Wood and Lumber Products | Existing | Process | Natural Gas | Steam System Efficiency Improvements | A | Purchases (Cumulative) | Achievable Economic RVT Potential | 0 | 0 | 0 | 0 | 0 | 0 | 0 | 0 | 0 | 0 | 0 | 0 | 0 | 0 | 0 | 0 | 0 | 0 | 0 | 0 | 0 | 0 | 0 | 0 | 0 | 0 | 0 | 0 | 0 | 0 | 0
F1_Industrial_Wood and Lumber Products_Existing_Space Heating_Natural Gas_Strategic Energy Management_A_Achievable Economic RVT Potential | F1 | Industrial | Wood and Lumber Products | Existing | Space Heating | Natural Gas | Strategic Energy Management | A | Integrated Unit Energy Savings (kWh or therms) | Achievable Economic RVT Potential | 0 | 0 | 0 | 0 | 0 | 5.5586 | 5.5285 | 5.491 | 5.4502 | 5.4059 | 5.359 | 5.3096 | 5.2587 | 5.2056 | 5.1475 | 5.0912 | 5.0348 | 4.9817 | 4.9314 | 4.8842 | 4.8396 | 4.7946 | 4.7557 | 4.7198 | 4.6862 | 4.6561 | 4.6303 | 4.6063 | 0 | 0 | 0
F2_Industrial_Wood and Lumber Products_Existing_Space Heating_Natural Gas_Strategic Energy Management_A_Achievable Economic RVT Potential | F2 | Industrial | Wood and Lumber Products | Existing | Space Heating | Natural Gas | Strategic Energy Management | A | Integrated Unit Summer Peak Savings (kW) | Achievable Economic RVT Potential | 0 | 0 | 0 | 0 | 0 | 0 | 0 | 0 | 0 | 0 | 0 | 0 | 0 | 0 | 0 | 0 | 0 | 0 | 0 | 0 | 0 | 0 | 0 | 0 | 0 | 0 | 0 | 0 | 0 | 0 | 0
F3_Industrial_Wood and Lumber Products_Existing_Space Heating_Natural Gas_Strategic Energy Management_A_Achievable Economic RVT Potential | F3 | Industrial | Wood and Lumber Products | Existing | Space Heating | Natural Gas | Strategic Energy Management | A | Integrated Unit Winter Peak Savings (kW) | Achievable Economic RVT Potential | 0 | 0 | 0 | 0 | 0 | 0 | 0 | 0 | 0 | 0 | 0 | 0 | 0 | 0 | 0 | 0 | 0 | 0 | 0 | 0 | 0 | 0 | 0 | 0 | 0 | 0 | 0 | 0 | 0 | 0 | 0
F4_Industrial_Wood and Lumber Products_Existing_Space Heating_Natural Gas_Strategic Energy Management_A_Achievable Economic RVT Potential | F4 | Industrial | Wood and Lumber Products | Existing | Space Heating | Natural Gas | Strategic Energy Management | A | Incremental Energy Savings (MWh or mTherms) | Achievable Economic RVT Potential | 0 | 0 | 0 | 0 | 0 | 0 | 0 | 0 | 0 | 0 | 0 | 0 | 0 | 0 | 0 | 0 | 0 | 0 | 0 | 0 | 0 | 0 | 0 | 0 | 0 | 0 | 0 | 0 | 0 | 0 | 0
F5_Industrial_Wood and Lumber Products_Existing_Space Heating_Natural Gas_Strategic Energy Management_A_Achievable Economic RVT Potential | F5 | Industrial | Wood and Lumber Products | Existing | Space Heating | Natural Gas | Strategic Energy Management | A | Incremental Summer Peak Savings (MW) | Achievable Economic RVT Potential | 0 | 0 | 0 | 0 | 0 | 0 | 0 | 0 | 0 | 0 | 0 | 0 | 0 | 0 | 0 | 0 | 0 | 0 | 0 | 0 | 0 | 0 | 0 | 0 | 0 | 0 | 0 | 0 | 0 | 0 | 0
F6_Industrial_Wood and Lumber Products_Existing_Space Heating_Natural Gas_Strategic Energy Management_A_Achievable Economic RVT Potential | F6 | Industrial | Wood and Lumber Products | Existing | Space Heating | Natural Gas | Strategic Energy Management | A | Incremental Winter Peak Savings (MW) | Achievable Economic RVT Potential | 0 | 0 | 0 | 0 | 0 | 0 | 0 | 0 | 0 | 0 | 0 | 0 | 0 | 0 | 0 | 0 | 0 | 0 | 0 | 0 | 0 | 0 | 0 | 0 | 0 | 0 | 0 | 0 | 0 | 0 | 0
F7_Industrial_Wood and Lumber Products_Existing_Space Heating_Natural Gas_Strategic Energy Management_A_Achievable Economic RVT Potential | F7 | Industrial | Wood and Lumber Products | Existing | Space Heating | Natural Gas | Strategic Energy Management | A | Cumulative Energy Savings (MWh or mTherms) | Achievable Economic RVT Potential | 0 | 0 | 0 | 0 | 0 | 0 | 0 | 0 | 0 | 0 | 0 | 0 | 0 | 0 | 0 | 0 | 0 | 0 | 0 | 0 | 0 | 0 | 0 | 0 | 0 | 0 | 0 | 0 | 0 | 0 | 0
F8_Industrial_Wood and Lumber Products_Existing_Space Heating_Natural Gas_Strategic Energy Management_A_Achievable Economic RVT Potential | F8 | Industrial | Wood and Lumber Products | Existing | Space Heating | Natural Gas | Strategic Energy Management | A | Cumulative Summer Peak Savings (MW) | Achievable Economic RVT Potential | 0 | 0 | 0 | 0 | 0 | 0 | 0 | 0 | 0 | 0 | 0 | 0 | 0 | 0 | 0 | 0 | 0 | 0 | 0 | 0 | 0 | 0 | 0 | 0 | 0 | 0 | 0 | 0 | 0 | 0 | 0
F9_Industrial_Wood and Lumber Products_Existing_Space Heating_Natural Gas_Strategic Energy Management_A_Achievable Economic RVT Potential | F9 | Industrial | Wood and Lumber Products | Existing | Space Heating | Natural Gas | Strategic Energy Management | A | Cumulative Winter Peak Savings (MW) | Achievable Economic RVT Potential | 0 | 0 | 0 | 0 | 0 | 0 | 0 | 0 | 0 | 0 | 0 | 0 | 0 | 0 | 0 | 0 | 0 | 0 | 0 | 0 | 0 | 0 | 0 | 0 | 0 | 0 | 0 | 0 | 0 | 0 | 0
F10_Industrial_Wood and Lumber Products_Existing_Space Heating_Natural Gas_Strategic Energy Management_A_Achievable Economic RVT Potential | F10 | Industrial | Wood and Lumber Products | Existing | Space Heating | Natural Gas | Strategic Energy Management | A | Purchases (Incremental) | Achievable Economic RVT Potential | 0 | 0 | 0 | 0 | 0 | 0 | 0 | 0 | 0 | 0 | 0 | 0 | 0 | 0 | 0 | 0 | 0 | 0 | 0 | 0 | 0 | 0 | 0 | 0 | 0 | 0 | 0 | 0 | 0 | 0 | 0
F11_Industrial_Wood and Lumber Products_Existing_Space Heating_Natural Gas_Strategic Energy Management_A_Achievable Economic RVT Potential | F11 | Industrial | Wood and Lumber Products | Existing | Space Heating | Natural Gas | Strategic Energy Management | A | Purchases (Cumulative) | Achievable Economic RVT Potential | 0 | 0 | 0 | 0 | 0 | 0 | 0 | 0 | 0 | 0 | 0 | 0 | 0 | 0 | 0 | 0 | 0 | 0 | 0 | 0 | 0 | 0 | 0 | 0 | 0 | 0 | 0 | 0 | 0 | 0 | 0
F1_Industrial_Wood and Lumber Products_Existing_Process_Natural Gas_Strategic Energy Management_A_Achievable Economic RVT Potential | F1 | Industrial | Wood and Lumber Products | Existing | Process | Natural Gas | Strategic Energy Management | A | Integrated Unit Energy Savings (kWh or therms) | Achievable Economic RVT Potential | 0 | 0 | 0 | 0 | 0 | 8.933 | 8.9207 | 8.9082 | 8.8957 | 8.8831 | 8.8703 | 8.8596 | 8.8503 | 8.841 | 8.8349 | 8.8286 | 8.8246 | 8.8209 | 8.8175 | 8.8159 | 8.8139 | 8.8129 | 8.8119 | 8.811 | 8.8101 | 8.8097 | 8.8094 | 8.809 | 0 | 0 | 0
F2_Industrial_Wood and Lumber Products_Existing_Process_Natural Gas_Strategic Energy Management_A_Achievable Economic RVT Potential | F2 | Industrial | Wood and Lumber Products | Existing | Process | Natural Gas | Strategic Energy Management | A | Integrated Unit Summer Peak Savings (kW) | Achievable Economic RVT Potential | 0 | 0 | 0 | 0 | 0 | 0 | 0 | 0 | 0 | 0 | 0 | 0 | 0 | 0 | 0 | 0 | 0 | 0 | 0 | 0 | 0 | 0 | 0 | 0 | 0 | 0 | 0 | 0 | 0 | 0 | 0
F3_Industrial_Wood and Lumber Products_Existing_Process_Natural Gas_Strategic Energy Management_A_Achievable Economic RVT Potential | F3 | Industrial | Wood and Lumber Products | Existing | Process | Natural Gas | Strategic Energy Management | A | Integrated Unit Winter Peak Savings (kW) | Achievable Economic RVT Potential | 0 | 0 | 0 | 0 | 0 | 0 | 0 | 0 | 0 | 0 | 0 | 0 | 0 | 0 | 0 | 0 | 0 | 0 | 0 | 0 | 0 | 0 | 0 | 0 | 0 | 0 | 0 | 0 | 0 | 0 | 0
F4_Industrial_Wood and Lumber Products_Existing_Process_Natural Gas_Strategic Energy Management_A_Achievable Economic RVT Potential | F4 | Industrial | Wood and Lumber Products | Existing | Process | Natural Gas | Strategic Energy Management | A | Incremental Energy Savings (MWh or mTherms) | Achievable Economic RVT Potential | 0 | 0 | 0 | 0 | 0 | 0 | 0 | 0 | 0 | 0 | 0 | 0 | 0 | 0 | 0 | 0 | 0 | 0 | 0 | 0 | 0 | 0 | 0 | 0 | 0 | 0 | 0 | 0 | 0 | 0 | 0
F5_Industrial_Wood and Lumber Products_Existing_Process_Natural Gas_Strategic Energy Management_A_Achievable Economic RVT Potential | F5 | Industrial | Wood and Lumber Products | Existing | Process | Natural Gas | Strategic Energy Management | A | Incremental Summer Peak Savings (MW) | Achievable Economic RVT Potential | 0 | 0 | 0 | 0 | 0 | 0 | 0 | 0 | 0 | 0 | 0 | 0 | 0 | 0 | 0 | 0 | 0 | 0 | 0 | 0 | 0 | 0 | 0 | 0 | 0 | 0 | 0 | 0 | 0 | 0 | 0
F6_Industrial_Wood and Lumber Products_Existing_Process_Natural Gas_Strategic Energy Management_A_Achievable Economic RVT Potential | F6 | Industrial | Wood and Lumber Products | Existing | Process | Natural Gas | Strategic Energy Management | A | Incremental Winter Peak Savings (MW) | Achievable Economic RVT Potential | 0 | 0 | 0 | 0 | 0 | 0 | 0 | 0 | 0 | 0 | 0 | 0 | 0 | 0 | 0 | 0 | 0 | 0 | 0 | 0 | 0 | 0 | 0 | 0 | 0 | 0 | 0 | 0 | 0 | 0 | 0
F7_Industrial_Wood and Lumber Products_Existing_Process_Natural Gas_Strategic Energy Management_A_Achievable Economic RVT Potential | F7 | Industrial | Wood and Lumber Products | Existing | Process | Natural Gas | Strategic Energy Management | A | Cumulative Energy Savings (MWh or mTherms) | Achievable Economic RVT Potential | 0 | 0 | 0 | 0 | 0 | 0 | 0 | 0 | 0 | 0 | 0 | 0 | 0 | 0 | 0 | 0 | 0 | 0 | 0 | 0 | 0 | 0 | 0 | 0 | 0 | 0 | 0 | 0 | 0 | 0 | 0
F8_Industrial_Wood and Lumber Products_Existing_Process_Natural Gas_Strategic Energy Management_A_Achievable Economic RVT Potential | F8 | Industrial | Wood and Lumber Products | Existing | Process | Natural Gas | Strategic Energy Management | A | Cumulative Summer Peak Savings (MW) | Achievable Economic RVT Potential | 0 | 0 | 0 | 0 | 0 | 0 | 0 | 0 | 0 | 0 | 0 | 0 | 0 | 0 | 0 | 0 | 0 | 0 | 0 | 0 | 0 | 0 | 0 | 0 | 0 | 0 | 0 | 0 | 0 | 0 | 0
F9_Industrial_Wood and Lumber Products_Existing_Process_Natural Gas_Strategic Energy Management_A_Achievable Economic RVT Potential | F9 | Industrial | Wood and Lumber Products | Existing | Process | Natural Gas | Strategic Energy Management | A | Cumulative Winter Peak Savings (MW) | Achievable Economic RVT Potential | 0 | 0 | 0 | 0 | 0 | 0 | 0 | 0 | 0 | 0 | 0 | 0 | 0 | 0 | 0 | 0 | 0 | 0 | 0 | 0 | 0 | 0 | 0 | 0 | 0 | 0 | 0 | 0 | 0 | 0 | 0
F10_Industrial_Wood and Lumber Products_Existing_Process_Natural Gas_Strategic Energy Management_A_Achievable Economic RVT Potential | F10 | Industrial | Wood and Lumber Products | Existing | Process | Natural Gas | Strategic Energy Management | A | Purchases (Incremental) | Achievable Economic RVT Potential | 0 | 0 | 0 | 0 | 0 | 0 | 0 | 0 | 0 | 0 | 0 | 0 | 0 | 0 | 0 | 0 | 0 | 0 | 0 | 0 | 0 | 0 | 0 | 0 | 0 | 0 | 0 | 0 | 0 | 0 | 0
F11_Industrial_Wood and Lumber Products_Existing_Process_Natural Gas_Strategic Energy Management_A_Achievable Economic RVT Potential | F11 | Industrial | Wood and Lumber Products | Existing | Process | Natural Gas | Strategic Energy Management | A | Purchases (Cumulative) | Achievable Economic RVT Potential | 0 | 0 | 0 | 0 | 0 | 0 | 0 | 0 | 0 | 0 | 0 | 0 | 0 | 0 | 0 | 0 | 0 | 0 | 0 | 0 | 0 | 0 | 0 | 0 | 0 | 0 | 0 | 0 | 0 | 0 | 0
F1_Industrial_Wood and Lumber Products_Existing_Miscellaneous_Natural Gas_Strategic Energy Management_A_Achievable Economic RVT Potential | F1 | Industrial | Wood and Lumber Products | Existing | Miscellaneous | Natural Gas | Strategic Energy Management | A | Integrated Unit Energy Savings (kWh or therms) | Achievable Economic RVT Potential | 0 | 0 | 0 | 0 | 0 | 3.4004 | 3.4004 | 3.4004 | 3.4004 | 3.4004 | 3.4004 | 3.4004 | 3.4004 | 3.4004 | 3.4004 | 3.4004 | 3.4004 | 3.4004 | 3.4004 | 3.4004 | 3.4004 | 3.4004 | 3.4004 | 3.4004 | 3.4004 | 3.4004 | 3.4004 | 3.4004 | 0 | 0 | 0
F2_Industrial_Wood and Lumber Products_Existing_Miscellaneous_Natural Gas_Strategic Energy Management_A_Achievable Economic RVT Potential | F2 | Industrial | Wood and Lumber Products | Existing | Miscellaneous | Natural Gas | Strategic Energy Management | A | Integrated Unit Summer Peak Savings (kW) | Achievable Economic RVT Potential | 0 | 0 | 0 | 0 | 0 | 0 | 0 | 0 | 0 | 0 | 0 | 0 | 0 | 0 | 0 | 0 | 0 | 0 | 0 | 0 | 0 | 0 | 0 | 0 | 0 | 0 | 0 | 0 | 0 | 0 | 0
F3_Industrial_Wood and Lumber Products_Existing_Miscellaneous_Natural Gas_Strategic Energy Management_A_Achievable Economic RVT Potential | F3 | Industrial | Wood and Lumber Products | Existing | Miscellaneous | Natural Gas | Strategic Energy Management | A | Integrated Unit Winter Peak Savings (kW) | Achievable Economic RVT Potential | 0 | 0 | 0 | 0 | 0 | 0 | 0 | 0 | 0 | 0 | 0 | 0 | 0 | 0 | 0 | 0 | 0 | 0 | 0 | 0 | 0 | 0 | 0 | 0 | 0 | 0 | 0 | 0 | 0 | 0 | 0
F4_Industrial_Wood and Lumber Products_Existing_Miscellaneous_Natural Gas_Strategic Energy Management_A_Achievable Economic RVT Potential | F4 | Industrial | Wood and Lumber Products | Existing | Miscellaneous | Natural Gas | Strategic Energy Management | A | Incremental Energy Savings (MWh or mTherms) | Achievable Economic RVT Potential | 0 | 0 | 0 | 0 | 0 | 0 | 0 | 0 | 0 | 0 | 0 | 0 | 0 | 0 | 0 | 0 | 0 | 0 | 0 | 0 | 0 | 0 | 0 | 0 | 0 | 0 | 0 | 0 | 0 | 0 | 0
F5_Industrial_Wood and Lumber Products_Existing_Miscellaneous_Natural Gas_Strategic Energy Management_A_Achievable Economic RVT Potential | F5 | Industrial | Wood and Lumber Products | Existing | Miscellaneous | Natural Gas | Strategic Energy Management | A | Incremental Summer Peak Savings (MW) | Achievable Economic RVT Potential | 0 | 0 | 0 | 0 | 0 | 0 | 0 | 0 | 0 | 0 | 0 | 0 | 0 | 0 | 0 | 0 | 0 | 0 | 0 | 0 | 0 | 0 | 0 | 0 | 0 | 0 | 0 | 0 | 0 | 0 | 0
F6_Industrial_Wood and Lumber Products_Existing_Miscellaneous_Natural Gas_Strategic Energy Management_A_Achievable Economic RVT Potential | F6 | Industrial | Wood and Lumber Products | Existing | Miscellaneous | Natural Gas | Strategic Energy Management | A | Incremental Winter Peak Savings (MW) | Achievable Economic RVT Potential | 0 | 0 | 0 | 0 | 0 | 0 | 0 | 0 | 0 | 0 | 0 | 0 | 0 | 0 | 0 | 0 | 0 | 0 | 0 | 0 | 0 | 0 | 0 | 0 | 0 | 0 | 0 | 0 | 0 | 0 | 0
F7_Industrial_Wood and Lumber Products_Existing_Miscellaneous_Natural Gas_Strategic Energy Management_A_Achievable Economic RVT Potential | F7 | Industrial | Wood and Lumber Products | Existing | Miscellaneous | Natural Gas | Strategic Energy Management | A | Cumulative Energy Savings (MWh or mTherms) | Achievable Economic RVT Potential | 0 | 0 | 0 | 0 | 0 | 0 | 0 | 0 | 0 | 0 | 0 | 0 | 0 | 0 | 0 | 0 | 0 | 0 | 0 | 0 | 0 | 0 | 0 | 0 | 0 | 0 | 0 | 0 | 0 | 0 | 0
F8_Industrial_Wood and Lumber Products_Existing_Miscellaneous_Natural Gas_Strategic Energy Management_A_Achievable Economic RVT Potential | F8 | Industrial | Wood and Lumber Products | Existing | Miscellaneous | Natural Gas | Strategic Energy Management | A | Cumulative Summer Peak Savings (MW) | Achievable Economic RVT Potential | 0 | 0 | 0 | 0 | 0 | 0 | 0 | 0 | 0 | 0 | 0 | 0 | 0 | 0 | 0 | 0 | 0 | 0 | 0 | 0 | 0 | 0 | 0 | 0 | 0 | 0 | 0 | 0 | 0 | 0 | 0
F9_Industrial_Wood and Lumber Products_Existing_Miscellaneous_Natural Gas_Strategic Energy Management_A_Achievable Economic RVT Potential | F9 | Industrial | Wood and Lumber Products | Existing | Miscellaneous | Natural Gas | Strategic Energy Management | A | Cumulative Winter Peak Savings (MW) | Achievable Economic RVT Potential | 0 | 0 | 0 | 0 | 0 | 0 | 0 | 0 | 0 | 0 | 0 | 0 | 0 | 0 | 0 | 0 | 0 | 0 | 0 | 0 | 0 | 0 | 0 | 0 | 0 | 0 | 0 | 0 | 0 | 0 | 0
F10_Industrial_Wood and Lumber Products_Existing_Miscellaneous_Natural Gas_Strategic Energy Management_A_Achievable Economic RVT Potential | F10 | Industrial | Wood and Lumber Products | Existing | Miscellaneous | Natural Gas | Strategic Energy Management | A | Purchases (Incremental) | Achievable Economic RVT Potential | 0 | 0 | 0 | 0 | 0 | 0 | 0 | 0 | 0 | 0 | 0 | 0 | 0 | 0 | 0 | 0 | 0 | 0 | 0 | 0 | 0 | 0 | 0 | 0 | 0 | 0 | 0 | 0 | 0 | 0 | 0
F11_Industrial_Wood and Lumber Products_Existing_Miscellaneous_Natural Gas_Strategic Energy Management_A_Achievable Economic RVT Potential | F11 | Industrial | Wood and Lumber Products | Existing | Miscellaneous | Natural Gas | Strategic Energy Management | A | Purchases (Cumulative) | Achievable Economic RVT Potential | 0 | 0 | 0 | 0 | 0 | 0 | 0 | 0 | 0 | 0 | 0 | 0 | 0 | 0 | 0 | 0 | 0 | 0 | 0 | 0 | 0 | 0 | 0 | 0 | 0 | 0 | 0 | 0 | 0 | 0 | 0
F1_Industrial_Wood and Lumber Products_Existing_Space Heating_Natural Gas_Commissioning_A_Achievable Economic RVT Potential | F1 | Industrial | Wood and Lumber Products | Existing | Space Heating | Natural Gas | Commissioning | A | Integrated Unit Energy Savings (kWh or therms) | Achievable Economic RVT Potential | 0 | 0 | 0 | 0 | 0 | 6.9397 | 6.9043 | 6.8597 | 6.811 | 6.7581 | 6.7023 | 6.6431 | 6.5819 | 6.5182 | 6.4475 | 6.3789 | 6.3098 | 6.2446 | 6.1829 | 6.1247 | 6.0698 | 6.0142 | 5.9664 | 5.9223 | 5.881 | 5.8433 | 5.811 | 5.7809 | 0 | 0 | 0
F2_Industrial_Wood and Lumber Products_Existing_Space Heating_Natural Gas_Commissioning_A_Achievable Economic RVT Potential | F2 | Industrial | Wood and Lumber Products | Existing | Space Heating | Natural Gas | Commissioning | A | Integrated Unit Summer Peak Savings (kW) | Achievable Economic RVT Potential | 0 | 0 | 0 | 0 | 0 | 0 | 0 | 0 | 0 | 0 | 0 | 0 | 0 | 0 | 0 | 0 | 0 | 0 | 0 | 0 | 0 | 0 | 0 | 0 | 0 | 0 | 0 | 0 | 0 | 0 | 0
F3_Industrial_Wood and Lumber Products_Existing_Space Heating_Natural Gas_Commissioning_A_Achievable Economic RVT Potential | F3 | Industrial | Wood and Lumber Products | Existing | Space Heating | Natural Gas | Commissioning | A | Integrated Unit Winter Peak Savings (kW) | Achievable Economic RVT Potential | 0 | 0 | 0 | 0 | 0 | 0 | 0 | 0 | 0 | 0 | 0 | 0 | 0 | 0 | 0 | 0 | 0 | 0 | 0 | 0 | 0 | 0 | 0 | 0 | 0 | 0 | 0 | 0 | 0 | 0 | 0
F4_Industrial_Wood and Lumber Products_Existing_Space Heating_Natural Gas_Commissioning_A_Achievable Economic RVT Potential | F4 | Industrial | Wood and Lumber Products | Existing | Space Heating | Natural Gas | Commissioning | A | Incremental Energy Savings (MWh or mTherms) | Achievable Economic RVT Potential | 0 | 0 | 0 | 0 | 0 | 0 | 0 | 0 | 0 | 0 | 0 | 0 | 0 | 0 | 0 | 0 | 0 | 0 | 0 | 0 | 0 | 0 | 0 | 0 | 0 | 0 | 0 | 0 | 0 | 0 | 0
F5_Industrial_Wood and Lumber Products_Existing_Space Heating_Natural Gas_Commissioning_A_Achievable Economic RVT Potential | F5 | Industrial | Wood and Lumber Products | Existing | Space Heating | Natural Gas | Commissioning | A | Incremental Summer Peak Savings (MW) | Achievable Economic RVT Potential | 0 | 0 | 0 | 0 | 0 | 0 | 0 | 0 | 0 | 0 | 0 | 0 | 0 | 0 | 0 | 0 | 0 | 0 | 0 | 0 | 0 | 0 | 0 | 0 | 0 | 0 | 0 | 0 | 0 | 0 | 0
F6_Industrial_Wood and Lumber Products_Existing_Space Heating_Natural Gas_Commissioning_A_Achievable Economic RVT Potential | F6 | Industrial | Wood and Lumber Products | Existing | Space Heating | Natural Gas | Commissioning | A | Incremental Winter Peak Savings (MW) | Achievable Economic RVT Potential | 0 | 0 | 0 | 0 | 0 | 0 | 0 | 0 | 0 | 0 | 0 | 0 | 0 | 0 | 0 | 0 | 0 | 0 | 0 | 0 | 0 | 0 | 0 | 0 | 0 | 0 | 0 | 0 | 0 | 0 | 0
F7_Industrial_Wood and Lumber Products_Existing_Space Heating_Natural Gas_Commissioning_A_Achievable Economic RVT Potential | F7 | Industrial | Wood and Lumber Products | Existing | Space Heating | Natural Gas | Commissioning | A | Cumulative Energy Savings (MWh or mTherms) | Achievable Economic RVT Potential | 0 | 0 | 0 | 0 | 0 | 0 | 0 | 0 | 0 | 0 | 0 | 0 | 0 | 0 | 0 | 0 | 0 | 0 | 0 | 0 | 0 | 0 | 0 | 0 | 0 | 0 | 0 | 0 | 0 | 0 | 0
F8_Industrial_Wood and Lumber Products_Existing_Space Heating_Natural Gas_Commissioning_A_Achievable Economic RVT Potential | F8 | Industrial | Wood and Lumber Products | Existing | Space Heating | Natural Gas | Commissioning | A | Cumulative Summer Peak Savings (MW) | Achievable Economic RVT Potential | 0 | 0 | 0 | 0 | 0 | 0 | 0 | 0 | 0 | 0 | 0 | 0 | 0 | 0 | 0 | 0 | 0 | 0 | 0 | 0 | 0 | 0 | 0 | 0 | 0 | 0 | 0 | 0 | 0 | 0 | 0
F9_Industrial_Wood and Lumber Products_Existing_Space Heating_Natural Gas_Commissioning_A_Achievable Economic RVT Potential | F9 | Industrial | Wood and Lumber Products | Existing | Space Heating | Natural Gas | Commissioning | A | Cumulative Winter Peak Savings (MW) | Achievable Economic RVT Potential | 0 | 0 | 0 | 0 | 0 | 0 | 0 | 0 | 0 | 0 | 0 | 0 | 0 | 0 | 0 | 0 | 0 | 0 | 0 | 0 | 0 | 0 | 0 | 0 | 0 | 0 | 0 | 0 | 0 | 0 | 0
F10_Industrial_Wood and Lumber Products_Existing_Space Heating_Natural Gas_Commissioning_A_Achievable Economic RVT Potential | F10 | Industrial | Wood and Lumber Products | Existing | Space Heating | Natural Gas | Commissioning | A | Purchases (Incremental) | Achievable Economic RVT Potential | 0 | 0 | 0 | 0 | 0 | 0 | 0 | 0 | 0 | 0 | 0 | 0 | 0 | 0 | 0 | 0 | 0 | 0 | 0 | 0 | 0 | 0 | 0 | 0 | 0 | 0 | 0 | 0 | 0 | 0 | 0
F11_Industrial_Wood and Lumber Products_Existing_Space Heating_Natural Gas_Commissioning_A_Achievable Economic RVT Potential | F11 | Industrial | Wood and Lumber Products | Existing | Space Heating | Natural Gas | Commissioning | A | Purchases (Cumulative) | Achievable Economic RVT Potential | 0 | 0 | 0 | 0 | 0 | 0 | 0 | 0 | 0 | 0 | 0 | 0 | 0 | 0 | 0 | 0 | 0 | 0 | 0 | 0 | 0 | 0 | 0 | 0 | 0 | 0 | 0 | 0 | 0 | 0 | 0
F1_Industrial_Wood and Lumber Products_Existing_Process_Natural Gas_Commissioning_A_Achievable Economic RVT Potential | F1 | Industrial | Wood and Lumber Products | Existing | Process | Natural Gas | Commissioning | A | Integrated Unit Energy Savings (kWh or therms) | Achievable Economic RVT Potential | 0 | 0 | 0 | 0 | 0 | 49.9208 | 49.9158 | 49.9123 | 49.9096 | 49.9073 | 49.9049 | 49.9031 | 49.9016 | 49.8999 | 49.899 | 49.8978 | 49.8971 | 49.8964 | 49.8957 | 49.8955 | 49.895 | 49.8947 | 49.8943 | 49.8941 | 49.8938 | 49.8937 | 49.8936 | 49.8935 | 0 | 0 | 0
F2_Industrial_Wood and Lumber Products_Existing_Process_Natural Gas_Commissioning_A_Achievable Economic RVT Potential | F2 | Industrial | Wood and Lumber Products | Existing | Process | Natural Gas | Commissioning | A | Integrated Unit Summer Peak Savings (kW) | Achievable Economic RVT Potential | 0 | 0 | 0 | 0 | 0 | 0 | 0 | 0 | 0 | 0 | 0 | 0 | 0 | 0 | 0 | 0 | 0 | 0 | 0 | 0 | 0 | 0 | 0 | 0 | 0 | 0 | 0 | 0 | 0 | 0 | 0
F3_Industrial_Wood and Lumber Products_Existing_Process_Natural Gas_Commissioning_A_Achievable Economic RVT Potential | F3 | Industrial | Wood and Lumber Products | Existing | Process | Natural Gas | Commissioning | A | Integrated Unit Winter Peak Savings (kW) | Achievable Economic RVT Potential | 0 | 0 | 0 | 0 | 0 | 0 | 0 | 0 | 0 | 0 | 0 | 0 | 0 | 0 | 0 | 0 | 0 | 0 | 0 | 0 | 0 | 0 | 0 | 0 | 0 | 0 | 0 | 0 | 0 | 0 | 0
F4_Industrial_Wood and Lumber Products_Existing_Process_Natural Gas_Commissioning_A_Achievable Economic RVT Potential | F4 | Industrial | Wood and Lumber Products | Existing | Process | Natural Gas | Commissioning | A | Incremental Energy Savings (MWh or mTherms) | Achievable Economic RVT Potential | 0 | 0 | 0 | 0 | 0 | 0 | 0 | 0 | 0 | 0 | 0 | 0 | 0 | 0 | 0 | 0 | 0 | 0 | 0 | 0 | 0 | 0 | 0 | 0 | 0 | 0 | 0 | 0 | 0 | 0 | 0
F5_Industrial_Wood and Lumber Products_Existing_Process_Natural Gas_Commissioning_A_Achievable Economic RVT Potential | F5 | Industrial | Wood and Lumber Products | Existing | Process | Natural Gas | Commissioning | A | Incremental Summer Peak Savings (MW) | Achievable Economic RVT Potential | 0 | 0 | 0 | 0 | 0 | 0 | 0 | 0 | 0 | 0 | 0 | 0 | 0 | 0 | 0 | 0 | 0 | 0 | 0 | 0 | 0 | 0 | 0 | 0 | 0 | 0 | 0 | 0 | 0 | 0 | 0
F6_Industrial_Wood and Lumber Products_Existing_Process_Natural Gas_Commissioning_A_Achievable Economic RVT Potential | F6 | Industrial | Wood and Lumber Products | Existing | Process | Natural Gas | Commissioning | A | Incremental Winter Peak Savings (MW) | Achievable Economic RVT Potential | 0 | 0 | 0 | 0 | 0 | 0 | 0 | 0 | 0 | 0 | 0 | 0 | 0 | 0 | 0 | 0 | 0 | 0 | 0 | 0 | 0 | 0 | 0 | 0 | 0 | 0 | 0 | 0 | 0 | 0 | 0
F7_Industrial_Wood and Lumber Products_Existing_Process_Natural Gas_Commissioning_A_Achievable Economic RVT Potential | F7 | Industrial | Wood and Lumber Products | Existing | Process | Natural Gas | Commissioning | A | Cumulative Energy Savings (MWh or mTherms) | Achievable Economic RVT Potential | 0 | 0 | 0 | 0 | 0 | 0 | 0 | 0 | 0 | 0 | 0 | 0 | 0 | 0 | 0 | 0 | 0 | 0 | 0 | 0 | 0 | 0 | 0 | 0 | 0 | 0 | 0 | 0 | 0 | 0 | 0
F8_Industrial_Wood and Lumber Products_Existing_Process_Natural Gas_Commissioning_A_Achievable Economic RVT Potential | F8 | Industrial | Wood and Lumber Products | Existing | Process | Natural Gas | Commissioning | A | Cumulative Summer Peak Savings (MW) | Achievable Economic RVT Potential | 0 | 0 | 0 | 0 | 0 | 0 | 0 | 0 | 0 | 0 | 0 | 0 | 0 | 0 | 0 | 0 | 0 | 0 | 0 | 0 | 0 | 0 | 0 | 0 | 0 | 0 | 0 | 0 | 0 | 0 | 0
F9_Industrial_Wood and Lumber Products_Existing_Process_Natural Gas_Commissioning_A_Achievable Economic RVT Potential | F9 | Industrial | Wood and Lumber Products | Existing | Process | Natural Gas | Commissioning | A | Cumulative Winter Peak Savings (MW) | Achievable Economic RVT Potential | 0 | 0 | 0 | 0 | 0 | 0 | 0 | 0 | 0 | 0 | 0 | 0 | 0 | 0 | 0 | 0 | 0 | 0 | 0 | 0 | 0 | 0 | 0 | 0 | 0 | 0 | 0 | 0 | 0 | 0 | 0
F10_Industrial_Wood and Lumber Products_Existing_Process_Natural Gas_Commissioning_A_Achievable Economic RVT Potential | F10 | Industrial | Wood and Lumber Products | Existing | Process | Natural Gas | Commissioning | A | Purchases (Incremental) | Achievable Economic RVT Potential | 0 | 0 | 0 | 0 | 0 | 0 | 0 | 0 | 0 | 0 | 0 | 0 | 0 | 0 | 0 | 0 | 0 | 0 | 0 | 0 | 0 | 0 | 0 | 0 | 0 | 0 | 0 | 0 | 0 | 0 | 0
F11_Industrial_Wood and Lumber Products_Existing_Process_Natural Gas_Commissioning_A_Achievable Economic RVT Potential | F11 | Industrial | Wood and Lumber Products | Existing | Process | Natural Gas | Commissioning | A | Purchases (Cumulative) | Achievable Economic RVT Potential | 0 | 0 | 0 | 0 | 0 | 0 | 0 | 0 | 0 | 0 | 0 | 0 | 0 | 0 | 0 | 0 | 0 | 0 | 0 | 0 | 0 | 0 | 0 | 0 | 0 | 0 | 0 | 0 | 0 | 0 | 0
F1_Industrial_Wood and Lumber Products_Existing_Space Heating_Natural Gas_Retrocommissioning_A_Achievable Economic RVT Potential | F1 | Industrial | Wood and Lumber Products | Existing | Space Heating | Natural Gas | Retrocommissioning | A | Integrated Unit Energy Savings (kWh or therms) | Achievable Economic RVT Potential | 0 | 0 | 0 | 0 | 0 | 0.96379 | 0.9588 | 0.95253 | 0.94569 | 0.93827 | 0.93045 | 0.92217 | 0.91364 | 0.90474 | 0.8949 | 0.88536 | 0.87575 | 0.86669 | 0.85811 | 0.85002 | 0.84238 | 0.83468 | 0.82804 | 0.82191 | 0.81619 | 0.81094 | 0.80646 | 0.80228 | 0 | 0 | 0
F2_Industrial_Wood and Lumber Products_Existing_Space Heating_Natural Gas_Retrocommissioning_A_Achievable Economic RVT Potential | F2 | Industrial | Wood and Lumber Products | Existing | Space Heating | Natural Gas | Retrocommissioning | A | Integrated Unit Summer Peak Savings (kW) | Achievable Economic RVT Potential | 0 | 0 | 0 | 0 | 0 | 0 | 0 | 0 | 0 | 0 | 0 | 0 | 0 | 0 | 0 | 0 | 0 | 0 | 0 | 0 | 0 | 0 | 0 | 0 | 0 | 0 | 0 | 0 | 0 | 0 | 0
F3_Industrial_Wood and Lumber Products_Existing_Space Heating_Natural Gas_Retrocommissioning_A_Achievable Economic RVT Potential | F3 | Industrial | Wood and Lumber Products | Existing | Space Heating | Natural Gas | Retrocommissioning | A | Integrated Unit Winter Peak Savings (kW) | Achievable Economic RVT Potential | 0 | 0 | 0 | 0 | 0 | 0 | 0 | 0 | 0 | 0 | 0 | 0 | 0 | 0 | 0 | 0 | 0 | 0 | 0 | 0 | 0 | 0 | 0 | 0 | 0 | 0 | 0 | 0 | 0 | 0 | 0
F4_Industrial_Wood and Lumber Products_Existing_Space Heating_Natural Gas_Retrocommissioning_A_Achievable Economic RVT Potential | F4 | Industrial | Wood and Lumber Products | Existing | Space Heating | Natural Gas | Retrocommissioning | A | Incremental Energy Savings (MWh or mTherms) | Achievable Economic RVT Potential | 0 | 0 | 0 | 0 | 0 | 0 | 0 | 0 | 0 | 0 | 0 | 0 | 0 | 0 | 0 | 0 | 0 | 0 | 0 | 0 | 0 | 0 | 0 | 0 | 0 | 0 | 0 | 0 | 0 | 0 | 0
F5_Industrial_Wood and Lumber Products_Existing_Space Heating_Natural Gas_Retrocommissioning_A_Achievable Economic RVT Potential | F5 | Industrial | Wood and Lumber Products | Existing | Space Heating | Natural Gas | Retrocommissioning | A | Incremental Summer Peak Savings (MW) | Achievable Economic RVT Potential | 0 | 0 | 0 | 0 | 0 | 0 | 0 | 0 | 0 | 0 | 0 | 0 | 0 | 0 | 0 | 0 | 0 | 0 | 0 | 0 | 0 | 0 | 0 | 0 | 0 | 0 | 0 | 0 | 0 | 0 | 0
F6_Industrial_Wood and Lumber Products_Existing_Space Heating_Natural Gas_Retrocommissioning_A_Achievable Economic RVT Potential | F6 | Industrial | Wood and Lumber Products | Existing | Space Heating | Natural Gas | Retrocommissioning | A | Incremental Winter Peak Savings (MW) | Achievable Economic RVT Potential | 0 | 0 | 0 | 0 | 0 | 0 | 0 | 0 | 0 | 0 | 0 | 0 | 0 | 0 | 0 | 0 | 0 | 0 | 0 | 0 | 0 | 0 | 0 | 0 | 0 | 0 | 0 | 0 | 0 | 0 | 0
F7_Industrial_Wood and Lumber Products_Existing_Space Heating_Natural Gas_Retrocommissioning_A_Achievable Economic RVT Potential | F7 | Industrial | Wood and Lumber Products | Existing | Space Heating | Natural Gas | Retrocommissioning | A | Cumulative Energy Savings (MWh or mTherms) | Achievable Economic RVT Potential | 0 | 0 | 0 | 0 | 0 | 0 | 0 | 0 | 0 | 0 | 0 | 0 | 0 | 0 | 0 | 0 | 0 | 0 | 0 | 0 | 0 | 0 | 0 | 0 | 0 | 0 | 0 | 0 | 0 | 0 | 0
F8_Industrial_Wood and Lumber Products_Existing_Space Heating_Natural Gas_Retrocommissioning_A_Achievable Economic RVT Potential | F8 | Industrial | Wood and Lumber Products | Existing | Space Heating | Natural Gas | Retrocommissioning | A | Cumulative Summer Peak Savings (MW) | Achievable Economic RVT Potential | 0 | 0 | 0 | 0 | 0 | 0 | 0 | 0 | 0 | 0 | 0 | 0 | 0 | 0 | 0 | 0 | 0 | 0 | 0 | 0 | 0 | 0 | 0 | 0 | 0 | 0 | 0 | 0 | 0 | 0 | 0
F9_Industrial_Wood and Lumber Products_Existing_Space Heating_Natural Gas_Retrocommissioning_A_Achievable Economic RVT Potential | F9 | Industrial | Wood and Lumber Products | Existing | Space Heating | Natural Gas | Retrocommissioning | A | Cumulative Winter Peak Savings (MW) | Achievable Economic RVT Potential | 0 | 0 | 0 | 0 | 0 | 0 | 0 | 0 | 0 | 0 | 0 | 0 | 0 | 0 | 0 | 0 | 0 | 0 | 0 | 0 | 0 | 0 | 0 | 0 | 0 | 0 | 0 | 0 | 0 | 0 | 0
F10_Industrial_Wood and Lumber Products_Existing_Space Heating_Natural Gas_Retrocommissioning_A_Achievable Economic RVT Potential | F10 | Industrial | Wood and Lumber Products | Existing | Space Heating | Natural Gas | Retrocommissioning | A | Purchases (Incremental) | Achievable Economic RVT Potential | 0 | 0 | 0 | 0 | 0 | 0 | 0 | 0 | 0 | 0 | 0 | 0 | 0 | 0 | 0 | 0 | 0 | 0 | 0 | 0 | 0 | 0 | 0 | 0 | 0 | 0 | 0 | 0 | 0 | 0 | 0
F11_Industrial_Wood and Lumber Products_Existing_Space Heating_Natural Gas_Retrocommissioning_A_Achievable Economic RVT Potential | F11 | Industrial | Wood and Lumber Products | Existing | Space Heating | Natural Gas | Retrocommissioning | A | Purchases (Cumulative) | Achievable Economic RVT Potential | 0 | 0 | 0 | 0 | 0 | 0 | 0 | 0 | 0 | 0 | 0 | 0 | 0 | 0 | 0 | 0 | 0 | 0 | 0 | 0 | 0 | 0 | 0 | 0 | 0 | 0 | 0 | 0 | 0 | 0 | 0
F1_Industrial_Wood and Lumber Products_Existing_Process_Natural Gas_Retrocommissioning_A_Achievable Economic RVT Potential | F1 | Industrial | Wood and Lumber Products | Existing | Process | Natural Gas | Retrocommissioning | A | Integrated Unit Energy Savings (kWh or therms) | Achievable Economic RVT Potential | 0 | 0 | 0 | 0 | 0 | 0 | 0 | 0 | 0 | 0 | 0 | 0 | 0 | 0 | 0 | 0 | 0 | 0 | 0 | 0 | 0 | 0 | 0 | 0 | 0 | 0 | 0 | 0 | 0 | 0 | 0
F2_Industrial_Wood and Lumber Products_Existing_Process_Natural Gas_Retrocommissioning_A_Achievable Economic RVT Potential | F2 | Industrial | Wood and Lumber Products | Existing | Process | Natural Gas | Retrocommissioning | A | Integrated Unit Summer Peak Savings (kW) | Achievable Economic RVT Potential | 0 | 0 | 0 | 0 | 0 | 0 | 0 | 0 | 0 | 0 | 0 | 0 | 0 | 0 | 0 | 0 | 0 | 0 | 0 | 0 | 0 | 0 | 0 | 0 | 0 | 0 | 0 | 0 | 0 | 0 | 0
F3_Industrial_Wood and Lumber Products_Existing_Process_Natural Gas_Retrocommissioning_A_Achievable Economic RVT Potential | F3 | Industrial | Wood and Lumber Products | Existing | Process | Natural Gas | Retrocommissioning | A | Integrated Unit Winter Peak Savings (kW) | Achievable Economic RVT Potential | 0 | 0 | 0 | 0 | 0 | 0 | 0 | 0 | 0 | 0 | 0 | 0 | 0 | 0 | 0 | 0 | 0 | 0 | 0 | 0 | 0 | 0 | 0 | 0 | 0 | 0 | 0 | 0 | 0 | 0 | 0
F4_Industrial_Wood and Lumber Products_Existing_Process_Natural Gas_Retrocommissioning_A_Achievable Economic RVT Potential | F4 | Industrial | Wood and Lumber Products | Existing | Process | Natural Gas | Retrocommissioning | A | Incremental Energy Savings (MWh or mTherms) | Achievable Economic RVT Potential | 0 | 0 | 0 | 0 | 0 | 0 | 0 | 0 | 0 | 0 | 0 | 0 | 0 | 0 | 0 | 0 | 0 | 0 | 0 | 0 | 0 | 0 | 0 | 0 | 0 | 0 | 0 | 0 | 0 | 0 | 0
F5_Industrial_Wood and Lumber Products_Existing_Process_Natural Gas_Retrocommissioning_A_Achievable Economic RVT Potential | F5 | Industrial | Wood and Lumber Products | Existing | Process | Natural Gas | Retrocommissioning | A | Incremental Summer Peak Savings (MW) | Achievable Economic RVT Potential | 0 | 0 | 0 | 0 | 0 | 0 | 0 | 0 | 0 | 0 | 0 | 0 | 0 | 0 | 0 | 0 | 0 | 0 | 0 | 0 | 0 | 0 | 0 | 0 | 0 | 0 | 0 | 0 | 0 | 0 | 0
F6_Industrial_Wood and Lumber Products_Existing_Process_Natural Gas_Retrocommissioning_A_Achievable Economic RVT Potential | F6 | Industrial | Wood and Lumber Products | Existing | Process | Natural Gas | Retrocommissioning | A | Incremental Winter Peak Savings (MW) | Achievable Economic RVT Potential | 0 | 0 | 0 | 0 | 0 | 0 | 0 | 0 | 0 | 0 | 0 | 0 | 0 | 0 | 0 | 0 | 0 | 0 | 0 | 0 | 0 | 0 | 0 | 0 | 0 | 0 | 0 | 0 | 0 | 0 | 0
F7_Industrial_Wood and Lumber Products_Existing_Process_Natural Gas_Retrocommissioning_A_Achievable Economic RVT Potential | F7 | Industrial | Wood and Lumber Products | Existing | Process | Natural Gas | Retrocommissioning | A | Cumulative Energy Savings (MWh or mTherms) | Achievable Economic RVT Potential | 0 | 0 | 0 | 0 | 0 | 0 | 0 | 0 | 0 | 0 | 0 | 0 | 0 | 0 | 0 | 0 | 0 | 0 | 0 | 0 | 0 | 0 | 0 | 0 | 0 | 0 | 0 | 0 | 0 | 0 | 0
F8_Industrial_Wood and Lumber Products_Existing_Process_Natural Gas_Retrocommissioning_A_Achievable Economic RVT Potential | F8 | Industrial | Wood and Lumber Products | Existing | Process | Natural Gas | Retrocommissioning | A | Cumulative Summer Peak Savings (MW) | Achievable Economic RVT Potential | 0 | 0 | 0 | 0 | 0 | 0 | 0 | 0 | 0 | 0 | 0 | 0 | 0 | 0 | 0 | 0 | 0 | 0 | 0 | 0 | 0 | 0 | 0 | 0 | 0 | 0 | 0 | 0 | 0 | 0 | 0
F9_Industrial_Wood and Lumber Products_Existing_Process_Natural Gas_Retrocommissioning_A_Achievable Economic RVT Potential | F9 | Industrial | Wood and Lumber Products | Existing | Process | Natural Gas | Retrocommissioning | A | Cumulative Winter Peak Savings (MW) | Achievable Economic RVT Potential | 0 | 0 | 0 | 0 | 0 | 0 | 0 | 0 | 0 | 0 | 0 | 0 | 0 | 0 | 0 | 0 | 0 | 0 | 0 | 0 | 0 | 0 | 0 | 0 | 0 | 0 | 0 | 0 | 0 | 0 | 0
F10_Industrial_Wood and Lumber Products_Existing_Process_Natural Gas_Retrocommissioning_A_Achievable Economic RVT Potential | F10 | Industrial | Wood and Lumber Products | Existing | Process | Natural Gas | Retrocommissioning | A | Purchases (Incremental) | Achievable Economic RVT Potential | 0 | 0 | 0 | 0 | 0 | 0 | 0 | 0 | 0 | 0 | 0 | 0 | 0 | 0 | 0 | 0 | 0 | 0 | 0 | 0 | 0 | 0 | 0 | 0 | 0 | 0 | 0 | 0 | 0 | 0 | 0
F11_Industrial_Wood and Lumber Products_Existing_Process_Natural Gas_Retrocommissioning_A_Achievable Economic RVT Potential | F11 | Industrial | Wood and Lumber Products | Existing | Process | Natural Gas | Retrocommissioning | A | Purchases (Cumulative) | Achievable Economic RVT Potential | 0 | 0 | 0 | 0 | 0 | 0 | 0 | 0 | 0 | 0 | 0 | 0 | 0 | 0 | 0 | 0 | 0 | 0 | 0 | 0 | 0 | 0 | 0 | 0 | 0 | 0 | 0 | 0 | 0 | 0 | 0
F1_Industrial_Wood and Lumber Products_New_Space Heating_Natural Gas_Insulation - Roof/Ceiling_A_Achievable Economic RVT Potential | F1 | Industrial | Wood and Lumber Products | New | Space Heating | Natural Gas | Insulation - Roof/Ceiling | A | Integrated Unit Energy Savings (kWh or therms) | Achievable Economic RVT Potential | 0 | 0 | 0 | 0 | 0 | 0.093666 | 0.092125 | 0.090846 | 0.089738 | 0.088737 | 0.087829 | 0.086739 | 0.085558 | 0.084355 | 0.083161 | 0.082072 | 0.081083 | 0.080245 | 0.079153 | 0.078313 | 0.077679 | 0.077183 | 0.076916 | 0.076753 | 0.076666 | 0.076631 | 0.076619 | 0.076633 | 0 | 0 | 0
F2_Industrial_Wood and Lumber Products_New_Space Heating_Natural Gas_Insulation - Roof/Ceiling_A_Achievable Economic RVT Potential | F2 | Industrial | Wood and Lumber Products | New | Space Heating | Natural Gas | Insulation - Roof/Ceiling | A | Integrated Unit Summer Peak Savings (kW) | Achievable Economic RVT Potential | 0 | 0 | 0 | 0 | 0 | 0 | 0 | 0 | 0 | 0 | 0 | 0 | 0 | 0 | 0 | 0 | 0 | 0 | 0 | 0 | 0 | 0 | 0 | 0 | 0 | 0 | 0 | 0 | 0 | 0 | 0
F3_Industrial_Wood and Lumber Products_New_Space Heating_Natural Gas_Insulation - Roof/Ceiling_A_Achievable Economic RVT Potential | F3 | Industrial | Wood and Lumber Products | New | Space Heating | Natural Gas | Insulation - Roof/Ceiling | A | Integrated Unit Winter Peak Savings (kW) | Achievable Economic RVT Potential | 0 | 0 | 0 | 0 | 0 | 0 | 0 | 0 | 0 | 0 | 0 | 0 | 0 | 0 | 0 | 0 | 0 | 0 | 0 | 0 | 0 | 0 | 0 | 0 | 0 | 0 | 0 | 0 | 0 | 0 | 0
F4_Industrial_Wood and Lumber Products_New_Space Heating_Natural Gas_Insulation - Roof/Ceiling_A_Achievable Economic RVT Potential | F4 | Industrial | Wood and Lumber Products | New | Space Heating | Natural Gas | Insulation - Roof/Ceiling | A | Incremental Energy Savings (MWh or mTherms) | Achievable Economic RVT Potential | 0 | 0 | 0 | 0 | 0 | 0 | 0 | 0 | 0 | 0 | 0 | 0 | 0 | 0 | 0 | 0 | 0 | 0 | 0 | 0 | 0 | 0 | 0 | 0 | 0 | 0 | 0 | 0 | 0 | 0 | 0
F5_Industrial_Wood and Lumber Products_New_Space Heating_Natural Gas_Insulation - Roof/Ceiling_A_Achievable Economic RVT Potential | F5 | Industrial | Wood and Lumber Products | New | Space Heating | Natural Gas | Insulation - Roof/Ceiling | A | Incremental Summer Peak Savings (MW) | Achievable Economic RVT Potential | 0 | 0 | 0 | 0 | 0 | 0 | 0 | 0 | 0 | 0 | 0 | 0 | 0 | 0 | 0 | 0 | 0 | 0 | 0 | 0 | 0 | 0 | 0 | 0 | 0 | 0 | 0 | 0 | 0 | 0 | 0
F6_Industrial_Wood and Lumber Products_New_Space Heating_Natural Gas_Insulation - Roof/Ceiling_A_Achievable Economic RVT Potential | F6 | Industrial | Wood and Lumber Products | New | Space Heating | Natural Gas | Insulation - Roof/Ceiling | A | Incremental Winter Peak Savings (MW) | Achievable Economic RVT Potential | 0 | 0 | 0 | 0 | 0 | 0 | 0 | 0 | 0 | 0 | 0 | 0 | 0 | 0 | 0 | 0 | 0 | 0 | 0 | 0 | 0 | 0 | 0 | 0 | 0 | 0 | 0 | 0 | 0 | 0 | 0
F7_Industrial_Wood and Lumber Products_New_Space Heating_Natural Gas_Insulation - Roof/Ceiling_A_Achievable Economic RVT Potential | F7 | Industrial | Wood and Lumber Products | New | Space Heating | Natural Gas | Insulation - Roof/Ceiling | A | Cumulative Energy Savings (MWh or mTherms) | Achievable Economic RVT Potential | 0 | 0 | 0 | 0 | 0 | 0 | 0 | 0 | 0 | 0 | 0 | 0 | 0 | 0 | 0 | 0 | 0 | 0 | 0 | 0 | 0 | 0 | 0 | 0 | 0 | 0 | 0 | 0 | 0 | 0 | 0
F8_Industrial_Wood and Lumber Products_New_Space Heating_Natural Gas_Insulation - Roof/Ceiling_A_Achievable Economic RVT Potential | F8 | Industrial | Wood and Lumber Products | New | Space Heating | Natural Gas | Insulation - Roof/Ceiling | A | Cumulative Summer Peak Savings (MW) | Achievable Economic RVT Potential | 0 | 0 | 0 | 0 | 0 | 0 | 0 | 0 | 0 | 0 | 0 | 0 | 0 | 0 | 0 | 0 | 0 | 0 | 0 | 0 | 0 | 0 | 0 | 0 | 0 | 0 | 0 | 0 | 0 | 0 | 0
F9_Industrial_Wood and Lumber Products_New_Space Heating_Natural Gas_Insulation - Roof/Ceiling_A_Achievable Economic RVT Potential | F9 | Industrial | Wood and Lumber Products | New | Space Heating | Natural Gas | Insulation - Roof/Ceiling | A | Cumulative Winter Peak Savings (MW) | Achievable Economic RVT Potential | 0 | 0 | 0 | 0 | 0 | 0 | 0 | 0 | 0 | 0 | 0 | 0 | 0 | 0 | 0 | 0 | 0 | 0 | 0 | 0 | 0 | 0 | 0 | 0 | 0 | 0 | 0 | 0 | 0 | 0 | 0
F10_Industrial_Wood and Lumber Products_New_Space Heating_Natural Gas_Insulation - Roof/Ceiling_A_Achievable Economic RVT Potential | F10 | Industrial | Wood and Lumber Products | New | Space Heating | Natural Gas | Insulation - Roof/Ceiling | A | Purchases (Incremental) | Achievable Economic RVT Potential | 0 | 0 | 0 | 0 | 0 | 0 | 0 | 0 | 0 | 0 | 0 | 0 | 0 | 0 | 0 | 0 | 0 | 0 | 0 | 0 | 0 | 0 | 0 | 0 | 0 | 0 | 0 | 0 | 0 | 0 | 0
F11_Industrial_Wood and Lumber Products_New_Space Heating_Natural Gas_Insulation - Roof/Ceiling_A_Achievable Economic RVT Potential | F11 | Industrial | Wood and Lumber Products | New | Space Heating | Natural Gas | Insulation - Roof/Ceiling | A | Purchases (Cumulative) | Achievable Economic RVT Potential | 0 | 0 | 0 | 0 | 0 | 0 | 0 | 0 | 0 | 0 | 0 | 0 | 0 | 0 | 0 | 0 | 0 | 0 | 0 | 0 | 0 | 0 | 0 | 0 | 0 | 0 | 0 | 0 | 0 | 0 | 0
F1_Industrial_Wood and Lumber Products_New_Space Heating_Natural Gas_Insulation - Wall Cavity_A_Achievable Economic RVT Potential | F1 | Industrial | Wood and Lumber Products | New | Space Heating | Natural Gas | Insulation - Wall Cavity | A | Integrated Unit Energy Savings (kWh or therms) | Achievable Economic RVT Potential | 0 | 0 | 0 | 0 | 0 | 0.016868 | 0.016591 | 0.016361 | 0.016161 | 0.015981 | 0.015817 | 0.015621 | 0.015408 | 0.015192 | 0.014977 | 0.014781 | 0.014602 | 0.014451 | 0.014255 | 0.014103 | 0.013989 | 0.0139 | 0.013852 | 0.013823 | 0.013807 | 0.013801 | 0.013798 | 0.013801 | 0 | 0 | 0
F2_Industrial_Wood and Lumber Products_New_Space Heating_Natural Gas_Insulation - Wall Cavity_A_Achievable Economic RVT Potential | F2 | Industrial | Wood and Lumber Products | New | Space Heating | Natural Gas | Insulation - Wall Cavity | A | Integrated Unit Summer Peak Savings (kW) | Achievable Economic RVT Potential | 0 | 0 | 0 | 0 | 0 | 0 | 0 | 0 | 0 | 0 | 0 | 0 | 0 | 0 | 0 | 0 | 0 | 0 | 0 | 0 | 0 | 0 | 0 | 0 | 0 | 0 | 0 | 0 | 0 | 0 | 0
F3_Industrial_Wood and Lumber Products_New_Space Heating_Natural Gas_Insulation - Wall Cavity_A_Achievable Economic RVT Potential | F3 | Industrial | Wood and Lumber Products | New | Space Heating | Natural Gas | Insulation - Wall Cavity | A | Integrated Unit Winter Peak Savings (kW) | Achievable Economic RVT Potential | 0 | 0 | 0 | 0 | 0 | 0 | 0 | 0 | 0 | 0 | 0 | 0 | 0 | 0 | 0 | 0 | 0 | 0 | 0 | 0 | 0 | 0 | 0 | 0 | 0 | 0 | 0 | 0 | 0 | 0 | 0
F4_Industrial_Wood and Lumber Products_New_Space Heating_Natural Gas_Insulation - Wall Cavity_A_Achievable Economic RVT Potential | F4 | Industrial | Wood and Lumber Products | New | Space Heating | Natural Gas | Insulation - Wall Cavity | A | Incremental Energy Savings (MWh or mTherms) | Achievable Economic RVT Potential | 0 | 0 | 0 | 0 | 0 | 0 | 0 | 0 | 0 | 0 | 0 | 0 | 0 | 0 | 0 | 0 | 0 | 0 | 0 | 0 | 0 | 0 | 0 | 0 | 0 | 0 | 0 | 0 | 0 | 0 | 0
F5_Industrial_Wood and Lumber Products_New_Space Heating_Natural Gas_Insulation - Wall Cavity_A_Achievable Economic RVT Potential | F5 | Industrial | Wood and Lumber Products | New | Space Heating | Natural Gas | Insulation - Wall Cavity | A | Incremental Summer Peak Savings (MW) | Achievable Economic RVT Potential | 0 | 0 | 0 | 0 | 0 | 0 | 0 | 0 | 0 | 0 | 0 | 0 | 0 | 0 | 0 | 0 | 0 | 0 | 0 | 0 | 0 | 0 | 0 | 0 | 0 | 0 | 0 | 0 | 0 | 0 | 0
F6_Industrial_Wood and Lumber Products_New_Space Heating_Natural Gas_Insulation - Wall Cavity_A_Achievable Economic RVT Potential | F6 | Industrial | Wood and Lumber Products | New | Space Heating | Natural Gas | Insulation - Wall Cavity | A | Incremental Winter Peak Savings (MW) | Achievable Economic RVT Potential | 0 | 0 | 0 | 0 | 0 | 0 | 0 | 0 | 0 | 0 | 0 | 0 | 0 | 0 | 0 | 0 | 0 | 0 | 0 | 0 | 0 | 0 | 0 | 0 | 0 | 0 | 0 | 0 | 0 | 0 | 0
F7_Industrial_Wood and Lumber Products_New_Space Heating_Natural Gas_Insulation - Wall Cavity_A_Achievable Economic RVT Potential | F7 | Industrial | Wood and Lumber Products | New | Space Heating | Natural Gas | Insulation - Wall Cavity | A | Cumulative Energy Savings (MWh or mTherms) | Achievable Economic RVT Potential | 0 | 0 | 0 | 0 | 0 | 0 | 0 | 0 | 0 | 0 | 0 | 0 | 0 | 0 | 0 | 0 | 0 | 0 | 0 | 0 | 0 | 0 | 0 | 0 | 0 | 0 | 0 | 0 | 0 | 0 | 0
F8_Industrial_Wood and Lumber Products_New_Space Heating_Natural Gas_Insulation - Wall Cavity_A_Achievable Economic RVT Potential | F8 | Industrial | Wood and Lumber Products | New | Space Heating | Natural Gas | Insulation - Wall Cavity | A | Cumulative Summer Peak Savings (MW) | Achievable Economic RVT Potential | 0 | 0 | 0 | 0 | 0 | 0 | 0 | 0 | 0 | 0 | 0 | 0 | 0 | 0 | 0 | 0 | 0 | 0 | 0 | 0 | 0 | 0 | 0 | 0 | 0 | 0 | 0 | 0 | 0 | 0 | 0
F9_Industrial_Wood and Lumber Products_New_Space Heating_Natural Gas_Insulation - Wall Cavity_A_Achievable Economic RVT Potential | F9 | Industrial | Wood and Lumber Products | New | Space Heating | Natural Gas | Insulation - Wall Cavity | A | Cumulative Winter Peak Savings (MW) | Achievable Economic RVT Potential | 0 | 0 | 0 | 0 | 0 | 0 | 0 | 0 | 0 | 0 | 0 | 0 | 0 | 0 | 0 | 0 | 0 | 0 | 0 | 0 | 0 | 0 | 0 | 0 | 0 | 0 | 0 | 0 | 0 | 0 | 0
F10_Industrial_Wood and Lumber Products_New_Space Heating_Natural Gas_Insulation - Wall Cavity_A_Achievable Economic RVT Potential | F10 | Industrial | Wood and Lumber Products | New | Space Heating | Natural Gas | Insulation - Wall Cavity | A | Purchases (Incremental) | Achievable Economic RVT Potential | 0 | 0 | 0 | 0 | 0 | 0 | 0 | 0 | 0 | 0 | 0 | 0 | 0 | 0 | 0 | 0 | 0 | 0 | 0 | 0 | 0 | 0 | 0 | 0 | 0 | 0 | 0 | 0 | 0 | 0 | 0
F11_Industrial_Wood and Lumber Products_New_Space Heating_Natural Gas_Insulation - Wall Cavity_A_Achievable Economic RVT Potential | F11 | Industrial | Wood and Lumber Products | New | Space Heating | Natural Gas | Insulation - Wall Cavity | A | Purchases (Cumulative) | Achievable Economic RVT Potential | 0 | 0 | 0 | 0 | 0 | 0 | 0 | 0 | 0 | 0 | 0 | 0 | 0 | 0 | 0 | 0 | 0 | 0 | 0 | 0 | 0 | 0 | 0 | 0 | 0 | 0 | 0 | 0 | 0 | 0 | 0
F1_Industrial_Wood and Lumber Products_New_Space Heating_Natural Gas_Insulation - Ducting_A_Achievable Economic RVT Potential | F1 | Industrial | Wood and Lumber Products | New | Space Heating | Natural Gas | Insulation - Ducting | A | Integrated Unit Energy Savings (kWh or therms) | Achievable Economic RVT Potential | 0 | 0 | 0 | 0 | 0 | 0 | 0 | 0 | 0 | 0 | 0 | 0 | 0 | 0 | 0 | 0 | 0 | 0 | 0 | 0 | 0 | 0 | 0 | 0 | 0 | 0 | 0 | 0 | 0 | 0 | 0
F2_Industrial_Wood and Lumber Products_New_Space Heating_Natural Gas_Insulation - Ducting_A_Achievable Economic RVT Potential | F2 | Industrial | Wood and Lumber Products | New | Space Heating | Natural Gas | Insulation - Ducting | A | Integrated Unit Summer Peak Savings (kW) | Achievable Economic RVT Potential | 0 | 0 | 0 | 0 | 0 | 0 | 0 | 0 | 0 | 0 | 0 | 0 | 0 | 0 | 0 | 0 | 0 | 0 | 0 | 0 | 0 | 0 | 0 | 0 | 0 | 0 | 0 | 0 | 0 | 0 | 0
F3_Industrial_Wood and Lumber Products_New_Space Heating_Natural Gas_Insulation - Ducting_A_Achievable Economic RVT Potential | F3 | Industrial | Wood and Lumber Products | New | Space Heating | Natural Gas | Insulation - Ducting | A | Integrated Unit Winter Peak Savings (kW) | Achievable Economic RVT Potential | 0 | 0 | 0 | 0 | 0 | 0 | 0 | 0 | 0 | 0 | 0 | 0 | 0 | 0 | 0 | 0 | 0 | 0 | 0 | 0 | 0 | 0 | 0 | 0 | 0 | 0 | 0 | 0 | 0 | 0 | 0
F4_Industrial_Wood and Lumber Products_New_Space Heating_Natural Gas_Insulation - Ducting_A_Achievable Economic RVT Potential | F4 | Industrial | Wood and Lumber Products | New | Space Heating | Natural Gas | Insulation - Ducting | A | Incremental Energy Savings (MWh or mTherms) | Achievable Economic RVT Potential | 0 | 0 | 0 | 0 | 0 | 0 | 0 | 0 | 0 | 0 | 0 | 0 | 0 | 0 | 0 | 0 | 0 | 0 | 0 | 0 | 0 | 0 | 0 | 0 | 0 | 0 | 0 | 0 | 0 | 0 | 0
F5_Industrial_Wood and Lumber Products_New_Space Heating_Natural Gas_Insulation - Ducting_A_Achievable Economic RVT Potential | F5 | Industrial | Wood and Lumber Products | New | Space Heating | Natural Gas | Insulation - Ducting | A | Incremental Summer Peak Savings (MW) | Achievable Economic RVT Potential | 0 | 0 | 0 | 0 | 0 | 0 | 0 | 0 | 0 | 0 | 0 | 0 | 0 | 0 | 0 | 0 | 0 | 0 | 0 | 0 | 0 | 0 | 0 | 0 | 0 | 0 | 0 | 0 | 0 | 0 | 0
F6_Industrial_Wood and Lumber Products_New_Space Heating_Natural Gas_Insulation - Ducting_A_Achievable Economic RVT Potential | F6 | Industrial | Wood and Lumber Products | New | Space Heating | Natural Gas | Insulation - Ducting | A | Incremental Winter Peak Savings (MW) | Achievable Economic RVT Potential | 0 | 0 | 0 | 0 | 0 | 0 | 0 | 0 | 0 | 0 | 0 | 0 | 0 | 0 | 0 | 0 | 0 | 0 | 0 | 0 | 0 | 0 | 0 | 0 | 0 | 0 | 0 | 0 | 0 | 0 | 0
F7_Industrial_Wood and Lumber Products_New_Space Heating_Natural Gas_Insulation - Ducting_A_Achievable Economic RVT Potential | F7 | Industrial | Wood and Lumber Products | New | Space Heating | Natural Gas | Insulation - Ducting | A | Cumulative Energy Savings (MWh or mTherms) | Achievable Economic RVT Potential | 0 | 0 | 0 | 0 | 0 | 0 | 0 | 0 | 0 | 0 | 0 | 0 | 0 | 0 | 0 | 0 | 0 | 0 | 0 | 0 | 0 | 0 | 0 | 0 | 0 | 0 | 0 | 0 | 0 | 0 | 0
F8_Industrial_Wood and Lumber Products_New_Space Heating_Natural Gas_Insulation - Ducting_A_Achievable Economic RVT Potential | F8 | Industrial | Wood and Lumber Products | New | Space Heating | Natural Gas | Insulation - Ducting | A | Cumulative Summer Peak Savings (MW) | Achievable Economic RVT Potential | 0 | 0 | 0 | 0 | 0 | 0 | 0 | 0 | 0 | 0 | 0 | 0 | 0 | 0 | 0 | 0 | 0 | 0 | 0 | 0 | 0 | 0 | 0 | 0 | 0 | 0 | 0 | 0 | 0 | 0 | 0
F9_Industrial_Wood and Lumber Products_New_Space Heating_Natural Gas_Insulation - Ducting_A_Achievable Economic RVT Potential | F9 | Industrial | Wood and Lumber Products | New | Space Heating | Natural Gas | Insulation - Ducting | A | Cumulative Winter Peak Savings (MW) | Achievable Economic RVT Potential | 0 | 0 | 0 | 0 | 0 | 0 | 0 | 0 | 0 | 0 | 0 | 0 | 0 | 0 | 0 | 0 | 0 | 0 | 0 | 0 | 0 | 0 | 0 | 0 | 0 | 0 | 0 | 0 | 0 | 0 | 0
F10_Industrial_Wood and Lumber Products_New_Space Heating_Natural Gas_Insulation - Ducting_A_Achievable Economic RVT Potential | F10 | Industrial | Wood and Lumber Products | New | Space Heating | Natural Gas | Insulation - Ducting | A | Purchases (Incremental) | Achievable Economic RVT Potential | 0 | 0 | 0 | 0 | 0 | 0 | 0 | 0 | 0 | 0 | 0 | 0 | 0 | 0 | 0 | 0 | 0 | 0 | 0 | 0 | 0 | 0 | 0 | 0 | 0 | 0 | 0 | 0 | 0 | 0 | 0
F11_Industrial_Wood and Lumber Products_New_Space Heating_Natural Gas_Insulation - Ducting_A_Achievable Economic RVT Potential | F11 | Industrial | Wood and Lumber Products | New | Space Heating | Natural Gas | Insulation - Ducting | A | Purchases (Cumulative) | Achievable Economic RVT Potential | 0 | 0 | 0 | 0 | 0 | 0 | 0 | 0 | 0 | 0 | 0 | 0 | 0 | 0 | 0 | 0 | 0 | 0 | 0 | 0 | 0 | 0 | 0 | 0 | 0 | 0 | 0 | 0 | 0 | 0 | 0
F1_Industrial_Wood and Lumber Products_New_Space Heating_Natural Gas_HVAC - Duct Repair and Sealing_A_Achievable Economic RVT Potential | F1 | Industrial | Wood and Lumber Products | New | Space Heating | Natural Gas | HVAC - Duct Repair and Sealing | A | Integrated Unit Energy Savings (kWh or therms) | Achievable Economic RVT Potential | 0 | 0 | 0 | 0 | 0 | 0 | 0 | 0 | 0 | 0 | 0 | 0 | 0 | 0 | 0 | 0 | 0 | 0 | 0 | 0 | 0 | 0 | 0 | 0 | 0 | 0 | 0 | 0 | 0 | 0 | 0
F2_Industrial_Wood and Lumber Products_New_Space Heating_Natural Gas_HVAC - Duct Repair and Sealing_A_Achievable Economic RVT Potential | F2 | Industrial | Wood and Lumber Products | New | Space Heating | Natural Gas | HVAC - Duct Repair and Sealing | A | Integrated Unit Summer Peak Savings (kW) | Achievable Economic RVT Potential | 0 | 0 | 0 | 0 | 0 | 0 | 0 | 0 | 0 | 0 | 0 | 0 | 0 | 0 | 0 | 0 | 0 | 0 | 0 | 0 | 0 | 0 | 0 | 0 | 0 | 0 | 0 | 0 | 0 | 0 | 0
F3_Industrial_Wood and Lumber Products_New_Space Heating_Natural Gas_HVAC - Duct Repair and Sealing_A_Achievable Economic RVT Potential | F3 | Industrial | Wood and Lumber Products | New | Space Heating | Natural Gas | HVAC - Duct Repair and Sealing | A | Integrated Unit Winter Peak Savings (kW) | Achievable Economic RVT Potential | 0 | 0 | 0 | 0 | 0 | 0 | 0 | 0 | 0 | 0 | 0 | 0 | 0 | 0 | 0 | 0 | 0 | 0 | 0 | 0 | 0 | 0 | 0 | 0 | 0 | 0 | 0 | 0 | 0 | 0 | 0
F4_Industrial_Wood and Lumber Products_New_Space Heating_Natural Gas_HVAC - Duct Repair and Sealing_A_Achievable Economic RVT Potential | F4 | Industrial | Wood and Lumber Products | New | Space Heating | Natural Gas | HVAC - Duct Repair and Sealing | A | Incremental Energy Savings (MWh or mTherms) | Achievable Economic RVT Potential | 0 | 0 | 0 | 0 | 0 | 0 | 0 | 0 | 0 | 0 | 0 | 0 | 0 | 0 | 0 | 0 | 0 | 0 | 0 | 0 | 0 | 0 | 0 | 0 | 0 | 0 | 0 | 0 | 0 | 0 | 0
F5_Industrial_Wood and Lumber Products_New_Space Heating_Natural Gas_HVAC - Duct Repair and Sealing_A_Achievable Economic RVT Potential | F5 | Industrial | Wood and Lumber Products | New | Space Heating | Natural Gas | HVAC - Duct Repair and Sealing | A | Incremental Summer Peak Savings (MW) | Achievable Economic RVT Potential | 0 | 0 | 0 | 0 | 0 | 0 | 0 | 0 | 0 | 0 | 0 | 0 | 0 | 0 | 0 | 0 | 0 | 0 | 0 | 0 | 0 | 0 | 0 | 0 | 0 | 0 | 0 | 0 | 0 | 0 | 0
F6_Industrial_Wood and Lumber Products_New_Space Heating_Natural Gas_HVAC - Duct Repair and Sealing_A_Achievable Economic RVT Potential | F6 | Industrial | Wood and Lumber Products | New | Space Heating | Natural Gas | HVAC - Duct Repair and Sealing | A | Incremental Winter Peak Savings (MW) | Achievable Economic RVT Potential | 0 | 0 | 0 | 0 | 0 | 0 | 0 | 0 | 0 | 0 | 0 | 0 | 0 | 0 | 0 | 0 | 0 | 0 | 0 | 0 | 0 | 0 | 0 | 0 | 0 | 0 | 0 | 0 | 0 | 0 | 0
F7_Industrial_Wood and Lumber Products_New_Space Heating_Natural Gas_HVAC - Duct Repair and Sealing_A_Achievable Economic RVT Potential | F7 | Industrial | Wood and Lumber Products | New | Space Heating | Natural Gas | HVAC - Duct Repair and Sealing | A | Cumulative Energy Savings (MWh or mTherms) | Achievable Economic RVT Potential | 0 | 0 | 0 | 0 | 0 | 0 | 0 | 0 | 0 | 0 | 0 | 0 | 0 | 0 | 0 | 0 | 0 | 0 | 0 | 0 | 0 | 0 | 0 | 0 | 0 | 0 | 0 | 0 | 0 | 0 | 0
F8_Industrial_Wood and Lumber Products_New_Space Heating_Natural Gas_HVAC - Duct Repair and Sealing_A_Achievable Economic RVT Potential | F8 | Industrial | Wood and Lumber Products | New | Space Heating | Natural Gas | HVAC - Duct Repair and Sealing | A | Cumulative Summer Peak Savings (MW) | Achievable Economic RVT Potential | 0 | 0 | 0 | 0 | 0 | 0 | 0 | 0 | 0 | 0 | 0 | 0 | 0 | 0 | 0 | 0 | 0 | 0 | 0 | 0 | 0 | 0 | 0 | 0 | 0 | 0 | 0 | 0 | 0 | 0 | 0
F9_Industrial_Wood and Lumber Products_New_Space Heating_Natural Gas_HVAC - Duct Repair and Sealing_A_Achievable Economic RVT Potential | F9 | Industrial | Wood and Lumber Products | New | Space Heating | Natural Gas | HVAC - Duct Repair and Sealing | A | Cumulative Winter Peak Savings (MW) | Achievable Economic RVT Potential | 0 | 0 | 0 | 0 | 0 | 0 | 0 | 0 | 0 | 0 | 0 | 0 | 0 | 0 | 0 | 0 | 0 | 0 | 0 | 0 | 0 | 0 | 0 | 0 | 0 | 0 | 0 | 0 | 0 | 0 | 0
F10_Industrial_Wood and Lumber Products_New_Space Heating_Natural Gas_HVAC - Duct Repair and Sealing_A_Achievable Economic RVT Potential | F10 | Industrial | Wood and Lumber Products | New | Space Heating | Natural Gas | HVAC - Duct Repair and Sealing | A | Purchases (Incremental) | Achievable Economic RVT Potential | 0 | 0 | 0 | 0 | 0 | 0 | 0 | 0 | 0 | 0 | 0 | 0 | 0 | 0 | 0 | 0 | 0 | 0 | 0 | 0 | 0 | 0 | 0 | 0 | 0 | 0 | 0 | 0 | 0 | 0 | 0
F11_Industrial_Wood and Lumber Products_New_Space Heating_Natural Gas_HVAC - Duct Repair and Sealing_A_Achievable Economic RVT Potential | F11 | Industrial | Wood and Lumber Products | New | Space Heating | Natural Gas | HVAC - Duct Repair and Sealing | A | Purchases (Cumulative) | Achievable Economic RVT Potential | 0 | 0 | 0 | 0 | 0 | 0 | 0 | 0 | 0 | 0 | 0 | 0 | 0 | 0 | 0 | 0 | 0 | 0 | 0 | 0 | 0 | 0 | 0 | 0 | 0 | 0 | 0 | 0 | 0 | 0 | 0
F1_Industrial_Wood and Lumber Products_New_Space Heating_Natural Gas_Windows - High Efficiency_A_Achievable Economic RVT Potential | F1 | Industrial | Wood and Lumber Products | New | Space Heating | Natural Gas | Windows - High Efficiency | A | Integrated Unit Energy Savings (kWh or therms) | Achievable Economic RVT Potential | 0 | 0 | 0 | 0 | 0 | 0.0053534 | 0.0052653 | 0.0051922 | 0.0051289 | 0.0050717 | 0.0050198 | 0.0049576 | 0.0048901 | 0.0048213 | 0.004753 | 0.0046908 | 0.0046343 | 0.0045863 | 0.004524 | 0.0044759 | 0.0044397 | 0.0044114 | 0.0043961 | 0.0043868 | 0.0043818 | 0.0043798 | 0.0043792 | 0.0043799 | 0 | 0 | 0
F2_Industrial_Wood and Lumber Products_New_Space Heating_Natural Gas_Windows - High Efficiency_A_Achievable Economic RVT Potential | F2 | Industrial | Wood and Lumber Products | New | Space Heating | Natural Gas | Windows - High Efficiency | A | Integrated Unit Summer Peak Savings (kW) | Achievable Economic RVT Potential | 0 | 0 | 0 | 0 | 0 | 0 | 0 | 0 | 0 | 0 | 0 | 0 | 0 | 0 | 0 | 0 | 0 | 0 | 0 | 0 | 0 | 0 | 0 | 0 | 0 | 0 | 0 | 0 | 0 | 0 | 0
F3_Industrial_Wood and Lumber Products_New_Space Heating_Natural Gas_Windows - High Efficiency_A_Achievable Economic RVT Potential | F3 | Industrial | Wood and Lumber Products | New | Space Heating | Natural Gas | Windows - High Efficiency | A | Integrated Unit Winter Peak Savings (kW) | Achievable Economic RVT Potential | 0 | 0 | 0 | 0 | 0 | 0 | 0 | 0 | 0 | 0 | 0 | 0 | 0 | 0 | 0 | 0 | 0 | 0 | 0 | 0 | 0 | 0 | 0 | 0 | 0 | 0 | 0 | 0 | 0 | 0 | 0
F4_Industrial_Wood and Lumber Products_New_Space Heating_Natural Gas_Windows - High Efficiency_A_Achievable Economic RVT Potential | F4 | Industrial | Wood and Lumber Products | New | Space Heating | Natural Gas | Windows - High Efficiency | A | Incremental Energy Savings (MWh or mTherms) | Achievable Economic RVT Potential | 0 | 0 | 0 | 0 | 0 | 0 | 0 | 0 | 0 | 0 | 0 | 0 | 0 | 0 | 0 | 0 | 0 | 0 | 0 | 0 | 0 | 0 | 0 | 0 | 0 | 0 | 0 | 0 | 0 | 0 | 0
F5_Industrial_Wood and Lumber Products_New_Space Heating_Natural Gas_Windows - High Efficiency_A_Achievable Economic RVT Potential | F5 | Industrial | Wood and Lumber Products | New | Space Heating | Natural Gas | Windows - High Efficiency | A | Incremental Summer Peak Savings (MW) | Achievable Economic RVT Potential | 0 | 0 | 0 | 0 | 0 | 0 | 0 | 0 | 0 | 0 | 0 | 0 | 0 | 0 | 0 | 0 | 0 | 0 | 0 | 0 | 0 | 0 | 0 | 0 | 0 | 0 | 0 | 0 | 0 | 0 | 0
F6_Industrial_Wood and Lumber Products_New_Space Heating_Natural Gas_Windows - High Efficiency_A_Achievable Economic RVT Potential | F6 | Industrial | Wood and Lumber Products | New | Space Heating | Natural Gas | Windows - High Efficiency | A | Incremental Winter Peak Savings (MW) | Achievable Economic RVT Potential | 0 | 0 | 0 | 0 | 0 | 0 | 0 | 0 | 0 | 0 | 0 | 0 | 0 | 0 | 0 | 0 | 0 | 0 | 0 | 0 | 0 | 0 | 0 | 0 | 0 | 0 | 0 | 0 | 0 | 0 | 0
F7_Industrial_Wood and Lumber Products_New_Space Heating_Natural Gas_Windows - High Efficiency_A_Achievable Economic RVT Potential | F7 | Industrial | Wood and Lumber Products | New | Space Heating | Natural Gas | Windows - High Efficiency | A | Cumulative Energy Savings (MWh or mTherms) | Achievable Economic RVT Potential | 0 | 0 | 0 | 0 | 0 | 0 | 0 | 0 | 0 | 0 | 0 | 0 | 0 | 0 | 0 | 0 | 0 | 0 | 0 | 0 | 0 | 0 | 0 | 0 | 0 | 0 | 0 | 0 | 0 | 0 | 0
F8_Industrial_Wood and Lumber Products_New_Space Heating_Natural Gas_Windows - High Efficiency_A_Achievable Economic RVT Potential | F8 | Industrial | Wood and Lumber Products | New | Space Heating | Natural Gas | Windows - High Efficiency | A | Cumulative Summer Peak Savings (MW) | Achievable Economic RVT Potential | 0 | 0 | 0 | 0 | 0 | 0 | 0 | 0 | 0 | 0 | 0 | 0 | 0 | 0 | 0 | 0 | 0 | 0 | 0 | 0 | 0 | 0 | 0 | 0 | 0 | 0 | 0 | 0 | 0 | 0 | 0
F9_Industrial_Wood and Lumber Products_New_Space Heating_Natural Gas_Windows - High Efficiency_A_Achievable Economic RVT Potential | F9 | Industrial | Wood and Lumber Products | New | Space Heating | Natural Gas | Windows - High Efficiency | A | Cumulative Winter Peak Savings (MW) | Achievable Economic RVT Potential | 0 | 0 | 0 | 0 | 0 | 0 | 0 | 0 | 0 | 0 | 0 | 0 | 0 | 0 | 0 | 0 | 0 | 0 | 0 | 0 | 0 | 0 | 0 | 0 | 0 | 0 | 0 | 0 | 0 | 0 | 0
F10_Industrial_Wood and Lumber Products_New_Space Heating_Natural Gas_Windows - High Efficiency_A_Achievable Economic RVT Potential | F10 | Industrial | Wood and Lumber Products | New | Space Heating | Natural Gas | Windows - High Efficiency | A | Purchases (Incremental) | Achievable Economic RVT Potential | 0 | 0 | 0 | 0 | 0 | 0 | 0 | 0 | 0 | 0 | 0 | 0 | 0 | 0 | 0 | 0 | 0 | 0 | 0 | 0 | 0 | 0 | 0 | 0 | 0 | 0 | 0 | 0 | 0 | 0 | 0
F11_Industrial_Wood and Lumber Products_New_Space Heating_Natural Gas_Windows - High Efficiency_A_Achievable Economic RVT Potential | F11 | Industrial | Wood and Lumber Products | New | Space Heating | Natural Gas | Windows - High Efficiency | A | Purchases (Cumulative) | Achievable Economic RVT Potential | 0 | 0 | 0 | 0 | 0 | 0 | 0 | 0 | 0 | 0 | 0 | 0 | 0 | 0 | 0 | 0 | 0 | 0 | 0 | 0 | 0 | 0 | 0 | 0 | 0 | 0 | 0 | 0 | 0 | 0 | 0
F1_Industrial_Wood and Lumber Products_New_Space Heating_Natural Gas_Gas Boiler - Maintenance_A_Achievable Economic RVT Potential | F1 | Industrial | Wood and Lumber Products | New | Space Heating | Natural Gas | Gas Boiler - Maintenance | A | Integrated Unit Energy Savings (kWh or therms) | Achievable Economic RVT Potential | 0 | 0 | 0 | 0 | 0 | 0 | 0 | 0 | 0 | 0 | 0 | 0 | 0 | 0 | 0 | 0 | 0 | 0 | 0 | 0 | 0 | 0 | 0 | 0 | 0 | 0 | 0 | 0 | 0 | 0 | 0
F2_Industrial_Wood and Lumber Products_New_Space Heating_Natural Gas_Gas Boiler - Maintenance_A_Achievable Economic RVT Potential | F2 | Industrial | Wood and Lumber Products | New | Space Heating | Natural Gas | Gas Boiler - Maintenance | A | Integrated Unit Summer Peak Savings (kW) | Achievable Economic RVT Potential | 0 | 0 | 0 | 0 | 0 | 0 | 0 | 0 | 0 | 0 | 0 | 0 | 0 | 0 | 0 | 0 | 0 | 0 | 0 | 0 | 0 | 0 | 0 | 0 | 0 | 0 | 0 | 0 | 0 | 0 | 0
F3_Industrial_Wood and Lumber Products_New_Space Heating_Natural Gas_Gas Boiler - Maintenance_A_Achievable Economic RVT Potential | F3 | Industrial | Wood and Lumber Products | New | Space Heating | Natural Gas | Gas Boiler - Maintenance | A | Integrated Unit Winter Peak Savings (kW) | Achievable Economic RVT Potential | 0 | 0 | 0 | 0 | 0 | 0 | 0 | 0 | 0 | 0 | 0 | 0 | 0 | 0 | 0 | 0 | 0 | 0 | 0 | 0 | 0 | 0 | 0 | 0 | 0 | 0 | 0 | 0 | 0 | 0 | 0
F4_Industrial_Wood and Lumber Products_New_Space Heating_Natural Gas_Gas Boiler - Maintenance_A_Achievable Economic RVT Potential | F4 | Industrial | Wood and Lumber Products | New | Space Heating | Natural Gas | Gas Boiler - Maintenance | A | Incremental Energy Savings (MWh or mTherms) | Achievable Economic RVT Potential | 0 | 0 | 0 | 0 | 0 | 0 | 0 | 0 | 0 | 0 | 0 | 0 | 0 | 0 | 0 | 0 | 0 | 0 | 0 | 0 | 0 | 0 | 0 | 0 | 0 | 0 | 0 | 0 | 0 | 0 | 0
F5_Industrial_Wood and Lumber Products_New_Space Heating_Natural Gas_Gas Boiler - Maintenance_A_Achievable Economic RVT Potential | F5 | Industrial | Wood and Lumber Products | New | Space Heating | Natural Gas | Gas Boiler - Maintenance | A | Incremental Summer Peak Savings (MW) | Achievable Economic RVT Potential | 0 | 0 | 0 | 0 | 0 | 0 | 0 | 0 | 0 | 0 | 0 | 0 | 0 | 0 | 0 | 0 | 0 | 0 | 0 | 0 | 0 | 0 | 0 | 0 | 0 | 0 | 0 | 0 | 0 | 0 | 0
F6_Industrial_Wood and Lumber Products_New_Space Heating_Natural Gas_Gas Boiler - Maintenance_A_Achievable Economic RVT Potential | F6 | Industrial | Wood and Lumber Products | New | Space Heating | Natural Gas | Gas Boiler - Maintenance | A | Incremental Winter Peak Savings (MW) | Achievable Economic RVT Potential | 0 | 0 | 0 | 0 | 0 | 0 | 0 | 0 | 0 | 0 | 0 | 0 | 0 | 0 | 0 | 0 | 0 | 0 | 0 | 0 | 0 | 0 | 0 | 0 | 0 | 0 | 0 | 0 | 0 | 0 | 0
F7_Industrial_Wood and Lumber Products_New_Space Heating_Natural Gas_Gas Boiler - Maintenance_A_Achievable Economic RVT Potential | F7 | Industrial | Wood and Lumber Products | New | Space Heating | Natural Gas | Gas Boiler - Maintenance | A | Cumulative Energy Savings (MWh or mTherms) | Achievable Economic RVT Potential | 0 | 0 | 0 | 0 | 0 | 0 | 0 | 0 | 0 | 0 | 0 | 0 | 0 | 0 | 0 | 0 | 0 | 0 | 0 | 0 | 0 | 0 | 0 | 0 | 0 | 0 | 0 | 0 | 0 | 0 | 0
F8_Industrial_Wood and Lumber Products_New_Space Heating_Natural Gas_Gas Boiler - Maintenance_A_Achievable Economic RVT Potential | F8 | Industrial | Wood and Lumber Products | New | Space Heating | Natural Gas | Gas Boiler - Maintenance | A | Cumulative Summer Peak Savings (MW) | Achievable Economic RVT Potential | 0 | 0 | 0 | 0 | 0 | 0 | 0 | 0 | 0 | 0 | 0 | 0 | 0 | 0 | 0 | 0 | 0 | 0 | 0 | 0 | 0 | 0 | 0 | 0 | 0 | 0 | 0 | 0 | 0 | 0 | 0
F9_Industrial_Wood and Lumber Products_New_Space Heating_Natural Gas_Gas Boiler - Maintenance_A_Achievable Economic RVT Potential | F9 | Industrial | Wood and Lumber Products | New | Space Heating | Natural Gas | Gas Boiler - Maintenance | A | Cumulative Winter Peak Savings (MW) | Achievable Economic RVT Potential | 0 | 0 | 0 | 0 | 0 | 0 | 0 | 0 | 0 | 0 | 0 | 0 | 0 | 0 | 0 | 0 | 0 | 0 | 0 | 0 | 0 | 0 | 0 | 0 | 0 | 0 | 0 | 0 | 0 | 0 | 0
F10_Industrial_Wood and Lumber Products_New_Space Heating_Natural Gas_Gas Boiler - Maintenance_A_Achievable Economic RVT Potential | F10 | Industrial | Wood and Lumber Products | New | Space Heating | Natural Gas | Gas Boiler - Maintenance | A | Purchases (Incremental) | Achievable Economic RVT Potential | 0 | 0 | 0 | 0 | 0 | 0 | 0 | 0 | 0 | 0 | 0 | 0 | 0 | 0 | 0 | 0 | 0 | 0 | 0 | 0 | 0 | 0 | 0 | 0 | 0 | 0 | 0 | 0 | 0 | 0 | 0
F11_Industrial_Wood and Lumber Products_New_Space Heating_Natural Gas_Gas Boiler - Maintenance_A_Achievable Economic RVT Potential | F11 | Industrial | Wood and Lumber Products | New | Space Heating | Natural Gas | Gas Boiler - Maintenance | A | Purchases (Cumulative) | Achievable Economic RVT Potential | 0 | 0 | 0 | 0 | 0 | 0 | 0 | 0 | 0 | 0 | 0 | 0 | 0 | 0 | 0 | 0 | 0 | 0 | 0 | 0 | 0 | 0 | 0 | 0 | 0 | 0 | 0 | 0 | 0 | 0 | 0
F1_Industrial_Wood and Lumber Products_New_Process_Natural Gas_Gas Boiler - Maintenance_A_Achievable Economic RVT Potential | F1 | Industrial | Wood and Lumber Products | New | Process | Natural Gas | Gas Boiler - Maintenance | A | Integrated Unit Energy Savings (kWh or therms) | Achievable Economic RVT Potential | 0 | 0 | 0 | 0 | 0 | 6.3264 | 6.3264 | 6.3264 | 6.3264 | 6.3264 | 6.3264 | 6.3264 | 6.3264 | 6.3264 | 6.3264 | 6.3264 | 6.3264 | 6.3264 | 6.3264 | 6.3264 | 6.3264 | 6.3264 | 6.3264 | 6.3264 | 6.3264 | 6.3264 | 6.3264 | 6.3264 | 6.3264 | 6.3264 | 6.3264
F2_Industrial_Wood and Lumber Products_New_Process_Natural Gas_Gas Boiler - Maintenance_A_Achievable Economic RVT Potential | F2 | Industrial | Wood and Lumber Products | New | Process | Natural Gas | Gas Boiler - Maintenance | A | Integrated Unit Summer Peak Savings (kW) | Achievable Economic RVT Potential | 0 | 0 | 0 | 0 | 0 | 0 | 0 | 0 | 0 | 0 | 0 | 0 | 0 | 0 | 0 | 0 | 0 | 0 | 0 | 0 | 0 | 0 | 0 | 0 | 0 | 0 | 0 | 0 | 0 | 0 | 0
F3_Industrial_Wood and Lumber Products_New_Process_Natural Gas_Gas Boiler - Maintenance_A_Achievable Economic RVT Potential | F3 | Industrial | Wood and Lumber Products | New | Process | Natural Gas | Gas Boiler - Maintenance | A | Integrated Unit Winter Peak Savings (kW) | Achievable Economic RVT Potential | 0 | 0 | 0 | 0 | 0 | 0 | 0 | 0 | 0 | 0 | 0 | 0 | 0 | 0 | 0 | 0 | 0 | 0 | 0 | 0 | 0 | 0 | 0 | 0 | 0 | 0 | 0 | 0 | 0 | 0 | 0
F4_Industrial_Wood and Lumber Products_New_Process_Natural Gas_Gas Boiler - Maintenance_A_Achievable Economic RVT Potential | F4 | Industrial | Wood and Lumber Products | New | Process | Natural Gas | Gas Boiler - Maintenance | A | Incremental Energy Savings (MWh or mTherms) | Achievable Economic RVT Potential | 0 | 0 | 0 | 0 | 0 | 0 | 0 | 0 | 0 | 0 | 0 | 0 | 0 | 0 | 0 | 0 | 0 | 0 | 0 | 0 | 0 | 0 | 0 | 0 | 0 | 0 | 0 | 0 | 0 | 0 | 0
F5_Industrial_Wood and Lumber Products_New_Process_Natural Gas_Gas Boiler - Maintenance_A_Achievable Economic RVT Potential | F5 | Industrial | Wood and Lumber Products | New | Process | Natural Gas | Gas Boiler - Maintenance | A | Incremental Summer Peak Savings (MW) | Achievable Economic RVT Potential | 0 | 0 | 0 | 0 | 0 | 0 | 0 | 0 | 0 | 0 | 0 | 0 | 0 | 0 | 0 | 0 | 0 | 0 | 0 | 0 | 0 | 0 | 0 | 0 | 0 | 0 | 0 | 0 | 0 | 0 | 0
F6_Industrial_Wood and Lumber Products_New_Process_Natural Gas_Gas Boiler - Maintenance_A_Achievable Economic RVT Potential | F6 | Industrial | Wood and Lumber Products | New | Process | Natural Gas | Gas Boiler - Maintenance | A | Incremental Winter Peak Savings (MW) | Achievable Economic RVT Potential | 0 | 0 | 0 | 0 | 0 | 0 | 0 | 0 | 0 | 0 | 0 | 0 | 0 | 0 | 0 | 0 | 0 | 0 | 0 | 0 | 0 | 0 | 0 | 0 | 0 | 0 | 0 | 0 | 0 | 0 | 0
F7_Industrial_Wood and Lumber Products_New_Process_Natural Gas_Gas Boiler - Maintenance_A_Achievable Economic RVT Potential | F7 | Industrial | Wood and Lumber Products | New | Process | Natural Gas | Gas Boiler - Maintenance | A | Cumulative Energy Savings (MWh or mTherms) | Achievable Economic RVT Potential | 0 | 0 | 0 | 0 | 0 | 0 | 0 | 0 | 0 | 0 | 0 | 0 | 0 | 0 | 0 | 0 | 0 | 0 | 0 | 0 | 0 | 0 | 0 | 0 | 0 | 0 | 0 | 0 | 0 | 0 | 0
F8_Industrial_Wood and Lumber Products_New_Process_Natural Gas_Gas Boiler - Maintenance_A_Achievable Economic RVT Potential | F8 | Industrial | Wood and Lumber Products | New | Process | Natural Gas | Gas Boiler - Maintenance | A | Cumulative Summer Peak Savings (MW) | Achievable Economic RVT Potential | 0 | 0 | 0 | 0 | 0 | 0 | 0 | 0 | 0 | 0 | 0 | 0 | 0 | 0 | 0 | 0 | 0 | 0 | 0 | 0 | 0 | 0 | 0 | 0 | 0 | 0 | 0 | 0 | 0 | 0 | 0
F9_Industrial_Wood and Lumber Products_New_Process_Natural Gas_Gas Boiler - Maintenance_A_Achievable Economic RVT Potential | F9 | Industrial | Wood and Lumber Products | New | Process | Natural Gas | Gas Boiler - Maintenance | A | Cumulative Winter Peak Savings (MW) | Achievable Economic RVT Potential | 0 | 0 | 0 | 0 | 0 | 0 | 0 | 0 | 0 | 0 | 0 | 0 | 0 | 0 | 0 | 0 | 0 | 0 | 0 | 0 | 0 | 0 | 0 | 0 | 0 | 0 | 0 | 0 | 0 | 0 | 0
F10_Industrial_Wood and Lumber Products_New_Process_Natural Gas_Gas Boiler - Maintenance_A_Achievable Economic RVT Potential | F10 | Industrial | Wood and Lumber Products | New | Process | Natural Gas | Gas Boiler - Maintenance | A | Purchases (Incremental) | Achievable Economic RVT Potential | 0 | 0 | 0 | 0 | 0 | 0 | 0 | 0 | 0 | 0 | 0 | 0 | 0 | 0 | 0 | 0 | 0 | 0 | 0 | 0 | 0 | 0 | 0 | 0 | 0 | 0 | 0 | 0 | 0 | 0 | 0
F11_Industrial_Wood and Lumber Products_New_Process_Natural Gas_Gas Boiler - Maintenance_A_Achievable Economic RVT Potential | F11 | Industrial | Wood and Lumber Products | New | Process | Natural Gas | Gas Boiler - Maintenance | A | Purchases (Cumulative) | Achievable Economic RVT Potential | 0 | 0 | 0 | 0 | 0 | 0 | 0 | 0 | 0 | 0 | 0 | 0 | 0 | 0 | 0 | 0 | 0 | 0 | 0 | 0 | 0 | 0 | 0 | 0 | 0 | 0 | 0 | 0 | 0 | 0 | 0
F1_Industrial_Wood and Lumber Products_New_Space Heating_Natural Gas_Gas Furnace - Maintenance_A_Achievable Economic RVT Potential | F1 | Industrial | Wood and Lumber Products | New | Space Heating | Natural Gas | Gas Furnace - Maintenance | A | Integrated Unit Energy Savings (kWh or therms) | Achievable Economic RVT Potential | 0 | 0 | 0 | 0 | 0 | 0 | 0 | 0 | 0 | 0 | 0 | 0 | 0 | 0 | 0 | 0 | 0 | 0 | 0 | 0 | 0 | 0 | 0 | 0 | 0 | 0 | 0 | 0 | 0 | 0 | 0
F2_Industrial_Wood and Lumber Products_New_Space Heating_Natural Gas_Gas Furnace - Maintenance_A_Achievable Economic RVT Potential | F2 | Industrial | Wood and Lumber Products | New | Space Heating | Natural Gas | Gas Furnace - Maintenance | A | Integrated Unit Summer Peak Savings (kW) | Achievable Economic RVT Potential | 0 | 0 | 0 | 0 | 0 | 0 | 0 | 0 | 0 | 0 | 0 | 0 | 0 | 0 | 0 | 0 | 0 | 0 | 0 | 0 | 0 | 0 | 0 | 0 | 0 | 0 | 0 | 0 | 0 | 0 | 0
F3_Industrial_Wood and Lumber Products_New_Space Heating_Natural Gas_Gas Furnace - Maintenance_A_Achievable Economic RVT Potential | F3 | Industrial | Wood and Lumber Products | New | Space Heating | Natural Gas | Gas Furnace - Maintenance | A | Integrated Unit Winter Peak Savings (kW) | Achievable Economic RVT Potential | 0 | 0 | 0 | 0 | 0 | 0 | 0 | 0 | 0 | 0 | 0 | 0 | 0 | 0 | 0 | 0 | 0 | 0 | 0 | 0 | 0 | 0 | 0 | 0 | 0 | 0 | 0 | 0 | 0 | 0 | 0
F4_Industrial_Wood and Lumber Products_New_Space Heating_Natural Gas_Gas Furnace - Maintenance_A_Achievable Economic RVT Potential | F4 | Industrial | Wood and Lumber Products | New | Space Heating | Natural Gas | Gas Furnace - Maintenance | A | Incremental Energy Savings (MWh or mTherms) | Achievable Economic RVT Potential | 0 | 0 | 0 | 0 | 0 | 0 | 0 | 0 | 0 | 0 | 0 | 0 | 0 | 0 | 0 | 0 | 0 | 0 | 0 | 0 | 0 | 0 | 0 | 0 | 0 | 0 | 0 | 0 | 0 | 0 | 0
F5_Industrial_Wood and Lumber Products_New_Space Heating_Natural Gas_Gas Furnace - Maintenance_A_Achievable Economic RVT Potential | F5 | Industrial | Wood and Lumber Products | New | Space Heating | Natural Gas | Gas Furnace - Maintenance | A | Incremental Summer Peak Savings (MW) | Achievable Economic RVT Potential | 0 | 0 | 0 | 0 | 0 | 0 | 0 | 0 | 0 | 0 | 0 | 0 | 0 | 0 | 0 | 0 | 0 | 0 | 0 | 0 | 0 | 0 | 0 | 0 | 0 | 0 | 0 | 0 | 0 | 0 | 0
F6_Industrial_Wood and Lumber Products_New_Space Heating_Natural Gas_Gas Furnace - Maintenance_A_Achievable Economic RVT Potential | F6 | Industrial | Wood and Lumber Products | New | Space Heating | Natural Gas | Gas Furnace - Maintenance | A | Incremental Winter Peak Savings (MW) | Achievable Economic RVT Potential | 0 | 0 | 0 | 0 | 0 | 0 | 0 | 0 | 0 | 0 | 0 | 0 | 0 | 0 | 0 | 0 | 0 | 0 | 0 | 0 | 0 | 0 | 0 | 0 | 0 | 0 | 0 | 0 | 0 | 0 | 0
F7_Industrial_Wood and Lumber Products_New_Space Heating_Natural Gas_Gas Furnace - Maintenance_A_Achievable Economic RVT Potential | F7 | Industrial | Wood and Lumber Products | New | Space Heating | Natural Gas | Gas Furnace - Maintenance | A | Cumulative Energy Savings (MWh or mTherms) | Achievable Economic RVT Potential | 0 | 0 | 0 | 0 | 0 | 0 | 0 | 0 | 0 | 0 | 0 | 0 | 0 | 0 | 0 | 0 | 0 | 0 | 0 | 0 | 0 | 0 | 0 | 0 | 0 | 0 | 0 | 0 | 0 | 0 | 0
F8_Industrial_Wood and Lumber Products_New_Space Heating_Natural Gas_Gas Furnace - Maintenance_A_Achievable Economic RVT Potential | F8 | Industrial | Wood and Lumber Products | New | Space Heating | Natural Gas | Gas Furnace - Maintenance | A | Cumulative Summer Peak Savings (MW) | Achievable Economic RVT Potential | 0 | 0 | 0 | 0 | 0 | 0 | 0 | 0 | 0 | 0 | 0 | 0 | 0 | 0 | 0 | 0 | 0 | 0 | 0 | 0 | 0 | 0 | 0 | 0 | 0 | 0 | 0 | 0 | 0 | 0 | 0
F9_Industrial_Wood and Lumber Products_New_Space Heating_Natural Gas_Gas Furnace - Maintenance_A_Achievable Economic RVT Potential | F9 | Industrial | Wood and Lumber Products | New | Space Heating | Natural Gas | Gas Furnace - Maintenance | A | Cumulative Winter Peak Savings (MW) | Achievable Economic RVT Potential | 0 | 0 | 0 | 0 | 0 | 0 | 0 | 0 | 0 | 0 | 0 | 0 | 0 | 0 | 0 | 0 | 0 | 0 | 0 | 0 | 0 | 0 | 0 | 0 | 0 | 0 | 0 | 0 | 0 | 0 | 0
F10_Industrial_Wood and Lumber Products_New_Space Heating_Natural Gas_Gas Furnace - Maintenance_A_Achievable Economic RVT Potential | F10 | Industrial | Wood and Lumber Products | New | Space Heating | Natural Gas | Gas Furnace - Maintenance | A | Purchases (Incremental) | Achievable Economic RVT Potential | 0 | 0 | 0 | 0 | 0 | 0 | 0 | 0 | 0 | 0 | 0 | 0 | 0 | 0 | 0 | 0 | 0 | 0 | 0 | 0 | 0 | 0 | 0 | 0 | 0 | 0 | 0 | 0 | 0 | 0 | 0
F11_Industrial_Wood and Lumber Products_New_Space Heating_Natural Gas_Gas Furnace - Maintenance_A_Achievable Economic RVT Potential | F11 | Industrial | Wood and Lumber Products | New | Space Heating | Natural Gas | Gas Furnace - Maintenance | A | Purchases (Cumulative) | Achievable Economic RVT Potential | 0 | 0 | 0 | 0 | 0 | 0 | 0 | 0 | 0 | 0 | 0 | 0 | 0 | 0 | 0 | 0 | 0 | 0 | 0 | 0 | 0 | 0 | 0 | 0 | 0 | 0 | 0 | 0 | 0 | 0 | 0
F1_Industrial_Wood and Lumber Products_New_Space Heating_Natural Gas_Gas Boiler - Hot Water Reset_A_Achievable Economic RVT Potential | F1 | Industrial | Wood and Lumber Products | New | Space Heating | Natural Gas | Gas Boiler - Hot Water Reset | A | Integrated Unit Energy Savings (kWh or therms) | Achievable Economic RVT Potential | 0 | 0 | 0 | 0 | 0 | 0 | 0 | 0 | 0 | 0 | 0 | 0 | 0 | 0 | 0 | 0 | 0 | 0 | 0 | 0 | 0 | 0 | 0 | 0 | 0 | 0 | 0 | 0 | 0 | 0 | 0
F2_Industrial_Wood and Lumber Products_New_Space Heating_Natural Gas_Gas Boiler - Hot Water Reset_A_Achievable Economic RVT Potential | F2 | Industrial | Wood and Lumber Products | New | Space Heating | Natural Gas | Gas Boiler - Hot Water Reset | A | Integrated Unit Summer Peak Savings (kW) | Achievable Economic RVT Potential | 0 | 0 | 0 | 0 | 0 | 0 | 0 | 0 | 0 | 0 | 0 | 0 | 0 | 0 | 0 | 0 | 0 | 0 | 0 | 0 | 0 | 0 | 0 | 0 | 0 | 0 | 0 | 0 | 0 | 0 | 0
F3_Industrial_Wood and Lumber Products_New_Space Heating_Natural Gas_Gas Boiler - Hot Water Reset_A_Achievable Economic RVT Potential | F3 | Industrial | Wood and Lumber Products | New | Space Heating | Natural Gas | Gas Boiler - Hot Water Reset | A | Integrated Unit Winter Peak Savings (kW) | Achievable Economic RVT Potential | 0 | 0 | 0 | 0 | 0 | 0 | 0 | 0 | 0 | 0 | 0 | 0 | 0 | 0 | 0 | 0 | 0 | 0 | 0 | 0 | 0 | 0 | 0 | 0 | 0 | 0 | 0 | 0 | 0 | 0 | 0
F4_Industrial_Wood and Lumber Products_New_Space Heating_Natural Gas_Gas Boiler - Hot Water Reset_A_Achievable Economic RVT Potential | F4 | Industrial | Wood and Lumber Products | New | Space Heating | Natural Gas | Gas Boiler - Hot Water Reset | A | Incremental Energy Savings (MWh or mTherms) | Achievable Economic RVT Potential | 0 | 0 | 0 | 0 | 0 | 0 | 0 | 0 | 0 | 0 | 0 | 0 | 0 | 0 | 0 | 0 | 0 | 0 | 0 | 0 | 0 | 0 | 0 | 0 | 0 | 0 | 0 | 0 | 0 | 0 | 0
F5_Industrial_Wood and Lumber Products_New_Space Heating_Natural Gas_Gas Boiler - Hot Water Reset_A_Achievable Economic RVT Potential | F5 | Industrial | Wood and Lumber Products | New | Space Heating | Natural Gas | Gas Boiler - Hot Water Reset | A | Incremental Summer Peak Savings (MW) | Achievable Economic RVT Potential | 0 | 0 | 0 | 0 | 0 | 0 | 0 | 0 | 0 | 0 | 0 | 0 | 0 | 0 | 0 | 0 | 0 | 0 | 0 | 0 | 0 | 0 | 0 | 0 | 0 | 0 | 0 | 0 | 0 | 0 | 0
F6_Industrial_Wood and Lumber Products_New_Space Heating_Natural Gas_Gas Boiler - Hot Water Reset_A_Achievable Economic RVT Potential | F6 | Industrial | Wood and Lumber Products | New | Space Heating | Natural Gas | Gas Boiler - Hot Water Reset | A | Incremental Winter Peak Savings (MW) | Achievable Economic RVT Potential | 0 | 0 | 0 | 0 | 0 | 0 | 0 | 0 | 0 | 0 | 0 | 0 | 0 | 0 | 0 | 0 | 0 | 0 | 0 | 0 | 0 | 0 | 0 | 0 | 0 | 0 | 0 | 0 | 0 | 0 | 0
F7_Industrial_Wood and Lumber Products_New_Space Heating_Natural Gas_Gas Boiler - Hot Water Reset_A_Achievable Economic RVT Potential | F7 | Industrial | Wood and Lumber Products | New | Space Heating | Natural Gas | Gas Boiler - Hot Water Reset | A | Cumulative Energy Savings (MWh or mTherms) | Achievable Economic RVT Potential | 0 | 0 | 0 | 0 | 0 | 0 | 0 | 0 | 0 | 0 | 0 | 0 | 0 | 0 | 0 | 0 | 0 | 0 | 0 | 0 | 0 | 0 | 0 | 0 | 0 | 0 | 0 | 0 | 0 | 0 | 0
F8_Industrial_Wood and Lumber Products_New_Space Heating_Natural Gas_Gas Boiler - Hot Water Reset_A_Achievable Economic RVT Potential | F8 | Industrial | Wood and Lumber Products | New | Space Heating | Natural Gas | Gas Boiler - Hot Water Reset | A | Cumulative Summer Peak Savings (MW) | Achievable Economic RVT Potential | 0 | 0 | 0 | 0 | 0 | 0 | 0 | 0 | 0 | 0 | 0 | 0 | 0 | 0 | 0 | 0 | 0 | 0 | 0 | 0 | 0 | 0 | 0 | 0 | 0 | 0 | 0 | 0 | 0 | 0 | 0
F9_Industrial_Wood and Lumber Products_New_Space Heating_Natural Gas_Gas Boiler - Hot Water Reset_A_Achievable Economic RVT Potential | F9 | Industrial | Wood and Lumber Products | New | Space Heating | Natural Gas | Gas Boiler - Hot Water Reset | A | Cumulative Winter Peak Savings (MW) | Achievable Economic RVT Potential | 0 | 0 | 0 | 0 | 0 | 0 | 0 | 0 | 0 | 0 | 0 | 0 | 0 | 0 | 0 | 0 | 0 | 0 | 0 | 0 | 0 | 0 | 0 | 0 | 0 | 0 | 0 | 0 | 0 | 0 | 0
F10_Industrial_Wood and Lumber Products_New_Space Heating_Natural Gas_Gas Boiler - Hot Water Reset_A_Achievable Economic RVT Potential | F10 | Industrial | Wood and Lumber Products | New | Space Heating | Natural Gas | Gas Boiler - Hot Water Reset | A | Purchases (Incremental) | Achievable Economic RVT Potential | 0 | 0 | 0 | 0 | 0 | 0 | 0 | 0 | 0 | 0 | 0 | 0 | 0 | 0 | 0 | 0 | 0 | 0 | 0 | 0 | 0 | 0 | 0 | 0 | 0 | 0 | 0 | 0 | 0 | 0 | 0
F11_Industrial_Wood and Lumber Products_New_Space Heating_Natural Gas_Gas Boiler - Hot Water Reset_A_Achievable Economic RVT Potential | F11 | Industrial | Wood and Lumber Products | New | Space Heating | Natural Gas | Gas Boiler - Hot Water Reset | A | Purchases (Cumulative) | Achievable Economic RVT Potential | 0 | 0 | 0 | 0 | 0 | 0 | 0 | 0 | 0 | 0 | 0 | 0 | 0 | 0 | 0 | 0 | 0 | 0 | 0 | 0 | 0 | 0 | 0 | 0 | 0 | 0 | 0 | 0 | 0 | 0 | 0
F1_Industrial_Wood and Lumber Products_New_Process_Natural Gas_Gas Boiler - Hot Water Reset_A_Achievable Economic RVT Potential | F1 | Industrial | Wood and Lumber Products | New | Process | Natural Gas | Gas Boiler - Hot Water Reset | A | Integrated Unit Energy Savings (kWh or therms) | Achievable Economic RVT Potential | 0 | 0 | 0 | 0 | 0 | 11.4893 | 11.4785 | 11.469 | 11.4606 | 11.4527 | 11.4464 | 11.4424 | 11.4401 | 11.439 | 11.4387 | 11.4391 | 11.4399 | 11.4411 | 11.4424 | 11.4439 | 11.4459 | 11.4484 | 11.4507 | 11.4529 | 11.4548 | 11.4566 | 11.4582 | 11.4598 | 11.5025 | 11.5025 | 11.5025
F2_Industrial_Wood and Lumber Products_New_Process_Natural Gas_Gas Boiler - Hot Water Reset_A_Achievable Economic RVT Potential | F2 | Industrial | Wood and Lumber Products | New | Process | Natural Gas | Gas Boiler - Hot Water Reset | A | Integrated Unit Summer Peak Savings (kW) | Achievable Economic RVT Potential | 0 | 0 | 0 | 0 | 0 | 0 | 0 | 0 | 0 | 0 | 0 | 0 | 0 | 0 | 0 | 0 | 0 | 0 | 0 | 0 | 0 | 0 | 0 | 0 | 0 | 0 | 0 | 0 | 0 | 0 | 0
F3_Industrial_Wood and Lumber Products_New_Process_Natural Gas_Gas Boiler - Hot Water Reset_A_Achievable Economic RVT Potential | F3 | Industrial | Wood and Lumber Products | New | Process | Natural Gas | Gas Boiler - Hot Water Reset | A | Integrated Unit Winter Peak Savings (kW) | Achievable Economic RVT Potential | 0 | 0 | 0 | 0 | 0 | 0 | 0 | 0 | 0 | 0 | 0 | 0 | 0 | 0 | 0 | 0 | 0 | 0 | 0 | 0 | 0 | 0 | 0 | 0 | 0 | 0 | 0 | 0 | 0 | 0 | 0
F4_Industrial_Wood and Lumber Products_New_Process_Natural Gas_Gas Boiler - Hot Water Reset_A_Achievable Economic RVT Potential | F4 | Industrial | Wood and Lumber Products | New | Process | Natural Gas | Gas Boiler - Hot Water Reset | A | Incremental Energy Savings (MWh or mTherms) | Achievable Economic RVT Potential | 0 | 0 | 0 | 0 | 0 | 0 | 0 | 0 | 0 | 0 | 0 | 0 | 0 | 0 | 0 | 0 | 0 | 0 | 0 | 0 | 0 | 0 | 0 | 0 | 0 | 0 | 0 | 0 | 0 | 0 | 0
F5_Industrial_Wood and Lumber Products_New_Process_Natural Gas_Gas Boiler - Hot Water Reset_A_Achievable Economic RVT Potential | F5 | Industrial | Wood and Lumber Products | New | Process | Natural Gas | Gas Boiler - Hot Water Reset | A | Incremental Summer Peak Savings (MW) | Achievable Economic RVT Potential | 0 | 0 | 0 | 0 | 0 | 0 | 0 | 0 | 0 | 0 | 0 | 0 | 0 | 0 | 0 | 0 | 0 | 0 | 0 | 0 | 0 | 0 | 0 | 0 | 0 | 0 | 0 | 0 | 0 | 0 | 0
F6_Industrial_Wood and Lumber Products_New_Process_Natural Gas_Gas Boiler - Hot Water Reset_A_Achievable Economic RVT Potential | F6 | Industrial | Wood and Lumber Products | New | Process | Natural Gas | Gas Boiler - Hot Water Reset | A | Incremental Winter Peak Savings (MW) | Achievable Economic RVT Potential | 0 | 0 | 0 | 0 | 0 | 0 | 0 | 0 | 0 | 0 | 0 | 0 | 0 | 0 | 0 | 0 | 0 | 0 | 0 | 0 | 0 | 0 | 0 | 0 | 0 | 0 | 0 | 0 | 0 | 0 | 0
F7_Industrial_Wood and Lumber Products_New_Process_Natural Gas_Gas Boiler - Hot Water Reset_A_Achievable Economic RVT Potential | F7 | Industrial | Wood and Lumber Products | New | Process | Natural Gas | Gas Boiler - Hot Water Reset | A | Cumulative Energy Savings (MWh or mTherms) | Achievable Economic RVT Potential | 0 | 0 | 0 | 0 | 0 | 0 | 0 | 0 | 0 | 0 | 0 | 0 | 0 | 0 | 0 | 0 | 0 | 0 | 0 | 0 | 0 | 0 | 0 | 0 | 0 | 0 | 0 | 0 | 0 | 0 | 0
F8_Industrial_Wood and Lumber Products_New_Process_Natural Gas_Gas Boiler - Hot Water Reset_A_Achievable Economic RVT Potential | F8 | Industrial | Wood and Lumber Products | New | Process | Natural Gas | Gas Boiler - Hot Water Reset | A | Cumulative Summer Peak Savings (MW) | Achievable Economic RVT Potential | 0 | 0 | 0 | 0 | 0 | 0 | 0 | 0 | 0 | 0 | 0 | 0 | 0 | 0 | 0 | 0 | 0 | 0 | 0 | 0 | 0 | 0 | 0 | 0 | 0 | 0 | 0 | 0 | 0 | 0 | 0
F9_Industrial_Wood and Lumber Products_New_Process_Natural Gas_Gas Boiler - Hot Water Reset_A_Achievable Economic RVT Potential | F9 | Industrial | Wood and Lumber Products | New | Process | Natural Gas | Gas Boiler - Hot Water Reset | A | Cumulative Winter Peak Savings (MW) | Achievable Economic RVT Potential | 0 | 0 | 0 | 0 | 0 | 0 | 0 | 0 | 0 | 0 | 0 | 0 | 0 | 0 | 0 | 0 | 0 | 0 | 0 | 0 | 0 | 0 | 0 | 0 | 0 | 0 | 0 | 0 | 0 | 0 | 0
F10_Industrial_Wood and Lumber Products_New_Process_Natural Gas_Gas Boiler - Hot Water Reset_A_Achievable Economic RVT Potential | F10 | Industrial | Wood and Lumber Products | New | Process | Natural Gas | Gas Boiler - Hot Water Reset | A | Purchases (Incremental) | Achievable Economic RVT Potential | 0 | 0 | 0 | 0 | 0 | 0 | 0 | 0 | 0 | 0 | 0 | 0 | 0 | 0 | 0 | 0 | 0 | 0 | 0 | 0 | 0 | 0 | 0 | 0 | 0 | 0 | 0 | 0 | 0 | 0 | 0
F11_Industrial_Wood and Lumber Products_New_Process_Natural Gas_Gas Boiler - Hot Water Reset_A_Achievable Economic RVT Potential | F11 | Industrial | Wood and Lumber Products | New | Process | Natural Gas | Gas Boiler - Hot Water Reset | A | Purchases (Cumulative) | Achievable Economic RVT Potential | 0 | 0 | 0 | 0 | 0 | 0 | 0 | 0 | 0 | 0 | 0 | 0 | 0 | 0 | 0 | 0 | 0 | 0 | 0 | 0 | 0 | 0 | 0 | 0 | 0 | 0 | 0 | 0 | 0 | 0 | 0
F1_Industrial_Wood and Lumber Products_New_Space Heating_Natural Gas_Steam Trap Maintenance_A_Achievable Economic RVT Potential | F1 | Industrial | Wood and Lumber Products | New | Space Heating | Natural Gas | Steam Trap Maintenance | A | Integrated Unit Energy Savings (kWh or therms) | Achievable Economic RVT Potential | 0 | 0 | 0 | 0 | 0 | 0 | 0 | 0 | 0 | 0 | 0 | 0 | 0 | 0 | 0 | 0 | 0 | 0 | 0 | 0 | 0 | 0 | 0 | 0 | 0 | 0 | 0 | 0 | 0 | 0 | 0
F2_Industrial_Wood and Lumber Products_New_Space Heating_Natural Gas_Steam Trap Maintenance_A_Achievable Economic RVT Potential | F2 | Industrial | Wood and Lumber Products | New | Space Heating | Natural Gas | Steam Trap Maintenance | A | Integrated Unit Summer Peak Savings (kW) | Achievable Economic RVT Potential | 0 | 0 | 0 | 0 | 0 | 0 | 0 | 0 | 0 | 0 | 0 | 0 | 0 | 0 | 0 | 0 | 0 | 0 | 0 | 0 | 0 | 0 | 0 | 0 | 0 | 0 | 0 | 0 | 0 | 0 | 0
F3_Industrial_Wood and Lumber Products_New_Space Heating_Natural Gas_Steam Trap Maintenance_A_Achievable Economic RVT Potential | F3 | Industrial | Wood and Lumber Products | New | Space Heating | Natural Gas | Steam Trap Maintenance | A | Integrated Unit Winter Peak Savings (kW) | Achievable Economic RVT Potential | 0 | 0 | 0 | 0 | 0 | 0 | 0 | 0 | 0 | 0 | 0 | 0 | 0 | 0 | 0 | 0 | 0 | 0 | 0 | 0 | 0 | 0 | 0 | 0 | 0 | 0 | 0 | 0 | 0 | 0 | 0
F4_Industrial_Wood and Lumber Products_New_Space Heating_Natural Gas_Steam Trap Maintenance_A_Achievable Economic RVT Potential | F4 | Industrial | Wood and Lumber Products | New | Space Heating | Natural Gas | Steam Trap Maintenance | A | Incremental Energy Savings (MWh or mTherms) | Achievable Economic RVT Potential | 0 | 0 | 0 | 0 | 0 | 0 | 0 | 0 | 0 | 0 | 0 | 0 | 0 | 0 | 0 | 0 | 0 | 0 | 0 | 0 | 0 | 0 | 0 | 0 | 0 | 0 | 0 | 0 | 0 | 0 | 0
F5_Industrial_Wood and Lumber Products_New_Space Heating_Natural Gas_Steam Trap Maintenance_A_Achievable Economic RVT Potential | F5 | Industrial | Wood and Lumber Products | New | Space Heating | Natural Gas | Steam Trap Maintenance | A | Incremental Summer Peak Savings (MW) | Achievable Economic RVT Potential | 0 | 0 | 0 | 0 | 0 | 0 | 0 | 0 | 0 | 0 | 0 | 0 | 0 | 0 | 0 | 0 | 0 | 0 | 0 | 0 | 0 | 0 | 0 | 0 | 0 | 0 | 0 | 0 | 0 | 0 | 0
F6_Industrial_Wood and Lumber Products_New_Space Heating_Natural Gas_Steam Trap Maintenance_A_Achievable Economic RVT Potential | F6 | Industrial | Wood and Lumber Products | New | Space Heating | Natural Gas | Steam Trap Maintenance | A | Incremental Winter Peak Savings (MW) | Achievable Economic RVT Potential | 0 | 0 | 0 | 0 | 0 | 0 | 0 | 0 | 0 | 0 | 0 | 0 | 0 | 0 | 0 | 0 | 0 | 0 | 0 | 0 | 0 | 0 | 0 | 0 | 0 | 0 | 0 | 0 | 0 | 0 | 0
F7_Industrial_Wood and Lumber Products_New_Space Heating_Natural Gas_Steam Trap Maintenance_A_Achievable Economic RVT Potential | F7 | Industrial | Wood and Lumber Products | New | Space Heating | Natural Gas | Steam Trap Maintenance | A | Cumulative Energy Savings (MWh or mTherms) | Achievable Economic RVT Potential | 0 | 0 | 0 | 0 | 0 | 0 | 0 | 0 | 0 | 0 | 0 | 0 | 0 | 0 | 0 | 0 | 0 | 0 | 0 | 0 | 0 | 0 | 0 | 0 | 0 | 0 | 0 | 0 | 0 | 0 | 0
F8_Industrial_Wood and Lumber Products_New_Space Heating_Natural Gas_Steam Trap Maintenance_A_Achievable Economic RVT Potential | F8 | Industrial | Wood and Lumber Products | New | Space Heating | Natural Gas | Steam Trap Maintenance | A | Cumulative Summer Peak Savings (MW) | Achievable Economic RVT Potential | 0 | 0 | 0 | 0 | 0 | 0 | 0 | 0 | 0 | 0 | 0 | 0 | 0 | 0 | 0 | 0 | 0 | 0 | 0 | 0 | 0 | 0 | 0 | 0 | 0 | 0 | 0 | 0 | 0 | 0 | 0
F9_Industrial_Wood and Lumber Products_New_Space Heating_Natural Gas_Steam Trap Maintenance_A_Achievable Economic RVT Potential | F9 | Industrial | Wood and Lumber Products | New | Space Heating | Natural Gas | Steam Trap Maintenance | A | Cumulative Winter Peak Savings (MW) | Achievable Economic RVT Potential | 0 | 0 | 0 | 0 | 0 | 0 | 0 | 0 | 0 | 0 | 0 | 0 | 0 | 0 | 0 | 0 | 0 | 0 | 0 | 0 | 0 | 0 | 0 | 0 | 0 | 0 | 0 | 0 | 0 | 0 | 0
F10_Industrial_Wood and Lumber Products_New_Space Heating_Natural Gas_Steam Trap Maintenance_A_Achievable Economic RVT Potential | F10 | Industrial | Wood and Lumber Products | New | Space Heating | Natural Gas | Steam Trap Maintenance | A | Purchases (Incremental) | Achievable Economic RVT Potential | 0 | 0 | 0 | 0 | 0 | 0 | 0 | 0 | 0 | 0 | 0 | 0 | 0 | 0 | 0 | 0 | 0 | 0 | 0 | 0 | 0 | 0 | 0 | 0 | 0 | 0 | 0 | 0 | 0 | 0 | 0
F11_Industrial_Wood and Lumber Products_New_Space Heating_Natural Gas_Steam Trap Maintenance_A_Achievable Economic RVT Potential | F11 | Industrial | Wood and Lumber Products | New | Space Heating | Natural Gas | Steam Trap Maintenance | A | Purchases (Cumulative) | Achievable Economic RVT Potential | 0 | 0 | 0 | 0 | 0 | 0 | 0 | 0 | 0 | 0 | 0 | 0 | 0 | 0 | 0 | 0 | 0 | 0 | 0 | 0 | 0 | 0 | 0 | 0 | 0 | 0 | 0 | 0 | 0 | 0 | 0
F1_Industrial_Wood and Lumber Products_New_Process_Natural Gas_Steam Trap Maintenance_A_Achievable Economic RVT Potential | F1 | Industrial | Wood and Lumber Products | New | Process | Natural Gas | Steam Trap Maintenance | A | Integrated Unit Energy Savings (kWh or therms) | Achievable Economic RVT Potential | 0 | 0 | 0 | 0 | 0 | 8.1236 | 8.1207 | 8.1183 | 8.1164 | 8.1145 | 8.113 | 8.1121 | 8.1115 | 8.1113 | 8.1113 | 8.1114 | 8.1116 | 8.1119 | 8.1122 | 8.1126 | 8.1133 | 8.1139 | 8.1145 | 8.115 | 8.1155 | 8.1159 | 8.1163 | 8.1167 | 8.1272 | 8.1272 | 8.1272
F2_Industrial_Wood and Lumber Products_New_Process_Natural Gas_Steam Trap Maintenance_A_Achievable Economic RVT Potential | F2 | Industrial | Wood and Lumber Products | New | Process | Natural Gas | Steam Trap Maintenance | A | Integrated Unit Summer Peak Savings (kW) | Achievable Economic RVT Potential | 0 | 0 | 0 | 0 | 0 | 0 | 0 | 0 | 0 | 0 | 0 | 0 | 0 | 0 | 0 | 0 | 0 | 0 | 0 | 0 | 0 | 0 | 0 | 0 | 0 | 0 | 0 | 0 | 0 | 0 | 0
F3_Industrial_Wood and Lumber Products_New_Process_Natural Gas_Steam Trap Maintenance_A_Achievable Economic RVT Potential | F3 | Industrial | Wood and Lumber Products | New | Process | Natural Gas | Steam Trap Maintenance | A | Integrated Unit Winter Peak Savings (kW) | Achievable Economic RVT Potential | 0 | 0 | 0 | 0 | 0 | 0 | 0 | 0 | 0 | 0 | 0 | 0 | 0 | 0 | 0 | 0 | 0 | 0 | 0 | 0 | 0 | 0 | 0 | 0 | 0 | 0 | 0 | 0 | 0 | 0 | 0
F4_Industrial_Wood and Lumber Products_New_Process_Natural Gas_Steam Trap Maintenance_A_Achievable Economic RVT Potential | F4 | Industrial | Wood and Lumber Products | New | Process | Natural Gas | Steam Trap Maintenance | A | Incremental Energy Savings (MWh or mTherms) | Achievable Economic RVT Potential | 0 | 0 | 0 | 0 | 0 | 0 | 0 | 0 | 0 | 0 | 0 | 0 | 0 | 0 | 0 | 0 | 0 | 0 | 0 | 0 | 0 | 0 | 0 | 0 | 0 | 0 | 0 | 0 | 0 | 0 | 0
F5_Industrial_Wood and Lumber Products_New_Process_Natural Gas_Steam Trap Maintenance_A_Achievable Economic RVT Potential | F5 | Industrial | Wood and Lumber Products | New | Process | Natural Gas | Steam Trap Maintenance | A | Incremental Summer Peak Savings (MW) | Achievable Economic RVT Potential | 0 | 0 | 0 | 0 | 0 | 0 | 0 | 0 | 0 | 0 | 0 | 0 | 0 | 0 | 0 | 0 | 0 | 0 | 0 | 0 | 0 | 0 | 0 | 0 | 0 | 0 | 0 | 0 | 0 | 0 | 0
F6_Industrial_Wood and Lumber Products_New_Process_Natural Gas_Steam Trap Maintenance_A_Achievable Economic RVT Potential | F6 | Industrial | Wood and Lumber Products | New | Process | Natural Gas | Steam Trap Maintenance | A | Incremental Winter Peak Savings (MW) | Achievable Economic RVT Potential | 0 | 0 | 0 | 0 | 0 | 0 | 0 | 0 | 0 | 0 | 0 | 0 | 0 | 0 | 0 | 0 | 0 | 0 | 0 | 0 | 0 | 0 | 0 | 0 | 0 | 0 | 0 | 0 | 0 | 0 | 0
F7_Industrial_Wood and Lumber Products_New_Process_Natural Gas_Steam Trap Maintenance_A_Achievable Economic RVT Potential | F7 | Industrial | Wood and Lumber Products | New | Process | Natural Gas | Steam Trap Maintenance | A | Cumulative Energy Savings (MWh or mTherms) | Achievable Economic RVT Potential | 0 | 0 | 0 | 0 | 0 | 0 | 0 | 0 | 0 | 0 | 0 | 0 | 0 | 0 | 0 | 0 | 0 | 0 | 0 | 0 | 0 | 0 | 0 | 0 | 0 | 0 | 0 | 0 | 0 | 0 | 0
F8_Industrial_Wood and Lumber Products_New_Process_Natural Gas_Steam Trap Maintenance_A_Achievable Economic RVT Potential | F8 | Industrial | Wood and Lumber Products | New | Process | Natural Gas | Steam Trap Maintenance | A | Cumulative Summer Peak Savings (MW) | Achievable Economic RVT Potential | 0 | 0 | 0 | 0 | 0 | 0 | 0 | 0 | 0 | 0 | 0 | 0 | 0 | 0 | 0 | 0 | 0 | 0 | 0 | 0 | 0 | 0 | 0 | 0 | 0 | 0 | 0 | 0 | 0 | 0 | 0
F9_Industrial_Wood and Lumber Products_New_Process_Natural Gas_Steam Trap Maintenance_A_Achievable Economic RVT Potential | F9 | Industrial | Wood and Lumber Products | New | Process | Natural Gas | Steam Trap Maintenance | A | Cumulative Winter Peak Savings (MW) | Achievable Economic RVT Potential | 0 | 0 | 0 | 0 | 0 | 0 | 0 | 0 | 0 | 0 | 0 | 0 | 0 | 0 | 0 | 0 | 0 | 0 | 0 | 0 | 0 | 0 | 0 | 0 | 0 | 0 | 0 | 0 | 0 | 0 | 0
F10_Industrial_Wood and Lumber Products_New_Process_Natural Gas_Steam Trap Maintenance_A_Achievable Economic RVT Potential | F10 | Industrial | Wood and Lumber Products | New | Process | Natural Gas | Steam Trap Maintenance | A | Purchases (Incremental) | Achievable Economic RVT Potential | 0 | 0 | 0 | 0 | 0 | 0 | 0 | 0 | 0 | 0 | 0 | 0 | 0 | 0 | 0 | 0 | 0 | 0 | 0 | 0 | 0 | 0 | 0 | 0 | 0 | 0 | 0 | 0 | 0 | 0 | 0
F11_Industrial_Wood and Lumber Products_New_Process_Natural Gas_Steam Trap Maintenance_A_Achievable Economic RVT Potential | F11 | Industrial | Wood and Lumber Products | New | Process | Natural Gas | Steam Trap Maintenance | A | Purchases (Cumulative) | Achievable Economic RVT Potential | 0 | 0 | 0 | 0 | 0 | 0 | 0 | 0 | 0 | 0 | 0 | 0 | 0 | 0 | 0 | 0 | 0 | 0 | 0 | 0 | 0 | 0 | 0 | 0 | 0 | 0 | 0 | 0 | 0 | 0 | 0
F1_Industrial_Wood and Lumber Products_New_Space Heating_Natural Gas_Gas Boiler - High Turndown_A_Achievable Economic RVT Potential | F1 | Industrial | Wood and Lumber Products | New | Space Heating | Natural Gas | Gas Boiler - High Turndown | A | Integrated Unit Energy Savings (kWh or therms) | Achievable Economic RVT Potential | 0 | 0 | 0 | 0 | 0 | 0 | 0 | 0 | 0 | 0 | 0 | 0 | 0 | 0 | 0 | 0 | 0 | 0 | 0 | 0 | 0 | 0 | 0 | 0 | 0 | 0 | 0 | 0 | 0 | 0 | 0
F2_Industrial_Wood and Lumber Products_New_Space Heating_Natural Gas_Gas Boiler - High Turndown_A_Achievable Economic RVT Potential | F2 | Industrial | Wood and Lumber Products | New | Space Heating | Natural Gas | Gas Boiler - High Turndown | A | Integrated Unit Summer Peak Savings (kW) | Achievable Economic RVT Potential | 0 | 0 | 0 | 0 | 0 | 0 | 0 | 0 | 0 | 0 | 0 | 0 | 0 | 0 | 0 | 0 | 0 | 0 | 0 | 0 | 0 | 0 | 0 | 0 | 0 | 0 | 0 | 0 | 0 | 0 | 0
F3_Industrial_Wood and Lumber Products_New_Space Heating_Natural Gas_Gas Boiler - High Turndown_A_Achievable Economic RVT Potential | F3 | Industrial | Wood and Lumber Products | New | Space Heating | Natural Gas | Gas Boiler - High Turndown | A | Integrated Unit Winter Peak Savings (kW) | Achievable Economic RVT Potential | 0 | 0 | 0 | 0 | 0 | 0 | 0 | 0 | 0 | 0 | 0 | 0 | 0 | 0 | 0 | 0 | 0 | 0 | 0 | 0 | 0 | 0 | 0 | 0 | 0 | 0 | 0 | 0 | 0 | 0 | 0
F4_Industrial_Wood and Lumber Products_New_Space Heating_Natural Gas_Gas Boiler - High Turndown_A_Achievable Economic RVT Potential | F4 | Industrial | Wood and Lumber Products | New | Space Heating | Natural Gas | Gas Boiler - High Turndown | A | Incremental Energy Savings (MWh or mTherms) | Achievable Economic RVT Potential | 0 | 0 | 0 | 0 | 0 | 0 | 0 | 0 | 0 | 0 | 0 | 0 | 0 | 0 | 0 | 0 | 0 | 0 | 0 | 0 | 0 | 0 | 0 | 0 | 0 | 0 | 0 | 0 | 0 | 0 | 0
F5_Industrial_Wood and Lumber Products_New_Space Heating_Natural Gas_Gas Boiler - High Turndown_A_Achievable Economic RVT Potential | F5 | Industrial | Wood and Lumber Products | New | Space Heating | Natural Gas | Gas Boiler - High Turndown | A | Incremental Summer Peak Savings (MW) | Achievable Economic RVT Potential | 0 | 0 | 0 | 0 | 0 | 0 | 0 | 0 | 0 | 0 | 0 | 0 | 0 | 0 | 0 | 0 | 0 | 0 | 0 | 0 | 0 | 0 | 0 | 0 | 0 | 0 | 0 | 0 | 0 | 0 | 0
F6_Industrial_Wood and Lumber Products_New_Space Heating_Natural Gas_Gas Boiler - High Turndown_A_Achievable Economic RVT Potential | F6 | Industrial | Wood and Lumber Products | New | Space Heating | Natural Gas | Gas Boiler - High Turndown | A | Incremental Winter Peak Savings (MW) | Achievable Economic RVT Potential | 0 | 0 | 0 | 0 | 0 | 0 | 0 | 0 | 0 | 0 | 0 | 0 | 0 | 0 | 0 | 0 | 0 | 0 | 0 | 0 | 0 | 0 | 0 | 0 | 0 | 0 | 0 | 0 | 0 | 0 | 0
F7_Industrial_Wood and Lumber Products_New_Space Heating_Natural Gas_Gas Boiler - High Turndown_A_Achievable Economic RVT Potential | F7 | Industrial | Wood and Lumber Products | New | Space Heating | Natural Gas | Gas Boiler - High Turndown | A | Cumulative Energy Savings (MWh or mTherms) | Achievable Economic RVT Potential | 0 | 0 | 0 | 0 | 0 | 0 | 0 | 0 | 0 | 0 | 0 | 0 | 0 | 0 | 0 | 0 | 0 | 0 | 0 | 0 | 0 | 0 | 0 | 0 | 0 | 0 | 0 | 0 | 0 | 0 | 0
F8_Industrial_Wood and Lumber Products_New_Space Heating_Natural Gas_Gas Boiler - High Turndown_A_Achievable Economic RVT Potential | F8 | Industrial | Wood and Lumber Products | New | Space Heating | Natural Gas | Gas Boiler - High Turndown | A | Cumulative Summer Peak Savings (MW) | Achievable Economic RVT Potential | 0 | 0 | 0 | 0 | 0 | 0 | 0 | 0 | 0 | 0 | 0 | 0 | 0 | 0 | 0 | 0 | 0 | 0 | 0 | 0 | 0 | 0 | 0 | 0 | 0 | 0 | 0 | 0 | 0 | 0 | 0
F9_Industrial_Wood and Lumber Products_New_Space Heating_Natural Gas_Gas Boiler - High Turndown_A_Achievable Economic RVT Potential | F9 | Industrial | Wood and Lumber Products | New | Space Heating | Natural Gas | Gas Boiler - High Turndown | A | Cumulative Winter Peak Savings (MW) | Achievable Economic RVT Potential | 0 | 0 | 0 | 0 | 0 | 0 | 0 | 0 | 0 | 0 | 0 | 0 | 0 | 0 | 0 | 0 | 0 | 0 | 0 | 0 | 0 | 0 | 0 | 0 | 0 | 0 | 0 | 0 | 0 | 0 | 0
F10_Industrial_Wood and Lumber Products_New_Space Heating_Natural Gas_Gas Boiler - High Turndown_A_Achievable Economic RVT Potential | F10 | Industrial | Wood and Lumber Products | New | Space Heating | Natural Gas | Gas Boiler - High Turndown | A | Purchases (Incremental) | Achievable Economic RVT Potential | 0 | 0 | 0 | 0 | 0 | 0 | 0 | 0 | 0 | 0 | 0 | 0 | 0 | 0 | 0 | 0 | 0 | 0 | 0 | 0 | 0 | 0 | 0 | 0 | 0 | 0 | 0 | 0 | 0 | 0 | 0
F11_Industrial_Wood and Lumber Products_New_Space Heating_Natural Gas_Gas Boiler - High Turndown_A_Achievable Economic RVT Potential | F11 | Industrial | Wood and Lumber Products | New | Space Heating | Natural Gas | Gas Boiler - High Turndown | A | Purchases (Cumulative) | Achievable Economic RVT Potential | 0 | 0 | 0 | 0 | 0 | 0 | 0 | 0 | 0 | 0 | 0 | 0 | 0 | 0 | 0 | 0 | 0 | 0 | 0 | 0 | 0 | 0 | 0 | 0 | 0 | 0 | 0 | 0 | 0 | 0 | 0
F1_Industrial_Wood and Lumber Products_New_Process_Natural Gas_Gas Boiler - High Turndown_A_Achievable Economic RVT Potential | F1 | Industrial | Wood and Lumber Products | New | Process | Natural Gas | Gas Boiler - High Turndown | A | Integrated Unit Energy Savings (kWh or therms) | Achievable Economic RVT Potential | 0 | 0 | 0 | 0 | 0 | 8.6056 | 8.5876 | 8.5715 | 8.5566 | 8.5424 | 8.533 | 8.5254 | 8.5192 | 8.5142 | 8.5103 | 8.5076 | 8.5058 | 8.5048 | 8.5044 | 8.5042 | 8.5045 | 8.5052 | 8.5056 | 8.5059 | 8.5061 | 8.5106 | 8.5148 | 8.5187 | 8.6269 | 8.6269 | 8.6269
F2_Industrial_Wood and Lumber Products_New_Process_Natural Gas_Gas Boiler - High Turndown_A_Achievable Economic RVT Potential | F2 | Industrial | Wood and Lumber Products | New | Process | Natural Gas | Gas Boiler - High Turndown | A | Integrated Unit Summer Peak Savings (kW) | Achievable Economic RVT Potential | 0 | 0 | 0 | 0 | 0 | 0 | 0 | 0 | 0 | 0 | 0 | 0 | 0 | 0 | 0 | 0 | 0 | 0 | 0 | 0 | 0 | 0 | 0 | 0 | 0 | 0 | 0 | 0 | 0 | 0 | 0
F3_Industrial_Wood and Lumber Products_New_Process_Natural Gas_Gas Boiler - High Turndown_A_Achievable Economic RVT Potential | F3 | Industrial | Wood and Lumber Products | New | Process | Natural Gas | Gas Boiler - High Turndown | A | Integrated Unit Winter Peak Savings (kW) | Achievable Economic RVT Potential | 0 | 0 | 0 | 0 | 0 | 0 | 0 | 0 | 0 | 0 | 0 | 0 | 0 | 0 | 0 | 0 | 0 | 0 | 0 | 0 | 0 | 0 | 0 | 0 | 0 | 0 | 0 | 0 | 0 | 0 | 0
F4_Industrial_Wood and Lumber Products_New_Process_Natural Gas_Gas Boiler - High Turndown_A_Achievable Economic RVT Potential | F4 | Industrial | Wood and Lumber Products | New | Process | Natural Gas | Gas Boiler - High Turndown | A | Incremental Energy Savings (MWh or mTherms) | Achievable Economic RVT Potential | 0 | 0 | 0 | 0 | 0 | 0 | 0 | 0 | 0 | 0 | 0 | 0 | 0 | 0 | 0 | 0 | 0 | 0 | 0 | 0 | 0 | 0 | 0 | 0 | 0 | 0 | 0 | 0 | 0 | 0 | 0
F5_Industrial_Wood and Lumber Products_New_Process_Natural Gas_Gas Boiler - High Turndown_A_Achievable Economic RVT Potential | F5 | Industrial | Wood and Lumber Products | New | Process | Natural Gas | Gas Boiler - High Turndown | A | Incremental Summer Peak Savings (MW) | Achievable Economic RVT Potential | 0 | 0 | 0 | 0 | 0 | 0 | 0 | 0 | 0 | 0 | 0 | 0 | 0 | 0 | 0 | 0 | 0 | 0 | 0 | 0 | 0 | 0 | 0 | 0 | 0 | 0 | 0 | 0 | 0 | 0 | 0
F6_Industrial_Wood and Lumber Products_New_Process_Natural Gas_Gas Boiler - High Turndown_A_Achievable Economic RVT Potential | F6 | Industrial | Wood and Lumber Products | New | Process | Natural Gas | Gas Boiler - High Turndown | A | Incremental Winter Peak Savings (MW) | Achievable Economic RVT Potential | 0 | 0 | 0 | 0 | 0 | 0 | 0 | 0 | 0 | 0 | 0 | 0 | 0 | 0 | 0 | 0 | 0 | 0 | 0 | 0 | 0 | 0 | 0 | 0 | 0 | 0 | 0 | 0 | 0 | 0 | 0
F7_Industrial_Wood and Lumber Products_New_Process_Natural Gas_Gas Boiler - High Turndown_A_Achievable Economic RVT Potential | F7 | Industrial | Wood and Lumber Products | New | Process | Natural Gas | Gas Boiler - High Turndown | A | Cumulative Energy Savings (MWh or mTherms) | Achievable Economic RVT Potential | 0 | 0 | 0 | 0 | 0 | 0 | 0 | 0 | 0 | 0 | 0 | 0 | 0 | 0 | 0 | 0 | 0 | 0 | 0 | 0 | 0 | 0 | 0 | 0 | 0 | 0 | 0 | 0 | 0 | 0 | 0
F8_Industrial_Wood and Lumber Products_New_Process_Natural Gas_Gas Boiler - High Turndown_A_Achievable Economic RVT Potential | F8 | Industrial | Wood and Lumber Products | New | Process | Natural Gas | Gas Boiler - High Turndown | A | Cumulative Summer Peak Savings (MW) | Achievable Economic RVT Potential | 0 | 0 | 0 | 0 | 0 | 0 | 0 | 0 | 0 | 0 | 0 | 0 | 0 | 0 | 0 | 0 | 0 | 0 | 0 | 0 | 0 | 0 | 0 | 0 | 0 | 0 | 0 | 0 | 0 | 0 | 0
F9_Industrial_Wood and Lumber Products_New_Process_Natural Gas_Gas Boiler - High Turndown_A_Achievable Economic RVT Potential | F9 | Industrial | Wood and Lumber Products | New | Process | Natural Gas | Gas Boiler - High Turndown | A | Cumulative Winter Peak Savings (MW) | Achievable Economic RVT Potential | 0 | 0 | 0 | 0 | 0 | 0 | 0 | 0 | 0 | 0 | 0 | 0 | 0 | 0 | 0 | 0 | 0 | 0 | 0 | 0 | 0 | 0 | 0 | 0 | 0 | 0 | 0 | 0 | 0 | 0 | 0
F10_Industrial_Wood and Lumber Products_New_Process_Natural Gas_Gas Boiler - High Turndown_A_Achievable Economic RVT Potential | F10 | Industrial | Wood and Lumber Products | New | Process | Natural Gas | Gas Boiler - High Turndown | A | Purchases (Incremental) | Achievable Economic RVT Potential | 0 | 0 | 0 | 0 | 0 | 0 | 0 | 0 | 0 | 0 | 0 | 0 | 0 | 0 | 0 | 0 | 0 | 0 | 0 | 0 | 0 | 0 | 0 | 0 | 0 | 0 | 0 | 0 | 0 | 0 | 0
F11_Industrial_Wood and Lumber Products_New_Process_Natural Gas_Gas Boiler - High Turndown_A_Achievable Economic RVT Potential | F11 | Industrial | Wood and Lumber Products | New | Process | Natural Gas | Gas Boiler - High Turndown | A | Purchases (Cumulative) | Achievable Economic RVT Potential | 0 | 0 | 0 | 0 | 0 | 0 | 0 | 0 | 0 | 0 | 0 | 0 | 0 | 0 | 0 | 0 | 0 | 0 | 0 | 0 | 0 | 0 | 0 | 0 | 0 | 0 | 0 | 0 | 0 | 0 | 0
F1_Industrial_Wood and Lumber Products_New_Space Heating_Natural Gas_Gas Boiler - Burner Control Optimization_A_Achievable Economic RVT Potential | F1 | Industrial | Wood and Lumber Products | New | Space Heating | Natural Gas | Gas Boiler - Burner Control Optimization | A | Integrated Unit Energy Savings (kWh or therms) | Achievable Economic RVT Potential | 0 | 0 | 0 | 0 | 0 | 0 | 0 | 0 | 0 | 0 | 0 | 0 | 0 | 0 | 0 | 0 | 0 | 0 | 0 | 0 | 0 | 0 | 0 | 0 | 0 | 0 | 0 | 0 | 0 | 0 | 0
F2_Industrial_Wood and Lumber Products_New_Space Heating_Natural Gas_Gas Boiler - Burner Control Optimization_A_Achievable Economic RVT Potential | F2 | Industrial | Wood and Lumber Products | New | Space Heating | Natural Gas | Gas Boiler - Burner Control Optimization | A | Integrated Unit Summer Peak Savings (kW) | Achievable Economic RVT Potential | 0 | 0 | 0 | 0 | 0 | 0 | 0 | 0 | 0 | 0 | 0 | 0 | 0 | 0 | 0 | 0 | 0 | 0 | 0 | 0 | 0 | 0 | 0 | 0 | 0 | 0 | 0 | 0 | 0 | 0 | 0
F3_Industrial_Wood and Lumber Products_New_Space Heating_Natural Gas_Gas Boiler - Burner Control Optimization_A_Achievable Economic RVT Potential | F3 | Industrial | Wood and Lumber Products | New | Space Heating | Natural Gas | Gas Boiler - Burner Control Optimization | A | Integrated Unit Winter Peak Savings (kW) | Achievable Economic RVT Potential | 0 | 0 | 0 | 0 | 0 | 0 | 0 | 0 | 0 | 0 | 0 | 0 | 0 | 0 | 0 | 0 | 0 | 0 | 0 | 0 | 0 | 0 | 0 | 0 | 0 | 0 | 0 | 0 | 0 | 0 | 0
F4_Industrial_Wood and Lumber Products_New_Space Heating_Natural Gas_Gas Boiler - Burner Control Optimization_A_Achievable Economic RVT Potential | F4 | Industrial | Wood and Lumber Products | New | Space Heating | Natural Gas | Gas Boiler - Burner Control Optimization | A | Incremental Energy Savings (MWh or mTherms) | Achievable Economic RVT Potential | 0 | 0 | 0 | 0 | 0 | 0 | 0 | 0 | 0 | 0 | 0 | 0 | 0 | 0 | 0 | 0 | 0 | 0 | 0 | 0 | 0 | 0 | 0 | 0 | 0 | 0 | 0 | 0 | 0 | 0 | 0
F5_Industrial_Wood and Lumber Products_New_Space Heating_Natural Gas_Gas Boiler - Burner Control Optimization_A_Achievable Economic RVT Potential | F5 | Industrial | Wood and Lumber Products | New | Space Heating | Natural Gas | Gas Boiler - Burner Control Optimization | A | Incremental Summer Peak Savings (MW) | Achievable Economic RVT Potential | 0 | 0 | 0 | 0 | 0 | 0 | 0 | 0 | 0 | 0 | 0 | 0 | 0 | 0 | 0 | 0 | 0 | 0 | 0 | 0 | 0 | 0 | 0 | 0 | 0 | 0 | 0 | 0 | 0 | 0 | 0
F6_Industrial_Wood and Lumber Products_New_Space Heating_Natural Gas_Gas Boiler - Burner Control Optimization_A_Achievable Economic RVT Potential | F6 | Industrial | Wood and Lumber Products | New | Space Heating | Natural Gas | Gas Boiler - Burner Control Optimization | A | Incremental Winter Peak Savings (MW) | Achievable Economic RVT Potential | 0 | 0 | 0 | 0 | 0 | 0 | 0 | 0 | 0 | 0 | 0 | 0 | 0 | 0 | 0 | 0 | 0 | 0 | 0 | 0 | 0 | 0 | 0 | 0 | 0 | 0 | 0 | 0 | 0 | 0 | 0
F7_Industrial_Wood and Lumber Products_New_Space Heating_Natural Gas_Gas Boiler - Burner Control Optimization_A_Achievable Economic RVT Potential | F7 | Industrial | Wood and Lumber Products | New | Space Heating | Natural Gas | Gas Boiler - Burner Control Optimization | A | Cumulative Energy Savings (MWh or mTherms) | Achievable Economic RVT Potential | 0 | 0 | 0 | 0 | 0 | 0 | 0 | 0 | 0 | 0 | 0 | 0 | 0 | 0 | 0 | 0 | 0 | 0 | 0 | 0 | 0 | 0 | 0 | 0 | 0 | 0 | 0 | 0 | 0 | 0 | 0
F8_Industrial_Wood and Lumber Products_New_Space Heating_Natural Gas_Gas Boiler - Burner Control Optimization_A_Achievable Economic RVT Potential | F8 | Industrial | Wood and Lumber Products | New | Space Heating | Natural Gas | Gas Boiler - Burner Control Optimization | A | Cumulative Summer Peak Savings (MW) | Achievable Economic RVT Potential | 0 | 0 | 0 | 0 | 0 | 0 | 0 | 0 | 0 | 0 | 0 | 0 | 0 | 0 | 0 | 0 | 0 | 0 | 0 | 0 | 0 | 0 | 0 | 0 | 0 | 0 | 0 | 0 | 0 | 0 | 0
F9_Industrial_Wood and Lumber Products_New_Space Heating_Natural Gas_Gas Boiler - Burner Control Optimization_A_Achievable Economic RVT Potential | F9 | Industrial | Wood and Lumber Products | New | Space Heating | Natural Gas | Gas Boiler - Burner Control Optimization | A | Cumulative Winter Peak Savings (MW) | Achievable Economic RVT Potential | 0 | 0 | 0 | 0 | 0 | 0 | 0 | 0 | 0 | 0 | 0 | 0 | 0 | 0 | 0 | 0 | 0 | 0 | 0 | 0 | 0 | 0 | 0 | 0 | 0 | 0 | 0 | 0 | 0 | 0 | 0
F10_Industrial_Wood and Lumber Products_New_Space Heating_Natural Gas_Gas Boiler - Burner Control Optimization_A_Achievable Economic RVT Potential | F10 | Industrial | Wood and Lumber Products | New | Space Heating | Natural Gas | Gas Boiler - Burner Control Optimization | A | Purchases (Incremental) | Achievable Economic RVT Potential | 0 | 0 | 0 | 0 | 0 | 0 | 0 | 0 | 0 | 0 | 0 | 0 | 0 | 0 | 0 | 0 | 0 | 0 | 0 | 0 | 0 | 0 | 0 | 0 | 0 | 0 | 0 | 0 | 0 | 0 | 0
F11_Industrial_Wood and Lumber Products_New_Space Heating_Natural Gas_Gas Boiler - Burner Control Optimization_A_Achievable Economic RVT Potential | F11 | Industrial | Wood and Lumber Products | New | Space Heating | Natural Gas | Gas Boiler - Burner Control Optimization | A | Purchases (Cumulative) | Achievable Economic RVT Potential | 0 | 0 | 0 | 0 | 0 | 0 | 0 | 0 | 0 | 0 | 0 | 0 | 0 | 0 | 0 | 0 | 0 | 0 | 0 | 0 | 0 | 0 | 0 | 0 | 0 | 0 | 0 | 0 | 0 | 0 | 0
F1_Industrial_Wood and Lumber Products_New_Process_Natural Gas_Gas Boiler - Burner Control Optimization_A_Achievable Economic RVT Potential | F1 | Industrial | Wood and Lumber Products | New | Process | Natural Gas | Gas Boiler - Burner Control Optimization | A | Integrated Unit Energy Savings (kWh or therms) | Achievable Economic RVT Potential | 0 | 0 | 0 | 0 | 0 | 2.4953 | 2.4898 | 2.4848 | 2.4802 | 2.4759 | 2.473 | 2.4706 | 2.4688 | 2.4673 | 2.4662 | 2.4654 | 2.4649 | 2.4646 | 2.4645 | 2.4645 | 2.4647 | 2.465 | 2.4652 | 2.4653 | 2.4654 | 2.4668 | 2.468 | 2.4692 | 2.5018 | 2.5018 | 2.5018
F2_Industrial_Wood and Lumber Products_New_Process_Natural Gas_Gas Boiler - Burner Control Optimization_A_Achievable Economic RVT Potential | F2 | Industrial | Wood and Lumber Products | New | Process | Natural Gas | Gas Boiler - Burner Control Optimization | A | Integrated Unit Summer Peak Savings (kW) | Achievable Economic RVT Potential | 0 | 0 | 0 | 0 | 0 | 0 | 0 | 0 | 0 | 0 | 0 | 0 | 0 | 0 | 0 | 0 | 0 | 0 | 0 | 0 | 0 | 0 | 0 | 0 | 0 | 0 | 0 | 0 | 0 | 0 | 0
F3_Industrial_Wood and Lumber Products_New_Process_Natural Gas_Gas Boiler - Burner Control Optimization_A_Achievable Economic RVT Potential | F3 | Industrial | Wood and Lumber Products | New | Process | Natural Gas | Gas Boiler - Burner Control Optimization | A | Integrated Unit Winter Peak Savings (kW) | Achievable Economic RVT Potential | 0 | 0 | 0 | 0 | 0 | 0 | 0 | 0 | 0 | 0 | 0 | 0 | 0 | 0 | 0 | 0 | 0 | 0 | 0 | 0 | 0 | 0 | 0 | 0 | 0 | 0 | 0 | 0 | 0 | 0 | 0
F4_Industrial_Wood and Lumber Products_New_Process_Natural Gas_Gas Boiler - Burner Control Optimization_A_Achievable Economic RVT Potential | F4 | Industrial | Wood and Lumber Products | New | Process | Natural Gas | Gas Boiler - Burner Control Optimization | A | Incremental Energy Savings (MWh or mTherms) | Achievable Economic RVT Potential | 0 | 0 | 0 | 0 | 0 | 0 | 0 | 0 | 0 | 0 | 0 | 0 | 0 | 0 | 0 | 0 | 0 | 0 | 0 | 0 | 0 | 0 | 0 | 0 | 0 | 0 | 0 | 0 | 0 | 0 | 0
F5_Industrial_Wood and Lumber Products_New_Process_Natural Gas_Gas Boiler - Burner Control Optimization_A_Achievable Economic RVT Potential | F5 | Industrial | Wood and Lumber Products | New | Process | Natural Gas | Gas Boiler - Burner Control Optimization | A | Incremental Summer Peak Savings (MW) | Achievable Economic RVT Potential | 0 | 0 | 0 | 0 | 0 | 0 | 0 | 0 | 0 | 0 | 0 | 0 | 0 | 0 | 0 | 0 | 0 | 0 | 0 | 0 | 0 | 0 | 0 | 0 | 0 | 0 | 0 | 0 | 0 | 0 | 0
F6_Industrial_Wood and Lumber Products_New_Process_Natural Gas_Gas Boiler - Burner Control Optimization_A_Achievable Economic RVT Potential | F6 | Industrial | Wood and Lumber Products | New | Process | Natural Gas | Gas Boiler - Burner Control Optimization | A | Incremental Winter Peak Savings (MW) | Achievable Economic RVT Potential | 0 | 0 | 0 | 0 | 0 | 0 | 0 | 0 | 0 | 0 | 0 | 0 | 0 | 0 | 0 | 0 | 0 | 0 | 0 | 0 | 0 | 0 | 0 | 0 | 0 | 0 | 0 | 0 | 0 | 0 | 0
F7_Industrial_Wood and Lumber Products_New_Process_Natural Gas_Gas Boiler - Burner Control Optimization_A_Achievable Economic RVT Potential | F7 | Industrial | Wood and Lumber Products | New | Process | Natural Gas | Gas Boiler - Burner Control Optimization | A | Cumulative Energy Savings (MWh or mTherms) | Achievable Economic RVT Potential | 0 | 0 | 0 | 0 | 0 | 0 | 0 | 0 | 0 | 0 | 0 | 0 | 0 | 0 | 0 | 0 | 0 | 0 | 0 | 0 | 0 | 0 | 0 | 0 | 0 | 0 | 0 | 0 | 0 | 0 | 0
F8_Industrial_Wood and Lumber Products_New_Process_Natural Gas_Gas Boiler - Burner Control Optimization_A_Achievable Economic RVT Potential | F8 | Industrial | Wood and Lumber Products | New | Process | Natural Gas | Gas Boiler - Burner Control Optimization | A | Cumulative Summer Peak Savings (MW) | Achievable Economic RVT Potential | 0 | 0 | 0 | 0 | 0 | 0 | 0 | 0 | 0 | 0 | 0 | 0 | 0 | 0 | 0 | 0 | 0 | 0 | 0 | 0 | 0 | 0 | 0 | 0 | 0 | 0 | 0 | 0 | 0 | 0 | 0
F9_Industrial_Wood and Lumber Products_New_Process_Natural Gas_Gas Boiler - Burner Control Optimization_A_Achievable Economic RVT Potential | F9 | Industrial | Wood and Lumber Products | New | Process | Natural Gas | Gas Boiler - Burner Control Optimization | A | Cumulative Winter Peak Savings (MW) | Achievable Economic RVT Potential | 0 | 0 | 0 | 0 | 0 | 0 | 0 | 0 | 0 | 0 | 0 | 0 | 0 | 0 | 0 | 0 | 0 | 0 | 0 | 0 | 0 | 0 | 0 | 0 | 0 | 0 | 0 | 0 | 0 | 0 | 0
F10_Industrial_Wood and Lumber Products_New_Process_Natural Gas_Gas Boiler - Burner Control Optimization_A_Achievable Economic RVT Potential | F10 | Industrial | Wood and Lumber Products | New | Process | Natural Gas | Gas Boiler - Burner Control Optimization | A | Purchases (Incremental) | Achievable Economic RVT Potential | 0 | 0 | 0 | 0 | 0 | 0 | 0 | 0 | 0 | 0 | 0 | 0 | 0 | 0 | 0 | 0 | 0 | 0 | 0 | 0 | 0 | 0 | 0 | 0 | 0 | 0 | 0 | 0 | 0 | 0 | 0
F11_Industrial_Wood and Lumber Products_New_Process_Natural Gas_Gas Boiler - Burner Control Optimization_A_Achievable Economic RVT Potential | F11 | Industrial | Wood and Lumber Products | New | Process | Natural Gas | Gas Boiler - Burner Control Optimization | A | Purchases (Cumulative) | Achievable Economic RVT Potential | 0 | 0 | 0 | 0 | 0 | 0 | 0 | 0 | 0 | 0 | 0 | 0 | 0 | 0 | 0 | 0 | 0 | 0 | 0 | 0 | 0 | 0 | 0 | 0 | 0 | 0 | 0 | 0 | 0 | 0 | 0
F1_Industrial_Wood and Lumber Products_New_Space Heating_Natural Gas_HVAC - Demand Controlled Ventilation_A_Achievable Economic RVT Potential | F1 | Industrial | Wood and Lumber Products | New | Space Heating | Natural Gas | HVAC - Demand Controlled Ventilation | A | Integrated Unit Energy Savings (kWh or therms) | Achievable Economic RVT Potential | 0 | 0 | 0 | 0 | 0 | 0 | 0 | 0 | 0 | 0 | 0 | 0 | 0 | 0 | 0 | 0 | 0 | 0 | 0 | 0 | 0 | 0 | 0 | 0 | 0 | 0 | 0 | 0 | 0 | 0 | 0
F2_Industrial_Wood and Lumber Products_New_Space Heating_Natural Gas_HVAC - Demand Controlled Ventilation_A_Achievable Economic RVT Potential | F2 | Industrial | Wood and Lumber Products | New | Space Heating | Natural Gas | HVAC - Demand Controlled Ventilation | A | Integrated Unit Summer Peak Savings (kW) | Achievable Economic RVT Potential | 0 | 0 | 0 | 0 | 0 | 0 | 0 | 0 | 0 | 0 | 0 | 0 | 0 | 0 | 0 | 0 | 0 | 0 | 0 | 0 | 0 | 0 | 0 | 0 | 0 | 0 | 0 | 0 | 0 | 0 | 0
F3_Industrial_Wood and Lumber Products_New_Space Heating_Natural Gas_HVAC - Demand Controlled Ventilation_A_Achievable Economic RVT Potential | F3 | Industrial | Wood and Lumber Products | New | Space Heating | Natural Gas | HVAC - Demand Controlled Ventilation | A | Integrated Unit Winter Peak Savings (kW) | Achievable Economic RVT Potential | 0 | 0 | 0 | 0 | 0 | 0 | 0 | 0 | 0 | 0 | 0 | 0 | 0 | 0 | 0 | 0 | 0 | 0 | 0 | 0 | 0 | 0 | 0 | 0 | 0 | 0 | 0 | 0 | 0 | 0 | 0
F4_Industrial_Wood and Lumber Products_New_Space Heating_Natural Gas_HVAC - Demand Controlled Ventilation_A_Achievable Economic RVT Potential | F4 | Industrial | Wood and Lumber Products | New | Space Heating | Natural Gas | HVAC - Demand Controlled Ventilation | A | Incremental Energy Savings (MWh or mTherms) | Achievable Economic RVT Potential | 0 | 0 | 0 | 0 | 0 | 0 | 0 | 0 | 0 | 0 | 0 | 0 | 0 | 0 | 0 | 0 | 0 | 0 | 0 | 0 | 0 | 0 | 0 | 0 | 0 | 0 | 0 | 0 | 0 | 0 | 0
F5_Industrial_Wood and Lumber Products_New_Space Heating_Natural Gas_HVAC - Demand Controlled Ventilation_A_Achievable Economic RVT Potential | F5 | Industrial | Wood and Lumber Products | New | Space Heating | Natural Gas | HVAC - Demand Controlled Ventilation | A | Incremental Summer Peak Savings (MW) | Achievable Economic RVT Potential | 0 | 0 | 0 | 0 | 0 | 0 | 0 | 0 | 0 | 0 | 0 | 0 | 0 | 0 | 0 | 0 | 0 | 0 | 0 | 0 | 0 | 0 | 0 | 0 | 0 | 0 | 0 | 0 | 0 | 0 | 0
F6_Industrial_Wood and Lumber Products_New_Space Heating_Natural Gas_HVAC - Demand Controlled Ventilation_A_Achievable Economic RVT Potential | F6 | Industrial | Wood and Lumber Products | New | Space Heating | Natural Gas | HVAC - Demand Controlled Ventilation | A | Incremental Winter Peak Savings (MW) | Achievable Economic RVT Potential | 0 | 0 | 0 | 0 | 0 | 0 | 0 | 0 | 0 | 0 | 0 | 0 | 0 | 0 | 0 | 0 | 0 | 0 | 0 | 0 | 0 | 0 | 0 | 0 | 0 | 0 | 0 | 0 | 0 | 0 | 0
F7_Industrial_Wood and Lumber Products_New_Space Heating_Natural Gas_HVAC - Demand Controlled Ventilation_A_Achievable Economic RVT Potential | F7 | Industrial | Wood and Lumber Products | New | Space Heating | Natural Gas | HVAC - Demand Controlled Ventilation | A | Cumulative Energy Savings (MWh or mTherms) | Achievable Economic RVT Potential | 0 | 0 | 0 | 0 | 0 | 0 | 0 | 0 | 0 | 0 | 0 | 0 | 0 | 0 | 0 | 0 | 0 | 0 | 0 | 0 | 0 | 0 | 0 | 0 | 0 | 0 | 0 | 0 | 0 | 0 | 0
F8_Industrial_Wood and Lumber Products_New_Space Heating_Natural Gas_HVAC - Demand Controlled Ventilation_A_Achievable Economic RVT Potential | F8 | Industrial | Wood and Lumber Products | New | Space Heating | Natural Gas | HVAC - Demand Controlled Ventilation | A | Cumulative Summer Peak Savings (MW) | Achievable Economic RVT Potential | 0 | 0 | 0 | 0 | 0 | 0 | 0 | 0 | 0 | 0 | 0 | 0 | 0 | 0 | 0 | 0 | 0 | 0 | 0 | 0 | 0 | 0 | 0 | 0 | 0 | 0 | 0 | 0 | 0 | 0 | 0
F9_Industrial_Wood and Lumber Products_New_Space Heating_Natural Gas_HVAC - Demand Controlled Ventilation_A_Achievable Economic RVT Potential | F9 | Industrial | Wood and Lumber Products | New | Space Heating | Natural Gas | HVAC - Demand Controlled Ventilation | A | Cumulative Winter Peak Savings (MW) | Achievable Economic RVT Potential | 0 | 0 | 0 | 0 | 0 | 0 | 0 | 0 | 0 | 0 | 0 | 0 | 0 | 0 | 0 | 0 | 0 | 0 | 0 | 0 | 0 | 0 | 0 | 0 | 0 | 0 | 0 | 0 | 0 | 0 | 0
F10_Industrial_Wood and Lumber Products_New_Space Heating_Natural Gas_HVAC - Demand Controlled Ventilation_A_Achievable Economic RVT Potential | F10 | Industrial | Wood and Lumber Products | New | Space Heating | Natural Gas | HVAC - Demand Controlled Ventilation | A | Purchases (Incremental) | Achievable Economic RVT Potential | 0 | 0 | 0 | 0 | 0 | 0 | 0 | 0 | 0 | 0 | 0 | 0 | 0 | 0 | 0 | 0 | 0 | 0 | 0 | 0 | 0 | 0 | 0 | 0 | 0 | 0 | 0 | 0 | 0 | 0 | 0
F11_Industrial_Wood and Lumber Products_New_Space Heating_Natural Gas_HVAC - Demand Controlled Ventilation_A_Achievable Economic RVT Potential | F11 | Industrial | Wood and Lumber Products | New | Space Heating | Natural Gas | HVAC - Demand Controlled Ventilation | A | Purchases (Cumulative) | Achievable Economic RVT Potential | 0 | 0 | 0 | 0 | 0 | 0 | 0 | 0 | 0 | 0 | 0 | 0 | 0 | 0 | 0 | 0 | 0 | 0 | 0 | 0 | 0 | 0 | 0 | 0 | 0 | 0 | 0 | 0 | 0 | 0 | 0
F1_Industrial_Wood and Lumber Products_New_Space Heating_Natural Gas_Gas Boiler - Stack Economizer_A_Achievable Economic RVT Potential | F1 | Industrial | Wood and Lumber Products | New | Space Heating | Natural Gas | Gas Boiler - Stack Economizer | A | Integrated Unit Energy Savings (kWh or therms) | Achievable Economic RVT Potential | 0 | 0 | 0 | 0 | 0 | 0 | 0 | 0 | 0 | 0 | 0 | 0 | 0 | 0 | 0 | 0 | 0 | 0 | 0 | 0 | 0 | 0 | 0 | 0 | 0 | 0 | 0 | 0 | 0 | 0 | 0
F2_Industrial_Wood and Lumber Products_New_Space Heating_Natural Gas_Gas Boiler - Stack Economizer_A_Achievable Economic RVT Potential | F2 | Industrial | Wood and Lumber Products | New | Space Heating | Natural Gas | Gas Boiler - Stack Economizer | A | Integrated Unit Summer Peak Savings (kW) | Achievable Economic RVT Potential | 0 | 0 | 0 | 0 | 0 | 0 | 0 | 0 | 0 | 0 | 0 | 0 | 0 | 0 | 0 | 0 | 0 | 0 | 0 | 0 | 0 | 0 | 0 | 0 | 0 | 0 | 0 | 0 | 0 | 0 | 0
F3_Industrial_Wood and Lumber Products_New_Space Heating_Natural Gas_Gas Boiler - Stack Economizer_A_Achievable Economic RVT Potential | F3 | Industrial | Wood and Lumber Products | New | Space Heating | Natural Gas | Gas Boiler - Stack Economizer | A | Integrated Unit Winter Peak Savings (kW) | Achievable Economic RVT Potential | 0 | 0 | 0 | 0 | 0 | 0 | 0 | 0 | 0 | 0 | 0 | 0 | 0 | 0 | 0 | 0 | 0 | 0 | 0 | 0 | 0 | 0 | 0 | 0 | 0 | 0 | 0 | 0 | 0 | 0 | 0
F4_Industrial_Wood and Lumber Products_New_Space Heating_Natural Gas_Gas Boiler - Stack Economizer_A_Achievable Economic RVT Potential | F4 | Industrial | Wood and Lumber Products | New | Space Heating | Natural Gas | Gas Boiler - Stack Economizer | A | Incremental Energy Savings (MWh or mTherms) | Achievable Economic RVT Potential | 0 | 0 | 0 | 0 | 0 | 0 | 0 | 0 | 0 | 0 | 0 | 0 | 0 | 0 | 0 | 0 | 0 | 0 | 0 | 0 | 0 | 0 | 0 | 0 | 0 | 0 | 0 | 0 | 0 | 0 | 0
F5_Industrial_Wood and Lumber Products_New_Space Heating_Natural Gas_Gas Boiler - Stack Economizer_A_Achievable Economic RVT Potential | F5 | Industrial | Wood and Lumber Products | New | Space Heating | Natural Gas | Gas Boiler - Stack Economizer | A | Incremental Summer Peak Savings (MW) | Achievable Economic RVT Potential | 0 | 0 | 0 | 0 | 0 | 0 | 0 | 0 | 0 | 0 | 0 | 0 | 0 | 0 | 0 | 0 | 0 | 0 | 0 | 0 | 0 | 0 | 0 | 0 | 0 | 0 | 0 | 0 | 0 | 0 | 0
F6_Industrial_Wood and Lumber Products_New_Space Heating_Natural Gas_Gas Boiler - Stack Economizer_A_Achievable Economic RVT Potential | F6 | Industrial | Wood and Lumber Products | New | Space Heating | Natural Gas | Gas Boiler - Stack Economizer | A | Incremental Winter Peak Savings (MW) | Achievable Economic RVT Potential | 0 | 0 | 0 | 0 | 0 | 0 | 0 | 0 | 0 | 0 | 0 | 0 | 0 | 0 | 0 | 0 | 0 | 0 | 0 | 0 | 0 | 0 | 0 | 0 | 0 | 0 | 0 | 0 | 0 | 0 | 0
F7_Industrial_Wood and Lumber Products_New_Space Heating_Natural Gas_Gas Boiler - Stack Economizer_A_Achievable Economic RVT Potential | F7 | Industrial | Wood and Lumber Products | New | Space Heating | Natural Gas | Gas Boiler - Stack Economizer | A | Cumulative Energy Savings (MWh or mTherms) | Achievable Economic RVT Potential | 0 | 0 | 0 | 0 | 0 | 0 | 0 | 0 | 0 | 0 | 0 | 0 | 0 | 0 | 0 | 0 | 0 | 0 | 0 | 0 | 0 | 0 | 0 | 0 | 0 | 0 | 0 | 0 | 0 | 0 | 0
F8_Industrial_Wood and Lumber Products_New_Space Heating_Natural Gas_Gas Boiler - Stack Economizer_A_Achievable Economic RVT Potential | F8 | Industrial | Wood and Lumber Products | New | Space Heating | Natural Gas | Gas Boiler - Stack Economizer | A | Cumulative Summer Peak Savings (MW) | Achievable Economic RVT Potential | 0 | 0 | 0 | 0 | 0 | 0 | 0 | 0 | 0 | 0 | 0 | 0 | 0 | 0 | 0 | 0 | 0 | 0 | 0 | 0 | 0 | 0 | 0 | 0 | 0 | 0 | 0 | 0 | 0 | 0 | 0
F9_Industrial_Wood and Lumber Products_New_Space Heating_Natural Gas_Gas Boiler - Stack Economizer_A_Achievable Economic RVT Potential | F9 | Industrial | Wood and Lumber Products | New | Space Heating | Natural Gas | Gas Boiler - Stack Economizer | A | Cumulative Winter Peak Savings (MW) | Achievable Economic RVT Potential | 0 | 0 | 0 | 0 | 0 | 0 | 0 | 0 | 0 | 0 | 0 | 0 | 0 | 0 | 0 | 0 | 0 | 0 | 0 | 0 | 0 | 0 | 0 | 0 | 0 | 0 | 0 | 0 | 0 | 0 | 0
F10_Industrial_Wood and Lumber Products_New_Space Heating_Natural Gas_Gas Boiler - Stack Economizer_A_Achievable Economic RVT Potential | F10 | Industrial | Wood and Lumber Products | New | Space Heating | Natural Gas | Gas Boiler - Stack Economizer | A | Purchases (Incremental) | Achievable Economic RVT Potential | 0 | 0 | 0 | 0 | 0 | 0 | 0 | 0 | 0 | 0 | 0 | 0 | 0 | 0 | 0 | 0 | 0 | 0 | 0 | 0 | 0 | 0 | 0 | 0 | 0 | 0 | 0 | 0 | 0 | 0 | 0
F11_Industrial_Wood and Lumber Products_New_Space Heating_Natural Gas_Gas Boiler - Stack Economizer_A_Achievable Economic RVT Potential | F11 | Industrial | Wood and Lumber Products | New | Space Heating | Natural Gas | Gas Boiler - Stack Economizer | A | Purchases (Cumulative) | Achievable Economic RVT Potential | 0 | 0 | 0 | 0 | 0 | 0 | 0 | 0 | 0 | 0 | 0 | 0 | 0 | 0 | 0 | 0 | 0 | 0 | 0 | 0 | 0 | 0 | 0 | 0 | 0 | 0 | 0 | 0 | 0 | 0 | 0
F1_Industrial_Wood and Lumber Products_New_Process_Natural Gas_Gas Boiler - Stack Economizer_A_Achievable Economic RVT Potential | F1 | Industrial | Wood and Lumber Products | New | Process | Natural Gas | Gas Boiler - Stack Economizer | A | Integrated Unit Energy Savings (kWh or therms) | Achievable Economic RVT Potential | 0 | 0 | 0 | 0 | 0 | 8.2812 | 8.2809 | 8.2807 | 8.2809 | 8.281 | 8.281 | 8.2811 | 8.2812 | 8.2812 | 8.2812 | 8.2813 | 8.2813 | 8.2813 | 8.2814 | 8.2814 | 8.2814 | 8.2814 | 8.2814 | 8.2815 | 8.2815 | 8.2815 | 8.2815 | 8.2815 | 8.2818 | 8.2818 | 8.2818
F2_Industrial_Wood and Lumber Products_New_Process_Natural Gas_Gas Boiler - Stack Economizer_A_Achievable Economic RVT Potential | F2 | Industrial | Wood and Lumber Products | New | Process | Natural Gas | Gas Boiler - Stack Economizer | A | Integrated Unit Summer Peak Savings (kW) | Achievable Economic RVT Potential | 0 | 0 | 0 | 0 | 0 | 0 | 0 | 0 | 0 | 0 | 0 | 0 | 0 | 0 | 0 | 0 | 0 | 0 | 0 | 0 | 0 | 0 | 0 | 0 | 0 | 0 | 0 | 0 | 0 | 0 | 0
F3_Industrial_Wood and Lumber Products_New_Process_Natural Gas_Gas Boiler - Stack Economizer_A_Achievable Economic RVT Potential | F3 | Industrial | Wood and Lumber Products | New | Process | Natural Gas | Gas Boiler - Stack Economizer | A | Integrated Unit Winter Peak Savings (kW) | Achievable Economic RVT Potential | 0 | 0 | 0 | 0 | 0 | 0 | 0 | 0 | 0 | 0 | 0 | 0 | 0 | 0 | 0 | 0 | 0 | 0 | 0 | 0 | 0 | 0 | 0 | 0 | 0 | 0 | 0 | 0 | 0 | 0 | 0
F4_Industrial_Wood and Lumber Products_New_Process_Natural Gas_Gas Boiler - Stack Economizer_A_Achievable Economic RVT Potential | F4 | Industrial | Wood and Lumber Products | New | Process | Natural Gas | Gas Boiler - Stack Economizer | A | Incremental Energy Savings (MWh or mTherms) | Achievable Economic RVT Potential | 0 | 0 | 0 | 0 | 0 | 0 | 0 | 0 | 0 | 0 | 0 | 0 | 0 | 0 | 0 | 0 | 0 | 0 | 0 | 0 | 0 | 0 | 0 | 0 | 0 | 0 | 0 | 0 | 0 | 0 | 0
F5_Industrial_Wood and Lumber Products_New_Process_Natural Gas_Gas Boiler - Stack Economizer_A_Achievable Economic RVT Potential | F5 | Industrial | Wood and Lumber Products | New | Process | Natural Gas | Gas Boiler - Stack Economizer | A | Incremental Summer Peak Savings (MW) | Achievable Economic RVT Potential | 0 | 0 | 0 | 0 | 0 | 0 | 0 | 0 | 0 | 0 | 0 | 0 | 0 | 0 | 0 | 0 | 0 | 0 | 0 | 0 | 0 | 0 | 0 | 0 | 0 | 0 | 0 | 0 | 0 | 0 | 0
F6_Industrial_Wood and Lumber Products_New_Process_Natural Gas_Gas Boiler - Stack Economizer_A_Achievable Economic RVT Potential | F6 | Industrial | Wood and Lumber Products | New | Process | Natural Gas | Gas Boiler - Stack Economizer | A | Incremental Winter Peak Savings (MW) | Achievable Economic RVT Potential | 0 | 0 | 0 | 0 | 0 | 0 | 0 | 0 | 0 | 0 | 0 | 0 | 0 | 0 | 0 | 0 | 0 | 0 | 0 | 0 | 0 | 0 | 0 | 0 | 0 | 0 | 0 | 0 | 0 | 0 | 0
F7_Industrial_Wood and Lumber Products_New_Process_Natural Gas_Gas Boiler - Stack Economizer_A_Achievable Economic RVT Potential | F7 | Industrial | Wood and Lumber Products | New | Process | Natural Gas | Gas Boiler - Stack Economizer | A | Cumulative Energy Savings (MWh or mTherms) | Achievable Economic RVT Potential | 0 | 0 | 0 | 0 | 0 | 0 | 0 | 0 | 0 | 0 | 0 | 0 | 0 | 0 | 0 | 0 | 0 | 0 | 0 | 0 | 0 | 0 | 0 | 0 | 0 | 0 | 0 | 0 | 0 | 0 | 0
F8_Industrial_Wood and Lumber Products_New_Process_Natural Gas_Gas Boiler - Stack Economizer_A_Achievable Economic RVT Potential | F8 | Industrial | Wood and Lumber Products | New | Process | Natural Gas | Gas Boiler - Stack Economizer | A | Cumulative Summer Peak Savings (MW) | Achievable Economic RVT Potential | 0 | 0 | 0 | 0 | 0 | 0 | 0 | 0 | 0 | 0 | 0 | 0 | 0 | 0 | 0 | 0 | 0 | 0 | 0 | 0 | 0 | 0 | 0 | 0 | 0 | 0 | 0 | 0 | 0 | 0 | 0
F9_Industrial_Wood and Lumber Products_New_Process_Natural Gas_Gas Boiler - Stack Economizer_A_Achievable Economic RVT Potential | F9 | Industrial | Wood and Lumber Products | New | Process | Natural Gas | Gas Boiler - Stack Economizer | A | Cumulative Winter Peak Savings (MW) | Achievable Economic RVT Potential | 0 | 0 | 0 | 0 | 0 | 0 | 0 | 0 | 0 | 0 | 0 | 0 | 0 | 0 | 0 | 0 | 0 | 0 | 0 | 0 | 0 | 0 | 0 | 0 | 0 | 0 | 0 | 0 | 0 | 0 | 0
F10_Industrial_Wood and Lumber Products_New_Process_Natural Gas_Gas Boiler - Stack Economizer_A_Achievable Economic RVT Potential | F10 | Industrial | Wood and Lumber Products | New | Process | Natural Gas | Gas Boiler - Stack Economizer | A | Purchases (Incremental) | Achievable Economic RVT Potential | 0 | 0 | 0 | 0 | 0 | 0 | 0 | 0 | 0 | 0 | 0 | 0 | 0 | 0 | 0 | 0 | 0 | 0 | 0 | 0 | 0 | 0 | 0 | 0 | 0 | 0 | 0 | 0 | 0 | 0 | 0
F11_Industrial_Wood and Lumber Products_New_Process_Natural Gas_Gas Boiler - Stack Economizer_A_Achievable Economic RVT Potential | F11 | Industrial | Wood and Lumber Products | New | Process | Natural Gas | Gas Boiler - Stack Economizer | A | Purchases (Cumulative) | Achievable Economic RVT Potential | 0 | 0 | 0 | 0 | 0 | 0 | 0 | 0 | 0 | 0 | 0 | 0 | 0 | 0 | 0 | 0 | 0 | 0 | 0 | 0 | 0 | 0 | 0 | 0 | 0 | 0 | 0 | 0 | 0 | 0 | 0
F1_Industrial_Wood and Lumber Products_New_Space Heating_Natural Gas_Gas Furnace Tube Inserts_A_Achievable Economic RVT Potential | F1 | Industrial | Wood and Lumber Products | New | Space Heating | Natural Gas | Gas Furnace Tube Inserts | A | Integrated Unit Energy Savings (kWh or therms) | Achievable Economic RVT Potential | 0 | 0 | 0 | 0 | 0 | 0 | 0 | 0 | 0 | 0 | 0 | 0 | 0 | 0 | 0 | 0 | 0 | 0 | 0 | 0 | 0 | 0 | 0 | 0 | 0 | 0 | 0 | 0 | 0 | 0 | 0
F2_Industrial_Wood and Lumber Products_New_Space Heating_Natural Gas_Gas Furnace Tube Inserts_A_Achievable Economic RVT Potential | F2 | Industrial | Wood and Lumber Products | New | Space Heating | Natural Gas | Gas Furnace Tube Inserts | A | Integrated Unit Summer Peak Savings (kW) | Achievable Economic RVT Potential | 0 | 0 | 0 | 0 | 0 | 0 | 0 | 0 | 0 | 0 | 0 | 0 | 0 | 0 | 0 | 0 | 0 | 0 | 0 | 0 | 0 | 0 | 0 | 0 | 0 | 0 | 0 | 0 | 0 | 0 | 0
F3_Industrial_Wood and Lumber Products_New_Space Heating_Natural Gas_Gas Furnace Tube Inserts_A_Achievable Economic RVT Potential | F3 | Industrial | Wood and Lumber Products | New | Space Heating | Natural Gas | Gas Furnace Tube Inserts | A | Integrated Unit Winter Peak Savings (kW) | Achievable Economic RVT Potential | 0 | 0 | 0 | 0 | 0 | 0 | 0 | 0 | 0 | 0 | 0 | 0 | 0 | 0 | 0 | 0 | 0 | 0 | 0 | 0 | 0 | 0 | 0 | 0 | 0 | 0 | 0 | 0 | 0 | 0 | 0
F4_Industrial_Wood and Lumber Products_New_Space Heating_Natural Gas_Gas Furnace Tube Inserts_A_Achievable Economic RVT Potential | F4 | Industrial | Wood and Lumber Products | New | Space Heating | Natural Gas | Gas Furnace Tube Inserts | A | Incremental Energy Savings (MWh or mTherms) | Achievable Economic RVT Potential | 0 | 0 | 0 | 0 | 0 | 0 | 0 | 0 | 0 | 0 | 0 | 0 | 0 | 0 | 0 | 0 | 0 | 0 | 0 | 0 | 0 | 0 | 0 | 0 | 0 | 0 | 0 | 0 | 0 | 0 | 0
F5_Industrial_Wood and Lumber Products_New_Space Heating_Natural Gas_Gas Furnace Tube Inserts_A_Achievable Economic RVT Potential | F5 | Industrial | Wood and Lumber Products | New | Space Heating | Natural Gas | Gas Furnace Tube Inserts | A | Incremental Summer Peak Savings (MW) | Achievable Economic RVT Potential | 0 | 0 | 0 | 0 | 0 | 0 | 0 | 0 | 0 | 0 | 0 | 0 | 0 | 0 | 0 | 0 | 0 | 0 | 0 | 0 | 0 | 0 | 0 | 0 | 0 | 0 | 0 | 0 | 0 | 0 | 0
F6_Industrial_Wood and Lumber Products_New_Space Heating_Natural Gas_Gas Furnace Tube Inserts_A_Achievable Economic RVT Potential | F6 | Industrial | Wood and Lumber Products | New | Space Heating | Natural Gas | Gas Furnace Tube Inserts | A | Incremental Winter Peak Savings (MW) | Achievable Economic RVT Potential | 0 | 0 | 0 | 0 | 0 | 0 | 0 | 0 | 0 | 0 | 0 | 0 | 0 | 0 | 0 | 0 | 0 | 0 | 0 | 0 | 0 | 0 | 0 | 0 | 0 | 0 | 0 | 0 | 0 | 0 | 0
F7_Industrial_Wood and Lumber Products_New_Space Heating_Natural Gas_Gas Furnace Tube Inserts_A_Achievable Economic RVT Potential | F7 | Industrial | Wood and Lumber Products | New | Space Heating | Natural Gas | Gas Furnace Tube Inserts | A | Cumulative Energy Savings (MWh or mTherms) | Achievable Economic RVT Potential | 0 | 0 | 0 | 0 | 0 | 0 | 0 | 0 | 0 | 0 | 0 | 0 | 0 | 0 | 0 | 0 | 0 | 0 | 0 | 0 | 0 | 0 | 0 | 0 | 0 | 0 | 0 | 0 | 0 | 0 | 0
F8_Industrial_Wood and Lumber Products_New_Space Heating_Natural Gas_Gas Furnace Tube Inserts_A_Achievable Economic RVT Potential | F8 | Industrial | Wood and Lumber Products | New | Space Heating | Natural Gas | Gas Furnace Tube Inserts | A | Cumulative Summer Peak Savings (MW) | Achievable Economic RVT Potential | 0 | 0 | 0 | 0 | 0 | 0 | 0 | 0 | 0 | 0 | 0 | 0 | 0 | 0 | 0 | 0 | 0 | 0 | 0 | 0 | 0 | 0 | 0 | 0 | 0 | 0 | 0 | 0 | 0 | 0 | 0
F9_Industrial_Wood and Lumber Products_New_Space Heating_Natural Gas_Gas Furnace Tube Inserts_A_Achievable Economic RVT Potential | F9 | Industrial | Wood and Lumber Products | New | Space Heating | Natural Gas | Gas Furnace Tube Inserts | A | Cumulative Winter Peak Savings (MW) | Achievable Economic RVT Potential | 0 | 0 | 0 | 0 | 0 | 0 | 0 | 0 | 0 | 0 | 0 | 0 | 0 | 0 | 0 | 0 | 0 | 0 | 0 | 0 | 0 | 0 | 0 | 0 | 0 | 0 | 0 | 0 | 0 | 0 | 0
F10_Industrial_Wood and Lumber Products_New_Space Heating_Natural Gas_Gas Furnace Tube Inserts_A_Achievable Economic RVT Potential | F10 | Industrial | Wood and Lumber Products | New | Space Heating | Natural Gas | Gas Furnace Tube Inserts | A | Purchases (Incremental) | Achievable Economic RVT Potential | 0 | 0 | 0 | 0 | 0 | 0 | 0 | 0 | 0 | 0 | 0 | 0 | 0 | 0 | 0 | 0 | 0 | 0 | 0 | 0 | 0 | 0 | 0 | 0 | 0 | 0 | 0 | 0 | 0 | 0 | 0
F11_Industrial_Wood and Lumber Products_New_Space Heating_Natural Gas_Gas Furnace Tube Inserts_A_Achievable Economic RVT Potential | F11 | Industrial | Wood and Lumber Products | New | Space Heating | Natural Gas | Gas Furnace Tube Inserts | A | Purchases (Cumulative) | Achievable Economic RVT Potential | 0 | 0 | 0 | 0 | 0 | 0 | 0 | 0 | 0 | 0 | 0 | 0 | 0 | 0 | 0 | 0 | 0 | 0 | 0 | 0 | 0 | 0 | 0 | 0 | 0 | 0 | 0 | 0 | 0 | 0 | 0
F1_Industrial_Wood and Lumber Products_New_Space Heating_Natural Gas_Space Heating - Heat Recovery Ventilator_A_Achievable Economic RVT Potential | F1 | Industrial | Wood and Lumber Products | New | Space Heating | Natural Gas | Space Heating - Heat Recovery Ventilator | A | Integrated Unit Energy Savings (kWh or therms) | Achievable Economic RVT Potential | 0 | 0 | 0 | 0 | 0 | 0.012438 | 0.012233 | 0.012064 | 0.011917 | 0.011784 | 0.011663 | 0.011518 | 0.011362 | 0.011202 | 0.011043 | 0.010899 | 0.010767 | 0.010656 | 0.010511 | 0.010399 | 0.010315 | 0.010249 | 0.010214 | 0.010192 | 0.010181 | 0.010176 | 0.010175 | 0.010176 | 0 | 0 | 0
F2_Industrial_Wood and Lumber Products_New_Space Heating_Natural Gas_Space Heating - Heat Recovery Ventilator_A_Achievable Economic RVT Potential | F2 | Industrial | Wood and Lumber Products | New | Space Heating | Natural Gas | Space Heating - Heat Recovery Ventilator | A | Integrated Unit Summer Peak Savings (kW) | Achievable Economic RVT Potential | 0 | 0 | 0 | 0 | 0 | 0 | 0 | 0 | 0 | 0 | 0 | 0 | 0 | 0 | 0 | 0 | 0 | 0 | 0 | 0 | 0 | 0 | 0 | 0 | 0 | 0 | 0 | 0 | 0 | 0 | 0
F3_Industrial_Wood and Lumber Products_New_Space Heating_Natural Gas_Space Heating - Heat Recovery Ventilator_A_Achievable Economic RVT Potential | F3 | Industrial | Wood and Lumber Products | New | Space Heating | Natural Gas | Space Heating - Heat Recovery Ventilator | A | Integrated Unit Winter Peak Savings (kW) | Achievable Economic RVT Potential | 0 | 0 | 0 | 0 | 0 | 0 | 0 | 0 | 0 | 0 | 0 | 0 | 0 | 0 | 0 | 0 | 0 | 0 | 0 | 0 | 0 | 0 | 0 | 0 | 0 | 0 | 0 | 0 | 0 | 0 | 0
F4_Industrial_Wood and Lumber Products_New_Space Heating_Natural Gas_Space Heating - Heat Recovery Ventilator_A_Achievable Economic RVT Potential | F4 | Industrial | Wood and Lumber Products | New | Space Heating | Natural Gas | Space Heating - Heat Recovery Ventilator | A | Incremental Energy Savings (MWh or mTherms) | Achievable Economic RVT Potential | 0 | 0 | 0 | 0 | 0 | 0 | 0 | 0 | 0 | 0 | 0 | 0 | 0 | 0 | 0 | 0 | 0 | 0 | 0 | 0 | 0 | 0 | 0 | 0 | 0 | 0 | 0 | 0 | 0 | 0 | 0
F5_Industrial_Wood and Lumber Products_New_Space Heating_Natural Gas_Space Heating - Heat Recovery Ventilator_A_Achievable Economic RVT Potential | F5 | Industrial | Wood and Lumber Products | New | Space Heating | Natural Gas | Space Heating - Heat Recovery Ventilator | A | Incremental Summer Peak Savings (MW) | Achievable Economic RVT Potential | 0 | 0 | 0 | 0 | 0 | 0 | 0 | 0 | 0 | 0 | 0 | 0 | 0 | 0 | 0 | 0 | 0 | 0 | 0 | 0 | 0 | 0 | 0 | 0 | 0 | 0 | 0 | 0 | 0 | 0 | 0
F6_Industrial_Wood and Lumber Products_New_Space Heating_Natural Gas_Space Heating - Heat Recovery Ventilator_A_Achievable Economic RVT Potential | F6 | Industrial | Wood and Lumber Products | New | Space Heating | Natural Gas | Space Heating - Heat Recovery Ventilator | A | Incremental Winter Peak Savings (MW) | Achievable Economic RVT Potential | 0 | 0 | 0 | 0 | 0 | 0 | 0 | 0 | 0 | 0 | 0 | 0 | 0 | 0 | 0 | 0 | 0 | 0 | 0 | 0 | 0 | 0 | 0 | 0 | 0 | 0 | 0 | 0 | 0 | 0 | 0
F7_Industrial_Wood and Lumber Products_New_Space Heating_Natural Gas_Space Heating - Heat Recovery Ventilator_A_Achievable Economic RVT Potential | F7 | Industrial | Wood and Lumber Products | New | Space Heating | Natural Gas | Space Heating - Heat Recovery Ventilator | A | Cumulative Energy Savings (MWh or mTherms) | Achievable Economic RVT Potential | 0 | 0 | 0 | 0 | 0 | 0 | 0 | 0 | 0 | 0 | 0 | 0 | 0 | 0 | 0 | 0 | 0 | 0 | 0 | 0 | 0 | 0 | 0 | 0 | 0 | 0 | 0 | 0 | 0 | 0 | 0
F8_Industrial_Wood and Lumber Products_New_Space Heating_Natural Gas_Space Heating - Heat Recovery Ventilator_A_Achievable Economic RVT Potential | F8 | Industrial | Wood and Lumber Products | New | Space Heating | Natural Gas | Space Heating - Heat Recovery Ventilator | A | Cumulative Summer Peak Savings (MW) | Achievable Economic RVT Potential | 0 | 0 | 0 | 0 | 0 | 0 | 0 | 0 | 0 | 0 | 0 | 0 | 0 | 0 | 0 | 0 | 0 | 0 | 0 | 0 | 0 | 0 | 0 | 0 | 0 | 0 | 0 | 0 | 0 | 0 | 0
F9_Industrial_Wood and Lumber Products_New_Space Heating_Natural Gas_Space Heating - Heat Recovery Ventilator_A_Achievable Economic RVT Potential | F9 | Industrial | Wood and Lumber Products | New | Space Heating | Natural Gas | Space Heating - Heat Recovery Ventilator | A | Cumulative Winter Peak Savings (MW) | Achievable Economic RVT Potential | 0 | 0 | 0 | 0 | 0 | 0 | 0 | 0 | 0 | 0 | 0 | 0 | 0 | 0 | 0 | 0 | 0 | 0 | 0 | 0 | 0 | 0 | 0 | 0 | 0 | 0 | 0 | 0 | 0 | 0 | 0
F10_Industrial_Wood and Lumber Products_New_Space Heating_Natural Gas_Space Heating - Heat Recovery Ventilator_A_Achievable Economic RVT Potential | F10 | Industrial | Wood and Lumber Products | New | Space Heating | Natural Gas | Space Heating - Heat Recovery Ventilator | A | Purchases (Incremental) | Achievable Economic RVT Potential | 0 | 0 | 0 | 0 | 0 | 0 | 0 | 0 | 0 | 0 | 0 | 0 | 0 | 0 | 0 | 0 | 0 | 0 | 0 | 0 | 0 | 0 | 0 | 0 | 0 | 0 | 0 | 0 | 0 | 0 | 0
F11_Industrial_Wood and Lumber Products_New_Space Heating_Natural Gas_Space Heating - Heat Recovery Ventilator_A_Achievable Economic RVT Potential | F11 | Industrial | Wood and Lumber Products | New | Space Heating | Natural Gas | Space Heating - Heat Recovery Ventilator | A | Purchases (Cumulative) | Achievable Economic RVT Potential | 0 | 0 | 0 | 0 | 0 | 0 | 0 | 0 | 0 | 0 | 0 | 0 | 0 | 0 | 0 | 0 | 0 | 0 | 0 | 0 | 0 | 0 | 0 | 0 | 0 | 0 | 0 | 0 | 0 | 0 | 0
F1_Industrial_Wood and Lumber Products_New_Space Heating_Natural Gas_Thermostat - Programmable_A_Achievable Economic RVT Potential | F1 | Industrial | Wood and Lumber Products | New | Space Heating | Natural Gas | Thermostat - Programmable | A | Integrated Unit Energy Savings (kWh or therms) | Achievable Economic RVT Potential | 0 | 0 | 0 | 0 | 0 | 0.0061791 | 0.0060774 | 0.0059931 | 0.00592 | 0.005854 | 0.005794 | 0.0057222 | 0.0056443 | 0.0055649 | 0.0054861 | 0.0054143 | 0.005349 | 0.0052937 | 0.0052217 | 0.0051663 | 0.0051245 | 0.0050918 | 0.0050741 | 0.0050634 | 0.0050576 | 0.0050553 | 0.0050546 | 0.0050554 | 0 | 0 | 0
F2_Industrial_Wood and Lumber Products_New_Space Heating_Natural Gas_Thermostat - Programmable_A_Achievable Economic RVT Potential | F2 | Industrial | Wood and Lumber Products | New | Space Heating | Natural Gas | Thermostat - Programmable | A | Integrated Unit Summer Peak Savings (kW) | Achievable Economic RVT Potential | 0 | 0 | 0 | 0 | 0 | 0 | 0 | 0 | 0 | 0 | 0 | 0 | 0 | 0 | 0 | 0 | 0 | 0 | 0 | 0 | 0 | 0 | 0 | 0 | 0 | 0 | 0 | 0 | 0 | 0 | 0
F3_Industrial_Wood and Lumber Products_New_Space Heating_Natural Gas_Thermostat - Programmable_A_Achievable Economic RVT Potential | F3 | Industrial | Wood and Lumber Products | New | Space Heating | Natural Gas | Thermostat - Programmable | A | Integrated Unit Winter Peak Savings (kW) | Achievable Economic RVT Potential | 0 | 0 | 0 | 0 | 0 | 0 | 0 | 0 | 0 | 0 | 0 | 0 | 0 | 0 | 0 | 0 | 0 | 0 | 0 | 0 | 0 | 0 | 0 | 0 | 0 | 0 | 0 | 0 | 0 | 0 | 0
F4_Industrial_Wood and Lumber Products_New_Space Heating_Natural Gas_Thermostat - Programmable_A_Achievable Economic RVT Potential | F4 | Industrial | Wood and Lumber Products | New | Space Heating | Natural Gas | Thermostat - Programmable | A | Incremental Energy Savings (MWh or mTherms) | Achievable Economic RVT Potential | 0 | 0 | 0 | 0 | 0 | 0 | 0 | 0 | 0 | 0 | 0 | 0 | 0 | 0 | 0 | 0 | 0 | 0 | 0 | 0 | 0 | 0 | 0 | 0 | 0 | 0 | 0 | 0 | 0 | 0 | 0
F5_Industrial_Wood and Lumber Products_New_Space Heating_Natural Gas_Thermostat - Programmable_A_Achievable Economic RVT Potential | F5 | Industrial | Wood and Lumber Products | New | Space Heating | Natural Gas | Thermostat - Programmable | A | Incremental Summer Peak Savings (MW) | Achievable Economic RVT Potential | 0 | 0 | 0 | 0 | 0 | 0 | 0 | 0 | 0 | 0 | 0 | 0 | 0 | 0 | 0 | 0 | 0 | 0 | 0 | 0 | 0 | 0 | 0 | 0 | 0 | 0 | 0 | 0 | 0 | 0 | 0
F6_Industrial_Wood and Lumber Products_New_Space Heating_Natural Gas_Thermostat - Programmable_A_Achievable Economic RVT Potential | F6 | Industrial | Wood and Lumber Products | New | Space Heating | Natural Gas | Thermostat - Programmable | A | Incremental Winter Peak Savings (MW) | Achievable Economic RVT Potential | 0 | 0 | 0 | 0 | 0 | 0 | 0 | 0 | 0 | 0 | 0 | 0 | 0 | 0 | 0 | 0 | 0 | 0 | 0 | 0 | 0 | 0 | 0 | 0 | 0 | 0 | 0 | 0 | 0 | 0 | 0
F7_Industrial_Wood and Lumber Products_New_Space Heating_Natural Gas_Thermostat - Programmable_A_Achievable Economic RVT Potential | F7 | Industrial | Wood and Lumber Products | New | Space Heating | Natural Gas | Thermostat - Programmable | A | Cumulative Energy Savings (MWh or mTherms) | Achievable Economic RVT Potential | 0 | 0 | 0 | 0 | 0 | 0 | 0 | 0 | 0 | 0 | 0 | 0 | 0 | 0 | 0 | 0 | 0 | 0 | 0 | 0 | 0 | 0 | 0 | 0 | 0 | 0 | 0 | 0 | 0 | 0 | 0
F8_Industrial_Wood and Lumber Products_New_Space Heating_Natural Gas_Thermostat - Programmable_A_Achievable Economic RVT Potential | F8 | Industrial | Wood and Lumber Products | New | Space Heating | Natural Gas | Thermostat - Programmable | A | Cumulative Summer Peak Savings (MW) | Achievable Economic RVT Potential | 0 | 0 | 0 | 0 | 0 | 0 | 0 | 0 | 0 | 0 | 0 | 0 | 0 | 0 | 0 | 0 | 0 | 0 | 0 | 0 | 0 | 0 | 0 | 0 | 0 | 0 | 0 | 0 | 0 | 0 | 0
F9_Industrial_Wood and Lumber Products_New_Space Heating_Natural Gas_Thermostat - Programmable_A_Achievable Economic RVT Potential | F9 | Industrial | Wood and Lumber Products | New | Space Heating | Natural Gas | Thermostat - Programmable | A | Cumulative Winter Peak Savings (MW) | Achievable Economic RVT Potential | 0 | 0 | 0 | 0 | 0 | 0 | 0 | 0 | 0 | 0 | 0 | 0 | 0 | 0 | 0 | 0 | 0 | 0 | 0 | 0 | 0 | 0 | 0 | 0 | 0 | 0 | 0 | 0 | 0 | 0 | 0
F10_Industrial_Wood and Lumber Products_New_Space Heating_Natural Gas_Thermostat - Programmable_A_Achievable Economic RVT Potential | F10 | Industrial | Wood and Lumber Products | New | Space Heating | Natural Gas | Thermostat - Programmable | A | Purchases (Incremental) | Achievable Economic RVT Potential | 0 | 0 | 0 | 0 | 0 | 0 | 0 | 0 | 0 | 0 | 0 | 0 | 0 | 0 | 0 | 0 | 0 | 0 | 0 | 0 | 0 | 0 | 0 | 0 | 0 | 0 | 0 | 0 | 0 | 0 | 0
F11_Industrial_Wood and Lumber Products_New_Space Heating_Natural Gas_Thermostat - Programmable_A_Achievable Economic RVT Potential | F11 | Industrial | Wood and Lumber Products | New | Space Heating | Natural Gas | Thermostat - Programmable | A | Purchases (Cumulative) | Achievable Economic RVT Potential | 0 | 0 | 0 | 0 | 0 | 0 | 0 | 0 | 0 | 0 | 0 | 0 | 0 | 0 | 0 | 0 | 0 | 0 | 0 | 0 | 0 | 0 | 0 | 0 | 0 | 0 | 0 | 0 | 0 | 0 | 0
F1_Industrial_Wood and Lumber Products_New_Space Heating_Natural Gas_ENERGY STAR Connected Thermostat_A_Achievable Economic RVT Potential | F1 | Industrial | Wood and Lumber Products | New | Space Heating | Natural Gas | ENERGY STAR Connected Thermostat | A | Integrated Unit Energy Savings (kWh or therms) | Achievable Economic RVT Potential | 0 | 0 | 0 | 0 | 0 | 0.014546 | 0.014306 | 0.014108 | 0.013936 | 0.01378 | 0.013639 | 0.01347 | 0.013287 | 0.0131 | 0.012914 | 0.012745 | 0.012592 | 0.012461 | 0.012292 | 0.012161 | 0.012063 | 0.011986 | 0.011945 | 0.011919 | 0.011906 | 0.0119 | 0.011899 | 0.011901 | 0 | 0 | 0
F2_Industrial_Wood and Lumber Products_New_Space Heating_Natural Gas_ENERGY STAR Connected Thermostat_A_Achievable Economic RVT Potential | F2 | Industrial | Wood and Lumber Products | New | Space Heating | Natural Gas | ENERGY STAR Connected Thermostat | A | Integrated Unit Summer Peak Savings (kW) | Achievable Economic RVT Potential | 0 | 0 | 0 | 0 | 0 | 0 | 0 | 0 | 0 | 0 | 0 | 0 | 0 | 0 | 0 | 0 | 0 | 0 | 0 | 0 | 0 | 0 | 0 | 0 | 0 | 0 | 0 | 0 | 0 | 0 | 0
F3_Industrial_Wood and Lumber Products_New_Space Heating_Natural Gas_ENERGY STAR Connected Thermostat_A_Achievable Economic RVT Potential | F3 | Industrial | Wood and Lumber Products | New | Space Heating | Natural Gas | ENERGY STAR Connected Thermostat | A | Integrated Unit Winter Peak Savings (kW) | Achievable Economic RVT Potential | 0 | 0 | 0 | 0 | 0 | 0 | 0 | 0 | 0 | 0 | 0 | 0 | 0 | 0 | 0 | 0 | 0 | 0 | 0 | 0 | 0 | 0 | 0 | 0 | 0 | 0 | 0 | 0 | 0 | 0 | 0
F4_Industrial_Wood and Lumber Products_New_Space Heating_Natural Gas_ENERGY STAR Connected Thermostat_A_Achievable Economic RVT Potential | F4 | Industrial | Wood and Lumber Products | New | Space Heating | Natural Gas | ENERGY STAR Connected Thermostat | A | Incremental Energy Savings (MWh or mTherms) | Achievable Economic RVT Potential | 0 | 0 | 0 | 0 | 0 | 0 | 0 | 0 | 0 | 0 | 0 | 0 | 0 | 0 | 0 | 0 | 0 | 0 | 0 | 0 | 0 | 0 | 0 | 0 | 0 | 0 | 0 | 0 | 0 | 0 | 0
F5_Industrial_Wood and Lumber Products_New_Space Heating_Natural Gas_ENERGY STAR Connected Thermostat_A_Achievable Economic RVT Potential | F5 | Industrial | Wood and Lumber Products | New | Space Heating | Natural Gas | ENERGY STAR Connected Thermostat | A | Incremental Summer Peak Savings (MW) | Achievable Economic RVT Potential | 0 | 0 | 0 | 0 | 0 | 0 | 0 | 0 | 0 | 0 | 0 | 0 | 0 | 0 | 0 | 0 | 0 | 0 | 0 | 0 | 0 | 0 | 0 | 0 | 0 | 0 | 0 | 0 | 0 | 0 | 0
F6_Industrial_Wood and Lumber Products_New_Space Heating_Natural Gas_ENERGY STAR Connected Thermostat_A_Achievable Economic RVT Potential | F6 | Industrial | Wood and Lumber Products | New | Space Heating | Natural Gas | ENERGY STAR Connected Thermostat | A | Incremental Winter Peak Savings (MW) | Achievable Economic RVT Potential | 0 | 0 | 0 | 0 | 0 | 0 | 0 | 0 | 0 | 0 | 0 | 0 | 0 | 0 | 0 | 0 | 0 | 0 | 0 | 0 | 0 | 0 | 0 | 0 | 0 | 0 | 0 | 0 | 0 | 0 | 0
F7_Industrial_Wood and Lumber Products_New_Space Heating_Natural Gas_ENERGY STAR Connected Thermostat_A_Achievable Economic RVT Potential | F7 | Industrial | Wood and Lumber Products | New | Space Heating | Natural Gas | ENERGY STAR Connected Thermostat | A | Cumulative Energy Savings (MWh or mTherms) | Achievable Economic RVT Potential | 0 | 0 | 0 | 0 | 0 | 0 | 0 | 0 | 0 | 0 | 0 | 0 | 0 | 0 | 0 | 0 | 0 | 0 | 0 | 0 | 0 | 0 | 0 | 0 | 0 | 0 | 0 | 0 | 0 | 0 | 0
F8_Industrial_Wood and Lumber Products_New_Space Heating_Natural Gas_ENERGY STAR Connected Thermostat_A_Achievable Economic RVT Potential | F8 | Industrial | Wood and Lumber Products | New | Space Heating | Natural Gas | ENERGY STAR Connected Thermostat | A | Cumulative Summer Peak Savings (MW) | Achievable Economic RVT Potential | 0 | 0 | 0 | 0 | 0 | 0 | 0 | 0 | 0 | 0 | 0 | 0 | 0 | 0 | 0 | 0 | 0 | 0 | 0 | 0 | 0 | 0 | 0 | 0 | 0 | 0 | 0 | 0 | 0 | 0 | 0
F9_Industrial_Wood and Lumber Products_New_Space Heating_Natural Gas_ENERGY STAR Connected Thermostat_A_Achievable Economic RVT Potential | F9 | Industrial | Wood and Lumber Products | New | Space Heating | Natural Gas | ENERGY STAR Connected Thermostat | A | Cumulative Winter Peak Savings (MW) | Achievable Economic RVT Potential | 0 | 0 | 0 | 0 | 0 | 0 | 0 | 0 | 0 | 0 | 0 | 0 | 0 | 0 | 0 | 0 | 0 | 0 | 0 | 0 | 0 | 0 | 0 | 0 | 0 | 0 | 0 | 0 | 0 | 0 | 0
F10_Industrial_Wood and Lumber Products_New_Space Heating_Natural Gas_ENERGY STAR Connected Thermostat_A_Achievable Economic RVT Potential | F10 | Industrial | Wood and Lumber Products | New | Space Heating | Natural Gas | ENERGY STAR Connected Thermostat | A | Purchases (Incremental) | Achievable Economic RVT Potential | 0 | 0 | 0 | 0 | 0 | 0 | 0 | 0 | 0 | 0 | 0 | 0 | 0 | 0 | 0 | 0 | 0 | 0 | 0 | 0 | 0 | 0 | 0 | 0 | 0 | 0 | 0 | 0 | 0 | 0 | 0
F11_Industrial_Wood and Lumber Products_New_Space Heating_Natural Gas_ENERGY STAR Connected Thermostat_A_Achievable Economic RVT Potential | F11 | Industrial | Wood and Lumber Products | New | Space Heating | Natural Gas | ENERGY STAR Connected Thermostat | A | Purchases (Cumulative) | Achievable Economic RVT Potential | 0 | 0 | 0 | 0 | 0 | 0 | 0 | 0 | 0 | 0 | 0 | 0 | 0 | 0 | 0 | 0 | 0 | 0 | 0 | 0 | 0 | 0 | 0 | 0 | 0 | 0 | 0 | 0 | 0 | 0 | 0
F1_Industrial_Wood and Lumber Products_New_Space Heating_Natural Gas_Destratification Fans (HVLS)_A_Achievable Economic RVT Potential | F1 | Industrial | Wood and Lumber Products | New | Space Heating | Natural Gas | Destratification Fans (HVLS) | A | Integrated Unit Energy Savings (kWh or therms) | Achievable Economic RVT Potential | 0 | 0 | 0 | 0 | 0 | 0.014546 | 0.014306 | 0.014108 | 0.013936 | 0.01378 | 0.013639 | 0.01347 | 0.013287 | 0.0131 | 0.012914 | 0.012745 | 0.012592 | 0.012461 | 0.012292 | 0.012161 | 0.012063 | 0.011986 | 0.011945 | 0.011919 | 0.011906 | 0.0119 | 0.011899 | 0.011901 | 0 | 0 | 0
F2_Industrial_Wood and Lumber Products_New_Space Heating_Natural Gas_Destratification Fans (HVLS)_A_Achievable Economic RVT Potential | F2 | Industrial | Wood and Lumber Products | New | Space Heating | Natural Gas | Destratification Fans (HVLS) | A | Integrated Unit Summer Peak Savings (kW) | Achievable Economic RVT Potential | 0 | 0 | 0 | 0 | 0 | 0 | 0 | 0 | 0 | 0 | 0 | 0 | 0 | 0 | 0 | 0 | 0 | 0 | 0 | 0 | 0 | 0 | 0 | 0 | 0 | 0 | 0 | 0 | 0 | 0 | 0
F3_Industrial_Wood and Lumber Products_New_Space Heating_Natural Gas_Destratification Fans (HVLS)_A_Achievable Economic RVT Potential | F3 | Industrial | Wood and Lumber Products | New | Space Heating | Natural Gas | Destratification Fans (HVLS) | A | Integrated Unit Winter Peak Savings (kW) | Achievable Economic RVT Potential | 0 | 0 | 0 | 0 | 0 | 0 | 0 | 0 | 0 | 0 | 0 | 0 | 0 | 0 | 0 | 0 | 0 | 0 | 0 | 0 | 0 | 0 | 0 | 0 | 0 | 0 | 0 | 0 | 0 | 0 | 0
F4_Industrial_Wood and Lumber Products_New_Space Heating_Natural Gas_Destratification Fans (HVLS)_A_Achievable Economic RVT Potential | F4 | Industrial | Wood and Lumber Products | New | Space Heating | Natural Gas | Destratification Fans (HVLS) | A | Incremental Energy Savings (MWh or mTherms) | Achievable Economic RVT Potential | 0 | 0 | 0 | 0 | 0 | 0 | 0 | 0 | 0 | 0 | 0 | 0 | 0 | 0 | 0 | 0 | 0 | 0 | 0 | 0 | 0 | 0 | 0 | 0 | 0 | 0 | 0 | 0 | 0 | 0 | 0
F5_Industrial_Wood and Lumber Products_New_Space Heating_Natural Gas_Destratification Fans (HVLS)_A_Achievable Economic RVT Potential | F5 | Industrial | Wood and Lumber Products | New | Space Heating | Natural Gas | Destratification Fans (HVLS) | A | Incremental Summer Peak Savings (MW) | Achievable Economic RVT Potential | 0 | 0 | 0 | 0 | 0 | 0 | 0 | 0 | 0 | 0 | 0 | 0 | 0 | 0 | 0 | 0 | 0 | 0 | 0 | 0 | 0 | 0 | 0 | 0 | 0 | 0 | 0 | 0 | 0 | 0 | 0
F6_Industrial_Wood and Lumber Products_New_Space Heating_Natural Gas_Destratification Fans (HVLS)_A_Achievable Economic RVT Potential | F6 | Industrial | Wood and Lumber Products | New | Space Heating | Natural Gas | Destratification Fans (HVLS) | A | Incremental Winter Peak Savings (MW) | Achievable Economic RVT Potential | 0 | 0 | 0 | 0 | 0 | 0 | 0 | 0 | 0 | 0 | 0 | 0 | 0 | 0 | 0 | 0 | 0 | 0 | 0 | 0 | 0 | 0 | 0 | 0 | 0 | 0 | 0 | 0 | 0 | 0 | 0
F7_Industrial_Wood and Lumber Products_New_Space Heating_Natural Gas_Destratification Fans (HVLS)_A_Achievable Economic RVT Potential | F7 | Industrial | Wood and Lumber Products | New | Space Heating | Natural Gas | Destratification Fans (HVLS) | A | Cumulative Energy Savings (MWh or mTherms) | Achievable Economic RVT Potential | 0 | 0 | 0 | 0 | 0 | 0 | 0 | 0 | 0 | 0 | 0 | 0 | 0 | 0 | 0 | 0 | 0 | 0 | 0 | 0 | 0 | 0 | 0 | 0 | 0 | 0 | 0 | 0 | 0 | 0 | 0
F8_Industrial_Wood and Lumber Products_New_Space Heating_Natural Gas_Destratification Fans (HVLS)_A_Achievable Economic RVT Potential | F8 | Industrial | Wood and Lumber Products | New | Space Heating | Natural Gas | Destratification Fans (HVLS) | A | Cumulative Summer Peak Savings (MW) | Achievable Economic RVT Potential | 0 | 0 | 0 | 0 | 0 | 0 | 0 | 0 | 0 | 0 | 0 | 0 | 0 | 0 | 0 | 0 | 0 | 0 | 0 | 0 | 0 | 0 | 0 | 0 | 0 | 0 | 0 | 0 | 0 | 0 | 0
F9_Industrial_Wood and Lumber Products_New_Space Heating_Natural Gas_Destratification Fans (HVLS)_A_Achievable Economic RVT Potential | F9 | Industrial | Wood and Lumber Products | New | Space Heating | Natural Gas | Destratification Fans (HVLS) | A | Cumulative Winter Peak Savings (MW) | Achievable Economic RVT Potential | 0 | 0 | 0 | 0 | 0 | 0 | 0 | 0 | 0 | 0 | 0 | 0 | 0 | 0 | 0 | 0 | 0 | 0 | 0 | 0 | 0 | 0 | 0 | 0 | 0 | 0 | 0 | 0 | 0 | 0 | 0
F10_Industrial_Wood and Lumber Products_New_Space Heating_Natural Gas_Destratification Fans (HVLS)_A_Achievable Economic RVT Potential | F10 | Industrial | Wood and Lumber Products | New | Space Heating | Natural Gas | Destratification Fans (HVLS) | A | Purchases (Incremental) | Achievable Economic RVT Potential | 0 | 0 | 0 | 0 | 0 | 0 | 0 | 0 | 0 | 0 | 0 | 0 | 0 | 0 | 0 | 0 | 0 | 0 | 0 | 0 | 0 | 0 | 0 | 0 | 0 | 0 | 0 | 0 | 0 | 0 | 0
F11_Industrial_Wood and Lumber Products_New_Space Heating_Natural Gas_Destratification Fans (HVLS)_A_Achievable Economic RVT Potential | F11 | Industrial | Wood and Lumber Products | New | Space Heating | Natural Gas | Destratification Fans (HVLS) | A | Purchases (Cumulative) | Achievable Economic RVT Potential | 0 | 0 | 0 | 0 | 0 | 0 | 0 | 0 | 0 | 0 | 0 | 0 | 0 | 0 | 0 | 0 | 0 | 0 | 0 | 0 | 0 | 0 | 0 | 0 | 0 | 0 | 0 | 0 | 0 | 0 | 0
F1_Industrial_Wood and Lumber Products_New_Space Heating_Natural Gas_Gas Boiler - Insulate Steam Lines/Condensate Tank_A_Achievable Economic RVT Potential | F1 | Industrial | Wood and Lumber Products | New | Space Heating | Natural Gas | Gas Boiler - Insulate Steam Lines/Condensate Tank | A | Integrated Unit Energy Savings (kWh or therms) | Achievable Economic RVT Potential | 0 | 0 | 0 | 0 | 0 | 0 | 0 | 0 | 0 | 0 | 0 | 0 | 0 | 0 | 0 | 0 | 0 | 0 | 0 | 0 | 0 | 0 | 0 | 0 | 0 | 0 | 0 | 0 | 0 | 0 | 0
F2_Industrial_Wood and Lumber Products_New_Space Heating_Natural Gas_Gas Boiler - Insulate Steam Lines/Condensate Tank_A_Achievable Economic RVT Potential | F2 | Industrial | Wood and Lumber Products | New | Space Heating | Natural Gas | Gas Boiler - Insulate Steam Lines/Condensate Tank | A | Integrated Unit Summer Peak Savings (kW) | Achievable Economic RVT Potential | 0 | 0 | 0 | 0 | 0 | 0 | 0 | 0 | 0 | 0 | 0 | 0 | 0 | 0 | 0 | 0 | 0 | 0 | 0 | 0 | 0 | 0 | 0 | 0 | 0 | 0 | 0 | 0 | 0 | 0 | 0
F3_Industrial_Wood and Lumber Products_New_Space Heating_Natural Gas_Gas Boiler - Insulate Steam Lines/Condensate Tank_A_Achievable Economic RVT Potential | F3 | Industrial | Wood and Lumber Products | New | Space Heating | Natural Gas | Gas Boiler - Insulate Steam Lines/Condensate Tank | A | Integrated Unit Winter Peak Savings (kW) | Achievable Economic RVT Potential | 0 | 0 | 0 | 0 | 0 | 0 | 0 | 0 | 0 | 0 | 0 | 0 | 0 | 0 | 0 | 0 | 0 | 0 | 0 | 0 | 0 | 0 | 0 | 0 | 0 | 0 | 0 | 0 | 0 | 0 | 0
F4_Industrial_Wood and Lumber Products_New_Space Heating_Natural Gas_Gas Boiler - Insulate Steam Lines/Condensate Tank_A_Achievable Economic RVT Potential | F4 | Industrial | Wood and Lumber Products | New | Space Heating | Natural Gas | Gas Boiler - Insulate Steam Lines/Condensate Tank | A | Incremental Energy Savings (MWh or mTherms) | Achievable Economic RVT Potential | 0 | 0 | 0 | 0 | 0 | 0 | 0 | 0 | 0 | 0 | 0 | 0 | 0 | 0 | 0 | 0 | 0 | 0 | 0 | 0 | 0 | 0 | 0 | 0 | 0 | 0 | 0 | 0 | 0 | 0 | 0
F5_Industrial_Wood and Lumber Products_New_Space Heating_Natural Gas_Gas Boiler - Insulate Steam Lines/Condensate Tank_A_Achievable Economic RVT Potential | F5 | Industrial | Wood and Lumber Products | New | Space Heating | Natural Gas | Gas Boiler - Insulate Steam Lines/Condensate Tank | A | Incremental Summer Peak Savings (MW) | Achievable Economic RVT Potential | 0 | 0 | 0 | 0 | 0 | 0 | 0 | 0 | 0 | 0 | 0 | 0 | 0 | 0 | 0 | 0 | 0 | 0 | 0 | 0 | 0 | 0 | 0 | 0 | 0 | 0 | 0 | 0 | 0 | 0 | 0
F6_Industrial_Wood and Lumber Products_New_Space Heating_Natural Gas_Gas Boiler - Insulate Steam Lines/Condensate Tank_A_Achievable Economic RVT Potential | F6 | Industrial | Wood and Lumber Products | New | Space Heating | Natural Gas | Gas Boiler - Insulate Steam Lines/Condensate Tank | A | Incremental Winter Peak Savings (MW) | Achievable Economic RVT Potential | 0 | 0 | 0 | 0 | 0 | 0 | 0 | 0 | 0 | 0 | 0 | 0 | 0 | 0 | 0 | 0 | 0 | 0 | 0 | 0 | 0 | 0 | 0 | 0 | 0 | 0 | 0 | 0 | 0 | 0 | 0
F7_Industrial_Wood and Lumber Products_New_Space Heating_Natural Gas_Gas Boiler - Insulate Steam Lines/Condensate Tank_A_Achievable Economic RVT Potential | F7 | Industrial | Wood and Lumber Products | New | Space Heating | Natural Gas | Gas Boiler - Insulate Steam Lines/Condensate Tank | A | Cumulative Energy Savings (MWh or mTherms) | Achievable Economic RVT Potential | 0 | 0 | 0 | 0 | 0 | 0 | 0 | 0 | 0 | 0 | 0 | 0 | 0 | 0 | 0 | 0 | 0 | 0 | 0 | 0 | 0 | 0 | 0 | 0 | 0 | 0 | 0 | 0 | 0 | 0 | 0
F8_Industrial_Wood and Lumber Products_New_Space Heating_Natural Gas_Gas Boiler - Insulate Steam Lines/Condensate Tank_A_Achievable Economic RVT Potential | F8 | Industrial | Wood and Lumber Products | New | Space Heating | Natural Gas | Gas Boiler - Insulate Steam Lines/Condensate Tank | A | Cumulative Summer Peak Savings (MW) | Achievable Economic RVT Potential | 0 | 0 | 0 | 0 | 0 | 0 | 0 | 0 | 0 | 0 | 0 | 0 | 0 | 0 | 0 | 0 | 0 | 0 | 0 | 0 | 0 | 0 | 0 | 0 | 0 | 0 | 0 | 0 | 0 | 0 | 0
F9_Industrial_Wood and Lumber Products_New_Space Heating_Natural Gas_Gas Boiler - Insulate Steam Lines/Condensate Tank_A_Achievable Economic RVT Potential | F9 | Industrial | Wood and Lumber Products | New | Space Heating | Natural Gas | Gas Boiler - Insulate Steam Lines/Condensate Tank | A | Cumulative Winter Peak Savings (MW) | Achievable Economic RVT Potential | 0 | 0 | 0 | 0 | 0 | 0 | 0 | 0 | 0 | 0 | 0 | 0 | 0 | 0 | 0 | 0 | 0 | 0 | 0 | 0 | 0 | 0 | 0 | 0 | 0 | 0 | 0 | 0 | 0 | 0 | 0
F10_Industrial_Wood and Lumber Products_New_Space Heating_Natural Gas_Gas Boiler - Insulate Steam Lines/Condensate Tank_A_Achievable Economic RVT Potential | F10 | Industrial | Wood and Lumber Products | New | Space Heating | Natural Gas | Gas Boiler - Insulate Steam Lines/Condensate Tank | A | Purchases (Incremental) | Achievable Economic RVT Potential | 0 | 0 | 0 | 0 | 0 | 0 | 0 | 0 | 0 | 0 | 0 | 0 | 0 | 0 | 0 | 0 | 0 | 0 | 0 | 0 | 0 | 0 | 0 | 0 | 0 | 0 | 0 | 0 | 0 | 0 | 0
F11_Industrial_Wood and Lumber Products_New_Space Heating_Natural Gas_Gas Boiler - Insulate Steam Lines/Condensate Tank_A_Achievable Economic RVT Potential | F11 | Industrial | Wood and Lumber Products | New | Space Heating | Natural Gas | Gas Boiler - Insulate Steam Lines/Condensate Tank | A | Purchases (Cumulative) | Achievable Economic RVT Potential | 0 | 0 | 0 | 0 | 0 | 0 | 0 | 0 | 0 | 0 | 0 | 0 | 0 | 0 | 0 | 0 | 0 | 0 | 0 | 0 | 0 | 0 | 0 | 0 | 0 | 0 | 0 | 0 | 0 | 0 | 0
F1_Industrial_Wood and Lumber Products_New_Process_Natural Gas_Gas Boiler - Insulate Steam Lines/Condensate Tank_A_Achievable Economic RVT Potential | F1 | Industrial | Wood and Lumber Products | New | Process | Natural Gas | Gas Boiler - Insulate Steam Lines/Condensate Tank | A | Integrated Unit Energy Savings (kWh or therms) | Achievable Economic RVT Potential | 0 | 0 | 0 | 0 | 0 | 68.3569 | 68.2241 | 68.1047 | 67.9949 | 67.8895 | 67.8225 | 67.7689 | 67.7265 | 67.694 | 67.6701 | 67.6551 | 67.6476 | 67.6462 | 67.649 | 67.6538 | 67.6625 | 67.6745 | 67.6848 | 67.6936 | 67.7011 | 67.7315 | 67.7596 | 67.7858 | 68.5138 | 68.5138 | 68.5138
F2_Industrial_Wood and Lumber Products_New_Process_Natural Gas_Gas Boiler - Insulate Steam Lines/Condensate Tank_A_Achievable Economic RVT Potential | F2 | Industrial | Wood and Lumber Products | New | Process | Natural Gas | Gas Boiler - Insulate Steam Lines/Condensate Tank | A | Integrated Unit Summer Peak Savings (kW) | Achievable Economic RVT Potential | 0 | 0 | 0 | 0 | 0 | 0 | 0 | 0 | 0 | 0 | 0 | 0 | 0 | 0 | 0 | 0 | 0 | 0 | 0 | 0 | 0 | 0 | 0 | 0 | 0 | 0 | 0 | 0 | 0 | 0 | 0
F3_Industrial_Wood and Lumber Products_New_Process_Natural Gas_Gas Boiler - Insulate Steam Lines/Condensate Tank_A_Achievable Economic RVT Potential | F3 | Industrial | Wood and Lumber Products | New | Process | Natural Gas | Gas Boiler - Insulate Steam Lines/Condensate Tank | A | Integrated Unit Winter Peak Savings (kW) | Achievable Economic RVT Potential | 0 | 0 | 0 | 0 | 0 | 0 | 0 | 0 | 0 | 0 | 0 | 0 | 0 | 0 | 0 | 0 | 0 | 0 | 0 | 0 | 0 | 0 | 0 | 0 | 0 | 0 | 0 | 0 | 0 | 0 | 0
F4_Industrial_Wood and Lumber Products_New_Process_Natural Gas_Gas Boiler - Insulate Steam Lines/Condensate Tank_A_Achievable Economic RVT Potential | F4 | Industrial | Wood and Lumber Products | New | Process | Natural Gas | Gas Boiler - Insulate Steam Lines/Condensate Tank | A | Incremental Energy Savings (MWh or mTherms) | Achievable Economic RVT Potential | 0 | 0 | 0 | 0 | 0 | 0 | 0 | 0 | 0 | 0 | 0 | 0 | 0 | 0 | 0 | 0 | 0 | 0 | 0 | 0 | 0 | 0 | 0 | 0 | 0 | 0 | 0 | 0 | 0 | 0 | 0
F5_Industrial_Wood and Lumber Products_New_Process_Natural Gas_Gas Boiler - Insulate Steam Lines/Condensate Tank_A_Achievable Economic RVT Potential | F5 | Industrial | Wood and Lumber Products | New | Process | Natural Gas | Gas Boiler - Insulate Steam Lines/Condensate Tank | A | Incremental Summer Peak Savings (MW) | Achievable Economic RVT Potential | 0 | 0 | 0 | 0 | 0 | 0 | 0 | 0 | 0 | 0 | 0 | 0 | 0 | 0 | 0 | 0 | 0 | 0 | 0 | 0 | 0 | 0 | 0 | 0 | 0 | 0 | 0 | 0 | 0 | 0 | 0
F6_Industrial_Wood and Lumber Products_New_Process_Natural Gas_Gas Boiler - Insulate Steam Lines/Condensate Tank_A_Achievable Economic RVT Potential | F6 | Industrial | Wood and Lumber Products | New | Process | Natural Gas | Gas Boiler - Insulate Steam Lines/Condensate Tank | A | Incremental Winter Peak Savings (MW) | Achievable Economic RVT Potential | 0 | 0 | 0 | 0 | 0 | 0 | 0 | 0 | 0 | 0 | 0 | 0 | 0 | 0 | 0 | 0 | 0 | 0 | 0 | 0 | 0 | 0 | 0 | 0 | 0 | 0 | 0 | 0 | 0 | 0 | 0
F7_Industrial_Wood and Lumber Products_New_Process_Natural Gas_Gas Boiler - Insulate Steam Lines/Condensate Tank_A_Achievable Economic RVT Potential | F7 | Industrial | Wood and Lumber Products | New | Process | Natural Gas | Gas Boiler - Insulate Steam Lines/Condensate Tank | A | Cumulative Energy Savings (MWh or mTherms) | Achievable Economic RVT Potential | 0 | 0 | 0 | 0 | 0 | 0 | 0 | 0 | 0 | 0 | 0 | 0 | 0 | 0 | 0 | 0 | 0 | 0 | 0 | 0 | 0 | 0 | 0 | 0 | 0 | 0 | 0 | 0 | 0 | 0 | 0
F8_Industrial_Wood and Lumber Products_New_Process_Natural Gas_Gas Boiler - Insulate Steam Lines/Condensate Tank_A_Achievable Economic RVT Potential | F8 | Industrial | Wood and Lumber Products | New | Process | Natural Gas | Gas Boiler - Insulate Steam Lines/Condensate Tank | A | Cumulative Summer Peak Savings (MW) | Achievable Economic RVT Potential | 0 | 0 | 0 | 0 | 0 | 0 | 0 | 0 | 0 | 0 | 0 | 0 | 0 | 0 | 0 | 0 | 0 | 0 | 0 | 0 | 0 | 0 | 0 | 0 | 0 | 0 | 0 | 0 | 0 | 0 | 0
F9_Industrial_Wood and Lumber Products_New_Process_Natural Gas_Gas Boiler - Insulate Steam Lines/Condensate Tank_A_Achievable Economic RVT Potential | F9 | Industrial | Wood and Lumber Products | New | Process | Natural Gas | Gas Boiler - Insulate Steam Lines/Condensate Tank | A | Cumulative Winter Peak Savings (MW) | Achievable Economic RVT Potential | 0 | 0 | 0 | 0 | 0 | 0 | 0 | 0 | 0 | 0 | 0 | 0 | 0 | 0 | 0 | 0 | 0 | 0 | 0 | 0 | 0 | 0 | 0 | 0 | 0 | 0 | 0 | 0 | 0 | 0 | 0
F10_Industrial_Wood and Lumber Products_New_Process_Natural Gas_Gas Boiler - Insulate Steam Lines/Condensate Tank_A_Achievable Economic RVT Potential | F10 | Industrial | Wood and Lumber Products | New | Process | Natural Gas | Gas Boiler - Insulate Steam Lines/Condensate Tank | A | Purchases (Incremental) | Achievable Economic RVT Potential | 0 | 0 | 0 | 0 | 0 | 0 | 0 | 0 | 0 | 0 | 0 | 0 | 0 | 0 | 0 | 0 | 0 | 0 | 0 | 0 | 0 | 0 | 0 | 0 | 0 | 0 | 0 | 0 | 0 | 0 | 0
F11_Industrial_Wood and Lumber Products_New_Process_Natural Gas_Gas Boiler - Insulate Steam Lines/Condensate Tank_A_Achievable Economic RVT Potential | F11 | Industrial | Wood and Lumber Products | New | Process | Natural Gas | Gas Boiler - Insulate Steam Lines/Condensate Tank | A | Purchases (Cumulative) | Achievable Economic RVT Potential | 0 | 0 | 0 | 0 | 0 | 0 | 0 | 0 | 0 | 0 | 0 | 0 | 0 | 0 | 0 | 0 | 0 | 0 | 0 | 0 | 0 | 0 | 0 | 0 | 0 | 0 | 0 | 0 | 0 | 0 | 0
F1_Industrial_Wood and Lumber Products_New_Space Heating_Natural Gas_Gas Boiler - Insulate Hot Water Lines_A_Achievable Economic RVT Potential | F1 | Industrial | Wood and Lumber Products | New | Space Heating | Natural Gas | Gas Boiler - Insulate Hot Water Lines | A | Integrated Unit Energy Savings (kWh or therms) | Achievable Economic RVT Potential | 0 | 0 | 0 | 0 | 0 | 0 | 0 | 0 | 0 | 0 | 0 | 0 | 0 | 0 | 0 | 0 | 0 | 0 | 0 | 0 | 0 | 0 | 0 | 0 | 0 | 0 | 0 | 0 | 0 | 0 | 0
F2_Industrial_Wood and Lumber Products_New_Space Heating_Natural Gas_Gas Boiler - Insulate Hot Water Lines_A_Achievable Economic RVT Potential | F2 | Industrial | Wood and Lumber Products | New | Space Heating | Natural Gas | Gas Boiler - Insulate Hot Water Lines | A | Integrated Unit Summer Peak Savings (kW) | Achievable Economic RVT Potential | 0 | 0 | 0 | 0 | 0 | 0 | 0 | 0 | 0 | 0 | 0 | 0 | 0 | 0 | 0 | 0 | 0 | 0 | 0 | 0 | 0 | 0 | 0 | 0 | 0 | 0 | 0 | 0 | 0 | 0 | 0
F3_Industrial_Wood and Lumber Products_New_Space Heating_Natural Gas_Gas Boiler - Insulate Hot Water Lines_A_Achievable Economic RVT Potential | F3 | Industrial | Wood and Lumber Products | New | Space Heating | Natural Gas | Gas Boiler - Insulate Hot Water Lines | A | Integrated Unit Winter Peak Savings (kW) | Achievable Economic RVT Potential | 0 | 0 | 0 | 0 | 0 | 0 | 0 | 0 | 0 | 0 | 0 | 0 | 0 | 0 | 0 | 0 | 0 | 0 | 0 | 0 | 0 | 0 | 0 | 0 | 0 | 0 | 0 | 0 | 0 | 0 | 0
F4_Industrial_Wood and Lumber Products_New_Space Heating_Natural Gas_Gas Boiler - Insulate Hot Water Lines_A_Achievable Economic RVT Potential | F4 | Industrial | Wood and Lumber Products | New | Space Heating | Natural Gas | Gas Boiler - Insulate Hot Water Lines | A | Incremental Energy Savings (MWh or mTherms) | Achievable Economic RVT Potential | 0 | 0 | 0 | 0 | 0 | 0 | 0 | 0 | 0 | 0 | 0 | 0 | 0 | 0 | 0 | 0 | 0 | 0 | 0 | 0 | 0 | 0 | 0 | 0 | 0 | 0 | 0 | 0 | 0 | 0 | 0
F5_Industrial_Wood and Lumber Products_New_Space Heating_Natural Gas_Gas Boiler - Insulate Hot Water Lines_A_Achievable Economic RVT Potential | F5 | Industrial | Wood and Lumber Products | New | Space Heating | Natural Gas | Gas Boiler - Insulate Hot Water Lines | A | Incremental Summer Peak Savings (MW) | Achievable Economic RVT Potential | 0 | 0 | 0 | 0 | 0 | 0 | 0 | 0 | 0 | 0 | 0 | 0 | 0 | 0 | 0 | 0 | 0 | 0 | 0 | 0 | 0 | 0 | 0 | 0 | 0 | 0 | 0 | 0 | 0 | 0 | 0
F6_Industrial_Wood and Lumber Products_New_Space Heating_Natural Gas_Gas Boiler - Insulate Hot Water Lines_A_Achievable Economic RVT Potential | F6 | Industrial | Wood and Lumber Products | New | Space Heating | Natural Gas | Gas Boiler - Insulate Hot Water Lines | A | Incremental Winter Peak Savings (MW) | Achievable Economic RVT Potential | 0 | 0 | 0 | 0 | 0 | 0 | 0 | 0 | 0 | 0 | 0 | 0 | 0 | 0 | 0 | 0 | 0 | 0 | 0 | 0 | 0 | 0 | 0 | 0 | 0 | 0 | 0 | 0 | 0 | 0 | 0
F7_Industrial_Wood and Lumber Products_New_Space Heating_Natural Gas_Gas Boiler - Insulate Hot Water Lines_A_Achievable Economic RVT Potential | F7 | Industrial | Wood and Lumber Products | New | Space Heating | Natural Gas | Gas Boiler - Insulate Hot Water Lines | A | Cumulative Energy Savings (MWh or mTherms) | Achievable Economic RVT Potential | 0 | 0 | 0 | 0 | 0 | 0 | 0 | 0 | 0 | 0 | 0 | 0 | 0 | 0 | 0 | 0 | 0 | 0 | 0 | 0 | 0 | 0 | 0 | 0 | 0 | 0 | 0 | 0 | 0 | 0 | 0
F8_Industrial_Wood and Lumber Products_New_Space Heating_Natural Gas_Gas Boiler - Insulate Hot Water Lines_A_Achievable Economic RVT Potential | F8 | Industrial | Wood and Lumber Products | New | Space Heating | Natural Gas | Gas Boiler - Insulate Hot Water Lines | A | Cumulative Summer Peak Savings (MW) | Achievable Economic RVT Potential | 0 | 0 | 0 | 0 | 0 | 0 | 0 | 0 | 0 | 0 | 0 | 0 | 0 | 0 | 0 | 0 | 0 | 0 | 0 | 0 | 0 | 0 | 0 | 0 | 0 | 0 | 0 | 0 | 0 | 0 | 0
F9_Industrial_Wood and Lumber Products_New_Space Heating_Natural Gas_Gas Boiler - Insulate Hot Water Lines_A_Achievable Economic RVT Potential | F9 | Industrial | Wood and Lumber Products | New | Space Heating | Natural Gas | Gas Boiler - Insulate Hot Water Lines | A | Cumulative Winter Peak Savings (MW) | Achievable Economic RVT Potential | 0 | 0 | 0 | 0 | 0 | 0 | 0 | 0 | 0 | 0 | 0 | 0 | 0 | 0 | 0 | 0 | 0 | 0 | 0 | 0 | 0 | 0 | 0 | 0 | 0 | 0 | 0 | 0 | 0 | 0 | 0
F10_Industrial_Wood and Lumber Products_New_Space Heating_Natural Gas_Gas Boiler - Insulate Hot Water Lines_A_Achievable Economic RVT Potential | F10 | Industrial | Wood and Lumber Products | New | Space Heating | Natural Gas | Gas Boiler - Insulate Hot Water Lines | A | Purchases (Incremental) | Achievable Economic RVT Potential | 0 | 0 | 0 | 0 | 0 | 0 | 0 | 0 | 0 | 0 | 0 | 0 | 0 | 0 | 0 | 0 | 0 | 0 | 0 | 0 | 0 | 0 | 0 | 0 | 0 | 0 | 0 | 0 | 0 | 0 | 0
F11_Industrial_Wood and Lumber Products_New_Space Heating_Natural Gas_Gas Boiler - Insulate Hot Water Lines_A_Achievable Economic RVT Potential | F11 | Industrial | Wood and Lumber Products | New | Space Heating | Natural Gas | Gas Boiler - Insulate Hot Water Lines | A | Purchases (Cumulative) | Achievable Economic RVT Potential | 0 | 0 | 0 | 0 | 0 | 0 | 0 | 0 | 0 | 0 | 0 | 0 | 0 | 0 | 0 | 0 | 0 | 0 | 0 | 0 | 0 | 0 | 0 | 0 | 0 | 0 | 0 | 0 | 0 | 0 | 0
F1_Industrial_Wood and Lumber Products_New_Process_Natural Gas_Gas Boiler - Insulate Hot Water Lines_A_Achievable Economic RVT Potential | F1 | Industrial | Wood and Lumber Products | New | Process | Natural Gas | Gas Boiler - Insulate Hot Water Lines | A | Integrated Unit Energy Savings (kWh or therms) | Achievable Economic RVT Potential | 0 | 0 | 0 | 0 | 0 | 77.2801 | 77.1429 | 77.0193 | 76.9057 | 76.7964 | 76.73 | 76.6786 | 76.6396 | 76.6116 | 76.5932 | 76.5847 | 76.5847 | 76.5916 | 76.603 | 76.6168 | 76.6349 | 76.6567 | 76.6765 | 76.6947 | 76.7114 | 76.7387 | 76.7641 | 76.7876 | 77.4421 | 77.4421 | 77.4421
F2_Industrial_Wood and Lumber Products_New_Process_Natural Gas_Gas Boiler - Insulate Hot Water Lines_A_Achievable Economic RVT Potential | F2 | Industrial | Wood and Lumber Products | New | Process | Natural Gas | Gas Boiler - Insulate Hot Water Lines | A | Integrated Unit Summer Peak Savings (kW) | Achievable Economic RVT Potential | 0 | 0 | 0 | 0 | 0 | 0 | 0 | 0 | 0 | 0 | 0 | 0 | 0 | 0 | 0 | 0 | 0 | 0 | 0 | 0 | 0 | 0 | 0 | 0 | 0 | 0 | 0 | 0 | 0 | 0 | 0
F3_Industrial_Wood and Lumber Products_New_Process_Natural Gas_Gas Boiler - Insulate Hot Water Lines_A_Achievable Economic RVT Potential | F3 | Industrial | Wood and Lumber Products | New | Process | Natural Gas | Gas Boiler - Insulate Hot Water Lines | A | Integrated Unit Winter Peak Savings (kW) | Achievable Economic RVT Potential | 0 | 0 | 0 | 0 | 0 | 0 | 0 | 0 | 0 | 0 | 0 | 0 | 0 | 0 | 0 | 0 | 0 | 0 | 0 | 0 | 0 | 0 | 0 | 0 | 0 | 0 | 0 | 0 | 0 | 0 | 0
F4_Industrial_Wood and Lumber Products_New_Process_Natural Gas_Gas Boiler - Insulate Hot Water Lines_A_Achievable Economic RVT Potential | F4 | Industrial | Wood and Lumber Products | New | Process | Natural Gas | Gas Boiler - Insulate Hot Water Lines | A | Incremental Energy Savings (MWh or mTherms) | Achievable Economic RVT Potential | 0 | 0 | 0 | 0 | 0 | 0 | 0 | 0 | 0 | 0 | 0 | 0 | 0 | 0 | 0 | 0 | 0 | 0 | 0 | 0 | 0 | 0 | 0 | 0 | 0 | 0 | 0 | 0 | 0 | 0 | 0
F5_Industrial_Wood and Lumber Products_New_Process_Natural Gas_Gas Boiler - Insulate Hot Water Lines_A_Achievable Economic RVT Potential | F5 | Industrial | Wood and Lumber Products | New | Process | Natural Gas | Gas Boiler - Insulate Hot Water Lines | A | Incremental Summer Peak Savings (MW) | Achievable Economic RVT Potential | 0 | 0 | 0 | 0 | 0 | 0 | 0 | 0 | 0 | 0 | 0 | 0 | 0 | 0 | 0 | 0 | 0 | 0 | 0 | 0 | 0 | 0 | 0 | 0 | 0 | 0 | 0 | 0 | 0 | 0 | 0
F6_Industrial_Wood and Lumber Products_New_Process_Natural Gas_Gas Boiler - Insulate Hot Water Lines_A_Achievable Economic RVT Potential | F6 | Industrial | Wood and Lumber Products | New | Process | Natural Gas | Gas Boiler - Insulate Hot Water Lines | A | Incremental Winter Peak Savings (MW) | Achievable Economic RVT Potential | 0 | 0 | 0 | 0 | 0 | 0 | 0 | 0 | 0 | 0 | 0 | 0 | 0 | 0 | 0 | 0 | 0 | 0 | 0 | 0 | 0 | 0 | 0 | 0 | 0 | 0 | 0 | 0 | 0 | 0 | 0
F7_Industrial_Wood and Lumber Products_New_Process_Natural Gas_Gas Boiler - Insulate Hot Water Lines_A_Achievable Economic RVT Potential | F7 | Industrial | Wood and Lumber Products | New | Process | Natural Gas | Gas Boiler - Insulate Hot Water Lines | A | Cumulative Energy Savings (MWh or mTherms) | Achievable Economic RVT Potential | 0 | 0 | 0 | 0 | 0 | 0 | 0 | 0 | 0 | 0 | 0 | 0 | 0 | 0 | 0 | 0 | 0 | 0 | 0 | 0 | 0 | 0 | 0 | 0 | 0 | 0 | 0 | 0 | 0 | 0 | 0
F8_Industrial_Wood and Lumber Products_New_Process_Natural Gas_Gas Boiler - Insulate Hot Water Lines_A_Achievable Economic RVT Potential | F8 | Industrial | Wood and Lumber Products | New | Process | Natural Gas | Gas Boiler - Insulate Hot Water Lines | A | Cumulative Summer Peak Savings (MW) | Achievable Economic RVT Potential | 0 | 0 | 0 | 0 | 0 | 0 | 0 | 0 | 0 | 0 | 0 | 0 | 0 | 0 | 0 | 0 | 0 | 0 | 0 | 0 | 0 | 0 | 0 | 0 | 0 | 0 | 0 | 0 | 0 | 0 | 0
F9_Industrial_Wood and Lumber Products_New_Process_Natural Gas_Gas Boiler - Insulate Hot Water Lines_A_Achievable Economic RVT Potential | F9 | Industrial | Wood and Lumber Products | New | Process | Natural Gas | Gas Boiler - Insulate Hot Water Lines | A | Cumulative Winter Peak Savings (MW) | Achievable Economic RVT Potential | 0 | 0 | 0 | 0 | 0 | 0 | 0 | 0 | 0 | 0 | 0 | 0 | 0 | 0 | 0 | 0 | 0 | 0 | 0 | 0 | 0 | 0 | 0 | 0 | 0 | 0 | 0 | 0 | 0 | 0 | 0
F10_Industrial_Wood and Lumber Products_New_Process_Natural Gas_Gas Boiler - Insulate Hot Water Lines_A_Achievable Economic RVT Potential | F10 | Industrial | Wood and Lumber Products | New | Process | Natural Gas | Gas Boiler - Insulate Hot Water Lines | A | Purchases (Incremental) | Achievable Economic RVT Potential | 0 | 0 | 0 | 0 | 0 | 0 | 0 | 0 | 0 | 0 | 0 | 0 | 0 | 0 | 0 | 0 | 0 | 0 | 0 | 0 | 0 | 0 | 0 | 0 | 0 | 0 | 0 | 0 | 0 | 0 | 0
F11_Industrial_Wood and Lumber Products_New_Process_Natural Gas_Gas Boiler - Insulate Hot Water Lines_A_Achievable Economic RVT Potential | F11 | Industrial | Wood and Lumber Products | New | Process | Natural Gas | Gas Boiler - Insulate Hot Water Lines | A | Purchases (Cumulative) | Achievable Economic RVT Potential | 0 | 0 | 0 | 0 | 0 | 0 | 0 | 0 | 0 | 0 | 0 | 0 | 0 | 0 | 0 | 0 | 0 | 0 | 0 | 0 | 0 | 0 | 0 | 0 | 0 | 0 | 0 | 0 | 0 | 0 | 0
F1_Industrial_Wood and Lumber Products_New_Process_Natural Gas_Process - Insulate Heated Process Fluids_A_Achievable Economic RVT Potential | F1 | Industrial | Wood and Lumber Products | New | Process | Natural Gas | Process - Insulate Heated Process Fluids | A | Integrated Unit Energy Savings (kWh or therms) | Achievable Economic RVT Potential | 0 | 0 | 0 | 0 | 0 | 125.7698 | 125.7256 | 125.6881 | 125.6577 | 125.6289 | 125.6058 | 125.5912 | 125.583 | 125.5793 | 125.5787 | 125.5805 | 125.584 | 125.5886 | 125.594 | 125.5998 | 125.6105 | 125.6201 | 125.6289 | 125.6369 | 125.6443 | 125.6511 | 125.6574 | 125.6632 | 125.8253 | 125.8253 | 125.8253
F2_Industrial_Wood and Lumber Products_New_Process_Natural Gas_Process - Insulate Heated Process Fluids_A_Achievable Economic RVT Potential | F2 | Industrial | Wood and Lumber Products | New | Process | Natural Gas | Process - Insulate Heated Process Fluids | A | Integrated Unit Summer Peak Savings (kW) | Achievable Economic RVT Potential | 0 | 0 | 0 | 0 | 0 | 0 | 0 | 0 | 0 | 0 | 0 | 0 | 0 | 0 | 0 | 0 | 0 | 0 | 0 | 0 | 0 | 0 | 0 | 0 | 0 | 0 | 0 | 0 | 0 | 0 | 0
F3_Industrial_Wood and Lumber Products_New_Process_Natural Gas_Process - Insulate Heated Process Fluids_A_Achievable Economic RVT Potential | F3 | Industrial | Wood and Lumber Products | New | Process | Natural Gas | Process - Insulate Heated Process Fluids | A | Integrated Unit Winter Peak Savings (kW) | Achievable Economic RVT Potential | 0 | 0 | 0 | 0 | 0 | 0 | 0 | 0 | 0 | 0 | 0 | 0 | 0 | 0 | 0 | 0 | 0 | 0 | 0 | 0 | 0 | 0 | 0 | 0 | 0 | 0 | 0 | 0 | 0 | 0 | 0
F4_Industrial_Wood and Lumber Products_New_Process_Natural Gas_Process - Insulate Heated Process Fluids_A_Achievable Economic RVT Potential | F4 | Industrial | Wood and Lumber Products | New | Process | Natural Gas | Process - Insulate Heated Process Fluids | A | Incremental Energy Savings (MWh or mTherms) | Achievable Economic RVT Potential | 0 | 0 | 0 | 0 | 0 | 0 | 0 | 0 | 0 | 0 | 0 | 0 | 0 | 0 | 0 | 0 | 0 | 0 | 0 | 0 | 0 | 0 | 0 | 0 | 0 | 0 | 0 | 0 | 0 | 0 | 0
F5_Industrial_Wood and Lumber Products_New_Process_Natural Gas_Process - Insulate Heated Process Fluids_A_Achievable Economic RVT Potential | F5 | Industrial | Wood and Lumber Products | New | Process | Natural Gas | Process - Insulate Heated Process Fluids | A | Incremental Summer Peak Savings (MW) | Achievable Economic RVT Potential | 0 | 0 | 0 | 0 | 0 | 0 | 0 | 0 | 0 | 0 | 0 | 0 | 0 | 0 | 0 | 0 | 0 | 0 | 0 | 0 | 0 | 0 | 0 | 0 | 0 | 0 | 0 | 0 | 0 | 0 | 0
F6_Industrial_Wood and Lumber Products_New_Process_Natural Gas_Process - Insulate Heated Process Fluids_A_Achievable Economic RVT Potential | F6 | Industrial | Wood and Lumber Products | New | Process | Natural Gas | Process - Insulate Heated Process Fluids | A | Incremental Winter Peak Savings (MW) | Achievable Economic RVT Potential | 0 | 0 | 0 | 0 | 0 | 0 | 0 | 0 | 0 | 0 | 0 | 0 | 0 | 0 | 0 | 0 | 0 | 0 | 0 | 0 | 0 | 0 | 0 | 0 | 0 | 0 | 0 | 0 | 0 | 0 | 0
F7_Industrial_Wood and Lumber Products_New_Process_Natural Gas_Process - Insulate Heated Process Fluids_A_Achievable Economic RVT Potential | F7 | Industrial | Wood and Lumber Products | New | Process | Natural Gas | Process - Insulate Heated Process Fluids | A | Cumulative Energy Savings (MWh or mTherms) | Achievable Economic RVT Potential | 0 | 0 | 0 | 0 | 0 | 0 | 0 | 0 | 0 | 0 | 0 | 0 | 0 | 0 | 0 | 0 | 0 | 0 | 0 | 0 | 0 | 0 | 0 | 0 | 0 | 0 | 0 | 0 | 0 | 0 | 0
F8_Industrial_Wood and Lumber Products_New_Process_Natural Gas_Process - Insulate Heated Process Fluids_A_Achievable Economic RVT Potential | F8 | Industrial | Wood and Lumber Products | New | Process | Natural Gas | Process - Insulate Heated Process Fluids | A | Cumulative Summer Peak Savings (MW) | Achievable Economic RVT Potential | 0 | 0 | 0 | 0 | 0 | 0 | 0 | 0 | 0 | 0 | 0 | 0 | 0 | 0 | 0 | 0 | 0 | 0 | 0 | 0 | 0 | 0 | 0 | 0 | 0 | 0 | 0 | 0 | 0 | 0 | 0
F9_Industrial_Wood and Lumber Products_New_Process_Natural Gas_Process - Insulate Heated Process Fluids_A_Achievable Economic RVT Potential | F9 | Industrial | Wood and Lumber Products | New | Process | Natural Gas | Process - Insulate Heated Process Fluids | A | Cumulative Winter Peak Savings (MW) | Achievable Economic RVT Potential | 0 | 0 | 0 | 0 | 0 | 0 | 0 | 0 | 0 | 0 | 0 | 0 | 0 | 0 | 0 | 0 | 0 | 0 | 0 | 0 | 0 | 0 | 0 | 0 | 0 | 0 | 0 | 0 | 0 | 0 | 0
F10_Industrial_Wood and Lumber Products_New_Process_Natural Gas_Process - Insulate Heated Process Fluids_A_Achievable Economic RVT Potential | F10 | Industrial | Wood and Lumber Products | New | Process | Natural Gas | Process - Insulate Heated Process Fluids | A | Purchases (Incremental) | Achievable Economic RVT Potential | 0 | 0 | 0 | 0 | 0 | 0 | 0 | 0 | 0 | 0 | 0 | 0 | 0 | 0 | 0 | 0 | 0 | 0 | 0 | 0 | 0 | 0 | 0 | 0 | 0 | 0 | 0 | 0 | 0 | 0 | 0
F11_Industrial_Wood and Lumber Products_New_Process_Natural Gas_Process - Insulate Heated Process Fluids_A_Achievable Economic RVT Potential | F11 | Industrial | Wood and Lumber Products | New | Process | Natural Gas | Process - Insulate Heated Process Fluids | A | Purchases (Cumulative) | Achievable Economic RVT Potential | 0 | 0 | 0 | 0 | 0 | 0 | 0 | 0 | 0 | 0 | 0 | 0 | 0 | 0 | 0 | 0 | 0 | 0 | 0 | 0 | 0 | 0 | 0 | 0 | 0 | 0 | 0 | 0 | 0 | 0 | 0
F1_Industrial_Wood and Lumber Products_New_Process_Natural Gas_Process Heat Recovery_A_Achievable Economic RVT Potential | F1 | Industrial | Wood and Lumber Products | New | Process | Natural Gas | Process Heat Recovery | A | Integrated Unit Energy Savings (kWh or therms) | Achievable Economic RVT Potential | 0 | 0 | 0 | 0 | 0 | 0.21025 | 0.20979 | 0.20936 | 0.20897 | 0.20858 | 0.20831 | 0.20809 | 0.20789 | 0.20774 | 0.20761 | 0.20751 | 0.20745 | 0.20741 | 0.20739 | 0.20739 | 0.2074 | 0.20743 | 0.20745 | 0.20747 | 0.20749 | 0.20761 | 0.20773 | 0.20784 | 0 | 0 | 0
F2_Industrial_Wood and Lumber Products_New_Process_Natural Gas_Process Heat Recovery_A_Achievable Economic RVT Potential | F2 | Industrial | Wood and Lumber Products | New | Process | Natural Gas | Process Heat Recovery | A | Integrated Unit Summer Peak Savings (kW) | Achievable Economic RVT Potential | 0 | 0 | 0 | 0 | 0 | 0 | 0 | 0 | 0 | 0 | 0 | 0 | 0 | 0 | 0 | 0 | 0 | 0 | 0 | 0 | 0 | 0 | 0 | 0 | 0 | 0 | 0 | 0 | 0 | 0 | 0
F3_Industrial_Wood and Lumber Products_New_Process_Natural Gas_Process Heat Recovery_A_Achievable Economic RVT Potential | F3 | Industrial | Wood and Lumber Products | New | Process | Natural Gas | Process Heat Recovery | A | Integrated Unit Winter Peak Savings (kW) | Achievable Economic RVT Potential | 0 | 0 | 0 | 0 | 0 | 0 | 0 | 0 | 0 | 0 | 0 | 0 | 0 | 0 | 0 | 0 | 0 | 0 | 0 | 0 | 0 | 0 | 0 | 0 | 0 | 0 | 0 | 0 | 0 | 0 | 0
F4_Industrial_Wood and Lumber Products_New_Process_Natural Gas_Process Heat Recovery_A_Achievable Economic RVT Potential | F4 | Industrial | Wood and Lumber Products | New | Process | Natural Gas | Process Heat Recovery | A | Incremental Energy Savings (MWh or mTherms) | Achievable Economic RVT Potential | 0 | 0 | 0 | 0 | 0 | 0 | 0 | 0 | 0 | 0 | 0 | 0 | 0 | 0 | 0 | 0 | 0 | 0 | 0 | 0 | 0 | 0 | 0 | 0 | 0 | 0 | 0 | 0 | 0 | 0 | 0
F5_Industrial_Wood and Lumber Products_New_Process_Natural Gas_Process Heat Recovery_A_Achievable Economic RVT Potential | F5 | Industrial | Wood and Lumber Products | New | Process | Natural Gas | Process Heat Recovery | A | Incremental Summer Peak Savings (MW) | Achievable Economic RVT Potential | 0 | 0 | 0 | 0 | 0 | 0 | 0 | 0 | 0 | 0 | 0 | 0 | 0 | 0 | 0 | 0 | 0 | 0 | 0 | 0 | 0 | 0 | 0 | 0 | 0 | 0 | 0 | 0 | 0 | 0 | 0
F6_Industrial_Wood and Lumber Products_New_Process_Natural Gas_Process Heat Recovery_A_Achievable Economic RVT Potential | F6 | Industrial | Wood and Lumber Products | New | Process | Natural Gas | Process Heat Recovery | A | Incremental Winter Peak Savings (MW) | Achievable Economic RVT Potential | 0 | 0 | 0 | 0 | 0 | 0 | 0 | 0 | 0 | 0 | 0 | 0 | 0 | 0 | 0 | 0 | 0 | 0 | 0 | 0 | 0 | 0 | 0 | 0 | 0 | 0 | 0 | 0 | 0 | 0 | 0
F7_Industrial_Wood and Lumber Products_New_Process_Natural Gas_Process Heat Recovery_A_Achievable Economic RVT Potential | F7 | Industrial | Wood and Lumber Products | New | Process | Natural Gas | Process Heat Recovery | A | Cumulative Energy Savings (MWh or mTherms) | Achievable Economic RVT Potential | 0 | 0 | 0 | 0 | 0 | 0 | 0 | 0 | 0 | 0 | 0 | 0 | 0 | 0 | 0 | 0 | 0 | 0 | 0 | 0 | 0 | 0 | 0 | 0 | 0 | 0 | 0 | 0 | 0 | 0 | 0
F8_Industrial_Wood and Lumber Products_New_Process_Natural Gas_Process Heat Recovery_A_Achievable Economic RVT Potential | F8 | Industrial | Wood and Lumber Products | New | Process | Natural Gas | Process Heat Recovery | A | Cumulative Summer Peak Savings (MW) | Achievable Economic RVT Potential | 0 | 0 | 0 | 0 | 0 | 0 | 0 | 0 | 0 | 0 | 0 | 0 | 0 | 0 | 0 | 0 | 0 | 0 | 0 | 0 | 0 | 0 | 0 | 0 | 0 | 0 | 0 | 0 | 0 | 0 | 0
F9_Industrial_Wood and Lumber Products_New_Process_Natural Gas_Process Heat Recovery_A_Achievable Economic RVT Potential | F9 | Industrial | Wood and Lumber Products | New | Process | Natural Gas | Process Heat Recovery | A | Cumulative Winter Peak Savings (MW) | Achievable Economic RVT Potential | 0 | 0 | 0 | 0 | 0 | 0 | 0 | 0 | 0 | 0 | 0 | 0 | 0 | 0 | 0 | 0 | 0 | 0 | 0 | 0 | 0 | 0 | 0 | 0 | 0 | 0 | 0 | 0 | 0 | 0 | 0
F10_Industrial_Wood and Lumber Products_New_Process_Natural Gas_Process Heat Recovery_A_Achievable Economic RVT Potential | F10 | Industrial | Wood and Lumber Products | New | Process | Natural Gas | Process Heat Recovery | A | Purchases (Incremental) | Achievable Economic RVT Potential | 0 | 0 | 0 | 0 | 0 | 0 | 0 | 0 | 0 | 0 | 0 | 0 | 0 | 0 | 0 | 0 | 0 | 0 | 0 | 0 | 0 | 0 | 0 | 0 | 0 | 0 | 0 | 0 | 0 | 0 | 0
F11_Industrial_Wood and Lumber Products_New_Process_Natural Gas_Process Heat Recovery_A_Achievable Economic RVT Potential | F11 | Industrial | Wood and Lumber Products | New | Process | Natural Gas | Process Heat Recovery | A | Purchases (Cumulative) | Achievable Economic RVT Potential | 0 | 0 | 0 | 0 | 0 | 0 | 0 | 0 | 0 | 0 | 0 | 0 | 0 | 0 | 0 | 0 | 0 | 0 | 0 | 0 | 0 | 0 | 0 | 0 | 0 | 0 | 0 | 0 | 0 | 0 | 0
F1_Industrial_Wood and Lumber Products_New_Space Heating_Natural Gas_Building Automation System_A_Achievable Economic RVT Potential | F1 | Industrial | Wood and Lumber Products | New | Space Heating | Natural Gas | Building Automation System | A | Integrated Unit Energy Savings (kWh or therms) | Achievable Economic RVT Potential | 0 | 0 | 0 | 0 | 0 | 0.014546 | 0.014308 | 0.01411 | 0.01394 | 0.013788 | 0.013652 | 0.013488 | 0.013312 | 0.013134 | 0.012959 | 0.012801 | 0.012658 | 0.012538 | 0.012378 | 0.012254 | 0.01216 | 0.012086 | 0.012044 | 0.012017 | 0.012001 | 0.011992 | 0.011987 | 0.011986 | 0 | 0 | 0
F2_Industrial_Wood and Lumber Products_New_Space Heating_Natural Gas_Building Automation System_A_Achievable Economic RVT Potential | F2 | Industrial | Wood and Lumber Products | New | Space Heating | Natural Gas | Building Automation System | A | Integrated Unit Summer Peak Savings (kW) | Achievable Economic RVT Potential | 0 | 0 | 0 | 0 | 0 | 0 | 0 | 0 | 0 | 0 | 0 | 0 | 0 | 0 | 0 | 0 | 0 | 0 | 0 | 0 | 0 | 0 | 0 | 0 | 0 | 0 | 0 | 0 | 0 | 0 | 0
F3_Industrial_Wood and Lumber Products_New_Space Heating_Natural Gas_Building Automation System_A_Achievable Economic RVT Potential | F3 | Industrial | Wood and Lumber Products | New | Space Heating | Natural Gas | Building Automation System | A | Integrated Unit Winter Peak Savings (kW) | Achievable Economic RVT Potential | 0 | 0 | 0 | 0 | 0 | 0 | 0 | 0 | 0 | 0 | 0 | 0 | 0 | 0 | 0 | 0 | 0 | 0 | 0 | 0 | 0 | 0 | 0 | 0 | 0 | 0 | 0 | 0 | 0 | 0 | 0
F4_Industrial_Wood and Lumber Products_New_Space Heating_Natural Gas_Building Automation System_A_Achievable Economic RVT Potential | F4 | Industrial | Wood and Lumber Products | New | Space Heating | Natural Gas | Building Automation System | A | Incremental Energy Savings (MWh or mTherms) | Achievable Economic RVT Potential | 0 | 0 | 0 | 0 | 0 | 2.5647e-05 | 5.9741e-05 | 0.00012091 | 0.00022036 | 0.00036994 | 0.0005801 | 0.00085332 | 0.0011858 | 0.0015615 | 0.0019478 | 0.0023045 | 0.0025761 | 0.0027136 | 0.0026652 | 0.0024406 | 0.0021021 | 0.0016727 | 0.0012057 | 0.00080133 | 0.00054315 | 0.00050956 | 0.00075832 | 0.0010676 | 0 | 0 | 0
F5_Industrial_Wood and Lumber Products_New_Space Heating_Natural Gas_Building Automation System_A_Achievable Economic RVT Potential | F5 | Industrial | Wood and Lumber Products | New | Space Heating | Natural Gas | Building Automation System | A | Incremental Summer Peak Savings (MW) | Achievable Economic RVT Potential | 0 | 0 | 0 | 0 | 0 | 0 | 0 | 0 | 0 | 0 | 0 | 0 | 0 | 0 | 0 | 0 | 0 | 0 | 0 | 0 | 0 | 0 | 0 | 0 | 0 | 0 | 0 | 0 | 0 | 0 | 0
F6_Industrial_Wood and Lumber Products_New_Space Heating_Natural Gas_Building Automation System_A_Achievable Economic RVT Potential | F6 | Industrial | Wood and Lumber Products | New | Space Heating | Natural Gas | Building Automation System | A | Incremental Winter Peak Savings (MW) | Achievable Economic RVT Potential | 0 | 0 | 0 | 0 | 0 | 0 | 0 | 0 | 0 | 0 | 0 | 0 | 0 | 0 | 0 | 0 | 0 | 0 | 0 | 0 | 0 | 0 | 0 | 0 | 0 | 0 | 0 | 0 | 0 | 0 | 0
F7_Industrial_Wood and Lumber Products_New_Space Heating_Natural Gas_Building Automation System_A_Achievable Economic RVT Potential | F7 | Industrial | Wood and Lumber Products | New | Space Heating | Natural Gas | Building Automation System | A | Cumulative Energy Savings (MWh or mTherms) | Achievable Economic RVT Potential | 0 | 0 | 0 | 0 | 0 | 2.5647e-05 | 8.4967e-05 | 0.00020471 | 0.0004226 | 0.00078792 | 0.0013602 | 0.0021973 | 0.0033544 | 0.004871 | 0.0067537 | 0.0089758 | 0.011452 | 0.014057 | 0.016542 | 0.018818 | 0.020755 | 0.02225 | 0.023276 | 0.023835 | 0.024023 | 0.024005 | 0.023995 | 0.023993 | 0 | 0 | 0
F8_Industrial_Wood and Lumber Products_New_Space Heating_Natural Gas_Building Automation System_A_Achievable Economic RVT Potential | F8 | Industrial | Wood and Lumber Products | New | Space Heating | Natural Gas | Building Automation System | A | Cumulative Summer Peak Savings (MW) | Achievable Economic RVT Potential | 0 | 0 | 0 | 0 | 0 | 0 | 0 | 0 | 0 | 0 | 0 | 0 | 0 | 0 | 0 | 0 | 0 | 0 | 0 | 0 | 0 | 0 | 0 | 0 | 0 | 0 | 0 | 0 | 0 | 0 | 0
F9_Industrial_Wood and Lumber Products_New_Space Heating_Natural Gas_Building Automation System_A_Achievable Economic RVT Potential | F9 | Industrial | Wood and Lumber Products | New | Space Heating | Natural Gas | Building Automation System | A | Cumulative Winter Peak Savings (MW) | Achievable Economic RVT Potential | 0 | 0 | 0 | 0 | 0 | 0 | 0 | 0 | 0 | 0 | 0 | 0 | 0 | 0 | 0 | 0 | 0 | 0 | 0 | 0 | 0 | 0 | 0 | 0 | 0 | 0 | 0 | 0 | 0 | 0 | 0
F10_Industrial_Wood and Lumber Products_New_Space Heating_Natural Gas_Building Automation System_A_Achievable Economic RVT Potential | F10 | Industrial | Wood and Lumber Products | New | Space Heating | Natural Gas | Building Automation System | A | Purchases (Incremental) | Achievable Economic RVT Potential | 0 | 0 | 0 | 0 | 0 | 1.7631 | 4.1755 | 8.5691 | 15.807 | 26.83 | 42.4933 | 63.2644 | 89.0747 | 118.8858 | 150.3094 | 180.0287 | 203.5194 | 216.4235 | 215.3218 | 199.168 | 172.8668 | 138.4043 | 100.1022 | 66.6812 | 45.2601 | 42.4933 | 63.2644 | 89.0747 | 118.8858 | 150.3094 | 180.0287
F11_Industrial_Wood and Lumber Products_New_Space Heating_Natural Gas_Building Automation System_A_Achievable Economic RVT Potential | F11 | Industrial | Wood and Lumber Products | New | Space Heating | Natural Gas | Building Automation System | A | Purchases (Cumulative) | Achievable Economic RVT Potential | 0 | 0 | 0 | 0 | 0 | 1.7631 | 5.9386 | 14.5077 | 30.3146 | 57.1447 | 99.6379 | 162.9023 | 251.977 | 370.8628 | 521.1722 | 701.2009 | 904.7204 | 1121.1439 | 1336.4657 | 1535.6337 | 1706.7374 | 1840.9662 | 1932.4994 | 1983.3736 | 2001.8036 | 2001.8036 | 2001.8036 | 2001.8036 | 2001.8036 | 2001.8036 | 2001.8036
F1_Industrial_Wood and Lumber Products_New_Space Heating_Natural Gas_Steam System Efficiency Improvements_A_Achievable Economic RVT Potential | F1 | Industrial | Wood and Lumber Products | New | Space Heating | Natural Gas | Steam System Efficiency Improvements | A | Integrated Unit Energy Savings (kWh or therms) | Achievable Economic RVT Potential | 0 | 0 | 0 | 0 | 0 | 0 | 0 | 0 | 0 | 0 | 0 | 0 | 0 | 0 | 0 | 0 | 0 | 0 | 0 | 0 | 0 | 0 | 0 | 0 | 0 | 0 | 0 | 0 | 0 | 0 | 0
F2_Industrial_Wood and Lumber Products_New_Space Heating_Natural Gas_Steam System Efficiency Improvements_A_Achievable Economic RVT Potential | F2 | Industrial | Wood and Lumber Products | New | Space Heating | Natural Gas | Steam System Efficiency Improvements | A | Integrated Unit Summer Peak Savings (kW) | Achievable Economic RVT Potential | 0 | 0 | 0 | 0 | 0 | 0 | 0 | 0 | 0 | 0 | 0 | 0 | 0 | 0 | 0 | 0 | 0 | 0 | 0 | 0 | 0 | 0 | 0 | 0 | 0 | 0 | 0 | 0 | 0 | 0 | 0
F3_Industrial_Wood and Lumber Products_New_Space Heating_Natural Gas_Steam System Efficiency Improvements_A_Achievable Economic RVT Potential | F3 | Industrial | Wood and Lumber Products | New | Space Heating | Natural Gas | Steam System Efficiency Improvements | A | Integrated Unit Winter Peak Savings (kW) | Achievable Economic RVT Potential | 0 | 0 | 0 | 0 | 0 | 0 | 0 | 0 | 0 | 0 | 0 | 0 | 0 | 0 | 0 | 0 | 0 | 0 | 0 | 0 | 0 | 0 | 0 | 0 | 0 | 0 | 0 | 0 | 0 | 0 | 0
F4_Industrial_Wood and Lumber Products_New_Space Heating_Natural Gas_Steam System Efficiency Improvements_A_Achievable Economic RVT Potential | F4 | Industrial | Wood and Lumber Products | New | Space Heating | Natural Gas | Steam System Efficiency Improvements | A | Incremental Energy Savings (MWh or mTherms) | Achievable Economic RVT Potential | 0 | 0 | 0 | 0 | 0 | 0 | 0 | 0 | 0 | 0 | 0 | 0 | 0 | 0 | 0 | 0 | 0 | 0 | 0 | 0 | 0 | 0 | 0 | 0 | 0 | 0 | 0 | 0 | 0 | 0 | 0
F5_Industrial_Wood and Lumber Products_New_Space Heating_Natural Gas_Steam System Efficiency Improvements_A_Achievable Economic RVT Potential | F5 | Industrial | Wood and Lumber Products | New | Space Heating | Natural Gas | Steam System Efficiency Improvements | A | Incremental Summer Peak Savings (MW) | Achievable Economic RVT Potential | 0 | 0 | 0 | 0 | 0 | 0 | 0 | 0 | 0 | 0 | 0 | 0 | 0 | 0 | 0 | 0 | 0 | 0 | 0 | 0 | 0 | 0 | 0 | 0 | 0 | 0 | 0 | 0 | 0 | 0 | 0
F6_Industrial_Wood and Lumber Products_New_Space Heating_Natural Gas_Steam System Efficiency Improvements_A_Achievable Economic RVT Potential | F6 | Industrial | Wood and Lumber Products | New | Space Heating | Natural Gas | Steam System Efficiency Improvements | A | Incremental Winter Peak Savings (MW) | Achievable Economic RVT Potential | 0 | 0 | 0 | 0 | 0 | 0 | 0 | 0 | 0 | 0 | 0 | 0 | 0 | 0 | 0 | 0 | 0 | 0 | 0 | 0 | 0 | 0 | 0 | 0 | 0 | 0 | 0 | 0 | 0 | 0 | 0
F7_Industrial_Wood and Lumber Products_New_Space Heating_Natural Gas_Steam System Efficiency Improvements_A_Achievable Economic RVT Potential | F7 | Industrial | Wood and Lumber Products | New | Space Heating | Natural Gas | Steam System Efficiency Improvements | A | Cumulative Energy Savings (MWh or mTherms) | Achievable Economic RVT Potential | 0 | 0 | 0 | 0 | 0 | 0 | 0 | 0 | 0 | 0 | 0 | 0 | 0 | 0 | 0 | 0 | 0 | 0 | 0 | 0 | 0 | 0 | 0 | 0 | 0 | 0 | 0 | 0 | 0 | 0 | 0
F8_Industrial_Wood and Lumber Products_New_Space Heating_Natural Gas_Steam System Efficiency Improvements_A_Achievable Economic RVT Potential | F8 | Industrial | Wood and Lumber Products | New | Space Heating | Natural Gas | Steam System Efficiency Improvements | A | Cumulative Summer Peak Savings (MW) | Achievable Economic RVT Potential | 0 | 0 | 0 | 0 | 0 | 0 | 0 | 0 | 0 | 0 | 0 | 0 | 0 | 0 | 0 | 0 | 0 | 0 | 0 | 0 | 0 | 0 | 0 | 0 | 0 | 0 | 0 | 0 | 0 | 0 | 0
F9_Industrial_Wood and Lumber Products_New_Space Heating_Natural Gas_Steam System Efficiency Improvements_A_Achievable Economic RVT Potential | F9 | Industrial | Wood and Lumber Products | New | Space Heating | Natural Gas | Steam System Efficiency Improvements | A | Cumulative Winter Peak Savings (MW) | Achievable Economic RVT Potential | 0 | 0 | 0 | 0 | 0 | 0 | 0 | 0 | 0 | 0 | 0 | 0 | 0 | 0 | 0 | 0 | 0 | 0 | 0 | 0 | 0 | 0 | 0 | 0 | 0 | 0 | 0 | 0 | 0 | 0 | 0
F10_Industrial_Wood and Lumber Products_New_Space Heating_Natural Gas_Steam System Efficiency Improvements_A_Achievable Economic RVT Potential | F10 | Industrial | Wood and Lumber Products | New | Space Heating | Natural Gas | Steam System Efficiency Improvements | A | Purchases (Incremental) | Achievable Economic RVT Potential | 0 | 0 | 0 | 0 | 0 | 0 | 0 | 0 | 0 | 0 | 0 | 0 | 0 | 0 | 0 | 0 | 0 | 0 | 0 | 0 | 0 | 0 | 0 | 0 | 0 | 0 | 0 | 0 | 0 | 0 | 0
F11_Industrial_Wood and Lumber Products_New_Space Heating_Natural Gas_Steam System Efficiency Improvements_A_Achievable Economic RVT Potential | F11 | Industrial | Wood and Lumber Products | New | Space Heating | Natural Gas | Steam System Efficiency Improvements | A | Purchases (Cumulative) | Achievable Economic RVT Potential | 0 | 0 | 0 | 0 | 0 | 0 | 0 | 0 | 0 | 0 | 0 | 0 | 0 | 0 | 0 | 0 | 0 | 0 | 0 | 0 | 0 | 0 | 0 | 0 | 0 | 0 | 0 | 0 | 0 | 0 | 0
F1_Industrial_Wood and Lumber Products_New_Process_Natural Gas_Steam System Efficiency Improvements_A_Achievable Economic RVT Potential | F1 | Industrial | Wood and Lumber Products | New | Process | Natural Gas | Steam System Efficiency Improvements | A | Integrated Unit Energy Savings (kWh or therms) | Achievable Economic RVT Potential | 0 | 0 | 0 | 0 | 0 | 0.983 | 0.98125 | 0.97968 | 0.97824 | 0.97686 | 0.97602 | 0.97538 | 0.97489 | 0.97455 | 0.97433 | 0.97424 | 0.97426 | 0.97436 | 0.97451 | 0.97468 | 0.97491 | 0.97518 | 0.97543 | 0.97565 | 0.97586 | 0.97621 | 0.97653 | 0.97682 | 0.98506 | 0.98506 | 0.98506
F2_Industrial_Wood and Lumber Products_New_Process_Natural Gas_Steam System Efficiency Improvements_A_Achievable Economic RVT Potential | F2 | Industrial | Wood and Lumber Products | New | Process | Natural Gas | Steam System Efficiency Improvements | A | Integrated Unit Summer Peak Savings (kW) | Achievable Economic RVT Potential | 0 | 0 | 0 | 0 | 0 | 0 | 0 | 0 | 0 | 0 | 0 | 0 | 0 | 0 | 0 | 0 | 0 | 0 | 0 | 0 | 0 | 0 | 0 | 0 | 0 | 0 | 0 | 0 | 0 | 0 | 0
F3_Industrial_Wood and Lumber Products_New_Process_Natural Gas_Steam System Efficiency Improvements_A_Achievable Economic RVT Potential | F3 | Industrial | Wood and Lumber Products | New | Process | Natural Gas | Steam System Efficiency Improvements | A | Integrated Unit Winter Peak Savings (kW) | Achievable Economic RVT Potential | 0 | 0 | 0 | 0 | 0 | 0 | 0 | 0 | 0 | 0 | 0 | 0 | 0 | 0 | 0 | 0 | 0 | 0 | 0 | 0 | 0 | 0 | 0 | 0 | 0 | 0 | 0 | 0 | 0 | 0 | 0
F4_Industrial_Wood and Lumber Products_New_Process_Natural Gas_Steam System Efficiency Improvements_A_Achievable Economic RVT Potential | F4 | Industrial | Wood and Lumber Products | New | Process | Natural Gas | Steam System Efficiency Improvements | A | Incremental Energy Savings (MWh or mTherms) | Achievable Economic RVT Potential | 0 | 0 | 0 | 0 | 0 | 0 | 0 | 0 | 0 | 0 | 0 | 0 | 0 | 0 | 0 | 0 | 0 | 0 | 0 | 0 | 0 | 0 | 0 | 0 | 0 | 0 | 0 | 0 | 0 | 0 | 0
F5_Industrial_Wood and Lumber Products_New_Process_Natural Gas_Steam System Efficiency Improvements_A_Achievable Economic RVT Potential | F5 | Industrial | Wood and Lumber Products | New | Process | Natural Gas | Steam System Efficiency Improvements | A | Incremental Summer Peak Savings (MW) | Achievable Economic RVT Potential | 0 | 0 | 0 | 0 | 0 | 0 | 0 | 0 | 0 | 0 | 0 | 0 | 0 | 0 | 0 | 0 | 0 | 0 | 0 | 0 | 0 | 0 | 0 | 0 | 0 | 0 | 0 | 0 | 0 | 0 | 0
F6_Industrial_Wood and Lumber Products_New_Process_Natural Gas_Steam System Efficiency Improvements_A_Achievable Economic RVT Potential | F6 | Industrial | Wood and Lumber Products | New | Process | Natural Gas | Steam System Efficiency Improvements | A | Incremental Winter Peak Savings (MW) | Achievable Economic RVT Potential | 0 | 0 | 0 | 0 | 0 | 0 | 0 | 0 | 0 | 0 | 0 | 0 | 0 | 0 | 0 | 0 | 0 | 0 | 0 | 0 | 0 | 0 | 0 | 0 | 0 | 0 | 0 | 0 | 0 | 0 | 0
F7_Industrial_Wood and Lumber Products_New_Process_Natural Gas_Steam System Efficiency Improvements_A_Achievable Economic RVT Potential | F7 | Industrial | Wood and Lumber Products | New | Process | Natural Gas | Steam System Efficiency Improvements | A | Cumulative Energy Savings (MWh or mTherms) | Achievable Economic RVT Potential | 0 | 0 | 0 | 0 | 0 | 0 | 0 | 0 | 0 | 0 | 0 | 0 | 0 | 0 | 0 | 0 | 0 | 0 | 0 | 0 | 0 | 0 | 0 | 0 | 0 | 0 | 0 | 0 | 0 | 0 | 0
F8_Industrial_Wood and Lumber Products_New_Process_Natural Gas_Steam System Efficiency Improvements_A_Achievable Economic RVT Potential | F8 | Industrial | Wood and Lumber Products | New | Process | Natural Gas | Steam System Efficiency Improvements | A | Cumulative Summer Peak Savings (MW) | Achievable Economic RVT Potential | 0 | 0 | 0 | 0 | 0 | 0 | 0 | 0 | 0 | 0 | 0 | 0 | 0 | 0 | 0 | 0 | 0 | 0 | 0 | 0 | 0 | 0 | 0 | 0 | 0 | 0 | 0 | 0 | 0 | 0 | 0
F9_Industrial_Wood and Lumber Products_New_Process_Natural Gas_Steam System Efficiency Improvements_A_Achievable Economic RVT Potential | F9 | Industrial | Wood and Lumber Products | New | Process | Natural Gas | Steam System Efficiency Improvements | A | Cumulative Winter Peak Savings (MW) | Achievable Economic RVT Potential | 0 | 0 | 0 | 0 | 0 | 0 | 0 | 0 | 0 | 0 | 0 | 0 | 0 | 0 | 0 | 0 | 0 | 0 | 0 | 0 | 0 | 0 | 0 | 0 | 0 | 0 | 0 | 0 | 0 | 0 | 0
F10_Industrial_Wood and Lumber Products_New_Process_Natural Gas_Steam System Efficiency Improvements_A_Achievable Economic RVT Potential | F10 | Industrial | Wood and Lumber Products | New | Process | Natural Gas | Steam System Efficiency Improvements | A | Purchases (Incremental) | Achievable Economic RVT Potential | 0 | 0 | 0 | 0 | 0 | 0 | 0 | 0 | 0 | 0 | 0 | 0 | 0 | 0 | 0 | 0 | 0 | 0 | 0 | 0 | 0 | 0 | 0 | 0 | 0 | 0 | 0 | 0 | 0 | 0 | 0
F11_Industrial_Wood and Lumber Products_New_Process_Natural Gas_Steam System Efficiency Improvements_A_Achievable Economic RVT Potential | F11 | Industrial | Wood and Lumber Products | New | Process | Natural Gas | Steam System Efficiency Improvements | A | Purchases (Cumulative) | Achievable Economic RVT Potential | 0 | 0 | 0 | 0 | 0 | 0 | 0 | 0 | 0 | 0 | 0 | 0 | 0 | 0 | 0 | 0 | 0 | 0 | 0 | 0 | 0 | 0 | 0 | 0 | 0 | 0 | 0 | 0 | 0 | 0 | 0
F1_Industrial_Wood and Lumber Products_New_Space Heating_Natural Gas_Strategic Energy Management_A_Achievable Economic RVT Potential | F1 | Industrial | Wood and Lumber Products | New | Space Heating | Natural Gas | Strategic Energy Management | A | Integrated Unit Energy Savings (kWh or therms) | Achievable Economic RVT Potential | 0 | 0 | 0 | 0 | 0 | 5.2312 | 5.1463 | 5.076 | 5.0156 | 4.9614 | 4.9124 | 4.8537 | 4.7904 | 4.7264 | 4.6633 | 4.6064 | 4.5551 | 4.5121 | 4.4543 | 4.4099 | 4.3762 | 4.3494 | 4.3345 | 4.3248 | 4.3188 | 4.3154 | 4.3134 | 4.3129 | 0 | 0 | 0
F2_Industrial_Wood and Lumber Products_New_Space Heating_Natural Gas_Strategic Energy Management_A_Achievable Economic RVT Potential | F2 | Industrial | Wood and Lumber Products | New | Space Heating | Natural Gas | Strategic Energy Management | A | Integrated Unit Summer Peak Savings (kW) | Achievable Economic RVT Potential | 0 | 0 | 0 | 0 | 0 | 0 | 0 | 0 | 0 | 0 | 0 | 0 | 0 | 0 | 0 | 0 | 0 | 0 | 0 | 0 | 0 | 0 | 0 | 0 | 0 | 0 | 0 | 0 | 0 | 0 | 0
F3_Industrial_Wood and Lumber Products_New_Space Heating_Natural Gas_Strategic Energy Management_A_Achievable Economic RVT Potential | F3 | Industrial | Wood and Lumber Products | New | Space Heating | Natural Gas | Strategic Energy Management | A | Integrated Unit Winter Peak Savings (kW) | Achievable Economic RVT Potential | 0 | 0 | 0 | 0 | 0 | 0 | 0 | 0 | 0 | 0 | 0 | 0 | 0 | 0 | 0 | 0 | 0 | 0 | 0 | 0 | 0 | 0 | 0 | 0 | 0 | 0 | 0 | 0 | 0 | 0 | 0
F4_Industrial_Wood and Lumber Products_New_Space Heating_Natural Gas_Strategic Energy Management_A_Achievable Economic RVT Potential | F4 | Industrial | Wood and Lumber Products | New | Space Heating | Natural Gas | Strategic Energy Management | A | Incremental Energy Savings (MWh or mTherms) | Achievable Economic RVT Potential | 0 | 0 | 0 | 0 | 0 | 0 | 0 | 0 | 0 | 0 | 0 | 0 | 0 | 0 | 0 | 0 | 0 | 0 | 0 | 0 | 0 | 0 | 0 | 0 | 0 | 0 | 0 | 0 | 0 | 0 | 0
F5_Industrial_Wood and Lumber Products_New_Space Heating_Natural Gas_Strategic Energy Management_A_Achievable Economic RVT Potential | F5 | Industrial | Wood and Lumber Products | New | Space Heating | Natural Gas | Strategic Energy Management | A | Incremental Summer Peak Savings (MW) | Achievable Economic RVT Potential | 0 | 0 | 0 | 0 | 0 | 0 | 0 | 0 | 0 | 0 | 0 | 0 | 0 | 0 | 0 | 0 | 0 | 0 | 0 | 0 | 0 | 0 | 0 | 0 | 0 | 0 | 0 | 0 | 0 | 0 | 0
F6_Industrial_Wood and Lumber Products_New_Space Heating_Natural Gas_Strategic Energy Management_A_Achievable Economic RVT Potential | F6 | Industrial | Wood and Lumber Products | New | Space Heating | Natural Gas | Strategic Energy Management | A | Incremental Winter Peak Savings (MW) | Achievable Economic RVT Potential | 0 | 0 | 0 | 0 | 0 | 0 | 0 | 0 | 0 | 0 | 0 | 0 | 0 | 0 | 0 | 0 | 0 | 0 | 0 | 0 | 0 | 0 | 0 | 0 | 0 | 0 | 0 | 0 | 0 | 0 | 0
F7_Industrial_Wood and Lumber Products_New_Space Heating_Natural Gas_Strategic Energy Management_A_Achievable Economic RVT Potential | F7 | Industrial | Wood and Lumber Products | New | Space Heating | Natural Gas | Strategic Energy Management | A | Cumulative Energy Savings (MWh or mTherms) | Achievable Economic RVT Potential | 0 | 0 | 0 | 0 | 0 | 0 | 0 | 0 | 0 | 0 | 0 | 0 | 0 | 0 | 0 | 0 | 0 | 0 | 0 | 0 | 0 | 0 | 0 | 0 | 0 | 0 | 0 | 0 | 0 | 0 | 0
F8_Industrial_Wood and Lumber Products_New_Space Heating_Natural Gas_Strategic Energy Management_A_Achievable Economic RVT Potential | F8 | Industrial | Wood and Lumber Products | New | Space Heating | Natural Gas | Strategic Energy Management | A | Cumulative Summer Peak Savings (MW) | Achievable Economic RVT Potential | 0 | 0 | 0 | 0 | 0 | 0 | 0 | 0 | 0 | 0 | 0 | 0 | 0 | 0 | 0 | 0 | 0 | 0 | 0 | 0 | 0 | 0 | 0 | 0 | 0 | 0 | 0 | 0 | 0 | 0 | 0
F9_Industrial_Wood and Lumber Products_New_Space Heating_Natural Gas_Strategic Energy Management_A_Achievable Economic RVT Potential | F9 | Industrial | Wood and Lumber Products | New | Space Heating | Natural Gas | Strategic Energy Management | A | Cumulative Winter Peak Savings (MW) | Achievable Economic RVT Potential | 0 | 0 | 0 | 0 | 0 | 0 | 0 | 0 | 0 | 0 | 0 | 0 | 0 | 0 | 0 | 0 | 0 | 0 | 0 | 0 | 0 | 0 | 0 | 0 | 0 | 0 | 0 | 0 | 0 | 0 | 0
F10_Industrial_Wood and Lumber Products_New_Space Heating_Natural Gas_Strategic Energy Management_A_Achievable Economic RVT Potential | F10 | Industrial | Wood and Lumber Products | New | Space Heating | Natural Gas | Strategic Energy Management | A | Purchases (Incremental) | Achievable Economic RVT Potential | 0 | 0 | 0 | 0 | 0 | 0 | 0 | 0 | 0 | 0 | 0 | 0 | 0 | 0 | 0 | 0 | 0 | 0 | 0 | 0 | 0 | 0 | 0 | 0 | 0 | 0 | 0 | 0 | 0 | 0 | 0
F11_Industrial_Wood and Lumber Products_New_Space Heating_Natural Gas_Strategic Energy Management_A_Achievable Economic RVT Potential | F11 | Industrial | Wood and Lumber Products | New | Space Heating | Natural Gas | Strategic Energy Management | A | Purchases (Cumulative) | Achievable Economic RVT Potential | 0 | 0 | 0 | 0 | 0 | 0 | 0 | 0 | 0 | 0 | 0 | 0 | 0 | 0 | 0 | 0 | 0 | 0 | 0 | 0 | 0 | 0 | 0 | 0 | 0 | 0 | 0 | 0 | 0 | 0 | 0
F1_Industrial_Wood and Lumber Products_New_Process_Natural Gas_Strategic Energy Management_A_Achievable Economic RVT Potential | F1 | Industrial | Wood and Lumber Products | New | Process | Natural Gas | Strategic Energy Management | A | Integrated Unit Energy Savings (kWh or therms) | Achievable Economic RVT Potential | 0 | 0 | 0 | 0 | 0 | 8.9341 | 8.9244 | 8.9157 | 8.9076 | 8.8998 | 8.8929 | 8.8877 | 8.8838 | 8.8812 | 8.8796 | 8.8791 | 8.8795 | 8.8807 | 8.8823 | 8.8841 | 8.8863 | 8.889 | 8.8914 | 8.8936 | 8.8956 | 8.8975 | 8.8992 | 8.9008 | 0 | 0 | 0
F2_Industrial_Wood and Lumber Products_New_Process_Natural Gas_Strategic Energy Management_A_Achievable Economic RVT Potential | F2 | Industrial | Wood and Lumber Products | New | Process | Natural Gas | Strategic Energy Management | A | Integrated Unit Summer Peak Savings (kW) | Achievable Economic RVT Potential | 0 | 0 | 0 | 0 | 0 | 0 | 0 | 0 | 0 | 0 | 0 | 0 | 0 | 0 | 0 | 0 | 0 | 0 | 0 | 0 | 0 | 0 | 0 | 0 | 0 | 0 | 0 | 0 | 0 | 0 | 0
F3_Industrial_Wood and Lumber Products_New_Process_Natural Gas_Strategic Energy Management_A_Achievable Economic RVT Potential | F3 | Industrial | Wood and Lumber Products | New | Process | Natural Gas | Strategic Energy Management | A | Integrated Unit Winter Peak Savings (kW) | Achievable Economic RVT Potential | 0 | 0 | 0 | 0 | 0 | 0 | 0 | 0 | 0 | 0 | 0 | 0 | 0 | 0 | 0 | 0 | 0 | 0 | 0 | 0 | 0 | 0 | 0 | 0 | 0 | 0 | 0 | 0 | 0 | 0 | 0
F4_Industrial_Wood and Lumber Products_New_Process_Natural Gas_Strategic Energy Management_A_Achievable Economic RVT Potential | F4 | Industrial | Wood and Lumber Products | New | Process | Natural Gas | Strategic Energy Management | A | Incremental Energy Savings (MWh or mTherms) | Achievable Economic RVT Potential | 0 | 0 | 0 | 0 | 0 | 0 | 0 | 0 | 0 | 0 | 0 | 0 | 0 | 0 | 0 | 0 | 0 | 0 | 0 | 0 | 0 | 0 | 0 | 0 | 0 | 0 | 0 | 0 | 0 | 0 | 0
F5_Industrial_Wood and Lumber Products_New_Process_Natural Gas_Strategic Energy Management_A_Achievable Economic RVT Potential | F5 | Industrial | Wood and Lumber Products | New | Process | Natural Gas | Strategic Energy Management | A | Incremental Summer Peak Savings (MW) | Achievable Economic RVT Potential | 0 | 0 | 0 | 0 | 0 | 0 | 0 | 0 | 0 | 0 | 0 | 0 | 0 | 0 | 0 | 0 | 0 | 0 | 0 | 0 | 0 | 0 | 0 | 0 | 0 | 0 | 0 | 0 | 0 | 0 | 0
F6_Industrial_Wood and Lumber Products_New_Process_Natural Gas_Strategic Energy Management_A_Achievable Economic RVT Potential | F6 | Industrial | Wood and Lumber Products | New | Process | Natural Gas | Strategic Energy Management | A | Incremental Winter Peak Savings (MW) | Achievable Economic RVT Potential | 0 | 0 | 0 | 0 | 0 | 0 | 0 | 0 | 0 | 0 | 0 | 0 | 0 | 0 | 0 | 0 | 0 | 0 | 0 | 0 | 0 | 0 | 0 | 0 | 0 | 0 | 0 | 0 | 0 | 0 | 0
F7_Industrial_Wood and Lumber Products_New_Process_Natural Gas_Strategic Energy Management_A_Achievable Economic RVT Potential | F7 | Industrial | Wood and Lumber Products | New | Process | Natural Gas | Strategic Energy Management | A | Cumulative Energy Savings (MWh or mTherms) | Achievable Economic RVT Potential | 0 | 0 | 0 | 0 | 0 | 0 | 0 | 0 | 0 | 0 | 0 | 0 | 0 | 0 | 0 | 0 | 0 | 0 | 0 | 0 | 0 | 0 | 0 | 0 | 0 | 0 | 0 | 0 | 0 | 0 | 0
F8_Industrial_Wood and Lumber Products_New_Process_Natural Gas_Strategic Energy Management_A_Achievable Economic RVT Potential | F8 | Industrial | Wood and Lumber Products | New | Process | Natural Gas | Strategic Energy Management | A | Cumulative Summer Peak Savings (MW) | Achievable Economic RVT Potential | 0 | 0 | 0 | 0 | 0 | 0 | 0 | 0 | 0 | 0 | 0 | 0 | 0 | 0 | 0 | 0 | 0 | 0 | 0 | 0 | 0 | 0 | 0 | 0 | 0 | 0 | 0 | 0 | 0 | 0 | 0
F9_Industrial_Wood and Lumber Products_New_Process_Natural Gas_Strategic Energy Management_A_Achievable Economic RVT Potential | F9 | Industrial | Wood and Lumber Products | New | Process | Natural Gas | Strategic Energy Management | A | Cumulative Winter Peak Savings (MW) | Achievable Economic RVT Potential | 0 | 0 | 0 | 0 | 0 | 0 | 0 | 0 | 0 | 0 | 0 | 0 | 0 | 0 | 0 | 0 | 0 | 0 | 0 | 0 | 0 | 0 | 0 | 0 | 0 | 0 | 0 | 0 | 0 | 0 | 0
F10_Industrial_Wood and Lumber Products_New_Process_Natural Gas_Strategic Energy Management_A_Achievable Economic RVT Potential | F10 | Industrial | Wood and Lumber Products | New | Process | Natural Gas | Strategic Energy Management | A | Purchases (Incremental) | Achievable Economic RVT Potential | 0 | 0 | 0 | 0 | 0 | 0 | 0 | 0 | 0 | 0 | 0 | 0 | 0 | 0 | 0 | 0 | 0 | 0 | 0 | 0 | 0 | 0 | 0 | 0 | 0 | 0 | 0 | 0 | 0 | 0 | 0
F11_Industrial_Wood and Lumber Products_New_Process_Natural Gas_Strategic Energy Management_A_Achievable Economic RVT Potential | F11 | Industrial | Wood and Lumber Products | New | Process | Natural Gas | Strategic Energy Management | A | Purchases (Cumulative) | Achievable Economic RVT Potential | 0 | 0 | 0 | 0 | 0 | 0 | 0 | 0 | 0 | 0 | 0 | 0 | 0 | 0 | 0 | 0 | 0 | 0 | 0 | 0 | 0 | 0 | 0 | 0 | 0 | 0 | 0 | 0 | 0 | 0 | 0
F1_Industrial_Wood and Lumber Products_New_Miscellaneous_Natural Gas_Strategic Energy Management_A_Achievable Economic RVT Potential | F1 | Industrial | Wood and Lumber Products | New | Miscellaneous | Natural Gas | Strategic Energy Management | A | Integrated Unit Energy Savings (kWh or therms) | Achievable Economic RVT Potential | 0 | 0 | 0 | 0 | 0 | 3.4004 | 3.4004 | 3.4004 | 3.4004 | 3.4004 | 3.4004 | 3.4004 | 3.4004 | 3.4004 | 3.4004 | 3.4004 | 3.4004 | 3.4004 | 3.4004 | 3.4004 | 3.4004 | 3.4004 | 3.4004 | 3.4004 | 3.4004 | 3.4004 | 3.4004 | 3.4004 | 0 | 0 | 0
F2_Industrial_Wood and Lumber Products_New_Miscellaneous_Natural Gas_Strategic Energy Management_A_Achievable Economic RVT Potential | F2 | Industrial | Wood and Lumber Products | New | Miscellaneous | Natural Gas | Strategic Energy Management | A | Integrated Unit Summer Peak Savings (kW) | Achievable Economic RVT Potential | 0 | 0 | 0 | 0 | 0 | 0 | 0 | 0 | 0 | 0 | 0 | 0 | 0 | 0 | 0 | 0 | 0 | 0 | 0 | 0 | 0 | 0 | 0 | 0 | 0 | 0 | 0 | 0 | 0 | 0 | 0
F3_Industrial_Wood and Lumber Products_New_Miscellaneous_Natural Gas_Strategic Energy Management_A_Achievable Economic RVT Potential | F3 | Industrial | Wood and Lumber Products | New | Miscellaneous | Natural Gas | Strategic Energy Management | A | Integrated Unit Winter Peak Savings (kW) | Achievable Economic RVT Potential | 0 | 0 | 0 | 0 | 0 | 0 | 0 | 0 | 0 | 0 | 0 | 0 | 0 | 0 | 0 | 0 | 0 | 0 | 0 | 0 | 0 | 0 | 0 | 0 | 0 | 0 | 0 | 0 | 0 | 0 | 0
F4_Industrial_Wood and Lumber Products_New_Miscellaneous_Natural Gas_Strategic Energy Management_A_Achievable Economic RVT Potential | F4 | Industrial | Wood and Lumber Products | New | Miscellaneous | Natural Gas | Strategic Energy Management | A | Incremental Energy Savings (MWh or mTherms) | Achievable Economic RVT Potential | 0 | 0 | 0 | 0 | 0 | 0 | 0 | 0 | 0 | 0 | 0 | 0 | 0 | 0 | 0 | 0 | 0 | 0 | 0 | 0 | 0 | 0 | 0 | 0 | 0 | 0 | 0 | 0 | 0 | 0 | 0
F5_Industrial_Wood and Lumber Products_New_Miscellaneous_Natural Gas_Strategic Energy Management_A_Achievable Economic RVT Potential | F5 | Industrial | Wood and Lumber Products | New | Miscellaneous | Natural Gas | Strategic Energy Management | A | Incremental Summer Peak Savings (MW) | Achievable Economic RVT Potential | 0 | 0 | 0 | 0 | 0 | 0 | 0 | 0 | 0 | 0 | 0 | 0 | 0 | 0 | 0 | 0 | 0 | 0 | 0 | 0 | 0 | 0 | 0 | 0 | 0 | 0 | 0 | 0 | 0 | 0 | 0
F6_Industrial_Wood and Lumber Products_New_Miscellaneous_Natural Gas_Strategic Energy Management_A_Achievable Economic RVT Potential | F6 | Industrial | Wood and Lumber Products | New | Miscellaneous | Natural Gas | Strategic Energy Management | A | Incremental Winter Peak Savings (MW) | Achievable Economic RVT Potential | 0 | 0 | 0 | 0 | 0 | 0 | 0 | 0 | 0 | 0 | 0 | 0 | 0 | 0 | 0 | 0 | 0 | 0 | 0 | 0 | 0 | 0 | 0 | 0 | 0 | 0 | 0 | 0 | 0 | 0 | 0
F7_Industrial_Wood and Lumber Products_New_Miscellaneous_Natural Gas_Strategic Energy Management_A_Achievable Economic RVT Potential | F7 | Industrial | Wood and Lumber Products | New | Miscellaneous | Natural Gas | Strategic Energy Management | A | Cumulative Energy Savings (MWh or mTherms) | Achievable Economic RVT Potential | 0 | 0 | 0 | 0 | 0 | 0 | 0 | 0 | 0 | 0 | 0 | 0 | 0 | 0 | 0 | 0 | 0 | 0 | 0 | 0 | 0 | 0 | 0 | 0 | 0 | 0 | 0 | 0 | 0 | 0 | 0
F8_Industrial_Wood and Lumber Products_New_Miscellaneous_Natural Gas_Strategic Energy Management_A_Achievable Economic RVT Potential | F8 | Industrial | Wood and Lumber Products | New | Miscellaneous | Natural Gas | Strategic Energy Management | A | Cumulative Summer Peak Savings (MW) | Achievable Economic RVT Potential | 0 | 0 | 0 | 0 | 0 | 0 | 0 | 0 | 0 | 0 | 0 | 0 | 0 | 0 | 0 | 0 | 0 | 0 | 0 | 0 | 0 | 0 | 0 | 0 | 0 | 0 | 0 | 0 | 0 | 0 | 0
F9_Industrial_Wood and Lumber Products_New_Miscellaneous_Natural Gas_Strategic Energy Management_A_Achievable Economic RVT Potential | F9 | Industrial | Wood and Lumber Products | New | Miscellaneous | Natural Gas | Strategic Energy Management | A | Cumulative Winter Peak Savings (MW) | Achievable Economic RVT Potential | 0 | 0 | 0 | 0 | 0 | 0 | 0 | 0 | 0 | 0 | 0 | 0 | 0 | 0 | 0 | 0 | 0 | 0 | 0 | 0 | 0 | 0 | 0 | 0 | 0 | 0 | 0 | 0 | 0 | 0 | 0
F10_Industrial_Wood and Lumber Products_New_Miscellaneous_Natural Gas_Strategic Energy Management_A_Achievable Economic RVT Potential | F10 | Industrial | Wood and Lumber Products | New | Miscellaneous | Natural Gas | Strategic Energy Management | A | Purchases (Incremental) | Achievable Economic RVT Potential | 0 | 0 | 0 | 0 | 0 | 0 | 0 | 0 | 0 | 0 | 0 | 0 | 0 | 0 | 0 | 0 | 0 | 0 | 0 | 0 | 0 | 0 | 0 | 0 | 0 | 0 | 0 | 0 | 0 | 0 | 0
F11_Industrial_Wood and Lumber Products_New_Miscellaneous_Natural Gas_Strategic Energy Management_A_Achievable Economic RVT Potential | F11 | Industrial | Wood and Lumber Products | New | Miscellaneous | Natural Gas | Strategic Energy Management | A | Purchases (Cumulative) | Achievable Economic RVT Potential | 0 | 0 | 0 | 0 | 0 | 0 | 0 | 0 | 0 | 0 | 0 | 0 | 0 | 0 | 0 | 0 | 0 | 0 | 0 | 0 | 0 | 0 | 0 | 0 | 0 | 0 | 0 | 0 | 0 | 0 | 0
F1_Industrial_Wood and Lumber Products_New_Space Heating_Natural Gas_Commissioning_A_Achievable Economic RVT Potential | F1 | Industrial | Wood and Lumber Products | New | Space Heating | Natural Gas | Commissioning | A | Integrated Unit Energy Savings (kWh or therms) | Achievable Economic RVT Potential | 0 | 0 | 0 | 0 | 0 | 6.529 | 6.423 | 6.3353 | 6.2599 | 6.1923 | 6.131 | 6.0578 | 5.9788 | 5.8989 | 5.8202 | 5.7492 | 5.6852 | 5.6315 | 5.5594 | 5.5039 | 5.4619 | 5.4284 | 5.4098 | 5.3977 | 5.3902 | 5.3859 | 5.3835 | 5.3829 | 0 | 0 | 0
F2_Industrial_Wood and Lumber Products_New_Space Heating_Natural Gas_Commissioning_A_Achievable Economic RVT Potential | F2 | Industrial | Wood and Lumber Products | New | Space Heating | Natural Gas | Commissioning | A | Integrated Unit Summer Peak Savings (kW) | Achievable Economic RVT Potential | 0 | 0 | 0 | 0 | 0 | 0 | 0 | 0 | 0 | 0 | 0 | 0 | 0 | 0 | 0 | 0 | 0 | 0 | 0 | 0 | 0 | 0 | 0 | 0 | 0 | 0 | 0 | 0 | 0 | 0 | 0
F3_Industrial_Wood and Lumber Products_New_Space Heating_Natural Gas_Commissioning_A_Achievable Economic RVT Potential | F3 | Industrial | Wood and Lumber Products | New | Space Heating | Natural Gas | Commissioning | A | Integrated Unit Winter Peak Savings (kW) | Achievable Economic RVT Potential | 0 | 0 | 0 | 0 | 0 | 0 | 0 | 0 | 0 | 0 | 0 | 0 | 0 | 0 | 0 | 0 | 0 | 0 | 0 | 0 | 0 | 0 | 0 | 0 | 0 | 0 | 0 | 0 | 0 | 0 | 0
F4_Industrial_Wood and Lumber Products_New_Space Heating_Natural Gas_Commissioning_A_Achievable Economic RVT Potential | F4 | Industrial | Wood and Lumber Products | New | Space Heating | Natural Gas | Commissioning | A | Incremental Energy Savings (MWh or mTherms) | Achievable Economic RVT Potential | 0 | 0 | 0 | 0 | 0 | 0 | 0 | 0 | 0 | 0 | 0 | 0 | 0 | 0 | 0 | 0 | 0 | 0 | 0 | 0 | 0 | 0 | 0 | 0 | 0 | 0 | 0 | 0 | 0 | 0 | 0
F5_Industrial_Wood and Lumber Products_New_Space Heating_Natural Gas_Commissioning_A_Achievable Economic RVT Potential | F5 | Industrial | Wood and Lumber Products | New | Space Heating | Natural Gas | Commissioning | A | Incremental Summer Peak Savings (MW) | Achievable Economic RVT Potential | 0 | 0 | 0 | 0 | 0 | 0 | 0 | 0 | 0 | 0 | 0 | 0 | 0 | 0 | 0 | 0 | 0 | 0 | 0 | 0 | 0 | 0 | 0 | 0 | 0 | 0 | 0 | 0 | 0 | 0 | 0
F6_Industrial_Wood and Lumber Products_New_Space Heating_Natural Gas_Commissioning_A_Achievable Economic RVT Potential | F6 | Industrial | Wood and Lumber Products | New | Space Heating | Natural Gas | Commissioning | A | Incremental Winter Peak Savings (MW) | Achievable Economic RVT Potential | 0 | 0 | 0 | 0 | 0 | 0 | 0 | 0 | 0 | 0 | 0 | 0 | 0 | 0 | 0 | 0 | 0 | 0 | 0 | 0 | 0 | 0 | 0 | 0 | 0 | 0 | 0 | 0 | 0 | 0 | 0
F7_Industrial_Wood and Lumber Products_New_Space Heating_Natural Gas_Commissioning_A_Achievable Economic RVT Potential | F7 | Industrial | Wood and Lumber Products | New | Space Heating | Natural Gas | Commissioning | A | Cumulative Energy Savings (MWh or mTherms) | Achievable Economic RVT Potential | 0 | 0 | 0 | 0 | 0 | 0 | 0 | 0 | 0 | 0 | 0 | 0 | 0 | 0 | 0 | 0 | 0 | 0 | 0 | 0 | 0 | 0 | 0 | 0 | 0 | 0 | 0 | 0 | 0 | 0 | 0
F8_Industrial_Wood and Lumber Products_New_Space Heating_Natural Gas_Commissioning_A_Achievable Economic RVT Potential | F8 | Industrial | Wood and Lumber Products | New | Space Heating | Natural Gas | Commissioning | A | Cumulative Summer Peak Savings (MW) | Achievable Economic RVT Potential | 0 | 0 | 0 | 0 | 0 | 0 | 0 | 0 | 0 | 0 | 0 | 0 | 0 | 0 | 0 | 0 | 0 | 0 | 0 | 0 | 0 | 0 | 0 | 0 | 0 | 0 | 0 | 0 | 0 | 0 | 0
F9_Industrial_Wood and Lumber Products_New_Space Heating_Natural Gas_Commissioning_A_Achievable Economic RVT Potential | F9 | Industrial | Wood and Lumber Products | New | Space Heating | Natural Gas | Commissioning | A | Cumulative Winter Peak Savings (MW) | Achievable Economic RVT Potential | 0 | 0 | 0 | 0 | 0 | 0 | 0 | 0 | 0 | 0 | 0 | 0 | 0 | 0 | 0 | 0 | 0 | 0 | 0 | 0 | 0 | 0 | 0 | 0 | 0 | 0 | 0 | 0 | 0 | 0 | 0
F10_Industrial_Wood and Lumber Products_New_Space Heating_Natural Gas_Commissioning_A_Achievable Economic RVT Potential | F10 | Industrial | Wood and Lumber Products | New | Space Heating | Natural Gas | Commissioning | A | Purchases (Incremental) | Achievable Economic RVT Potential | 0 | 0 | 0 | 0 | 0 | 0 | 0 | 0 | 0 | 0 | 0 | 0 | 0 | 0 | 0 | 0 | 0 | 0 | 0 | 0 | 0 | 0 | 0 | 0 | 0 | 0 | 0 | 0 | 0 | 0 | 0
F11_Industrial_Wood and Lumber Products_New_Space Heating_Natural Gas_Commissioning_A_Achievable Economic RVT Potential | F11 | Industrial | Wood and Lumber Products | New | Space Heating | Natural Gas | Commissioning | A | Purchases (Cumulative) | Achievable Economic RVT Potential | 0 | 0 | 0 | 0 | 0 | 0 | 0 | 0 | 0 | 0 | 0 | 0 | 0 | 0 | 0 | 0 | 0 | 0 | 0 | 0 | 0 | 0 | 0 | 0 | 0 | 0 | 0 | 0 | 0 | 0 | 0
F1_Industrial_Wood and Lumber Products_New_Process_Natural Gas_Commissioning_A_Achievable Economic RVT Potential | F1 | Industrial | Wood and Lumber Products | New | Process | Natural Gas | Commissioning | A | Integrated Unit Energy Savings (kWh or therms) | Achievable Economic RVT Potential | 0 | 0 | 0 | 0 | 0 | 49.9244 | 49.9225 | 49.9215 | 49.9222 | 49.9228 | 49.9233 | 49.9237 | 49.9241 | 49.9244 | 49.9246 | 49.9248 | 49.925 | 49.9252 | 49.9253 | 49.9254 | 49.9256 | 49.9257 | 49.9258 | 49.9259 | 49.9259 | 49.926 | 49.9261 | 49.9262 | 0 | 0 | 0
F2_Industrial_Wood and Lumber Products_New_Process_Natural Gas_Commissioning_A_Achievable Economic RVT Potential | F2 | Industrial | Wood and Lumber Products | New | Process | Natural Gas | Commissioning | A | Integrated Unit Summer Peak Savings (kW) | Achievable Economic RVT Potential | 0 | 0 | 0 | 0 | 0 | 0 | 0 | 0 | 0 | 0 | 0 | 0 | 0 | 0 | 0 | 0 | 0 | 0 | 0 | 0 | 0 | 0 | 0 | 0 | 0 | 0 | 0 | 0 | 0 | 0 | 0
F3_Industrial_Wood and Lumber Products_New_Process_Natural Gas_Commissioning_A_Achievable Economic RVT Potential | F3 | Industrial | Wood and Lumber Products | New | Process | Natural Gas | Commissioning | A | Integrated Unit Winter Peak Savings (kW) | Achievable Economic RVT Potential | 0 | 0 | 0 | 0 | 0 | 0 | 0 | 0 | 0 | 0 | 0 | 0 | 0 | 0 | 0 | 0 | 0 | 0 | 0 | 0 | 0 | 0 | 0 | 0 | 0 | 0 | 0 | 0 | 0 | 0 | 0
F4_Industrial_Wood and Lumber Products_New_Process_Natural Gas_Commissioning_A_Achievable Economic RVT Potential | F4 | Industrial | Wood and Lumber Products | New | Process | Natural Gas | Commissioning | A | Incremental Energy Savings (MWh or mTherms) | Achievable Economic RVT Potential | 0 | 0 | 0 | 0 | 0 | 0 | 0 | 0 | 0 | 0 | 0 | 0 | 0 | 0 | 0 | 0 | 0 | 0 | 0 | 0 | 0 | 0 | 0 | 0 | 0 | 0 | 0 | 0 | 0 | 0 | 0
F5_Industrial_Wood and Lumber Products_New_Process_Natural Gas_Commissioning_A_Achievable Economic RVT Potential | F5 | Industrial | Wood and Lumber Products | New | Process | Natural Gas | Commissioning | A | Incremental Summer Peak Savings (MW) | Achievable Economic RVT Potential | 0 | 0 | 0 | 0 | 0 | 0 | 0 | 0 | 0 | 0 | 0 | 0 | 0 | 0 | 0 | 0 | 0 | 0 | 0 | 0 | 0 | 0 | 0 | 0 | 0 | 0 | 0 | 0 | 0 | 0 | 0
F6_Industrial_Wood and Lumber Products_New_Process_Natural Gas_Commissioning_A_Achievable Economic RVT Potential | F6 | Industrial | Wood and Lumber Products | New | Process | Natural Gas | Commissioning | A | Incremental Winter Peak Savings (MW) | Achievable Economic RVT Potential | 0 | 0 | 0 | 0 | 0 | 0 | 0 | 0 | 0 | 0 | 0 | 0 | 0 | 0 | 0 | 0 | 0 | 0 | 0 | 0 | 0 | 0 | 0 | 0 | 0 | 0 | 0 | 0 | 0 | 0 | 0
F7_Industrial_Wood and Lumber Products_New_Process_Natural Gas_Commissioning_A_Achievable Economic RVT Potential | F7 | Industrial | Wood and Lumber Products | New | Process | Natural Gas | Commissioning | A | Cumulative Energy Savings (MWh or mTherms) | Achievable Economic RVT Potential | 0 | 0 | 0 | 0 | 0 | 0 | 0 | 0 | 0 | 0 | 0 | 0 | 0 | 0 | 0 | 0 | 0 | 0 | 0 | 0 | 0 | 0 | 0 | 0 | 0 | 0 | 0 | 0 | 0 | 0 | 0
F8_Industrial_Wood and Lumber Products_New_Process_Natural Gas_Commissioning_A_Achievable Economic RVT Potential | F8 | Industrial | Wood and Lumber Products | New | Process | Natural Gas | Commissioning | A | Cumulative Summer Peak Savings (MW) | Achievable Economic RVT Potential | 0 | 0 | 0 | 0 | 0 | 0 | 0 | 0 | 0 | 0 | 0 | 0 | 0 | 0 | 0 | 0 | 0 | 0 | 0 | 0 | 0 | 0 | 0 | 0 | 0 | 0 | 0 | 0 | 0 | 0 | 0
F9_Industrial_Wood and Lumber Products_New_Process_Natural Gas_Commissioning_A_Achievable Economic RVT Potential | F9 | Industrial | Wood and Lumber Products | New | Process | Natural Gas | Commissioning | A | Cumulative Winter Peak Savings (MW) | Achievable Economic RVT Potential | 0 | 0 | 0 | 0 | 0 | 0 | 0 | 0 | 0 | 0 | 0 | 0 | 0 | 0 | 0 | 0 | 0 | 0 | 0 | 0 | 0 | 0 | 0 | 0 | 0 | 0 | 0 | 0 | 0 | 0 | 0
F10_Industrial_Wood and Lumber Products_New_Process_Natural Gas_Commissioning_A_Achievable Economic RVT Potential | F10 | Industrial | Wood and Lumber Products | New | Process | Natural Gas | Commissioning | A | Purchases (Incremental) | Achievable Economic RVT Potential | 0 | 0 | 0 | 0 | 0 | 0 | 0 | 0 | 0 | 0 | 0 | 0 | 0 | 0 | 0 | 0 | 0 | 0 | 0 | 0 | 0 | 0 | 0 | 0 | 0 | 0 | 0 | 0 | 0 | 0 | 0
F11_Industrial_Wood and Lumber Products_New_Process_Natural Gas_Commissioning_A_Achievable Economic RVT Potential | F11 | Industrial | Wood and Lumber Products | New | Process | Natural Gas | Commissioning | A | Purchases (Cumulative) | Achievable Economic RVT Potential | 0 | 0 | 0 | 0 | 0 | 0 | 0 | 0 | 0 | 0 | 0 | 0 | 0 | 0 | 0 | 0 | 0 | 0 | 0 | 0 | 0 | 0 | 0 | 0 | 0 | 0 | 0 | 0 | 0 | 0 | 0
F1_Industrial_Wood and Lumber Products_New_Space Heating_Natural Gas_Retrocommissioning_A_Achievable Economic RVT Potential | F1 | Industrial | Wood and Lumber Products | New | Space Heating | Natural Gas | Retrocommissioning | A | Integrated Unit Energy Savings (kWh or therms) | Achievable Economic RVT Potential | 0 | 0 | 0 | 0 | 0 | 0 | 0 | 0 | 0 | 0 | 0 | 0 | 0 | 0 | 0 | 0 | 0 | 0 | 0 | 0 | 0 | 0 | 0 | 0 | 0 | 0 | 0 | 0 | 0 | 0 | 0
F2_Industrial_Wood and Lumber Products_New_Space Heating_Natural Gas_Retrocommissioning_A_Achievable Economic RVT Potential | F2 | Industrial | Wood and Lumber Products | New | Space Heating | Natural Gas | Retrocommissioning | A | Integrated Unit Summer Peak Savings (kW) | Achievable Economic RVT Potential | 0 | 0 | 0 | 0 | 0 | 0 | 0 | 0 | 0 | 0 | 0 | 0 | 0 | 0 | 0 | 0 | 0 | 0 | 0 | 0 | 0 | 0 | 0 | 0 | 0 | 0 | 0 | 0 | 0 | 0 | 0
F3_Industrial_Wood and Lumber Products_New_Space Heating_Natural Gas_Retrocommissioning_A_Achievable Economic RVT Potential | F3 | Industrial | Wood and Lumber Products | New | Space Heating | Natural Gas | Retrocommissioning | A | Integrated Unit Winter Peak Savings (kW) | Achievable Economic RVT Potential | 0 | 0 | 0 | 0 | 0 | 0 | 0 | 0 | 0 | 0 | 0 | 0 | 0 | 0 | 0 | 0 | 0 | 0 | 0 | 0 | 0 | 0 | 0 | 0 | 0 | 0 | 0 | 0 | 0 | 0 | 0
F4_Industrial_Wood and Lumber Products_New_Space Heating_Natural Gas_Retrocommissioning_A_Achievable Economic RVT Potential | F4 | Industrial | Wood and Lumber Products | New | Space Heating | Natural Gas | Retrocommissioning | A | Incremental Energy Savings (MWh or mTherms) | Achievable Economic RVT Potential | 0 | 0 | 0 | 0 | 0 | 0 | 0 | 0 | 0 | 0 | 0 | 0 | 0 | 0 | 0 | 0 | 0 | 0 | 0 | 0 | 0 | 0 | 0 | 0 | 0 | 0 | 0 | 0 | 0 | 0 | 0
F5_Industrial_Wood and Lumber Products_New_Space Heating_Natural Gas_Retrocommissioning_A_Achievable Economic RVT Potential | F5 | Industrial | Wood and Lumber Products | New | Space Heating | Natural Gas | Retrocommissioning | A | Incremental Summer Peak Savings (MW) | Achievable Economic RVT Potential | 0 | 0 | 0 | 0 | 0 | 0 | 0 | 0 | 0 | 0 | 0 | 0 | 0 | 0 | 0 | 0 | 0 | 0 | 0 | 0 | 0 | 0 | 0 | 0 | 0 | 0 | 0 | 0 | 0 | 0 | 0
F6_Industrial_Wood and Lumber Products_New_Space Heating_Natural Gas_Retrocommissioning_A_Achievable Economic RVT Potential | F6 | Industrial | Wood and Lumber Products | New | Space Heating | Natural Gas | Retrocommissioning | A | Incremental Winter Peak Savings (MW) | Achievable Economic RVT Potential | 0 | 0 | 0 | 0 | 0 | 0 | 0 | 0 | 0 | 0 | 0 | 0 | 0 | 0 | 0 | 0 | 0 | 0 | 0 | 0 | 0 | 0 | 0 | 0 | 0 | 0 | 0 | 0 | 0 | 0 | 0
F7_Industrial_Wood and Lumber Products_New_Space Heating_Natural Gas_Retrocommissioning_A_Achievable Economic RVT Potential | F7 | Industrial | Wood and Lumber Products | New | Space Heating | Natural Gas | Retrocommissioning | A | Cumulative Energy Savings (MWh or mTherms) | Achievable Economic RVT Potential | 0 | 0 | 0 | 0 | 0 | 0 | 0 | 0 | 0 | 0 | 0 | 0 | 0 | 0 | 0 | 0 | 0 | 0 | 0 | 0 | 0 | 0 | 0 | 0 | 0 | 0 | 0 | 0 | 0 | 0 | 0
F8_Industrial_Wood and Lumber Products_New_Space Heating_Natural Gas_Retrocommissioning_A_Achievable Economic RVT Potential | F8 | Industrial | Wood and Lumber Products | New | Space Heating | Natural Gas | Retrocommissioning | A | Cumulative Summer Peak Savings (MW) | Achievable Economic RVT Potential | 0 | 0 | 0 | 0 | 0 | 0 | 0 | 0 | 0 | 0 | 0 | 0 | 0 | 0 | 0 | 0 | 0 | 0 | 0 | 0 | 0 | 0 | 0 | 0 | 0 | 0 | 0 | 0 | 0 | 0 | 0
F9_Industrial_Wood and Lumber Products_New_Space Heating_Natural Gas_Retrocommissioning_A_Achievable Economic RVT Potential | F9 | Industrial | Wood and Lumber Products | New | Space Heating | Natural Gas | Retrocommissioning | A | Cumulative Winter Peak Savings (MW) | Achievable Economic RVT Potential | 0 | 0 | 0 | 0 | 0 | 0 | 0 | 0 | 0 | 0 | 0 | 0 | 0 | 0 | 0 | 0 | 0 | 0 | 0 | 0 | 0 | 0 | 0 | 0 | 0 | 0 | 0 | 0 | 0 | 0 | 0
F10_Industrial_Wood and Lumber Products_New_Space Heating_Natural Gas_Retrocommissioning_A_Achievable Economic RVT Potential | F10 | Industrial | Wood and Lumber Products | New | Space Heating | Natural Gas | Retrocommissioning | A | Purchases (Incremental) | Achievable Economic RVT Potential | 0 | 0 | 0 | 0 | 0 | 0 | 0 | 0 | 0 | 0 | 0 | 0 | 0 | 0 | 0 | 0 | 0 | 0 | 0 | 0 | 0 | 0 | 0 | 0 | 0 | 0 | 0 | 0 | 0 | 0 | 0
F11_Industrial_Wood and Lumber Products_New_Space Heating_Natural Gas_Retrocommissioning_A_Achievable Economic RVT Potential | F11 | Industrial | Wood and Lumber Products | New | Space Heating | Natural Gas | Retrocommissioning | A | Purchases (Cumulative) | Achievable Economic RVT Potential | 0 | 0 | 0 | 0 | 0 | 0 | 0 | 0 | 0 | 0 | 0 | 0 | 0 | 0 | 0 | 0 | 0 | 0 | 0 | 0 | 0 | 0 | 0 | 0 | 0 | 0 | 0 | 0 | 0 | 0 | 0
F1_Industrial_Wood and Lumber Products_New_Process_Natural Gas_Retrocommissioning_A_Achievable Economic RVT Potential | F1 | Industrial | Wood and Lumber Products | New | Process | Natural Gas | Retrocommissioning | A | Integrated Unit Energy Savings (kWh or therms) | Achievable Economic RVT Potential | 0 | 0 | 0 | 0 | 0 | 0 | 0 | 0 | 0 | 0 | 0 | 0 | 0 | 0 | 0 | 0 | 0 | 0 | 0 | 0 | 0 | 0 | 0 | 0 | 0 | 0 | 0 | 0 | 0 | 0 | 0
F2_Industrial_Wood and Lumber Products_New_Process_Natural Gas_Retrocommissioning_A_Achievable Economic RVT Potential | F2 | Industrial | Wood and Lumber Products | New | Process | Natural Gas | Retrocommissioning | A | Integrated Unit Summer Peak Savings (kW) | Achievable Economic RVT Potential | 0 | 0 | 0 | 0 | 0 | 0 | 0 | 0 | 0 | 0 | 0 | 0 | 0 | 0 | 0 | 0 | 0 | 0 | 0 | 0 | 0 | 0 | 0 | 0 | 0 | 0 | 0 | 0 | 0 | 0 | 0
F3_Industrial_Wood and Lumber Products_New_Process_Natural Gas_Retrocommissioning_A_Achievable Economic RVT Potential | F3 | Industrial | Wood and Lumber Products | New | Process | Natural Gas | Retrocommissioning | A | Integrated Unit Winter Peak Savings (kW) | Achievable Economic RVT Potential | 0 | 0 | 0 | 0 | 0 | 0 | 0 | 0 | 0 | 0 | 0 | 0 | 0 | 0 | 0 | 0 | 0 | 0 | 0 | 0 | 0 | 0 | 0 | 0 | 0 | 0 | 0 | 0 | 0 | 0 | 0
F4_Industrial_Wood and Lumber Products_New_Process_Natural Gas_Retrocommissioning_A_Achievable Economic RVT Potential | F4 | Industrial | Wood and Lumber Products | New | Process | Natural Gas | Retrocommissioning | A | Incremental Energy Savings (MWh or mTherms) | Achievable Economic RVT Potential | 0 | 0 | 0 | 0 | 0 | 0 | 0 | 0 | 0 | 0 | 0 | 0 | 0 | 0 | 0 | 0 | 0 | 0 | 0 | 0 | 0 | 0 | 0 | 0 | 0 | 0 | 0 | 0 | 0 | 0 | 0
F5_Industrial_Wood and Lumber Products_New_Process_Natural Gas_Retrocommissioning_A_Achievable Economic RVT Potential | F5 | Industrial | Wood and Lumber Products | New | Process | Natural Gas | Retrocommissioning | A | Incremental Summer Peak Savings (MW) | Achievable Economic RVT Potential | 0 | 0 | 0 | 0 | 0 | 0 | 0 | 0 | 0 | 0 | 0 | 0 | 0 | 0 | 0 | 0 | 0 | 0 | 0 | 0 | 0 | 0 | 0 | 0 | 0 | 0 | 0 | 0 | 0 | 0 | 0
F6_Industrial_Wood and Lumber Products_New_Process_Natural Gas_Retrocommissioning_A_Achievable Economic RVT Potential | F6 | Industrial | Wood and Lumber Products | New | Process | Natural Gas | Retrocommissioning | A | Incremental Winter Peak Savings (MW) | Achievable Economic RVT Potential | 0 | 0 | 0 | 0 | 0 | 0 | 0 | 0 | 0 | 0 | 0 | 0 | 0 | 0 | 0 | 0 | 0 | 0 | 0 | 0 | 0 | 0 | 0 | 0 | 0 | 0 | 0 | 0 | 0 | 0 | 0
F7_Industrial_Wood and Lumber Products_New_Process_Natural Gas_Retrocommissioning_A_Achievable Economic RVT Potential | F7 | Industrial | Wood and Lumber Products | New | Process | Natural Gas | Retrocommissioning | A | Cumulative Energy Savings (MWh or mTherms) | Achievable Economic RVT Potential | 0 | 0 | 0 | 0 | 0 | 0 | 0 | 0 | 0 | 0 | 0 | 0 | 0 | 0 | 0 | 0 | 0 | 0 | 0 | 0 | 0 | 0 | 0 | 0 | 0 | 0 | 0 | 0 | 0 | 0 | 0
F8_Industrial_Wood and Lumber Products_New_Process_Natural Gas_Retrocommissioning_A_Achievable Economic RVT Potential | F8 | Industrial | Wood and Lumber Products | New | Process | Natural Gas | Retrocommissioning | A | Cumulative Summer Peak Savings (MW) | Achievable Economic RVT Potential | 0 | 0 | 0 | 0 | 0 | 0 | 0 | 0 | 0 | 0 | 0 | 0 | 0 | 0 | 0 | 0 | 0 | 0 | 0 | 0 | 0 | 0 | 0 | 0 | 0 | 0 | 0 | 0 | 0 | 0 | 0
F9_Industrial_Wood and Lumber Products_New_Process_Natural Gas_Retrocommissioning_A_Achievable Economic RVT Potential | F9 | Industrial | Wood and Lumber Products | New | Process | Natural Gas | Retrocommissioning | A | Cumulative Winter Peak Savings (MW) | Achievable Economic RVT Potential | 0 | 0 | 0 | 0 | 0 | 0 | 0 | 0 | 0 | 0 | 0 | 0 | 0 | 0 | 0 | 0 | 0 | 0 | 0 | 0 | 0 | 0 | 0 | 0 | 0 | 0 | 0 | 0 | 0 | 0 | 0
F10_Industrial_Wood and Lumber Products_New_Process_Natural Gas_Retrocommissioning_A_Achievable Economic RVT Potential | F10 | Industrial | Wood and Lumber Products | New | Process | Natural Gas | Retrocommissioning | A | Purchases (Incremental) | Achievable Economic RVT Potential | 0 | 0 | 0 | 0 | 0 | 0 | 0 | 0 | 0 | 0 | 0 | 0 | 0 | 0 | 0 | 0 | 0 | 0 | 0 | 0 | 0 | 0 | 0 | 0 | 0 | 0 | 0 | 0 | 0 | 0 | 0
F11_Industrial_Wood and Lumber Products_New_Process_Natural Gas_Retrocommissioning_A_Achievable Economic RVT Potential | F11 | Industrial | Wood and Lumber Products | New | Process | Natural Gas | Retrocommissioning | A | Purchases (Cumulative) | Achievable Economic RVT Potential | 0 | 0 | 0 | 0 | 0 | 0 | 0 | 0 | 0 | 0 | 0 | 0 | 0 | 0 | 0 | 0 | 0 | 0 | 0 | 0 | 0 | 0 | 0 | 0 | 0 | 0 | 0 | 0 | 0 | 0 | 0
F1_Industrial_Other Industrial_Existing_Space Heating_Natural Gas_Insulation - Roof/Ceiling_A_Achievable Economic RVT Potential | F1 | Industrial | Other Industrial | Existing | Space Heating | Natural Gas | Insulation - Roof/Ceiling | A | Integrated Unit Energy Savings (kWh or therms) | Achievable Economic RVT Potential | 0 | 0 | 0 | 0 | 0 | 0.099439 | 0.098751 | 0.097912 | 0.09699 | 0.095973 | 0.094857 | 0.093652 | 0.092367 | 0.090963 | 0.089461 | 0.087921 | 0.086392 | 0.084912 | 0.0835 | 0.082244 | 0.081076 | 0.079979 | 0.079059 | 0.078249 | 0.077515 | 0.076981 | 0.076539 | 0.076128 | 0 | 0 | 0
F2_Industrial_Other Industrial_Existing_Space Heating_Natural Gas_Insulation - Roof/Ceiling_A_Achievable Economic RVT Potential | F2 | Industrial | Other Industrial | Existing | Space Heating | Natural Gas | Insulation - Roof/Ceiling | A | Integrated Unit Summer Peak Savings (kW) | Achievable Economic RVT Potential | 0 | 0 | 0 | 0 | 0 | 0 | 0 | 0 | 0 | 0 | 0 | 0 | 0 | 0 | 0 | 0 | 0 | 0 | 0 | 0 | 0 | 0 | 0 | 0 | 0 | 0 | 0 | 0 | 0 | 0 | 0
F3_Industrial_Other Industrial_Existing_Space Heating_Natural Gas_Insulation - Roof/Ceiling_A_Achievable Economic RVT Potential | F3 | Industrial | Other Industrial | Existing | Space Heating | Natural Gas | Insulation - Roof/Ceiling | A | Integrated Unit Winter Peak Savings (kW) | Achievable Economic RVT Potential | 0 | 0 | 0 | 0 | 0 | 0 | 0 | 0 | 0 | 0 | 0 | 0 | 0 | 0 | 0 | 0 | 0 | 0 | 0 | 0 | 0 | 0 | 0 | 0 | 0 | 0 | 0 | 0 | 0 | 0 | 0
F4_Industrial_Other Industrial_Existing_Space Heating_Natural Gas_Insulation - Roof/Ceiling_A_Achievable Economic RVT Potential | F4 | Industrial | Other Industrial | Existing | Space Heating | Natural Gas | Insulation - Roof/Ceiling | A | Incremental Energy Savings (MWh or mTherms) | Achievable Economic RVT Potential | 0 | 0 | 0 | 0 | 0 | 0.57509 | 0.9989 | 1.5315 | 2.1251 | 2.6785 | 3.0494 | 3.2334 | 3.1826 | 2.8788 | 2.4868 | 1.9935 | 1.5237 | 1.098 | 0.74905 | 0.49244 | 0.30764 | 0.18401 | 0.12271 | 0 | 0 | 0 | 0 | 0 | 0 | 0 | 0
F5_Industrial_Other Industrial_Existing_Space Heating_Natural Gas_Insulation - Roof/Ceiling_A_Achievable Economic RVT Potential | F5 | Industrial | Other Industrial | Existing | Space Heating | Natural Gas | Insulation - Roof/Ceiling | A | Incremental Summer Peak Savings (MW) | Achievable Economic RVT Potential | 0 | 0 | 0 | 0 | 0 | 0 | 0 | 0 | 0 | 0 | 0 | 0 | 0 | 0 | 0 | 0 | 0 | 0 | 0 | 0 | 0 | 0 | 0 | 0 | 0 | 0 | 0 | 0 | 0 | 0 | 0
F6_Industrial_Other Industrial_Existing_Space Heating_Natural Gas_Insulation - Roof/Ceiling_A_Achievable Economic RVT Potential | F6 | Industrial | Other Industrial | Existing | Space Heating | Natural Gas | Insulation - Roof/Ceiling | A | Incremental Winter Peak Savings (MW) | Achievable Economic RVT Potential | 0 | 0 | 0 | 0 | 0 | 0 | 0 | 0 | 0 | 0 | 0 | 0 | 0 | 0 | 0 | 0 | 0 | 0 | 0 | 0 | 0 | 0 | 0 | 0 | 0 | 0 | 0 | 0 | 0 | 0 | 0
F7_Industrial_Other Industrial_Existing_Space Heating_Natural Gas_Insulation - Roof/Ceiling_A_Achievable Economic RVT Potential | F7 | Industrial | Other Industrial | Existing | Space Heating | Natural Gas | Insulation - Roof/Ceiling | A | Cumulative Energy Savings (MWh or mTherms) | Achievable Economic RVT Potential | 0 | 0 | 0 | 0 | 0 | 0.57509 | 1.57 | 3.0882 | 5.1843 | 7.8084 | 10.767 | 13.8637 | 16.856 | 19.4787 | 21.6438 | 23.2646 | 24.3838 | 25.0641 | 25.3963 | 25.5067 | 25.4522 | 25.2917 | 25.1236 | 24.8661 | 24.6329 | 24.4632 | 24.3229 | 24.1922 | 0 | 0 | 0
F8_Industrial_Other Industrial_Existing_Space Heating_Natural Gas_Insulation - Roof/Ceiling_A_Achievable Economic RVT Potential | F8 | Industrial | Other Industrial | Existing | Space Heating | Natural Gas | Insulation - Roof/Ceiling | A | Cumulative Summer Peak Savings (MW) | Achievable Economic RVT Potential | 0 | 0 | 0 | 0 | 0 | 0 | 0 | 0 | 0 | 0 | 0 | 0 | 0 | 0 | 0 | 0 | 0 | 0 | 0 | 0 | 0 | 0 | 0 | 0 | 0 | 0 | 0 | 0 | 0 | 0 | 0
F9_Industrial_Other Industrial_Existing_Space Heating_Natural Gas_Insulation - Roof/Ceiling_A_Achievable Economic RVT Potential | F9 | Industrial | Other Industrial | Existing | Space Heating | Natural Gas | Insulation - Roof/Ceiling | A | Cumulative Winter Peak Savings (MW) | Achievable Economic RVT Potential | 0 | 0 | 0 | 0 | 0 | 0 | 0 | 0 | 0 | 0 | 0 | 0 | 0 | 0 | 0 | 0 | 0 | 0 | 0 | 0 | 0 | 0 | 0 | 0 | 0 | 0 | 0 | 0 | 0 | 0 | 0
F10_Industrial_Other Industrial_Existing_Space Heating_Natural Gas_Insulation - Roof/Ceiling_A_Achievable Economic RVT Potential | F10 | Industrial | Other Industrial | Existing | Space Heating | Natural Gas | Insulation - Roof/Ceiling | A | Purchases (Incremental) | Achievable Economic RVT Potential | 0 | 0 | 0 | 0 | 0 | 5783.3307 | 10115.274 | 15642.0764 | 21910.7464 | 27909.4633 | 32147.5488 | 34525.8309 | 34455.7286 | 31648.0112 | 27797.7389 | 22673.9481 | 17637.5816 | 12930.7027 | 8970.7531 | 5987.5863 | 3794.5258 | 2300.7281 | 1552.1095 | 0 | 0 | 0 | 0 | 0 | 0 | 0 | 0
F11_Industrial_Other Industrial_Existing_Space Heating_Natural Gas_Insulation - Roof/Ceiling_A_Achievable Economic RVT Potential | F11 | Industrial | Other Industrial | Existing | Space Heating | Natural Gas | Insulation - Roof/Ceiling | A | Purchases (Cumulative) | Achievable Economic RVT Potential | 0 | 0 | 0 | 0 | 0 | 5783.3307 | 15898.6046 | 31540.681 | 53451.4275 | 81360.8907 | 113508.4395 | 148034.2704 | 182489.999 | 214138.0102 | 241935.7491 | 264609.6971 | 282247.2787 | 295177.9814 | 304148.7346 | 310136.3209 | 313930.8467 | 316231.5748 | 317783.6842 | 317783.6842 | 317783.6842 | 317783.6842 | 317783.6842 | 317783.6842 | 317783.6842 | 317783.6842 | 317783.6842
F1_Industrial_Other Industrial_Existing_Space Heating_Natural Gas_Insulation - Wall Cavity_A_Achievable Economic RVT Potential | F1 | Industrial | Other Industrial | Existing | Space Heating | Natural Gas | Insulation - Wall Cavity | A | Integrated Unit Energy Savings (kWh or therms) | Achievable Economic RVT Potential | 0 | 0 | 0 | 0 | 0 | 0.017894 | 0.017745 | 0.017557 | 0.01734 | 0.017093 | 0.016817 | 0.016523 | 0.016217 | 0.015892 | 0.015569 | 0.015245 | 0.014942 | 0.014654 | 0.014386 | 0.014157 | 0.013946 | 0.013749 | 0.013586 | 0.013444 | 0.013316 | 0.013223 | 0.013145 | 0.013073 | 0 | 0 | 0
F2_Industrial_Other Industrial_Existing_Space Heating_Natural Gas_Insulation - Wall Cavity_A_Achievable Economic RVT Potential | F2 | Industrial | Other Industrial | Existing | Space Heating | Natural Gas | Insulation - Wall Cavity | A | Integrated Unit Summer Peak Savings (kW) | Achievable Economic RVT Potential | 0 | 0 | 0 | 0 | 0 | 0 | 0 | 0 | 0 | 0 | 0 | 0 | 0 | 0 | 0 | 0 | 0 | 0 | 0 | 0 | 0 | 0 | 0 | 0 | 0 | 0 | 0 | 0 | 0 | 0 | 0
F3_Industrial_Other Industrial_Existing_Space Heating_Natural Gas_Insulation - Wall Cavity_A_Achievable Economic RVT Potential | F3 | Industrial | Other Industrial | Existing | Space Heating | Natural Gas | Insulation - Wall Cavity | A | Integrated Unit Winter Peak Savings (kW) | Achievable Economic RVT Potential | 0 | 0 | 0 | 0 | 0 | 0 | 0 | 0 | 0 | 0 | 0 | 0 | 0 | 0 | 0 | 0 | 0 | 0 | 0 | 0 | 0 | 0 | 0 | 0 | 0 | 0 | 0 | 0 | 0 | 0 | 0
F4_Industrial_Other Industrial_Existing_Space Heating_Natural Gas_Insulation - Wall Cavity_A_Achievable Economic RVT Potential | F4 | Industrial | Other Industrial | Existing | Space Heating | Natural Gas | Insulation - Wall Cavity | A | Incremental Energy Savings (MWh or mTherms) | Achievable Economic RVT Potential | 0 | 0 | 0 | 0 | 0 | 0 | 0 | 0 | 0 | 0 | 0 | 0 | 0 | 0 | 0 | 0 | 0 | 0 | 0 | 0 | 0 | 0 | 0 | 0 | 0 | 0 | 0 | 0 | 0 | 0 | 0
F5_Industrial_Other Industrial_Existing_Space Heating_Natural Gas_Insulation - Wall Cavity_A_Achievable Economic RVT Potential | F5 | Industrial | Other Industrial | Existing | Space Heating | Natural Gas | Insulation - Wall Cavity | A | Incremental Summer Peak Savings (MW) | Achievable Economic RVT Potential | 0 | 0 | 0 | 0 | 0 | 0 | 0 | 0 | 0 | 0 | 0 | 0 | 0 | 0 | 0 | 0 | 0 | 0 | 0 | 0 | 0 | 0 | 0 | 0 | 0 | 0 | 0 | 0 | 0 | 0 | 0
F6_Industrial_Other Industrial_Existing_Space Heating_Natural Gas_Insulation - Wall Cavity_A_Achievable Economic RVT Potential | F6 | Industrial | Other Industrial | Existing | Space Heating | Natural Gas | Insulation - Wall Cavity | A | Incremental Winter Peak Savings (MW) | Achievable Economic RVT Potential | 0 | 0 | 0 | 0 | 0 | 0 | 0 | 0 | 0 | 0 | 0 | 0 | 0 | 0 | 0 | 0 | 0 | 0 | 0 | 0 | 0 | 0 | 0 | 0 | 0 | 0 | 0 | 0 | 0 | 0 | 0
F7_Industrial_Other Industrial_Existing_Space Heating_Natural Gas_Insulation - Wall Cavity_A_Achievable Economic RVT Potential | F7 | Industrial | Other Industrial | Existing | Space Heating | Natural Gas | Insulation - Wall Cavity | A | Cumulative Energy Savings (MWh or mTherms) | Achievable Economic RVT Potential | 0 | 0 | 0 | 0 | 0 | 0 | 0 | 0 | 0 | 0 | 0 | 0 | 0 | 0 | 0 | 0 | 0 | 0 | 0 | 0 | 0 | 0 | 0 | 0 | 0 | 0 | 0 | 0 | 0 | 0 | 0
F8_Industrial_Other Industrial_Existing_Space Heating_Natural Gas_Insulation - Wall Cavity_A_Achievable Economic RVT Potential | F8 | Industrial | Other Industrial | Existing | Space Heating | Natural Gas | Insulation - Wall Cavity | A | Cumulative Summer Peak Savings (MW) | Achievable Economic RVT Potential | 0 | 0 | 0 | 0 | 0 | 0 | 0 | 0 | 0 | 0 | 0 | 0 | 0 | 0 | 0 | 0 | 0 | 0 | 0 | 0 | 0 | 0 | 0 | 0 | 0 | 0 | 0 | 0 | 0 | 0 | 0
F9_Industrial_Other Industrial_Existing_Space Heating_Natural Gas_Insulation - Wall Cavity_A_Achievable Economic RVT Potential | F9 | Industrial | Other Industrial | Existing | Space Heating | Natural Gas | Insulation - Wall Cavity | A | Cumulative Winter Peak Savings (MW) | Achievable Economic RVT Potential | 0 | 0 | 0 | 0 | 0 | 0 | 0 | 0 | 0 | 0 | 0 | 0 | 0 | 0 | 0 | 0 | 0 | 0 | 0 | 0 | 0 | 0 | 0 | 0 | 0 | 0 | 0 | 0 | 0 | 0 | 0
F10_Industrial_Other Industrial_Existing_Space Heating_Natural Gas_Insulation - Wall Cavity_A_Achievable Economic RVT Potential | F10 | Industrial | Other Industrial | Existing | Space Heating | Natural Gas | Insulation - Wall Cavity | A | Purchases (Incremental) | Achievable Economic RVT Potential | 0 | 0 | 0 | 0 | 0 | 0 | 0 | 0 | 0 | 0 | 0 | 0 | 0 | 0 | 0 | 0 | 0 | 0 | 0 | 0 | 0 | 0 | 0 | 0 | 0 | 0 | 0 | 0 | 0 | 0 | 0
F11_Industrial_Other Industrial_Existing_Space Heating_Natural Gas_Insulation - Wall Cavity_A_Achievable Economic RVT Potential | F11 | Industrial | Other Industrial | Existing | Space Heating | Natural Gas | Insulation - Wall Cavity | A | Purchases (Cumulative) | Achievable Economic RVT Potential | 0 | 0 | 0 | 0 | 0 | 0 | 0 | 0 | 0 | 0 | 0 | 0 | 0 | 0 | 0 | 0 | 0 | 0 | 0 | 0 | 0 | 0 | 0 | 0 | 0 | 0 | 0 | 0 | 0 | 0 | 0
F1_Industrial_Other Industrial_Existing_Space Heating_Natural Gas_Insulation - Ducting_A_Achievable Economic RVT Potential | F1 | Industrial | Other Industrial | Existing | Space Heating | Natural Gas | Insulation - Ducting | A | Integrated Unit Energy Savings (kWh or therms) | Achievable Economic RVT Potential | 0 | 0 | 0 | 0 | 0 | 0.0016271 | 0.0016069 | 0.001581 | 0.0015529 | 0.0015227 | 0.0014905 | 0.0014574 | 0.0014243 | 0.0013906 | 0.0013579 | 0.0013263 | 0.0012971 | 0.0012696 | 0.0012438 | 0.0012212 | 0.0012 | 0.0011803 | 0.0011626 | 0.0011468 | 0.0011322 | 0.0011208 | 0.0011109 | 0.0011016 | 0.00131 | 0.0013019 | 0.0012943
F2_Industrial_Other Industrial_Existing_Space Heating_Natural Gas_Insulation - Ducting_A_Achievable Economic RVT Potential | F2 | Industrial | Other Industrial | Existing | Space Heating | Natural Gas | Insulation - Ducting | A | Integrated Unit Summer Peak Savings (kW) | Achievable Economic RVT Potential | 0 | 0 | 0 | 0 | 0 | 0 | 0 | 0 | 0 | 0 | 0 | 0 | 0 | 0 | 0 | 0 | 0 | 0 | 0 | 0 | 0 | 0 | 0 | 0 | 0 | 0 | 0 | 0 | 0 | 0 | 0
F3_Industrial_Other Industrial_Existing_Space Heating_Natural Gas_Insulation - Ducting_A_Achievable Economic RVT Potential | F3 | Industrial | Other Industrial | Existing | Space Heating | Natural Gas | Insulation - Ducting | A | Integrated Unit Winter Peak Savings (kW) | Achievable Economic RVT Potential | 0 | 0 | 0 | 0 | 0 | 0 | 0 | 0 | 0 | 0 | 0 | 0 | 0 | 0 | 0 | 0 | 0 | 0 | 0 | 0 | 0 | 0 | 0 | 0 | 0 | 0 | 0 | 0 | 0 | 0 | 0
F4_Industrial_Other Industrial_Existing_Space Heating_Natural Gas_Insulation - Ducting_A_Achievable Economic RVT Potential | F4 | Industrial | Other Industrial | Existing | Space Heating | Natural Gas | Insulation - Ducting | A | Incremental Energy Savings (MWh or mTherms) | Achievable Economic RVT Potential | 0 | 0 | 0 | 0 | 0 | 0 | 0 | 0 | 0 | 0 | 0 | 0 | 0 | 0 | 0 | 0 | 0 | 0 | 0 | 0 | 0 | 0 | 0 | 0 | 0 | 0 | 0 | 0 | 0 | 0 | 0
F5_Industrial_Other Industrial_Existing_Space Heating_Natural Gas_Insulation - Ducting_A_Achievable Economic RVT Potential | F5 | Industrial | Other Industrial | Existing | Space Heating | Natural Gas | Insulation - Ducting | A | Incremental Summer Peak Savings (MW) | Achievable Economic RVT Potential | 0 | 0 | 0 | 0 | 0 | 0 | 0 | 0 | 0 | 0 | 0 | 0 | 0 | 0 | 0 | 0 | 0 | 0 | 0 | 0 | 0 | 0 | 0 | 0 | 0 | 0 | 0 | 0 | 0 | 0 | 0
F6_Industrial_Other Industrial_Existing_Space Heating_Natural Gas_Insulation - Ducting_A_Achievable Economic RVT Potential | F6 | Industrial | Other Industrial | Existing | Space Heating | Natural Gas | Insulation - Ducting | A | Incremental Winter Peak Savings (MW) | Achievable Economic RVT Potential | 0 | 0 | 0 | 0 | 0 | 0 | 0 | 0 | 0 | 0 | 0 | 0 | 0 | 0 | 0 | 0 | 0 | 0 | 0 | 0 | 0 | 0 | 0 | 0 | 0 | 0 | 0 | 0 | 0 | 0 | 0
F7_Industrial_Other Industrial_Existing_Space Heating_Natural Gas_Insulation - Ducting_A_Achievable Economic RVT Potential | F7 | Industrial | Other Industrial | Existing | Space Heating | Natural Gas | Insulation - Ducting | A | Cumulative Energy Savings (MWh or mTherms) | Achievable Economic RVT Potential | 0 | 0 | 0 | 0 | 0 | 0 | 0 | 0 | 0 | 0 | 0 | 0 | 0 | 0 | 0 | 0 | 0 | 0 | 0 | 0 | 0 | 0 | 0 | 0 | 0 | 0 | 0 | 0 | 0 | 0 | 0
F8_Industrial_Other Industrial_Existing_Space Heating_Natural Gas_Insulation - Ducting_A_Achievable Economic RVT Potential | F8 | Industrial | Other Industrial | Existing | Space Heating | Natural Gas | Insulation - Ducting | A | Cumulative Summer Peak Savings (MW) | Achievable Economic RVT Potential | 0 | 0 | 0 | 0 | 0 | 0 | 0 | 0 | 0 | 0 | 0 | 0 | 0 | 0 | 0 | 0 | 0 | 0 | 0 | 0 | 0 | 0 | 0 | 0 | 0 | 0 | 0 | 0 | 0 | 0 | 0
F9_Industrial_Other Industrial_Existing_Space Heating_Natural Gas_Insulation - Ducting_A_Achievable Economic RVT Potential | F9 | Industrial | Other Industrial | Existing | Space Heating | Natural Gas | Insulation - Ducting | A | Cumulative Winter Peak Savings (MW) | Achievable Economic RVT Potential | 0 | 0 | 0 | 0 | 0 | 0 | 0 | 0 | 0 | 0 | 0 | 0 | 0 | 0 | 0 | 0 | 0 | 0 | 0 | 0 | 0 | 0 | 0 | 0 | 0 | 0 | 0 | 0 | 0 | 0 | 0
F10_Industrial_Other Industrial_Existing_Space Heating_Natural Gas_Insulation - Ducting_A_Achievable Economic RVT Potential | F10 | Industrial | Other Industrial | Existing | Space Heating | Natural Gas | Insulation - Ducting | A | Purchases (Incremental) | Achievable Economic RVT Potential | 0 | 0 | 0 | 0 | 0 | 0 | 0 | 0 | 0 | 0 | 0 | 0 | 0 | 0 | 0 | 0 | 0 | 0 | 0 | 0 | 0 | 0 | 0 | 0 | 0 | 0 | 0 | 0 | 0 | 0 | 0
F11_Industrial_Other Industrial_Existing_Space Heating_Natural Gas_Insulation - Ducting_A_Achievable Economic RVT Potential | F11 | Industrial | Other Industrial | Existing | Space Heating | Natural Gas | Insulation - Ducting | A | Purchases (Cumulative) | Achievable Economic RVT Potential | 0 | 0 | 0 | 0 | 0 | 0 | 0 | 0 | 0 | 0 | 0 | 0 | 0 | 0 | 0 | 0 | 0 | 0 | 0 | 0 | 0 | 0 | 0 | 0 | 0 | 0 | 0 | 0 | 0 | 0 | 0
F1_Industrial_Other Industrial_Existing_Space Heating_Natural Gas_HVAC - Duct Repair and Sealing_A_Achievable Economic RVT Potential | F1 | Industrial | Other Industrial | Existing | Space Heating | Natural Gas | HVAC - Duct Repair and Sealing | A | Integrated Unit Energy Savings (kWh or therms) | Achievable Economic RVT Potential | 0 | 0 | 0 | 0 | 0 | 0.0038305 | 0.003783 | 0.003722 | 0.0036559 | 0.0035847 | 0.003509 | 0.003431 | 0.0033531 | 0.0032737 | 0.0031967 | 0.0031223 | 0.0030537 | 0.0029889 | 0.0029281 | 0.0028748 | 0.0028249 | 0.0027788 | 0.0027369 | 0.0026997 | 0.0026654 | 0.0026385 | 0.0026152 | 0.0025934 | 0.0030839 | 0.0030649 | 0.0030471
F2_Industrial_Other Industrial_Existing_Space Heating_Natural Gas_HVAC - Duct Repair and Sealing_A_Achievable Economic RVT Potential | F2 | Industrial | Other Industrial | Existing | Space Heating | Natural Gas | HVAC - Duct Repair and Sealing | A | Integrated Unit Summer Peak Savings (kW) | Achievable Economic RVT Potential | 0 | 0 | 0 | 0 | 0 | 0 | 0 | 0 | 0 | 0 | 0 | 0 | 0 | 0 | 0 | 0 | 0 | 0 | 0 | 0 | 0 | 0 | 0 | 0 | 0 | 0 | 0 | 0 | 0 | 0 | 0
F3_Industrial_Other Industrial_Existing_Space Heating_Natural Gas_HVAC - Duct Repair and Sealing_A_Achievable Economic RVT Potential | F3 | Industrial | Other Industrial | Existing | Space Heating | Natural Gas | HVAC - Duct Repair and Sealing | A | Integrated Unit Winter Peak Savings (kW) | Achievable Economic RVT Potential | 0 | 0 | 0 | 0 | 0 | 0 | 0 | 0 | 0 | 0 | 0 | 0 | 0 | 0 | 0 | 0 | 0 | 0 | 0 | 0 | 0 | 0 | 0 | 0 | 0 | 0 | 0 | 0 | 0 | 0 | 0
F4_Industrial_Other Industrial_Existing_Space Heating_Natural Gas_HVAC - Duct Repair and Sealing_A_Achievable Economic RVT Potential | F4 | Industrial | Other Industrial | Existing | Space Heating | Natural Gas | HVAC - Duct Repair and Sealing | A | Incremental Energy Savings (MWh or mTherms) | Achievable Economic RVT Potential | 0 | 0 | 0 | 0 | 0 | 0 | 0 | 0 | 0 | 0 | 0 | 0 | 0 | 0 | 0 | 0 | 0 | 0 | 0 | 0 | 0 | 0 | 0 | 0 | 0 | 0 | 0 | 0 | 0 | 0 | 0
F5_Industrial_Other Industrial_Existing_Space Heating_Natural Gas_HVAC - Duct Repair and Sealing_A_Achievable Economic RVT Potential | F5 | Industrial | Other Industrial | Existing | Space Heating | Natural Gas | HVAC - Duct Repair and Sealing | A | Incremental Summer Peak Savings (MW) | Achievable Economic RVT Potential | 0 | 0 | 0 | 0 | 0 | 0 | 0 | 0 | 0 | 0 | 0 | 0 | 0 | 0 | 0 | 0 | 0 | 0 | 0 | 0 | 0 | 0 | 0 | 0 | 0 | 0 | 0 | 0 | 0 | 0 | 0
F6_Industrial_Other Industrial_Existing_Space Heating_Natural Gas_HVAC - Duct Repair and Sealing_A_Achievable Economic RVT Potential | F6 | Industrial | Other Industrial | Existing | Space Heating | Natural Gas | HVAC - Duct Repair and Sealing | A | Incremental Winter Peak Savings (MW) | Achievable Economic RVT Potential | 0 | 0 | 0 | 0 | 0 | 0 | 0 | 0 | 0 | 0 | 0 | 0 | 0 | 0 | 0 | 0 | 0 | 0 | 0 | 0 | 0 | 0 | 0 | 0 | 0 | 0 | 0 | 0 | 0 | 0 | 0
F7_Industrial_Other Industrial_Existing_Space Heating_Natural Gas_HVAC - Duct Repair and Sealing_A_Achievable Economic RVT Potential | F7 | Industrial | Other Industrial | Existing | Space Heating | Natural Gas | HVAC - Duct Repair and Sealing | A | Cumulative Energy Savings (MWh or mTherms) | Achievable Economic RVT Potential | 0 | 0 | 0 | 0 | 0 | 0 | 0 | 0 | 0 | 0 | 0 | 0 | 0 | 0 | 0 | 0 | 0 | 0 | 0 | 0 | 0 | 0 | 0 | 0 | 0 | 0 | 0 | 0 | 0 | 0 | 0
F8_Industrial_Other Industrial_Existing_Space Heating_Natural Gas_HVAC - Duct Repair and Sealing_A_Achievable Economic RVT Potential | F8 | Industrial | Other Industrial | Existing | Space Heating | Natural Gas | HVAC - Duct Repair and Sealing | A | Cumulative Summer Peak Savings (MW) | Achievable Economic RVT Potential | 0 | 0 | 0 | 0 | 0 | 0 | 0 | 0 | 0 | 0 | 0 | 0 | 0 | 0 | 0 | 0 | 0 | 0 | 0 | 0 | 0 | 0 | 0 | 0 | 0 | 0 | 0 | 0 | 0 | 0 | 0
F9_Industrial_Other Industrial_Existing_Space Heating_Natural Gas_HVAC - Duct Repair and Sealing_A_Achievable Economic RVT Potential | F9 | Industrial | Other Industrial | Existing | Space Heating | Natural Gas | HVAC - Duct Repair and Sealing | A | Cumulative Winter Peak Savings (MW) | Achievable Economic RVT Potential | 0 | 0 | 0 | 0 | 0 | 0 | 0 | 0 | 0 | 0 | 0 | 0 | 0 | 0 | 0 | 0 | 0 | 0 | 0 | 0 | 0 | 0 | 0 | 0 | 0 | 0 | 0 | 0 | 0 | 0 | 0
F10_Industrial_Other Industrial_Existing_Space Heating_Natural Gas_HVAC - Duct Repair and Sealing_A_Achievable Economic RVT Potential | F10 | Industrial | Other Industrial | Existing | Space Heating | Natural Gas | HVAC - Duct Repair and Sealing | A | Purchases (Incremental) | Achievable Economic RVT Potential | 0 | 0 | 0 | 0 | 0 | 0 | 0 | 0 | 0 | 0 | 0 | 0 | 0 | 0 | 0 | 0 | 0 | 0 | 0 | 0 | 0 | 0 | 0 | 0 | 0 | 0 | 0 | 0 | 0 | 0 | 0
F11_Industrial_Other Industrial_Existing_Space Heating_Natural Gas_HVAC - Duct Repair and Sealing_A_Achievable Economic RVT Potential | F11 | Industrial | Other Industrial | Existing | Space Heating | Natural Gas | HVAC - Duct Repair and Sealing | A | Purchases (Cumulative) | Achievable Economic RVT Potential | 0 | 0 | 0 | 0 | 0 | 0 | 0 | 0 | 0 | 0 | 0 | 0 | 0 | 0 | 0 | 0 | 0 | 0 | 0 | 0 | 0 | 0 | 0 | 0 | 0 | 0 | 0 | 0 | 0 | 0 | 0
F1_Industrial_Other Industrial_Existing_Space Heating_Natural Gas_Windows - High Efficiency_A_Achievable Economic RVT Potential | F1 | Industrial | Other Industrial | Existing | Space Heating | Natural Gas | Windows - High Efficiency | A | Integrated Unit Energy Savings (kWh or therms) | Achievable Economic RVT Potential | 0 | 0 | 0 | 0 | 0 | 0.0056788 | 0.0056316 | 0.0055716 | 0.0055025 | 0.0054238 | 0.0053356 | 0.0052416 | 0.0051436 | 0.0050392 | 0.0049356 | 0.0048314 | 0.0047337 | 0.0046412 | 0.0045546 | 0.0044811 | 0.0044131 | 0.0043503 | 0.0042979 | 0.0042528 | 0.0042121 | 0.0041824 | 0.0041579 | 0.0041351 | 0 | 0 | 0
F2_Industrial_Other Industrial_Existing_Space Heating_Natural Gas_Windows - High Efficiency_A_Achievable Economic RVT Potential | F2 | Industrial | Other Industrial | Existing | Space Heating | Natural Gas | Windows - High Efficiency | A | Integrated Unit Summer Peak Savings (kW) | Achievable Economic RVT Potential | 0 | 0 | 0 | 0 | 0 | 0 | 0 | 0 | 0 | 0 | 0 | 0 | 0 | 0 | 0 | 0 | 0 | 0 | 0 | 0 | 0 | 0 | 0 | 0 | 0 | 0 | 0 | 0 | 0 | 0 | 0
F3_Industrial_Other Industrial_Existing_Space Heating_Natural Gas_Windows - High Efficiency_A_Achievable Economic RVT Potential | F3 | Industrial | Other Industrial | Existing | Space Heating | Natural Gas | Windows - High Efficiency | A | Integrated Unit Winter Peak Savings (kW) | Achievable Economic RVT Potential | 0 | 0 | 0 | 0 | 0 | 0 | 0 | 0 | 0 | 0 | 0 | 0 | 0 | 0 | 0 | 0 | 0 | 0 | 0 | 0 | 0 | 0 | 0 | 0 | 0 | 0 | 0 | 0 | 0 | 0 | 0
F4_Industrial_Other Industrial_Existing_Space Heating_Natural Gas_Windows - High Efficiency_A_Achievable Economic RVT Potential | F4 | Industrial | Other Industrial | Existing | Space Heating | Natural Gas | Windows - High Efficiency | A | Incremental Energy Savings (MWh or mTherms) | Achievable Economic RVT Potential | 0 | 0 | 0 | 0 | 0 | 0 | 0 | 0 | 0 | 0 | 0 | 0 | 0 | 0 | 0 | 0 | 0 | 0 | 0 | 0 | 0 | 0 | 0 | 0 | 0 | 0 | 0 | 0 | 0 | 0 | 0
F5_Industrial_Other Industrial_Existing_Space Heating_Natural Gas_Windows - High Efficiency_A_Achievable Economic RVT Potential | F5 | Industrial | Other Industrial | Existing | Space Heating | Natural Gas | Windows - High Efficiency | A | Incremental Summer Peak Savings (MW) | Achievable Economic RVT Potential | 0 | 0 | 0 | 0 | 0 | 0 | 0 | 0 | 0 | 0 | 0 | 0 | 0 | 0 | 0 | 0 | 0 | 0 | 0 | 0 | 0 | 0 | 0 | 0 | 0 | 0 | 0 | 0 | 0 | 0 | 0
F6_Industrial_Other Industrial_Existing_Space Heating_Natural Gas_Windows - High Efficiency_A_Achievable Economic RVT Potential | F6 | Industrial | Other Industrial | Existing | Space Heating | Natural Gas | Windows - High Efficiency | A | Incremental Winter Peak Savings (MW) | Achievable Economic RVT Potential | 0 | 0 | 0 | 0 | 0 | 0 | 0 | 0 | 0 | 0 | 0 | 0 | 0 | 0 | 0 | 0 | 0 | 0 | 0 | 0 | 0 | 0 | 0 | 0 | 0 | 0 | 0 | 0 | 0 | 0 | 0
F7_Industrial_Other Industrial_Existing_Space Heating_Natural Gas_Windows - High Efficiency_A_Achievable Economic RVT Potential | F7 | Industrial | Other Industrial | Existing | Space Heating | Natural Gas | Windows - High Efficiency | A | Cumulative Energy Savings (MWh or mTherms) | Achievable Economic RVT Potential | 0 | 0 | 0 | 0 | 0 | 0 | 0 | 0 | 0 | 0 | 0 | 0 | 0 | 0 | 0 | 0 | 0 | 0 | 0 | 0 | 0 | 0 | 0 | 0 | 0 | 0 | 0 | 0 | 0 | 0 | 0
F8_Industrial_Other Industrial_Existing_Space Heating_Natural Gas_Windows - High Efficiency_A_Achievable Economic RVT Potential | F8 | Industrial | Other Industrial | Existing | Space Heating | Natural Gas | Windows - High Efficiency | A | Cumulative Summer Peak Savings (MW) | Achievable Economic RVT Potential | 0 | 0 | 0 | 0 | 0 | 0 | 0 | 0 | 0 | 0 | 0 | 0 | 0 | 0 | 0 | 0 | 0 | 0 | 0 | 0 | 0 | 0 | 0 | 0 | 0 | 0 | 0 | 0 | 0 | 0 | 0
F9_Industrial_Other Industrial_Existing_Space Heating_Natural Gas_Windows - High Efficiency_A_Achievable Economic RVT Potential | F9 | Industrial | Other Industrial | Existing | Space Heating | Natural Gas | Windows - High Efficiency | A | Cumulative Winter Peak Savings (MW) | Achievable Economic RVT Potential | 0 | 0 | 0 | 0 | 0 | 0 | 0 | 0 | 0 | 0 | 0 | 0 | 0 | 0 | 0 | 0 | 0 | 0 | 0 | 0 | 0 | 0 | 0 | 0 | 0 | 0 | 0 | 0 | 0 | 0 | 0
F10_Industrial_Other Industrial_Existing_Space Heating_Natural Gas_Windows - High Efficiency_A_Achievable Economic RVT Potential | F10 | Industrial | Other Industrial | Existing | Space Heating | Natural Gas | Windows - High Efficiency | A | Purchases (Incremental) | Achievable Economic RVT Potential | 0 | 0 | 0 | 0 | 0 | 0 | 0 | 0 | 0 | 0 | 0 | 0 | 0 | 0 | 0 | 0 | 0 | 0 | 0 | 0 | 0 | 0 | 0 | 0 | 0 | 0 | 0 | 0 | 0 | 0 | 0
F11_Industrial_Other Industrial_Existing_Space Heating_Natural Gas_Windows - High Efficiency_A_Achievable Economic RVT Potential | F11 | Industrial | Other Industrial | Existing | Space Heating | Natural Gas | Windows - High Efficiency | A | Purchases (Cumulative) | Achievable Economic RVT Potential | 0 | 0 | 0 | 0 | 0 | 0 | 0 | 0 | 0 | 0 | 0 | 0 | 0 | 0 | 0 | 0 | 0 | 0 | 0 | 0 | 0 | 0 | 0 | 0 | 0 | 0 | 0 | 0 | 0 | 0 | 0
F1_Industrial_Other Industrial_Existing_Space Heating_Natural Gas_Gas Boiler - Maintenance_A_Achievable Economic RVT Potential | F1 | Industrial | Other Industrial | Existing | Space Heating | Natural Gas | Gas Boiler - Maintenance | A | Integrated Unit Energy Savings (kWh or therms) | Achievable Economic RVT Potential | 0 | 0 | 0 | 0 | 0 | 2.0181 | 2.004 | 1.9897 | 1.9748 | 1.9594 | 1.9436 | 1.9274 | 1.9107 | 1.8933 | 1.8742 | 1.8557 | 1.837 | 1.8187 | 1.8007 | 1.7834 | 1.7669 | 1.7499 | 1.7346 | 1.7201 | 1.706 | 1.6932 | 1.6822 | 1.6721 | 1.7433 | 1.7361 | 1.7296
F2_Industrial_Other Industrial_Existing_Space Heating_Natural Gas_Gas Boiler - Maintenance_A_Achievable Economic RVT Potential | F2 | Industrial | Other Industrial | Existing | Space Heating | Natural Gas | Gas Boiler - Maintenance | A | Integrated Unit Summer Peak Savings (kW) | Achievable Economic RVT Potential | 0 | 0 | 0 | 0 | 0 | 0 | 0 | 0 | 0 | 0 | 0 | 0 | 0 | 0 | 0 | 0 | 0 | 0 | 0 | 0 | 0 | 0 | 0 | 0 | 0 | 0 | 0 | 0 | 0 | 0 | 0
F3_Industrial_Other Industrial_Existing_Space Heating_Natural Gas_Gas Boiler - Maintenance_A_Achievable Economic RVT Potential | F3 | Industrial | Other Industrial | Existing | Space Heating | Natural Gas | Gas Boiler - Maintenance | A | Integrated Unit Winter Peak Savings (kW) | Achievable Economic RVT Potential | 0 | 0 | 0 | 0 | 0 | 0 | 0 | 0 | 0 | 0 | 0 | 0 | 0 | 0 | 0 | 0 | 0 | 0 | 0 | 0 | 0 | 0 | 0 | 0 | 0 | 0 | 0 | 0 | 0 | 0 | 0
F4_Industrial_Other Industrial_Existing_Space Heating_Natural Gas_Gas Boiler - Maintenance_A_Achievable Economic RVT Potential | F4 | Industrial | Other Industrial | Existing | Space Heating | Natural Gas | Gas Boiler - Maintenance | A | Incremental Energy Savings (MWh or mTherms) | Achievable Economic RVT Potential | 0 | 0 | 0 | 0 | 0 | 0 | 0 | 0 | 0 | 0 | 0 | 0 | 0 | 0 | 0 | 0 | 0 | 0 | 0 | 0 | 0 | 0 | 0 | 0 | 0 | 0 | 0 | 0 | 0 | 0 | 0
F5_Industrial_Other Industrial_Existing_Space Heating_Natural Gas_Gas Boiler - Maintenance_A_Achievable Economic RVT Potential | F5 | Industrial | Other Industrial | Existing | Space Heating | Natural Gas | Gas Boiler - Maintenance | A | Incremental Summer Peak Savings (MW) | Achievable Economic RVT Potential | 0 | 0 | 0 | 0 | 0 | 0 | 0 | 0 | 0 | 0 | 0 | 0 | 0 | 0 | 0 | 0 | 0 | 0 | 0 | 0 | 0 | 0 | 0 | 0 | 0 | 0 | 0 | 0 | 0 | 0 | 0
F6_Industrial_Other Industrial_Existing_Space Heating_Natural Gas_Gas Boiler - Maintenance_A_Achievable Economic RVT Potential | F6 | Industrial | Other Industrial | Existing | Space Heating | Natural Gas | Gas Boiler - Maintenance | A | Incremental Winter Peak Savings (MW) | Achievable Economic RVT Potential | 0 | 0 | 0 | 0 | 0 | 0 | 0 | 0 | 0 | 0 | 0 | 0 | 0 | 0 | 0 | 0 | 0 | 0 | 0 | 0 | 0 | 0 | 0 | 0 | 0 | 0 | 0 | 0 | 0 | 0 | 0
F7_Industrial_Other Industrial_Existing_Space Heating_Natural Gas_Gas Boiler - Maintenance_A_Achievable Economic RVT Potential | F7 | Industrial | Other Industrial | Existing | Space Heating | Natural Gas | Gas Boiler - Maintenance | A | Cumulative Energy Savings (MWh or mTherms) | Achievable Economic RVT Potential | 0 | 0 | 0 | 0 | 0 | 0 | 0 | 0 | 0 | 0 | 0 | 0 | 0 | 0 | 0 | 0 | 0 | 0 | 0 | 0 | 0 | 0 | 0 | 0 | 0 | 0 | 0 | 0 | 0 | 0 | 0
F8_Industrial_Other Industrial_Existing_Space Heating_Natural Gas_Gas Boiler - Maintenance_A_Achievable Economic RVT Potential | F8 | Industrial | Other Industrial | Existing | Space Heating | Natural Gas | Gas Boiler - Maintenance | A | Cumulative Summer Peak Savings (MW) | Achievable Economic RVT Potential | 0 | 0 | 0 | 0 | 0 | 0 | 0 | 0 | 0 | 0 | 0 | 0 | 0 | 0 | 0 | 0 | 0 | 0 | 0 | 0 | 0 | 0 | 0 | 0 | 0 | 0 | 0 | 0 | 0 | 0 | 0
F9_Industrial_Other Industrial_Existing_Space Heating_Natural Gas_Gas Boiler - Maintenance_A_Achievable Economic RVT Potential | F9 | Industrial | Other Industrial | Existing | Space Heating | Natural Gas | Gas Boiler - Maintenance | A | Cumulative Winter Peak Savings (MW) | Achievable Economic RVT Potential | 0 | 0 | 0 | 0 | 0 | 0 | 0 | 0 | 0 | 0 | 0 | 0 | 0 | 0 | 0 | 0 | 0 | 0 | 0 | 0 | 0 | 0 | 0 | 0 | 0 | 0 | 0 | 0 | 0 | 0 | 0
F10_Industrial_Other Industrial_Existing_Space Heating_Natural Gas_Gas Boiler - Maintenance_A_Achievable Economic RVT Potential | F10 | Industrial | Other Industrial | Existing | Space Heating | Natural Gas | Gas Boiler - Maintenance | A | Purchases (Incremental) | Achievable Economic RVT Potential | 0 | 0 | 0 | 0 | 0 | 0 | 0 | 0 | 0 | 0 | 0 | 0 | 0 | 0 | 0 | 0 | 0 | 0 | 0 | 0 | 0 | 0 | 0 | 0 | 0 | 0 | 0 | 0 | 0 | 0 | 0
F11_Industrial_Other Industrial_Existing_Space Heating_Natural Gas_Gas Boiler - Maintenance_A_Achievable Economic RVT Potential | F11 | Industrial | Other Industrial | Existing | Space Heating | Natural Gas | Gas Boiler - Maintenance | A | Purchases (Cumulative) | Achievable Economic RVT Potential | 0 | 0 | 0 | 0 | 0 | 0 | 0 | 0 | 0 | 0 | 0 | 0 | 0 | 0 | 0 | 0 | 0 | 0 | 0 | 0 | 0 | 0 | 0 | 0 | 0 | 0 | 0 | 0 | 0 | 0 | 0
F1_Industrial_Other Industrial_Existing_Process_Natural Gas_Gas Boiler - Maintenance_A_Achievable Economic RVT Potential | F1 | Industrial | Other Industrial | Existing | Process | Natural Gas | Gas Boiler - Maintenance | A | Integrated Unit Energy Savings (kWh or therms) | Achievable Economic RVT Potential | 0 | 0 | 0 | 0 | 0 | 1.5559 | 1.5559 | 1.5559 | 1.5559 | 1.5559 | 1.5559 | 1.5559 | 1.5559 | 1.5559 | 1.5559 | 1.5559 | 1.5559 | 1.5559 | 1.5559 | 1.5559 | 1.5559 | 1.5559 | 1.5559 | 1.5559 | 1.5559 | 1.5559 | 1.5559 | 1.5559 | 1.5559 | 1.5559 | 1.5559
F2_Industrial_Other Industrial_Existing_Process_Natural Gas_Gas Boiler - Maintenance_A_Achievable Economic RVT Potential | F2 | Industrial | Other Industrial | Existing | Process | Natural Gas | Gas Boiler - Maintenance | A | Integrated Unit Summer Peak Savings (kW) | Achievable Economic RVT Potential | 0 | 0 | 0 | 0 | 0 | 0 | 0 | 0 | 0 | 0 | 0 | 0 | 0 | 0 | 0 | 0 | 0 | 0 | 0 | 0 | 0 | 0 | 0 | 0 | 0 | 0 | 0 | 0 | 0 | 0 | 0
F3_Industrial_Other Industrial_Existing_Process_Natural Gas_Gas Boiler - Maintenance_A_Achievable Economic RVT Potential | F3 | Industrial | Other Industrial | Existing | Process | Natural Gas | Gas Boiler - Maintenance | A | Integrated Unit Winter Peak Savings (kW) | Achievable Economic RVT Potential | 0 | 0 | 0 | 0 | 0 | 0 | 0 | 0 | 0 | 0 | 0 | 0 | 0 | 0 | 0 | 0 | 0 | 0 | 0 | 0 | 0 | 0 | 0 | 0 | 0 | 0 | 0 | 0 | 0 | 0 | 0
F4_Industrial_Other Industrial_Existing_Process_Natural Gas_Gas Boiler - Maintenance_A_Achievable Economic RVT Potential | F4 | Industrial | Other Industrial | Existing | Process | Natural Gas | Gas Boiler - Maintenance | A | Incremental Energy Savings (MWh or mTherms) | Achievable Economic RVT Potential | 0 | 0 | 0 | 0 | 0 | 0 | 0 | 0 | 0 | 0 | 0 | 0 | 0 | 0 | 0 | 0 | 0 | 0 | 0 | 0 | 0 | 0 | 0 | 0 | 0 | 0 | 0 | 0 | 0 | 0 | 0
F5_Industrial_Other Industrial_Existing_Process_Natural Gas_Gas Boiler - Maintenance_A_Achievable Economic RVT Potential | F5 | Industrial | Other Industrial | Existing | Process | Natural Gas | Gas Boiler - Maintenance | A | Incremental Summer Peak Savings (MW) | Achievable Economic RVT Potential | 0 | 0 | 0 | 0 | 0 | 0 | 0 | 0 | 0 | 0 | 0 | 0 | 0 | 0 | 0 | 0 | 0 | 0 | 0 | 0 | 0 | 0 | 0 | 0 | 0 | 0 | 0 | 0 | 0 | 0 | 0
F6_Industrial_Other Industrial_Existing_Process_Natural Gas_Gas Boiler - Maintenance_A_Achievable Economic RVT Potential | F6 | Industrial | Other Industrial | Existing | Process | Natural Gas | Gas Boiler - Maintenance | A | Incremental Winter Peak Savings (MW) | Achievable Economic RVT Potential | 0 | 0 | 0 | 0 | 0 | 0 | 0 | 0 | 0 | 0 | 0 | 0 | 0 | 0 | 0 | 0 | 0 | 0 | 0 | 0 | 0 | 0 | 0 | 0 | 0 | 0 | 0 | 0 | 0 | 0 | 0
F7_Industrial_Other Industrial_Existing_Process_Natural Gas_Gas Boiler - Maintenance_A_Achievable Economic RVT Potential | F7 | Industrial | Other Industrial | Existing | Process | Natural Gas | Gas Boiler - Maintenance | A | Cumulative Energy Savings (MWh or mTherms) | Achievable Economic RVT Potential | 0 | 0 | 0 | 0 | 0 | 0 | 0 | 0 | 0 | 0 | 0 | 0 | 0 | 0 | 0 | 0 | 0 | 0 | 0 | 0 | 0 | 0 | 0 | 0 | 0 | 0 | 0 | 0 | 0 | 0 | 0
F8_Industrial_Other Industrial_Existing_Process_Natural Gas_Gas Boiler - Maintenance_A_Achievable Economic RVT Potential | F8 | Industrial | Other Industrial | Existing | Process | Natural Gas | Gas Boiler - Maintenance | A | Cumulative Summer Peak Savings (MW) | Achievable Economic RVT Potential | 0 | 0 | 0 | 0 | 0 | 0 | 0 | 0 | 0 | 0 | 0 | 0 | 0 | 0 | 0 | 0 | 0 | 0 | 0 | 0 | 0 | 0 | 0 | 0 | 0 | 0 | 0 | 0 | 0 | 0 | 0
F9_Industrial_Other Industrial_Existing_Process_Natural Gas_Gas Boiler - Maintenance_A_Achievable Economic RVT Potential | F9 | Industrial | Other Industrial | Existing | Process | Natural Gas | Gas Boiler - Maintenance | A | Cumulative Winter Peak Savings (MW) | Achievable Economic RVT Potential | 0 | 0 | 0 | 0 | 0 | 0 | 0 | 0 | 0 | 0 | 0 | 0 | 0 | 0 | 0 | 0 | 0 | 0 | 0 | 0 | 0 | 0 | 0 | 0 | 0 | 0 | 0 | 0 | 0 | 0 | 0
F10_Industrial_Other Industrial_Existing_Process_Natural Gas_Gas Boiler - Maintenance_A_Achievable Economic RVT Potential | F10 | Industrial | Other Industrial | Existing | Process | Natural Gas | Gas Boiler - Maintenance | A | Purchases (Incremental) | Achievable Economic RVT Potential | 0 | 0 | 0 | 0 | 0 | 0 | 0 | 0 | 0 | 0 | 0 | 0 | 0 | 0 | 0 | 0 | 0 | 0 | 0 | 0 | 0 | 0 | 0 | 0 | 0 | 0 | 0 | 0 | 0 | 0 | 0
F11_Industrial_Other Industrial_Existing_Process_Natural Gas_Gas Boiler - Maintenance_A_Achievable Economic RVT Potential | F11 | Industrial | Other Industrial | Existing | Process | Natural Gas | Gas Boiler - Maintenance | A | Purchases (Cumulative) | Achievable Economic RVT Potential | 0 | 0 | 0 | 0 | 0 | 0 | 0 | 0 | 0 | 0 | 0 | 0 | 0 | 0 | 0 | 0 | 0 | 0 | 0 | 0 | 0 | 0 | 0 | 0 | 0 | 0 | 0 | 0 | 0 | 0 | 0
F1_Industrial_Other Industrial_Existing_Space Heating_Natural Gas_Gas Furnace - Maintenance_A_Achievable Economic RVT Potential | F1 | Industrial | Other Industrial | Existing | Space Heating | Natural Gas | Gas Furnace - Maintenance | A | Integrated Unit Energy Savings (kWh or therms) | Achievable Economic RVT Potential | 0 | 0 | 0 | 0 | 0 | 0.0091921 | 0.0091064 | 0.0089968 | 0.0088834 | 0.0087669 | 0.0086498 | 0.0085313 | 0.0084163 | 0.0083036 | 0.0081864 | 0.0080787 | 0.0079743 | 0.0078754 | 0.0077816 | 0.0076902 | 0.0076025 | 0.0075155 | 0.0074318 | 0.0073532 | 0.0072787 | 0.0072096 | 0.0071484 | 0.007091 | 0.0073847 | 0.0073392 | 0.0072965
F2_Industrial_Other Industrial_Existing_Space Heating_Natural Gas_Gas Furnace - Maintenance_A_Achievable Economic RVT Potential | F2 | Industrial | Other Industrial | Existing | Space Heating | Natural Gas | Gas Furnace - Maintenance | A | Integrated Unit Summer Peak Savings (kW) | Achievable Economic RVT Potential | 0 | 0 | 0 | 0 | 0 | 0 | 0 | 0 | 0 | 0 | 0 | 0 | 0 | 0 | 0 | 0 | 0 | 0 | 0 | 0 | 0 | 0 | 0 | 0 | 0 | 0 | 0 | 0 | 0 | 0 | 0
F3_Industrial_Other Industrial_Existing_Space Heating_Natural Gas_Gas Furnace - Maintenance_A_Achievable Economic RVT Potential | F3 | Industrial | Other Industrial | Existing | Space Heating | Natural Gas | Gas Furnace - Maintenance | A | Integrated Unit Winter Peak Savings (kW) | Achievable Economic RVT Potential | 0 | 0 | 0 | 0 | 0 | 0 | 0 | 0 | 0 | 0 | 0 | 0 | 0 | 0 | 0 | 0 | 0 | 0 | 0 | 0 | 0 | 0 | 0 | 0 | 0 | 0 | 0 | 0 | 0 | 0 | 0
F4_Industrial_Other Industrial_Existing_Space Heating_Natural Gas_Gas Furnace - Maintenance_A_Achievable Economic RVT Potential | F4 | Industrial | Other Industrial | Existing | Space Heating | Natural Gas | Gas Furnace - Maintenance | A | Incremental Energy Savings (MWh or mTherms) | Achievable Economic RVT Potential | 0 | 0 | 0 | 0 | 0 | 0 | 0 | 0 | 0 | 0 | 0 | 0 | 0 | 0 | 0 | 0 | 0 | 0 | 0 | 0 | 0 | 0 | 0 | 0 | 0 | 0 | 0 | 0 | 0 | 0 | 0
F5_Industrial_Other Industrial_Existing_Space Heating_Natural Gas_Gas Furnace - Maintenance_A_Achievable Economic RVT Potential | F5 | Industrial | Other Industrial | Existing | Space Heating | Natural Gas | Gas Furnace - Maintenance | A | Incremental Summer Peak Savings (MW) | Achievable Economic RVT Potential | 0 | 0 | 0 | 0 | 0 | 0 | 0 | 0 | 0 | 0 | 0 | 0 | 0 | 0 | 0 | 0 | 0 | 0 | 0 | 0 | 0 | 0 | 0 | 0 | 0 | 0 | 0 | 0 | 0 | 0 | 0
F6_Industrial_Other Industrial_Existing_Space Heating_Natural Gas_Gas Furnace - Maintenance_A_Achievable Economic RVT Potential | F6 | Industrial | Other Industrial | Existing | Space Heating | Natural Gas | Gas Furnace - Maintenance | A | Incremental Winter Peak Savings (MW) | Achievable Economic RVT Potential | 0 | 0 | 0 | 0 | 0 | 0 | 0 | 0 | 0 | 0 | 0 | 0 | 0 | 0 | 0 | 0 | 0 | 0 | 0 | 0 | 0 | 0 | 0 | 0 | 0 | 0 | 0 | 0 | 0 | 0 | 0
F7_Industrial_Other Industrial_Existing_Space Heating_Natural Gas_Gas Furnace - Maintenance_A_Achievable Economic RVT Potential | F7 | Industrial | Other Industrial | Existing | Space Heating | Natural Gas | Gas Furnace - Maintenance | A | Cumulative Energy Savings (MWh or mTherms) | Achievable Economic RVT Potential | 0 | 0 | 0 | 0 | 0 | 0 | 0 | 0 | 0 | 0 | 0 | 0 | 0 | 0 | 0 | 0 | 0 | 0 | 0 | 0 | 0 | 0 | 0 | 0 | 0 | 0 | 0 | 0 | 0 | 0 | 0
F8_Industrial_Other Industrial_Existing_Space Heating_Natural Gas_Gas Furnace - Maintenance_A_Achievable Economic RVT Potential | F8 | Industrial | Other Industrial | Existing | Space Heating | Natural Gas | Gas Furnace - Maintenance | A | Cumulative Summer Peak Savings (MW) | Achievable Economic RVT Potential | 0 | 0 | 0 | 0 | 0 | 0 | 0 | 0 | 0 | 0 | 0 | 0 | 0 | 0 | 0 | 0 | 0 | 0 | 0 | 0 | 0 | 0 | 0 | 0 | 0 | 0 | 0 | 0 | 0 | 0 | 0
F9_Industrial_Other Industrial_Existing_Space Heating_Natural Gas_Gas Furnace - Maintenance_A_Achievable Economic RVT Potential | F9 | Industrial | Other Industrial | Existing | Space Heating | Natural Gas | Gas Furnace - Maintenance | A | Cumulative Winter Peak Savings (MW) | Achievable Economic RVT Potential | 0 | 0 | 0 | 0 | 0 | 0 | 0 | 0 | 0 | 0 | 0 | 0 | 0 | 0 | 0 | 0 | 0 | 0 | 0 | 0 | 0 | 0 | 0 | 0 | 0 | 0 | 0 | 0 | 0 | 0 | 0
F10_Industrial_Other Industrial_Existing_Space Heating_Natural Gas_Gas Furnace - Maintenance_A_Achievable Economic RVT Potential | F10 | Industrial | Other Industrial | Existing | Space Heating | Natural Gas | Gas Furnace - Maintenance | A | Purchases (Incremental) | Achievable Economic RVT Potential | 0 | 0 | 0 | 0 | 0 | 0 | 0 | 0 | 0 | 0 | 0 | 0 | 0 | 0 | 0 | 0 | 0 | 0 | 0 | 0 | 0 | 0 | 0 | 0 | 0 | 0 | 0 | 0 | 0 | 0 | 0
F11_Industrial_Other Industrial_Existing_Space Heating_Natural Gas_Gas Furnace - Maintenance_A_Achievable Economic RVT Potential | F11 | Industrial | Other Industrial | Existing | Space Heating | Natural Gas | Gas Furnace - Maintenance | A | Purchases (Cumulative) | Achievable Economic RVT Potential | 0 | 0 | 0 | 0 | 0 | 0 | 0 | 0 | 0 | 0 | 0 | 0 | 0 | 0 | 0 | 0 | 0 | 0 | 0 | 0 | 0 | 0 | 0 | 0 | 0 | 0 | 0 | 0 | 0 | 0 | 0
F1_Industrial_Other Industrial_Existing_Space Heating_Natural Gas_Gas Boiler - Hot Water Reset_A_Achievable Economic RVT Potential | F1 | Industrial | Other Industrial | Existing | Space Heating | Natural Gas | Gas Boiler - Hot Water Reset | A | Integrated Unit Energy Savings (kWh or therms) | Achievable Economic RVT Potential | 0 | 0 | 0 | 0 | 0 | 7.3364 | 7.2835 | 7.2298 | 7.1741 | 7.1162 | 7.0573 | 6.9969 | 6.9348 | 6.8702 | 6.7998 | 6.7315 | 6.6626 | 6.5951 | 6.5287 | 6.465 | 6.404 | 6.3416 | 6.285 | 6.2317 | 6.1796 | 6.1331 | 6.0934 | 6.0568 | 6.3392 | 6.3131 | 6.2894
F2_Industrial_Other Industrial_Existing_Space Heating_Natural Gas_Gas Boiler - Hot Water Reset_A_Achievable Economic RVT Potential | F2 | Industrial | Other Industrial | Existing | Space Heating | Natural Gas | Gas Boiler - Hot Water Reset | A | Integrated Unit Summer Peak Savings (kW) | Achievable Economic RVT Potential | 0 | 0 | 0 | 0 | 0 | 0 | 0 | 0 | 0 | 0 | 0 | 0 | 0 | 0 | 0 | 0 | 0 | 0 | 0 | 0 | 0 | 0 | 0 | 0 | 0 | 0 | 0 | 0 | 0 | 0 | 0
F3_Industrial_Other Industrial_Existing_Space Heating_Natural Gas_Gas Boiler - Hot Water Reset_A_Achievable Economic RVT Potential | F3 | Industrial | Other Industrial | Existing | Space Heating | Natural Gas | Gas Boiler - Hot Water Reset | A | Integrated Unit Winter Peak Savings (kW) | Achievable Economic RVT Potential | 0 | 0 | 0 | 0 | 0 | 0 | 0 | 0 | 0 | 0 | 0 | 0 | 0 | 0 | 0 | 0 | 0 | 0 | 0 | 0 | 0 | 0 | 0 | 0 | 0 | 0 | 0 | 0 | 0 | 0 | 0
F4_Industrial_Other Industrial_Existing_Space Heating_Natural Gas_Gas Boiler - Hot Water Reset_A_Achievable Economic RVT Potential | F4 | Industrial | Other Industrial | Existing | Space Heating | Natural Gas | Gas Boiler - Hot Water Reset | A | Incremental Energy Savings (MWh or mTherms) | Achievable Economic RVT Potential | 0 | 0 | 0 | 0 | 0 | 0 | 0 | 0 | 0 | 0 | 0 | 0 | 0 | 0 | 0 | 0 | 0 | 0 | 0 | 0 | 0 | 0 | 0 | 0 | 0 | 0 | 0 | 0 | 0 | 0 | 0
F5_Industrial_Other Industrial_Existing_Space Heating_Natural Gas_Gas Boiler - Hot Water Reset_A_Achievable Economic RVT Potential | F5 | Industrial | Other Industrial | Existing | Space Heating | Natural Gas | Gas Boiler - Hot Water Reset | A | Incremental Summer Peak Savings (MW) | Achievable Economic RVT Potential | 0 | 0 | 0 | 0 | 0 | 0 | 0 | 0 | 0 | 0 | 0 | 0 | 0 | 0 | 0 | 0 | 0 | 0 | 0 | 0 | 0 | 0 | 0 | 0 | 0 | 0 | 0 | 0 | 0 | 0 | 0
F6_Industrial_Other Industrial_Existing_Space Heating_Natural Gas_Gas Boiler - Hot Water Reset_A_Achievable Economic RVT Potential | F6 | Industrial | Other Industrial | Existing | Space Heating | Natural Gas | Gas Boiler - Hot Water Reset | A | Incremental Winter Peak Savings (MW) | Achievable Economic RVT Potential | 0 | 0 | 0 | 0 | 0 | 0 | 0 | 0 | 0 | 0 | 0 | 0 | 0 | 0 | 0 | 0 | 0 | 0 | 0 | 0 | 0 | 0 | 0 | 0 | 0 | 0 | 0 | 0 | 0 | 0 | 0
F7_Industrial_Other Industrial_Existing_Space Heating_Natural Gas_Gas Boiler - Hot Water Reset_A_Achievable Economic RVT Potential | F7 | Industrial | Other Industrial | Existing | Space Heating | Natural Gas | Gas Boiler - Hot Water Reset | A | Cumulative Energy Savings (MWh or mTherms) | Achievable Economic RVT Potential | 0 | 0 | 0 | 0 | 0 | 0 | 0 | 0 | 0 | 0 | 0 | 0 | 0 | 0 | 0 | 0 | 0 | 0 | 0 | 0 | 0 | 0 | 0 | 0 | 0 | 0 | 0 | 0 | 0 | 0 | 0
F8_Industrial_Other Industrial_Existing_Space Heating_Natural Gas_Gas Boiler - Hot Water Reset_A_Achievable Economic RVT Potential | F8 | Industrial | Other Industrial | Existing | Space Heating | Natural Gas | Gas Boiler - Hot Water Reset | A | Cumulative Summer Peak Savings (MW) | Achievable Economic RVT Potential | 0 | 0 | 0 | 0 | 0 | 0 | 0 | 0 | 0 | 0 | 0 | 0 | 0 | 0 | 0 | 0 | 0 | 0 | 0 | 0 | 0 | 0 | 0 | 0 | 0 | 0 | 0 | 0 | 0 | 0 | 0
F9_Industrial_Other Industrial_Existing_Space Heating_Natural Gas_Gas Boiler - Hot Water Reset_A_Achievable Economic RVT Potential | F9 | Industrial | Other Industrial | Existing | Space Heating | Natural Gas | Gas Boiler - Hot Water Reset | A | Cumulative Winter Peak Savings (MW) | Achievable Economic RVT Potential | 0 | 0 | 0 | 0 | 0 | 0 | 0 | 0 | 0 | 0 | 0 | 0 | 0 | 0 | 0 | 0 | 0 | 0 | 0 | 0 | 0 | 0 | 0 | 0 | 0 | 0 | 0 | 0 | 0 | 0 | 0
F10_Industrial_Other Industrial_Existing_Space Heating_Natural Gas_Gas Boiler - Hot Water Reset_A_Achievable Economic RVT Potential | F10 | Industrial | Other Industrial | Existing | Space Heating | Natural Gas | Gas Boiler - Hot Water Reset | A | Purchases (Incremental) | Achievable Economic RVT Potential | 0 | 0 | 0 | 0 | 0 | 0 | 0 | 0 | 0 | 0 | 0 | 0 | 0 | 0 | 0 | 0 | 0 | 0 | 0 | 0 | 0 | 0 | 0 | 0 | 0 | 0 | 0 | 0 | 0 | 0 | 0
F11_Industrial_Other Industrial_Existing_Space Heating_Natural Gas_Gas Boiler - Hot Water Reset_A_Achievable Economic RVT Potential | F11 | Industrial | Other Industrial | Existing | Space Heating | Natural Gas | Gas Boiler - Hot Water Reset | A | Purchases (Cumulative) | Achievable Economic RVT Potential | 0 | 0 | 0 | 0 | 0 | 0 | 0 | 0 | 0 | 0 | 0 | 0 | 0 | 0 | 0 | 0 | 0 | 0 | 0 | 0 | 0 | 0 | 0 | 0 | 0 | 0 | 0 | 0 | 0 | 0 | 0
F1_Industrial_Other Industrial_Existing_Process_Natural Gas_Gas Boiler - Hot Water Reset_A_Achievable Economic RVT Potential | F1 | Industrial | Other Industrial | Existing | Process | Natural Gas | Gas Boiler - Hot Water Reset | A | Integrated Unit Energy Savings (kWh or therms) | Achievable Economic RVT Potential | 0 | 0 | 0 | 0 | 0 | 2.8264 | 2.8241 | 2.8219 | 2.8198 | 2.8177 | 2.8157 | 2.8141 | 2.8128 | 2.8115 | 2.8106 | 2.8097 | 2.809 | 2.8083 | 2.8076 | 2.8072 | 2.8067 | 2.8064 | 2.8061 | 2.8058 | 2.8055 | 2.8054 | 2.8053 | 2.8053 | 2.8289 | 2.8289 | 2.8289
F2_Industrial_Other Industrial_Existing_Process_Natural Gas_Gas Boiler - Hot Water Reset_A_Achievable Economic RVT Potential | F2 | Industrial | Other Industrial | Existing | Process | Natural Gas | Gas Boiler - Hot Water Reset | A | Integrated Unit Summer Peak Savings (kW) | Achievable Economic RVT Potential | 0 | 0 | 0 | 0 | 0 | 0 | 0 | 0 | 0 | 0 | 0 | 0 | 0 | 0 | 0 | 0 | 0 | 0 | 0 | 0 | 0 | 0 | 0 | 0 | 0 | 0 | 0 | 0 | 0 | 0 | 0
F3_Industrial_Other Industrial_Existing_Process_Natural Gas_Gas Boiler - Hot Water Reset_A_Achievable Economic RVT Potential | F3 | Industrial | Other Industrial | Existing | Process | Natural Gas | Gas Boiler - Hot Water Reset | A | Integrated Unit Winter Peak Savings (kW) | Achievable Economic RVT Potential | 0 | 0 | 0 | 0 | 0 | 0 | 0 | 0 | 0 | 0 | 0 | 0 | 0 | 0 | 0 | 0 | 0 | 0 | 0 | 0 | 0 | 0 | 0 | 0 | 0 | 0 | 0 | 0 | 0 | 0 | 0
F4_Industrial_Other Industrial_Existing_Process_Natural Gas_Gas Boiler - Hot Water Reset_A_Achievable Economic RVT Potential | F4 | Industrial | Other Industrial | Existing | Process | Natural Gas | Gas Boiler - Hot Water Reset | A | Incremental Energy Savings (MWh or mTherms) | Achievable Economic RVT Potential | 0 | 0 | 0 | 0 | 0 | 0 | 0 | 0 | 0 | 0 | 0 | 0 | 0 | 0 | 0 | 0 | 0 | 0 | 0 | 0 | 0 | 0 | 0 | 0 | 0 | 0 | 0 | 0 | 0 | 0 | 0
F5_Industrial_Other Industrial_Existing_Process_Natural Gas_Gas Boiler - Hot Water Reset_A_Achievable Economic RVT Potential | F5 | Industrial | Other Industrial | Existing | Process | Natural Gas | Gas Boiler - Hot Water Reset | A | Incremental Summer Peak Savings (MW) | Achievable Economic RVT Potential | 0 | 0 | 0 | 0 | 0 | 0 | 0 | 0 | 0 | 0 | 0 | 0 | 0 | 0 | 0 | 0 | 0 | 0 | 0 | 0 | 0 | 0 | 0 | 0 | 0 | 0 | 0 | 0 | 0 | 0 | 0
F6_Industrial_Other Industrial_Existing_Process_Natural Gas_Gas Boiler - Hot Water Reset_A_Achievable Economic RVT Potential | F6 | Industrial | Other Industrial | Existing | Process | Natural Gas | Gas Boiler - Hot Water Reset | A | Incremental Winter Peak Savings (MW) | Achievable Economic RVT Potential | 0 | 0 | 0 | 0 | 0 | 0 | 0 | 0 | 0 | 0 | 0 | 0 | 0 | 0 | 0 | 0 | 0 | 0 | 0 | 0 | 0 | 0 | 0 | 0 | 0 | 0 | 0 | 0 | 0 | 0 | 0
F7_Industrial_Other Industrial_Existing_Process_Natural Gas_Gas Boiler - Hot Water Reset_A_Achievable Economic RVT Potential | F7 | Industrial | Other Industrial | Existing | Process | Natural Gas | Gas Boiler - Hot Water Reset | A | Cumulative Energy Savings (MWh or mTherms) | Achievable Economic RVT Potential | 0 | 0 | 0 | 0 | 0 | 0 | 0 | 0 | 0 | 0 | 0 | 0 | 0 | 0 | 0 | 0 | 0 | 0 | 0 | 0 | 0 | 0 | 0 | 0 | 0 | 0 | 0 | 0 | 0 | 0 | 0
F8_Industrial_Other Industrial_Existing_Process_Natural Gas_Gas Boiler - Hot Water Reset_A_Achievable Economic RVT Potential | F8 | Industrial | Other Industrial | Existing | Process | Natural Gas | Gas Boiler - Hot Water Reset | A | Cumulative Summer Peak Savings (MW) | Achievable Economic RVT Potential | 0 | 0 | 0 | 0 | 0 | 0 | 0 | 0 | 0 | 0 | 0 | 0 | 0 | 0 | 0 | 0 | 0 | 0 | 0 | 0 | 0 | 0 | 0 | 0 | 0 | 0 | 0 | 0 | 0 | 0 | 0
F9_Industrial_Other Industrial_Existing_Process_Natural Gas_Gas Boiler - Hot Water Reset_A_Achievable Economic RVT Potential | F9 | Industrial | Other Industrial | Existing | Process | Natural Gas | Gas Boiler - Hot Water Reset | A | Cumulative Winter Peak Savings (MW) | Achievable Economic RVT Potential | 0 | 0 | 0 | 0 | 0 | 0 | 0 | 0 | 0 | 0 | 0 | 0 | 0 | 0 | 0 | 0 | 0 | 0 | 0 | 0 | 0 | 0 | 0 | 0 | 0 | 0 | 0 | 0 | 0 | 0 | 0
F10_Industrial_Other Industrial_Existing_Process_Natural Gas_Gas Boiler - Hot Water Reset_A_Achievable Economic RVT Potential | F10 | Industrial | Other Industrial | Existing | Process | Natural Gas | Gas Boiler - Hot Water Reset | A | Purchases (Incremental) | Achievable Economic RVT Potential | 0 | 0 | 0 | 0 | 0 | 0 | 0 | 0 | 0 | 0 | 0 | 0 | 0 | 0 | 0 | 0 | 0 | 0 | 0 | 0 | 0 | 0 | 0 | 0 | 0 | 0 | 0 | 0 | 0 | 0 | 0
F11_Industrial_Other Industrial_Existing_Process_Natural Gas_Gas Boiler - Hot Water Reset_A_Achievable Economic RVT Potential | F11 | Industrial | Other Industrial | Existing | Process | Natural Gas | Gas Boiler - Hot Water Reset | A | Purchases (Cumulative) | Achievable Economic RVT Potential | 0 | 0 | 0 | 0 | 0 | 0 | 0 | 0 | 0 | 0 | 0 | 0 | 0 | 0 | 0 | 0 | 0 | 0 | 0 | 0 | 0 | 0 | 0 | 0 | 0 | 0 | 0 | 0 | 0 | 0 | 0
F1_Industrial_Other Industrial_Existing_Space Heating_Natural Gas_Steam Trap Maintenance_A_Achievable Economic RVT Potential | F1 | Industrial | Other Industrial | Existing | Space Heating | Natural Gas | Steam Trap Maintenance | A | Integrated Unit Energy Savings (kWh or therms) | Achievable Economic RVT Potential | 0 | 0 | 0 | 0 | 0 | 2.5919 | 2.5732 | 2.5542 | 2.5346 | 2.5142 | 2.4934 | 2.4721 | 2.4502 | 2.4274 | 2.4026 | 2.3785 | 2.3542 | 2.3304 | 2.3069 | 2.2845 | 2.2629 | 2.2409 | 2.221 | 2.2021 | 2.1838 | 2.1673 | 2.1533 | 2.1404 | 2.2395 | 2.2303 | 2.2219
F2_Industrial_Other Industrial_Existing_Space Heating_Natural Gas_Steam Trap Maintenance_A_Achievable Economic RVT Potential | F2 | Industrial | Other Industrial | Existing | Space Heating | Natural Gas | Steam Trap Maintenance | A | Integrated Unit Summer Peak Savings (kW) | Achievable Economic RVT Potential | 0 | 0 | 0 | 0 | 0 | 0 | 0 | 0 | 0 | 0 | 0 | 0 | 0 | 0 | 0 | 0 | 0 | 0 | 0 | 0 | 0 | 0 | 0 | 0 | 0 | 0 | 0 | 0 | 0 | 0 | 0
F3_Industrial_Other Industrial_Existing_Space Heating_Natural Gas_Steam Trap Maintenance_A_Achievable Economic RVT Potential | F3 | Industrial | Other Industrial | Existing | Space Heating | Natural Gas | Steam Trap Maintenance | A | Integrated Unit Winter Peak Savings (kW) | Achievable Economic RVT Potential | 0 | 0 | 0 | 0 | 0 | 0 | 0 | 0 | 0 | 0 | 0 | 0 | 0 | 0 | 0 | 0 | 0 | 0 | 0 | 0 | 0 | 0 | 0 | 0 | 0 | 0 | 0 | 0 | 0 | 0 | 0
F4_Industrial_Other Industrial_Existing_Space Heating_Natural Gas_Steam Trap Maintenance_A_Achievable Economic RVT Potential | F4 | Industrial | Other Industrial | Existing | Space Heating | Natural Gas | Steam Trap Maintenance | A | Incremental Energy Savings (MWh or mTherms) | Achievable Economic RVT Potential | 0 | 0 | 0 | 0 | 0 | 0 | 0 | 0 | 0 | 0 | 0 | 0 | 0 | 0 | 0 | 0 | 0 | 0 | 0 | 0 | 0 | 0 | 0 | 0 | 0 | 0 | 0 | 0 | 0 | 0 | 0
F5_Industrial_Other Industrial_Existing_Space Heating_Natural Gas_Steam Trap Maintenance_A_Achievable Economic RVT Potential | F5 | Industrial | Other Industrial | Existing | Space Heating | Natural Gas | Steam Trap Maintenance | A | Incremental Summer Peak Savings (MW) | Achievable Economic RVT Potential | 0 | 0 | 0 | 0 | 0 | 0 | 0 | 0 | 0 | 0 | 0 | 0 | 0 | 0 | 0 | 0 | 0 | 0 | 0 | 0 | 0 | 0 | 0 | 0 | 0 | 0 | 0 | 0 | 0 | 0 | 0
F6_Industrial_Other Industrial_Existing_Space Heating_Natural Gas_Steam Trap Maintenance_A_Achievable Economic RVT Potential | F6 | Industrial | Other Industrial | Existing | Space Heating | Natural Gas | Steam Trap Maintenance | A | Incremental Winter Peak Savings (MW) | Achievable Economic RVT Potential | 0 | 0 | 0 | 0 | 0 | 0 | 0 | 0 | 0 | 0 | 0 | 0 | 0 | 0 | 0 | 0 | 0 | 0 | 0 | 0 | 0 | 0 | 0 | 0 | 0 | 0 | 0 | 0 | 0 | 0 | 0
F7_Industrial_Other Industrial_Existing_Space Heating_Natural Gas_Steam Trap Maintenance_A_Achievable Economic RVT Potential | F7 | Industrial | Other Industrial | Existing | Space Heating | Natural Gas | Steam Trap Maintenance | A | Cumulative Energy Savings (MWh or mTherms) | Achievable Economic RVT Potential | 0 | 0 | 0 | 0 | 0 | 0 | 0 | 0 | 0 | 0 | 0 | 0 | 0 | 0 | 0 | 0 | 0 | 0 | 0 | 0 | 0 | 0 | 0 | 0 | 0 | 0 | 0 | 0 | 0 | 0 | 0
F8_Industrial_Other Industrial_Existing_Space Heating_Natural Gas_Steam Trap Maintenance_A_Achievable Economic RVT Potential | F8 | Industrial | Other Industrial | Existing | Space Heating | Natural Gas | Steam Trap Maintenance | A | Cumulative Summer Peak Savings (MW) | Achievable Economic RVT Potential | 0 | 0 | 0 | 0 | 0 | 0 | 0 | 0 | 0 | 0 | 0 | 0 | 0 | 0 | 0 | 0 | 0 | 0 | 0 | 0 | 0 | 0 | 0 | 0 | 0 | 0 | 0 | 0 | 0 | 0 | 0
F9_Industrial_Other Industrial_Existing_Space Heating_Natural Gas_Steam Trap Maintenance_A_Achievable Economic RVT Potential | F9 | Industrial | Other Industrial | Existing | Space Heating | Natural Gas | Steam Trap Maintenance | A | Cumulative Winter Peak Savings (MW) | Achievable Economic RVT Potential | 0 | 0 | 0 | 0 | 0 | 0 | 0 | 0 | 0 | 0 | 0 | 0 | 0 | 0 | 0 | 0 | 0 | 0 | 0 | 0 | 0 | 0 | 0 | 0 | 0 | 0 | 0 | 0 | 0 | 0 | 0
F10_Industrial_Other Industrial_Existing_Space Heating_Natural Gas_Steam Trap Maintenance_A_Achievable Economic RVT Potential | F10 | Industrial | Other Industrial | Existing | Space Heating | Natural Gas | Steam Trap Maintenance | A | Purchases (Incremental) | Achievable Economic RVT Potential | 0 | 0 | 0 | 0 | 0 | 0 | 0 | 0 | 0 | 0 | 0 | 0 | 0 | 0 | 0 | 0 | 0 | 0 | 0 | 0 | 0 | 0 | 0 | 0 | 0 | 0 | 0 | 0 | 0 | 0 | 0
F11_Industrial_Other Industrial_Existing_Space Heating_Natural Gas_Steam Trap Maintenance_A_Achievable Economic RVT Potential | F11 | Industrial | Other Industrial | Existing | Space Heating | Natural Gas | Steam Trap Maintenance | A | Purchases (Cumulative) | Achievable Economic RVT Potential | 0 | 0 | 0 | 0 | 0 | 0 | 0 | 0 | 0 | 0 | 0 | 0 | 0 | 0 | 0 | 0 | 0 | 0 | 0 | 0 | 0 | 0 | 0 | 0 | 0 | 0 | 0 | 0 | 0 | 0 | 0
F1_Industrial_Other Industrial_Existing_Process_Natural Gas_Steam Trap Maintenance_A_Achievable Economic RVT Potential | F1 | Industrial | Other Industrial | Existing | Process | Natural Gas | Steam Trap Maintenance | A | Integrated Unit Energy Savings (kWh or therms) | Achievable Economic RVT Potential | 0 | 0 | 0 | 0 | 0 | 1.9972 | 1.9957 | 1.9943 | 1.993 | 1.9917 | 1.9904 | 1.9894 | 1.9887 | 1.9879 | 1.9874 | 1.9869 | 1.9866 | 1.9863 | 1.986 | 1.9859 | 1.9857 | 1.9856 | 1.9855 | 1.9855 | 1.9854 | 1.9854 | 1.9854 | 1.9853 | 1.9988 | 1.9988 | 1.9988
F2_Industrial_Other Industrial_Existing_Process_Natural Gas_Steam Trap Maintenance_A_Achievable Economic RVT Potential | F2 | Industrial | Other Industrial | Existing | Process | Natural Gas | Steam Trap Maintenance | A | Integrated Unit Summer Peak Savings (kW) | Achievable Economic RVT Potential | 0 | 0 | 0 | 0 | 0 | 0 | 0 | 0 | 0 | 0 | 0 | 0 | 0 | 0 | 0 | 0 | 0 | 0 | 0 | 0 | 0 | 0 | 0 | 0 | 0 | 0 | 0 | 0 | 0 | 0 | 0
F3_Industrial_Other Industrial_Existing_Process_Natural Gas_Steam Trap Maintenance_A_Achievable Economic RVT Potential | F3 | Industrial | Other Industrial | Existing | Process | Natural Gas | Steam Trap Maintenance | A | Integrated Unit Winter Peak Savings (kW) | Achievable Economic RVT Potential | 0 | 0 | 0 | 0 | 0 | 0 | 0 | 0 | 0 | 0 | 0 | 0 | 0 | 0 | 0 | 0 | 0 | 0 | 0 | 0 | 0 | 0 | 0 | 0 | 0 | 0 | 0 | 0 | 0 | 0 | 0
F4_Industrial_Other Industrial_Existing_Process_Natural Gas_Steam Trap Maintenance_A_Achievable Economic RVT Potential | F4 | Industrial | Other Industrial | Existing | Process | Natural Gas | Steam Trap Maintenance | A | Incremental Energy Savings (MWh or mTherms) | Achievable Economic RVT Potential | 0 | 0 | 0 | 0 | 0 | 0 | 0 | 0 | 0 | 0 | 0 | 0 | 0 | 0 | 0 | 0 | 0 | 0 | 0 | 0 | 0 | 0 | 0 | 0 | 0 | 0 | 0 | 0 | 0 | 0 | 0
F5_Industrial_Other Industrial_Existing_Process_Natural Gas_Steam Trap Maintenance_A_Achievable Economic RVT Potential | F5 | Industrial | Other Industrial | Existing | Process | Natural Gas | Steam Trap Maintenance | A | Incremental Summer Peak Savings (MW) | Achievable Economic RVT Potential | 0 | 0 | 0 | 0 | 0 | 0 | 0 | 0 | 0 | 0 | 0 | 0 | 0 | 0 | 0 | 0 | 0 | 0 | 0 | 0 | 0 | 0 | 0 | 0 | 0 | 0 | 0 | 0 | 0 | 0 | 0
F6_Industrial_Other Industrial_Existing_Process_Natural Gas_Steam Trap Maintenance_A_Achievable Economic RVT Potential | F6 | Industrial | Other Industrial | Existing | Process | Natural Gas | Steam Trap Maintenance | A | Incremental Winter Peak Savings (MW) | Achievable Economic RVT Potential | 0 | 0 | 0 | 0 | 0 | 0 | 0 | 0 | 0 | 0 | 0 | 0 | 0 | 0 | 0 | 0 | 0 | 0 | 0 | 0 | 0 | 0 | 0 | 0 | 0 | 0 | 0 | 0 | 0 | 0 | 0
F7_Industrial_Other Industrial_Existing_Process_Natural Gas_Steam Trap Maintenance_A_Achievable Economic RVT Potential | F7 | Industrial | Other Industrial | Existing | Process | Natural Gas | Steam Trap Maintenance | A | Cumulative Energy Savings (MWh or mTherms) | Achievable Economic RVT Potential | 0 | 0 | 0 | 0 | 0 | 0 | 0 | 0 | 0 | 0 | 0 | 0 | 0 | 0 | 0 | 0 | 0 | 0 | 0 | 0 | 0 | 0 | 0 | 0 | 0 | 0 | 0 | 0 | 0 | 0 | 0
F8_Industrial_Other Industrial_Existing_Process_Natural Gas_Steam Trap Maintenance_A_Achievable Economic RVT Potential | F8 | Industrial | Other Industrial | Existing | Process | Natural Gas | Steam Trap Maintenance | A | Cumulative Summer Peak Savings (MW) | Achievable Economic RVT Potential | 0 | 0 | 0 | 0 | 0 | 0 | 0 | 0 | 0 | 0 | 0 | 0 | 0 | 0 | 0 | 0 | 0 | 0 | 0 | 0 | 0 | 0 | 0 | 0 | 0 | 0 | 0 | 0 | 0 | 0 | 0
F9_Industrial_Other Industrial_Existing_Process_Natural Gas_Steam Trap Maintenance_A_Achievable Economic RVT Potential | F9 | Industrial | Other Industrial | Existing | Process | Natural Gas | Steam Trap Maintenance | A | Cumulative Winter Peak Savings (MW) | Achievable Economic RVT Potential | 0 | 0 | 0 | 0 | 0 | 0 | 0 | 0 | 0 | 0 | 0 | 0 | 0 | 0 | 0 | 0 | 0 | 0 | 0 | 0 | 0 | 0 | 0 | 0 | 0 | 0 | 0 | 0 | 0 | 0 | 0
F10_Industrial_Other Industrial_Existing_Process_Natural Gas_Steam Trap Maintenance_A_Achievable Economic RVT Potential | F10 | Industrial | Other Industrial | Existing | Process | Natural Gas | Steam Trap Maintenance | A | Purchases (Incremental) | Achievable Economic RVT Potential | 0 | 0 | 0 | 0 | 0 | 0 | 0 | 0 | 0 | 0 | 0 | 0 | 0 | 0 | 0 | 0 | 0 | 0 | 0 | 0 | 0 | 0 | 0 | 0 | 0 | 0 | 0 | 0 | 0 | 0 | 0
F11_Industrial_Other Industrial_Existing_Process_Natural Gas_Steam Trap Maintenance_A_Achievable Economic RVT Potential | F11 | Industrial | Other Industrial | Existing | Process | Natural Gas | Steam Trap Maintenance | A | Purchases (Cumulative) | Achievable Economic RVT Potential | 0 | 0 | 0 | 0 | 0 | 0 | 0 | 0 | 0 | 0 | 0 | 0 | 0 | 0 | 0 | 0 | 0 | 0 | 0 | 0 | 0 | 0 | 0 | 0 | 0 | 0 | 0 | 0 | 0 | 0 | 0
F1_Industrial_Other Industrial_Existing_Space Heating_Natural Gas_Gas Boiler - High Turndown_A_Achievable Economic RVT Potential | F1 | Industrial | Other Industrial | Existing | Space Heating | Natural Gas | Gas Boiler - High Turndown | A | Integrated Unit Energy Savings (kWh or therms) | Achievable Economic RVT Potential | 0 | 0 | 0 | 0 | 0 | 2.7458 | 2.718 | 2.6874 | 2.6533 | 2.6155 | 2.574 | 2.5304 | 2.4851 | 2.4368 | 2.3894 | 2.3417 | 2.297 | 2.2537 | 2.2125 | 2.177 | 2.1438 | 2.1128 | 2.0859 | 2.0622 | 2.04 | 2.0235 | 2.0097 | 1.997 | 2.3772 | 2.3674 | 2.3585
F2_Industrial_Other Industrial_Existing_Space Heating_Natural Gas_Gas Boiler - High Turndown_A_Achievable Economic RVT Potential | F2 | Industrial | Other Industrial | Existing | Space Heating | Natural Gas | Gas Boiler - High Turndown | A | Integrated Unit Summer Peak Savings (kW) | Achievable Economic RVT Potential | 0 | 0 | 0 | 0 | 0 | 0 | 0 | 0 | 0 | 0 | 0 | 0 | 0 | 0 | 0 | 0 | 0 | 0 | 0 | 0 | 0 | 0 | 0 | 0 | 0 | 0 | 0 | 0 | 0 | 0 | 0
F3_Industrial_Other Industrial_Existing_Space Heating_Natural Gas_Gas Boiler - High Turndown_A_Achievable Economic RVT Potential | F3 | Industrial | Other Industrial | Existing | Space Heating | Natural Gas | Gas Boiler - High Turndown | A | Integrated Unit Winter Peak Savings (kW) | Achievable Economic RVT Potential | 0 | 0 | 0 | 0 | 0 | 0 | 0 | 0 | 0 | 0 | 0 | 0 | 0 | 0 | 0 | 0 | 0 | 0 | 0 | 0 | 0 | 0 | 0 | 0 | 0 | 0 | 0 | 0 | 0 | 0 | 0
F4_Industrial_Other Industrial_Existing_Space Heating_Natural Gas_Gas Boiler - High Turndown_A_Achievable Economic RVT Potential | F4 | Industrial | Other Industrial | Existing | Space Heating | Natural Gas | Gas Boiler - High Turndown | A | Incremental Energy Savings (MWh or mTherms) | Achievable Economic RVT Potential | 0 | 0 | 0 | 0 | 0 | 0 | 0 | 0 | 0 | 0 | 0 | 0 | 0 | 0 | 0 | 0 | 0 | 0 | 0 | 0 | 0 | 0 | 0 | 0 | 0 | 0 | 0 | 0 | 0 | 0 | 0
F5_Industrial_Other Industrial_Existing_Space Heating_Natural Gas_Gas Boiler - High Turndown_A_Achievable Economic RVT Potential | F5 | Industrial | Other Industrial | Existing | Space Heating | Natural Gas | Gas Boiler - High Turndown | A | Incremental Summer Peak Savings (MW) | Achievable Economic RVT Potential | 0 | 0 | 0 | 0 | 0 | 0 | 0 | 0 | 0 | 0 | 0 | 0 | 0 | 0 | 0 | 0 | 0 | 0 | 0 | 0 | 0 | 0 | 0 | 0 | 0 | 0 | 0 | 0 | 0 | 0 | 0
F6_Industrial_Other Industrial_Existing_Space Heating_Natural Gas_Gas Boiler - High Turndown_A_Achievable Economic RVT Potential | F6 | Industrial | Other Industrial | Existing | Space Heating | Natural Gas | Gas Boiler - High Turndown | A | Incremental Winter Peak Savings (MW) | Achievable Economic RVT Potential | 0 | 0 | 0 | 0 | 0 | 0 | 0 | 0 | 0 | 0 | 0 | 0 | 0 | 0 | 0 | 0 | 0 | 0 | 0 | 0 | 0 | 0 | 0 | 0 | 0 | 0 | 0 | 0 | 0 | 0 | 0
F7_Industrial_Other Industrial_Existing_Space Heating_Natural Gas_Gas Boiler - High Turndown_A_Achievable Economic RVT Potential | F7 | Industrial | Other Industrial | Existing | Space Heating | Natural Gas | Gas Boiler - High Turndown | A | Cumulative Energy Savings (MWh or mTherms) | Achievable Economic RVT Potential | 0 | 0 | 0 | 0 | 0 | 0 | 0 | 0 | 0 | 0 | 0 | 0 | 0 | 0 | 0 | 0 | 0 | 0 | 0 | 0 | 0 | 0 | 0 | 0 | 0 | 0 | 0 | 0 | 0 | 0 | 0
F8_Industrial_Other Industrial_Existing_Space Heating_Natural Gas_Gas Boiler - High Turndown_A_Achievable Economic RVT Potential | F8 | Industrial | Other Industrial | Existing | Space Heating | Natural Gas | Gas Boiler - High Turndown | A | Cumulative Summer Peak Savings (MW) | Achievable Economic RVT Potential | 0 | 0 | 0 | 0 | 0 | 0 | 0 | 0 | 0 | 0 | 0 | 0 | 0 | 0 | 0 | 0 | 0 | 0 | 0 | 0 | 0 | 0 | 0 | 0 | 0 | 0 | 0 | 0 | 0 | 0 | 0
F9_Industrial_Other Industrial_Existing_Space Heating_Natural Gas_Gas Boiler - High Turndown_A_Achievable Economic RVT Potential | F9 | Industrial | Other Industrial | Existing | Space Heating | Natural Gas | Gas Boiler - High Turndown | A | Cumulative Winter Peak Savings (MW) | Achievable Economic RVT Potential | 0 | 0 | 0 | 0 | 0 | 0 | 0 | 0 | 0 | 0 | 0 | 0 | 0 | 0 | 0 | 0 | 0 | 0 | 0 | 0 | 0 | 0 | 0 | 0 | 0 | 0 | 0 | 0 | 0 | 0 | 0
F10_Industrial_Other Industrial_Existing_Space Heating_Natural Gas_Gas Boiler - High Turndown_A_Achievable Economic RVT Potential | F10 | Industrial | Other Industrial | Existing | Space Heating | Natural Gas | Gas Boiler - High Turndown | A | Purchases (Incremental) | Achievable Economic RVT Potential | 0 | 0 | 0 | 0 | 0 | 0 | 0 | 0 | 0 | 0 | 0 | 0 | 0 | 0 | 0 | 0 | 0 | 0 | 0 | 0 | 0 | 0 | 0 | 0 | 0 | 0 | 0 | 0 | 0 | 0 | 0
F11_Industrial_Other Industrial_Existing_Space Heating_Natural Gas_Gas Boiler - High Turndown_A_Achievable Economic RVT Potential | F11 | Industrial | Other Industrial | Existing | Space Heating | Natural Gas | Gas Boiler - High Turndown | A | Purchases (Cumulative) | Achievable Economic RVT Potential | 0 | 0 | 0 | 0 | 0 | 0 | 0 | 0 | 0 | 0 | 0 | 0 | 0 | 0 | 0 | 0 | 0 | 0 | 0 | 0 | 0 | 0 | 0 | 0 | 0 | 0 | 0 | 0 | 0 | 0 | 0
F1_Industrial_Other Industrial_Existing_Process_Natural Gas_Gas Boiler - High Turndown_A_Achievable Economic RVT Potential | F1 | Industrial | Other Industrial | Existing | Process | Natural Gas | Gas Boiler - High Turndown | A | Integrated Unit Energy Savings (kWh or therms) | Achievable Economic RVT Potential | 0 | 0 | 0 | 0 | 0 | 2.1147 | 2.1078 | 2.1009 | 2.094 | 2.087 | 2.0798 | 2.0732 | 2.0669 | 2.0602 | 2.055 | 2.0493 | 2.0446 | 2.0398 | 2.0349 | 2.031 | 2.0267 | 2.0227 | 2.0186 | 2.0146 | 2.0106 | 2.0103 | 2.01 | 2.0098 | 2.1216 | 2.1216 | 2.1216
F2_Industrial_Other Industrial_Existing_Process_Natural Gas_Gas Boiler - High Turndown_A_Achievable Economic RVT Potential | F2 | Industrial | Other Industrial | Existing | Process | Natural Gas | Gas Boiler - High Turndown | A | Integrated Unit Summer Peak Savings (kW) | Achievable Economic RVT Potential | 0 | 0 | 0 | 0 | 0 | 0 | 0 | 0 | 0 | 0 | 0 | 0 | 0 | 0 | 0 | 0 | 0 | 0 | 0 | 0 | 0 | 0 | 0 | 0 | 0 | 0 | 0 | 0 | 0 | 0 | 0
F3_Industrial_Other Industrial_Existing_Process_Natural Gas_Gas Boiler - High Turndown_A_Achievable Economic RVT Potential | F3 | Industrial | Other Industrial | Existing | Process | Natural Gas | Gas Boiler - High Turndown | A | Integrated Unit Winter Peak Savings (kW) | Achievable Economic RVT Potential | 0 | 0 | 0 | 0 | 0 | 0 | 0 | 0 | 0 | 0 | 0 | 0 | 0 | 0 | 0 | 0 | 0 | 0 | 0 | 0 | 0 | 0 | 0 | 0 | 0 | 0 | 0 | 0 | 0 | 0 | 0
F4_Industrial_Other Industrial_Existing_Process_Natural Gas_Gas Boiler - High Turndown_A_Achievable Economic RVT Potential | F4 | Industrial | Other Industrial | Existing | Process | Natural Gas | Gas Boiler - High Turndown | A | Incremental Energy Savings (MWh or mTherms) | Achievable Economic RVT Potential | 0 | 0 | 0 | 0 | 0 | 0 | 0 | 0 | 0 | 0 | 0 | 0 | 0 | 0 | 0 | 0 | 0 | 0 | 0 | 0 | 0 | 0 | 0 | 0 | 0 | 0 | 0 | 0 | 0 | 0 | 0
F5_Industrial_Other Industrial_Existing_Process_Natural Gas_Gas Boiler - High Turndown_A_Achievable Economic RVT Potential | F5 | Industrial | Other Industrial | Existing | Process | Natural Gas | Gas Boiler - High Turndown | A | Incremental Summer Peak Savings (MW) | Achievable Economic RVT Potential | 0 | 0 | 0 | 0 | 0 | 0 | 0 | 0 | 0 | 0 | 0 | 0 | 0 | 0 | 0 | 0 | 0 | 0 | 0 | 0 | 0 | 0 | 0 | 0 | 0 | 0 | 0 | 0 | 0 | 0 | 0
F6_Industrial_Other Industrial_Existing_Process_Natural Gas_Gas Boiler - High Turndown_A_Achievable Economic RVT Potential | F6 | Industrial | Other Industrial | Existing | Process | Natural Gas | Gas Boiler - High Turndown | A | Incremental Winter Peak Savings (MW) | Achievable Economic RVT Potential | 0 | 0 | 0 | 0 | 0 | 0 | 0 | 0 | 0 | 0 | 0 | 0 | 0 | 0 | 0 | 0 | 0 | 0 | 0 | 0 | 0 | 0 | 0 | 0 | 0 | 0 | 0 | 0 | 0 | 0 | 0
F7_Industrial_Other Industrial_Existing_Process_Natural Gas_Gas Boiler - High Turndown_A_Achievable Economic RVT Potential | F7 | Industrial | Other Industrial | Existing | Process | Natural Gas | Gas Boiler - High Turndown | A | Cumulative Energy Savings (MWh or mTherms) | Achievable Economic RVT Potential | 0 | 0 | 0 | 0 | 0 | 0 | 0 | 0 | 0 | 0 | 0 | 0 | 0 | 0 | 0 | 0 | 0 | 0 | 0 | 0 | 0 | 0 | 0 | 0 | 0 | 0 | 0 | 0 | 0 | 0 | 0
F8_Industrial_Other Industrial_Existing_Process_Natural Gas_Gas Boiler - High Turndown_A_Achievable Economic RVT Potential | F8 | Industrial | Other Industrial | Existing | Process | Natural Gas | Gas Boiler - High Turndown | A | Cumulative Summer Peak Savings (MW) | Achievable Economic RVT Potential | 0 | 0 | 0 | 0 | 0 | 0 | 0 | 0 | 0 | 0 | 0 | 0 | 0 | 0 | 0 | 0 | 0 | 0 | 0 | 0 | 0 | 0 | 0 | 0 | 0 | 0 | 0 | 0 | 0 | 0 | 0
F9_Industrial_Other Industrial_Existing_Process_Natural Gas_Gas Boiler - High Turndown_A_Achievable Economic RVT Potential | F9 | Industrial | Other Industrial | Existing | Process | Natural Gas | Gas Boiler - High Turndown | A | Cumulative Winter Peak Savings (MW) | Achievable Economic RVT Potential | 0 | 0 | 0 | 0 | 0 | 0 | 0 | 0 | 0 | 0 | 0 | 0 | 0 | 0 | 0 | 0 | 0 | 0 | 0 | 0 | 0 | 0 | 0 | 0 | 0 | 0 | 0 | 0 | 0 | 0 | 0
F10_Industrial_Other Industrial_Existing_Process_Natural Gas_Gas Boiler - High Turndown_A_Achievable Economic RVT Potential | F10 | Industrial | Other Industrial | Existing | Process | Natural Gas | Gas Boiler - High Turndown | A | Purchases (Incremental) | Achievable Economic RVT Potential | 0 | 0 | 0 | 0 | 0 | 0 | 0 | 0 | 0 | 0 | 0 | 0 | 0 | 0 | 0 | 0 | 0 | 0 | 0 | 0 | 0 | 0 | 0 | 0 | 0 | 0 | 0 | 0 | 0 | 0 | 0
F11_Industrial_Other Industrial_Existing_Process_Natural Gas_Gas Boiler - High Turndown_A_Achievable Economic RVT Potential | F11 | Industrial | Other Industrial | Existing | Process | Natural Gas | Gas Boiler - High Turndown | A | Purchases (Cumulative) | Achievable Economic RVT Potential | 0 | 0 | 0 | 0 | 0 | 0 | 0 | 0 | 0 | 0 | 0 | 0 | 0 | 0 | 0 | 0 | 0 | 0 | 0 | 0 | 0 | 0 | 0 | 0 | 0 | 0 | 0 | 0 | 0 | 0 | 0
F1_Industrial_Other Industrial_Existing_Space Heating_Natural Gas_Gas Boiler - Burner Control Optimization_A_Achievable Economic RVT Potential | F1 | Industrial | Other Industrial | Existing | Space Heating | Natural Gas | Gas Boiler - Burner Control Optimization | A | Integrated Unit Energy Savings (kWh or therms) | Achievable Economic RVT Potential | 0 | 0 | 0 | 0 | 0 | 0.79625 | 0.78816 | 0.77924 | 0.76931 | 0.75833 | 0.74627 | 0.73361 | 0.72045 | 0.70645 | 0.69267 | 0.67884 | 0.66587 | 0.65334 | 0.64137 | 0.63108 | 0.62146 | 0.61245 | 0.60466 | 0.59781 | 0.59136 | 0.58656 | 0.58257 | 0.5789 | 0.68938 | 0.68655 | 0.68397
F2_Industrial_Other Industrial_Existing_Space Heating_Natural Gas_Gas Boiler - Burner Control Optimization_A_Achievable Economic RVT Potential | F2 | Industrial | Other Industrial | Existing | Space Heating | Natural Gas | Gas Boiler - Burner Control Optimization | A | Integrated Unit Summer Peak Savings (kW) | Achievable Economic RVT Potential | 0 | 0 | 0 | 0 | 0 | 0 | 0 | 0 | 0 | 0 | 0 | 0 | 0 | 0 | 0 | 0 | 0 | 0 | 0 | 0 | 0 | 0 | 0 | 0 | 0 | 0 | 0 | 0 | 0 | 0 | 0
F3_Industrial_Other Industrial_Existing_Space Heating_Natural Gas_Gas Boiler - Burner Control Optimization_A_Achievable Economic RVT Potential | F3 | Industrial | Other Industrial | Existing | Space Heating | Natural Gas | Gas Boiler - Burner Control Optimization | A | Integrated Unit Winter Peak Savings (kW) | Achievable Economic RVT Potential | 0 | 0 | 0 | 0 | 0 | 0 | 0 | 0 | 0 | 0 | 0 | 0 | 0 | 0 | 0 | 0 | 0 | 0 | 0 | 0 | 0 | 0 | 0 | 0 | 0 | 0 | 0 | 0 | 0 | 0 | 0
F4_Industrial_Other Industrial_Existing_Space Heating_Natural Gas_Gas Boiler - Burner Control Optimization_A_Achievable Economic RVT Potential | F4 | Industrial | Other Industrial | Existing | Space Heating | Natural Gas | Gas Boiler - Burner Control Optimization | A | Incremental Energy Savings (MWh or mTherms) | Achievable Economic RVT Potential | 0 | 0 | 0 | 0 | 0 | 0 | 0 | 0 | 0 | 0 | 0 | 0 | 0 | 0 | 0 | 0 | 0 | 0 | 0 | 0 | 0 | 0 | 0 | 0 | 0 | 0 | 0 | 0 | 0 | 0 | 0
F5_Industrial_Other Industrial_Existing_Space Heating_Natural Gas_Gas Boiler - Burner Control Optimization_A_Achievable Economic RVT Potential | F5 | Industrial | Other Industrial | Existing | Space Heating | Natural Gas | Gas Boiler - Burner Control Optimization | A | Incremental Summer Peak Savings (MW) | Achievable Economic RVT Potential | 0 | 0 | 0 | 0 | 0 | 0 | 0 | 0 | 0 | 0 | 0 | 0 | 0 | 0 | 0 | 0 | 0 | 0 | 0 | 0 | 0 | 0 | 0 | 0 | 0 | 0 | 0 | 0 | 0 | 0 | 0
F6_Industrial_Other Industrial_Existing_Space Heating_Natural Gas_Gas Boiler - Burner Control Optimization_A_Achievable Economic RVT Potential | F6 | Industrial | Other Industrial | Existing | Space Heating | Natural Gas | Gas Boiler - Burner Control Optimization | A | Incremental Winter Peak Savings (MW) | Achievable Economic RVT Potential | 0 | 0 | 0 | 0 | 0 | 0 | 0 | 0 | 0 | 0 | 0 | 0 | 0 | 0 | 0 | 0 | 0 | 0 | 0 | 0 | 0 | 0 | 0 | 0 | 0 | 0 | 0 | 0 | 0 | 0 | 0
F7_Industrial_Other Industrial_Existing_Space Heating_Natural Gas_Gas Boiler - Burner Control Optimization_A_Achievable Economic RVT Potential | F7 | Industrial | Other Industrial | Existing | Space Heating | Natural Gas | Gas Boiler - Burner Control Optimization | A | Cumulative Energy Savings (MWh or mTherms) | Achievable Economic RVT Potential | 0 | 0 | 0 | 0 | 0 | 0 | 0 | 0 | 0 | 0 | 0 | 0 | 0 | 0 | 0 | 0 | 0 | 0 | 0 | 0 | 0 | 0 | 0 | 0 | 0 | 0 | 0 | 0 | 0 | 0 | 0
F8_Industrial_Other Industrial_Existing_Space Heating_Natural Gas_Gas Boiler - Burner Control Optimization_A_Achievable Economic RVT Potential | F8 | Industrial | Other Industrial | Existing | Space Heating | Natural Gas | Gas Boiler - Burner Control Optimization | A | Cumulative Summer Peak Savings (MW) | Achievable Economic RVT Potential | 0 | 0 | 0 | 0 | 0 | 0 | 0 | 0 | 0 | 0 | 0 | 0 | 0 | 0 | 0 | 0 | 0 | 0 | 0 | 0 | 0 | 0 | 0 | 0 | 0 | 0 | 0 | 0 | 0 | 0 | 0
F9_Industrial_Other Industrial_Existing_Space Heating_Natural Gas_Gas Boiler - Burner Control Optimization_A_Achievable Economic RVT Potential | F9 | Industrial | Other Industrial | Existing | Space Heating | Natural Gas | Gas Boiler - Burner Control Optimization | A | Cumulative Winter Peak Savings (MW) | Achievable Economic RVT Potential | 0 | 0 | 0 | 0 | 0 | 0 | 0 | 0 | 0 | 0 | 0 | 0 | 0 | 0 | 0 | 0 | 0 | 0 | 0 | 0 | 0 | 0 | 0 | 0 | 0 | 0 | 0 | 0 | 0 | 0 | 0
F10_Industrial_Other Industrial_Existing_Space Heating_Natural Gas_Gas Boiler - Burner Control Optimization_A_Achievable Economic RVT Potential | F10 | Industrial | Other Industrial | Existing | Space Heating | Natural Gas | Gas Boiler - Burner Control Optimization | A | Purchases (Incremental) | Achievable Economic RVT Potential | 0 | 0 | 0 | 0 | 0 | 0 | 0 | 0 | 0 | 0 | 0 | 0 | 0 | 0 | 0 | 0 | 0 | 0 | 0 | 0 | 0 | 0 | 0 | 0 | 0 | 0 | 0 | 0 | 0 | 0 | 0
F11_Industrial_Other Industrial_Existing_Space Heating_Natural Gas_Gas Boiler - Burner Control Optimization_A_Achievable Economic RVT Potential | F11 | Industrial | Other Industrial | Existing | Space Heating | Natural Gas | Gas Boiler - Burner Control Optimization | A | Purchases (Cumulative) | Achievable Economic RVT Potential | 0 | 0 | 0 | 0 | 0 | 0 | 0 | 0 | 0 | 0 | 0 | 0 | 0 | 0 | 0 | 0 | 0 | 0 | 0 | 0 | 0 | 0 | 0 | 0 | 0 | 0 | 0 | 0 | 0 | 0 | 0
F1_Industrial_Other Industrial_Existing_Process_Natural Gas_Gas Boiler - Burner Control Optimization_A_Achievable Economic RVT Potential | F1 | Industrial | Other Industrial | Existing | Process | Natural Gas | Gas Boiler - Burner Control Optimization | A | Integrated Unit Energy Savings (kWh or therms) | Achievable Economic RVT Potential | 0 | 0 | 0 | 0 | 0 | 0.61313 | 0.61099 | 0.60884 | 0.60671 | 0.60456 | 0.60232 | 0.6003 | 0.59841 | 0.59639 | 0.59484 | 0.59314 | 0.59175 | 0.59034 | 0.58889 | 0.58774 | 0.58648 | 0.58531 | 0.58413 | 0.58297 | 0.58181 | 0.58171 | 0.58162 | 0.58154 | 0.61528 | 0.61528 | 0.61528
F2_Industrial_Other Industrial_Existing_Process_Natural Gas_Gas Boiler - Burner Control Optimization_A_Achievable Economic RVT Potential | F2 | Industrial | Other Industrial | Existing | Process | Natural Gas | Gas Boiler - Burner Control Optimization | A | Integrated Unit Summer Peak Savings (kW) | Achievable Economic RVT Potential | 0 | 0 | 0 | 0 | 0 | 0 | 0 | 0 | 0 | 0 | 0 | 0 | 0 | 0 | 0 | 0 | 0 | 0 | 0 | 0 | 0 | 0 | 0 | 0 | 0 | 0 | 0 | 0 | 0 | 0 | 0
F3_Industrial_Other Industrial_Existing_Process_Natural Gas_Gas Boiler - Burner Control Optimization_A_Achievable Economic RVT Potential | F3 | Industrial | Other Industrial | Existing | Process | Natural Gas | Gas Boiler - Burner Control Optimization | A | Integrated Unit Winter Peak Savings (kW) | Achievable Economic RVT Potential | 0 | 0 | 0 | 0 | 0 | 0 | 0 | 0 | 0 | 0 | 0 | 0 | 0 | 0 | 0 | 0 | 0 | 0 | 0 | 0 | 0 | 0 | 0 | 0 | 0 | 0 | 0 | 0 | 0 | 0 | 0
F4_Industrial_Other Industrial_Existing_Process_Natural Gas_Gas Boiler - Burner Control Optimization_A_Achievable Economic RVT Potential | F4 | Industrial | Other Industrial | Existing | Process | Natural Gas | Gas Boiler - Burner Control Optimization | A | Incremental Energy Savings (MWh or mTherms) | Achievable Economic RVT Potential | 0 | 0 | 0 | 0 | 0 | 0 | 0 | 0 | 0 | 0 | 0 | 0 | 0 | 0 | 0 | 0 | 0 | 0 | 0 | 0 | 0 | 0 | 0 | 0 | 0 | 0 | 0 | 0 | 0 | 0 | 0
F5_Industrial_Other Industrial_Existing_Process_Natural Gas_Gas Boiler - Burner Control Optimization_A_Achievable Economic RVT Potential | F5 | Industrial | Other Industrial | Existing | Process | Natural Gas | Gas Boiler - Burner Control Optimization | A | Incremental Summer Peak Savings (MW) | Achievable Economic RVT Potential | 0 | 0 | 0 | 0 | 0 | 0 | 0 | 0 | 0 | 0 | 0 | 0 | 0 | 0 | 0 | 0 | 0 | 0 | 0 | 0 | 0 | 0 | 0 | 0 | 0 | 0 | 0 | 0 | 0 | 0 | 0
F6_Industrial_Other Industrial_Existing_Process_Natural Gas_Gas Boiler - Burner Control Optimization_A_Achievable Economic RVT Potential | F6 | Industrial | Other Industrial | Existing | Process | Natural Gas | Gas Boiler - Burner Control Optimization | A | Incremental Winter Peak Savings (MW) | Achievable Economic RVT Potential | 0 | 0 | 0 | 0 | 0 | 0 | 0 | 0 | 0 | 0 | 0 | 0 | 0 | 0 | 0 | 0 | 0 | 0 | 0 | 0 | 0 | 0 | 0 | 0 | 0 | 0 | 0 | 0 | 0 | 0 | 0
F7_Industrial_Other Industrial_Existing_Process_Natural Gas_Gas Boiler - Burner Control Optimization_A_Achievable Economic RVT Potential | F7 | Industrial | Other Industrial | Existing | Process | Natural Gas | Gas Boiler - Burner Control Optimization | A | Cumulative Energy Savings (MWh or mTherms) | Achievable Economic RVT Potential | 0 | 0 | 0 | 0 | 0 | 0 | 0 | 0 | 0 | 0 | 0 | 0 | 0 | 0 | 0 | 0 | 0 | 0 | 0 | 0 | 0 | 0 | 0 | 0 | 0 | 0 | 0 | 0 | 0 | 0 | 0
F8_Industrial_Other Industrial_Existing_Process_Natural Gas_Gas Boiler - Burner Control Optimization_A_Achievable Economic RVT Potential | F8 | Industrial | Other Industrial | Existing | Process | Natural Gas | Gas Boiler - Burner Control Optimization | A | Cumulative Summer Peak Savings (MW) | Achievable Economic RVT Potential | 0 | 0 | 0 | 0 | 0 | 0 | 0 | 0 | 0 | 0 | 0 | 0 | 0 | 0 | 0 | 0 | 0 | 0 | 0 | 0 | 0 | 0 | 0 | 0 | 0 | 0 | 0 | 0 | 0 | 0 | 0
F9_Industrial_Other Industrial_Existing_Process_Natural Gas_Gas Boiler - Burner Control Optimization_A_Achievable Economic RVT Potential | F9 | Industrial | Other Industrial | Existing | Process | Natural Gas | Gas Boiler - Burner Control Optimization | A | Cumulative Winter Peak Savings (MW) | Achievable Economic RVT Potential | 0 | 0 | 0 | 0 | 0 | 0 | 0 | 0 | 0 | 0 | 0 | 0 | 0 | 0 | 0 | 0 | 0 | 0 | 0 | 0 | 0 | 0 | 0 | 0 | 0 | 0 | 0 | 0 | 0 | 0 | 0
F10_Industrial_Other Industrial_Existing_Process_Natural Gas_Gas Boiler - Burner Control Optimization_A_Achievable Economic RVT Potential | F10 | Industrial | Other Industrial | Existing | Process | Natural Gas | Gas Boiler - Burner Control Optimization | A | Purchases (Incremental) | Achievable Economic RVT Potential | 0 | 0 | 0 | 0 | 0 | 0 | 0 | 0 | 0 | 0 | 0 | 0 | 0 | 0 | 0 | 0 | 0 | 0 | 0 | 0 | 0 | 0 | 0 | 0 | 0 | 0 | 0 | 0 | 0 | 0 | 0
F11_Industrial_Other Industrial_Existing_Process_Natural Gas_Gas Boiler - Burner Control Optimization_A_Achievable Economic RVT Potential | F11 | Industrial | Other Industrial | Existing | Process | Natural Gas | Gas Boiler - Burner Control Optimization | A | Purchases (Cumulative) | Achievable Economic RVT Potential | 0 | 0 | 0 | 0 | 0 | 0 | 0 | 0 | 0 | 0 | 0 | 0 | 0 | 0 | 0 | 0 | 0 | 0 | 0 | 0 | 0 | 0 | 0 | 0 | 0 | 0 | 0 | 0 | 0 | 0 | 0
F1_Industrial_Other Industrial_Existing_Space Heating_Natural Gas_HVAC - Demand Controlled Ventilation_A_Achievable Economic RVT Potential | F1 | Industrial | Other Industrial | Existing | Space Heating | Natural Gas | HVAC - Demand Controlled Ventilation | A | Integrated Unit Energy Savings (kWh or therms) | Achievable Economic RVT Potential | 0 | 0 | 0 | 0 | 0 | 0.045684 | 0.045231 | 0.044649 | 0.044036 | 0.043391 | 0.042721 | 0.042021 | 0.041315 | 0.040588 | 0.03983 | 0.039094 | 0.038377 | 0.037686 | 0.03703 | 0.036428 | 0.035866 | 0.035341 | 0.034864 | 0.034436 | 0.034045 | 0.033716 | 0.033424 | 0.03315 | 0.036718 | 0.036492 | 0.03628
F2_Industrial_Other Industrial_Existing_Space Heating_Natural Gas_HVAC - Demand Controlled Ventilation_A_Achievable Economic RVT Potential | F2 | Industrial | Other Industrial | Existing | Space Heating | Natural Gas | HVAC - Demand Controlled Ventilation | A | Integrated Unit Summer Peak Savings (kW) | Achievable Economic RVT Potential | 0 | 0 | 0 | 0 | 0 | 0 | 0 | 0 | 0 | 0 | 0 | 0 | 0 | 0 | 0 | 0 | 0 | 0 | 0 | 0 | 0 | 0 | 0 | 0 | 0 | 0 | 0 | 0 | 0 | 0 | 0
F3_Industrial_Other Industrial_Existing_Space Heating_Natural Gas_HVAC - Demand Controlled Ventilation_A_Achievable Economic RVT Potential | F3 | Industrial | Other Industrial | Existing | Space Heating | Natural Gas | HVAC - Demand Controlled Ventilation | A | Integrated Unit Winter Peak Savings (kW) | Achievable Economic RVT Potential | 0 | 0 | 0 | 0 | 0 | 0 | 0 | 0 | 0 | 0 | 0 | 0 | 0 | 0 | 0 | 0 | 0 | 0 | 0 | 0 | 0 | 0 | 0 | 0 | 0 | 0 | 0 | 0 | 0 | 0 | 0
F4_Industrial_Other Industrial_Existing_Space Heating_Natural Gas_HVAC - Demand Controlled Ventilation_A_Achievable Economic RVT Potential | F4 | Industrial | Other Industrial | Existing | Space Heating | Natural Gas | HVAC - Demand Controlled Ventilation | A | Incremental Energy Savings (MWh or mTherms) | Achievable Economic RVT Potential | 0 | 0 | 0 | 0 | 0 | 0 | 0 | 0 | 0 | 0 | 0 | 0 | 0 | 0 | 0 | 0 | 0 | 0 | 0 | 0 | 0 | 0 | 0 | 0 | 0 | 0 | 0 | 0 | 0 | 0 | 0
F5_Industrial_Other Industrial_Existing_Space Heating_Natural Gas_HVAC - Demand Controlled Ventilation_A_Achievable Economic RVT Potential | F5 | Industrial | Other Industrial | Existing | Space Heating | Natural Gas | HVAC - Demand Controlled Ventilation | A | Incremental Summer Peak Savings (MW) | Achievable Economic RVT Potential | 0 | 0 | 0 | 0 | 0 | 0 | 0 | 0 | 0 | 0 | 0 | 0 | 0 | 0 | 0 | 0 | 0 | 0 | 0 | 0 | 0 | 0 | 0 | 0 | 0 | 0 | 0 | 0 | 0 | 0 | 0
F6_Industrial_Other Industrial_Existing_Space Heating_Natural Gas_HVAC - Demand Controlled Ventilation_A_Achievable Economic RVT Potential | F6 | Industrial | Other Industrial | Existing | Space Heating | Natural Gas | HVAC - Demand Controlled Ventilation | A | Incremental Winter Peak Savings (MW) | Achievable Economic RVT Potential | 0 | 0 | 0 | 0 | 0 | 0 | 0 | 0 | 0 | 0 | 0 | 0 | 0 | 0 | 0 | 0 | 0 | 0 | 0 | 0 | 0 | 0 | 0 | 0 | 0 | 0 | 0 | 0 | 0 | 0 | 0
F7_Industrial_Other Industrial_Existing_Space Heating_Natural Gas_HVAC - Demand Controlled Ventilation_A_Achievable Economic RVT Potential | F7 | Industrial | Other Industrial | Existing | Space Heating | Natural Gas | HVAC - Demand Controlled Ventilation | A | Cumulative Energy Savings (MWh or mTherms) | Achievable Economic RVT Potential | 0 | 0 | 0 | 0 | 0 | 0 | 0 | 0 | 0 | 0 | 0 | 0 | 0 | 0 | 0 | 0 | 0 | 0 | 0 | 0 | 0 | 0 | 0 | 0 | 0 | 0 | 0 | 0 | 0 | 0 | 0
F8_Industrial_Other Industrial_Existing_Space Heating_Natural Gas_HVAC - Demand Controlled Ventilation_A_Achievable Economic RVT Potential | F8 | Industrial | Other Industrial | Existing | Space Heating | Natural Gas | HVAC - Demand Controlled Ventilation | A | Cumulative Summer Peak Savings (MW) | Achievable Economic RVT Potential | 0 | 0 | 0 | 0 | 0 | 0 | 0 | 0 | 0 | 0 | 0 | 0 | 0 | 0 | 0 | 0 | 0 | 0 | 0 | 0 | 0 | 0 | 0 | 0 | 0 | 0 | 0 | 0 | 0 | 0 | 0
F9_Industrial_Other Industrial_Existing_Space Heating_Natural Gas_HVAC - Demand Controlled Ventilation_A_Achievable Economic RVT Potential | F9 | Industrial | Other Industrial | Existing | Space Heating | Natural Gas | HVAC - Demand Controlled Ventilation | A | Cumulative Winter Peak Savings (MW) | Achievable Economic RVT Potential | 0 | 0 | 0 | 0 | 0 | 0 | 0 | 0 | 0 | 0 | 0 | 0 | 0 | 0 | 0 | 0 | 0 | 0 | 0 | 0 | 0 | 0 | 0 | 0 | 0 | 0 | 0 | 0 | 0 | 0 | 0
F10_Industrial_Other Industrial_Existing_Space Heating_Natural Gas_HVAC - Demand Controlled Ventilation_A_Achievable Economic RVT Potential | F10 | Industrial | Other Industrial | Existing | Space Heating | Natural Gas | HVAC - Demand Controlled Ventilation | A | Purchases (Incremental) | Achievable Economic RVT Potential | 0 | 0 | 0 | 0 | 0 | 0 | 0 | 0 | 0 | 0 | 0 | 0 | 0 | 0 | 0 | 0 | 0 | 0 | 0 | 0 | 0 | 0 | 0 | 0 | 0 | 0 | 0 | 0 | 0 | 0 | 0
F11_Industrial_Other Industrial_Existing_Space Heating_Natural Gas_HVAC - Demand Controlled Ventilation_A_Achievable Economic RVT Potential | F11 | Industrial | Other Industrial | Existing | Space Heating | Natural Gas | HVAC - Demand Controlled Ventilation | A | Purchases (Cumulative) | Achievable Economic RVT Potential | 0 | 0 | 0 | 0 | 0 | 0 | 0 | 0 | 0 | 0 | 0 | 0 | 0 | 0 | 0 | 0 | 0 | 0 | 0 | 0 | 0 | 0 | 0 | 0 | 0 | 0 | 0 | 0 | 0 | 0 | 0
F1_Industrial_Other Industrial_Existing_Space Heating_Natural Gas_Gas Boiler - Stack Economizer_A_Achievable Economic RVT Potential | F1 | Industrial | Other Industrial | Existing | Space Heating | Natural Gas | Gas Boiler - Stack Economizer | A | Integrated Unit Energy Savings (kWh or therms) | Achievable Economic RVT Potential | 0 | 0 | 0 | 0 | 0 | 2.0088 | 1.9948 | 1.9805 | 1.9656 | 1.9502 | 1.9345 | 1.9184 | 1.9017 | 1.8843 | 1.8653 | 1.847 | 1.8283 | 1.8101 | 1.7922 | 1.775 | 1.7585 | 1.7416 | 1.7263 | 1.712 | 1.6979 | 1.6851 | 1.6742 | 1.6642 | 1.7353 | 1.7282 | 1.7217
F2_Industrial_Other Industrial_Existing_Space Heating_Natural Gas_Gas Boiler - Stack Economizer_A_Achievable Economic RVT Potential | F2 | Industrial | Other Industrial | Existing | Space Heating | Natural Gas | Gas Boiler - Stack Economizer | A | Integrated Unit Summer Peak Savings (kW) | Achievable Economic RVT Potential | 0 | 0 | 0 | 0 | 0 | 0 | 0 | 0 | 0 | 0 | 0 | 0 | 0 | 0 | 0 | 0 | 0 | 0 | 0 | 0 | 0 | 0 | 0 | 0 | 0 | 0 | 0 | 0 | 0 | 0 | 0
F3_Industrial_Other Industrial_Existing_Space Heating_Natural Gas_Gas Boiler - Stack Economizer_A_Achievable Economic RVT Potential | F3 | Industrial | Other Industrial | Existing | Space Heating | Natural Gas | Gas Boiler - Stack Economizer | A | Integrated Unit Winter Peak Savings (kW) | Achievable Economic RVT Potential | 0 | 0 | 0 | 0 | 0 | 0 | 0 | 0 | 0 | 0 | 0 | 0 | 0 | 0 | 0 | 0 | 0 | 0 | 0 | 0 | 0 | 0 | 0 | 0 | 0 | 0 | 0 | 0 | 0 | 0 | 0
F4_Industrial_Other Industrial_Existing_Space Heating_Natural Gas_Gas Boiler - Stack Economizer_A_Achievable Economic RVT Potential | F4 | Industrial | Other Industrial | Existing | Space Heating | Natural Gas | Gas Boiler - Stack Economizer | A | Incremental Energy Savings (MWh or mTherms) | Achievable Economic RVT Potential | 0 | 0 | 0 | 0 | 0 | 0 | 0 | 0 | 0 | 0 | 0 | 0 | 0 | 0 | 0 | 0 | 0 | 0 | 0 | 0 | 0 | 0 | 0 | 0 | 0 | 0 | 0 | 0 | 0 | 0 | 0
F5_Industrial_Other Industrial_Existing_Space Heating_Natural Gas_Gas Boiler - Stack Economizer_A_Achievable Economic RVT Potential | F5 | Industrial | Other Industrial | Existing | Space Heating | Natural Gas | Gas Boiler - Stack Economizer | A | Incremental Summer Peak Savings (MW) | Achievable Economic RVT Potential | 0 | 0 | 0 | 0 | 0 | 0 | 0 | 0 | 0 | 0 | 0 | 0 | 0 | 0 | 0 | 0 | 0 | 0 | 0 | 0 | 0 | 0 | 0 | 0 | 0 | 0 | 0 | 0 | 0 | 0 | 0
F6_Industrial_Other Industrial_Existing_Space Heating_Natural Gas_Gas Boiler - Stack Economizer_A_Achievable Economic RVT Potential | F6 | Industrial | Other Industrial | Existing | Space Heating | Natural Gas | Gas Boiler - Stack Economizer | A | Incremental Winter Peak Savings (MW) | Achievable Economic RVT Potential | 0 | 0 | 0 | 0 | 0 | 0 | 0 | 0 | 0 | 0 | 0 | 0 | 0 | 0 | 0 | 0 | 0 | 0 | 0 | 0 | 0 | 0 | 0 | 0 | 0 | 0 | 0 | 0 | 0 | 0 | 0
F7_Industrial_Other Industrial_Existing_Space Heating_Natural Gas_Gas Boiler - Stack Economizer_A_Achievable Economic RVT Potential | F7 | Industrial | Other Industrial | Existing | Space Heating | Natural Gas | Gas Boiler - Stack Economizer | A | Cumulative Energy Savings (MWh or mTherms) | Achievable Economic RVT Potential | 0 | 0 | 0 | 0 | 0 | 0 | 0 | 0 | 0 | 0 | 0 | 0 | 0 | 0 | 0 | 0 | 0 | 0 | 0 | 0 | 0 | 0 | 0 | 0 | 0 | 0 | 0 | 0 | 0 | 0 | 0
F8_Industrial_Other Industrial_Existing_Space Heating_Natural Gas_Gas Boiler - Stack Economizer_A_Achievable Economic RVT Potential | F8 | Industrial | Other Industrial | Existing | Space Heating | Natural Gas | Gas Boiler - Stack Economizer | A | Cumulative Summer Peak Savings (MW) | Achievable Economic RVT Potential | 0 | 0 | 0 | 0 | 0 | 0 | 0 | 0 | 0 | 0 | 0 | 0 | 0 | 0 | 0 | 0 | 0 | 0 | 0 | 0 | 0 | 0 | 0 | 0 | 0 | 0 | 0 | 0 | 0 | 0 | 0
F9_Industrial_Other Industrial_Existing_Space Heating_Natural Gas_Gas Boiler - Stack Economizer_A_Achievable Economic RVT Potential | F9 | Industrial | Other Industrial | Existing | Space Heating | Natural Gas | Gas Boiler - Stack Economizer | A | Cumulative Winter Peak Savings (MW) | Achievable Economic RVT Potential | 0 | 0 | 0 | 0 | 0 | 0 | 0 | 0 | 0 | 0 | 0 | 0 | 0 | 0 | 0 | 0 | 0 | 0 | 0 | 0 | 0 | 0 | 0 | 0 | 0 | 0 | 0 | 0 | 0 | 0 | 0
F10_Industrial_Other Industrial_Existing_Space Heating_Natural Gas_Gas Boiler - Stack Economizer_A_Achievable Economic RVT Potential | F10 | Industrial | Other Industrial | Existing | Space Heating | Natural Gas | Gas Boiler - Stack Economizer | A | Purchases (Incremental) | Achievable Economic RVT Potential | 0 | 0 | 0 | 0 | 0 | 0 | 0 | 0 | 0 | 0 | 0 | 0 | 0 | 0 | 0 | 0 | 0 | 0 | 0 | 0 | 0 | 0 | 0 | 0 | 0 | 0 | 0 | 0 | 0 | 0 | 0
F11_Industrial_Other Industrial_Existing_Space Heating_Natural Gas_Gas Boiler - Stack Economizer_A_Achievable Economic RVT Potential | F11 | Industrial | Other Industrial | Existing | Space Heating | Natural Gas | Gas Boiler - Stack Economizer | A | Purchases (Cumulative) | Achievable Economic RVT Potential | 0 | 0 | 0 | 0 | 0 | 0 | 0 | 0 | 0 | 0 | 0 | 0 | 0 | 0 | 0 | 0 | 0 | 0 | 0 | 0 | 0 | 0 | 0 | 0 | 0 | 0 | 0 | 0 | 0 | 0 | 0
F1_Industrial_Other Industrial_Existing_Process_Natural Gas_Gas Boiler - Stack Economizer_A_Achievable Economic RVT Potential | F1 | Industrial | Other Industrial | Existing | Process | Natural Gas | Gas Boiler - Stack Economizer | A | Integrated Unit Energy Savings (kWh or therms) | Achievable Economic RVT Potential | 0 | 0 | 0 | 0 | 0 | 2.0363 | 2.036 | 2.0358 | 2.0356 | 2.0355 | 2.0353 | 2.0352 | 2.0351 | 2.035 | 2.0349 | 2.0349 | 2.0348 | 2.0348 | 2.0347 | 2.0347 | 2.0347 | 2.0347 | 2.0346 | 2.0346 | 2.0346 | 2.0346 | 2.0346 | 2.0346 | 2.0368 | 2.0368 | 2.0368
F2_Industrial_Other Industrial_Existing_Process_Natural Gas_Gas Boiler - Stack Economizer_A_Achievable Economic RVT Potential | F2 | Industrial | Other Industrial | Existing | Process | Natural Gas | Gas Boiler - Stack Economizer | A | Integrated Unit Summer Peak Savings (kW) | Achievable Economic RVT Potential | 0 | 0 | 0 | 0 | 0 | 0 | 0 | 0 | 0 | 0 | 0 | 0 | 0 | 0 | 0 | 0 | 0 | 0 | 0 | 0 | 0 | 0 | 0 | 0 | 0 | 0 | 0 | 0 | 0 | 0 | 0
F3_Industrial_Other Industrial_Existing_Process_Natural Gas_Gas Boiler - Stack Economizer_A_Achievable Economic RVT Potential | F3 | Industrial | Other Industrial | Existing | Process | Natural Gas | Gas Boiler - Stack Economizer | A | Integrated Unit Winter Peak Savings (kW) | Achievable Economic RVT Potential | 0 | 0 | 0 | 0 | 0 | 0 | 0 | 0 | 0 | 0 | 0 | 0 | 0 | 0 | 0 | 0 | 0 | 0 | 0 | 0 | 0 | 0 | 0 | 0 | 0 | 0 | 0 | 0 | 0 | 0 | 0
F4_Industrial_Other Industrial_Existing_Process_Natural Gas_Gas Boiler - Stack Economizer_A_Achievable Economic RVT Potential | F4 | Industrial | Other Industrial | Existing | Process | Natural Gas | Gas Boiler - Stack Economizer | A | Incremental Energy Savings (MWh or mTherms) | Achievable Economic RVT Potential | 0 | 0 | 0 | 0 | 0 | 0 | 0 | 0 | 0 | 0 | 0 | 0 | 0 | 0 | 0 | 0 | 0 | 0 | 0 | 0 | 0 | 0 | 0 | 0 | 0 | 0 | 0 | 0 | 0 | 0 | 0
F5_Industrial_Other Industrial_Existing_Process_Natural Gas_Gas Boiler - Stack Economizer_A_Achievable Economic RVT Potential | F5 | Industrial | Other Industrial | Existing | Process | Natural Gas | Gas Boiler - Stack Economizer | A | Incremental Summer Peak Savings (MW) | Achievable Economic RVT Potential | 0 | 0 | 0 | 0 | 0 | 0 | 0 | 0 | 0 | 0 | 0 | 0 | 0 | 0 | 0 | 0 | 0 | 0 | 0 | 0 | 0 | 0 | 0 | 0 | 0 | 0 | 0 | 0 | 0 | 0 | 0
F6_Industrial_Other Industrial_Existing_Process_Natural Gas_Gas Boiler - Stack Economizer_A_Achievable Economic RVT Potential | F6 | Industrial | Other Industrial | Existing | Process | Natural Gas | Gas Boiler - Stack Economizer | A | Incremental Winter Peak Savings (MW) | Achievable Economic RVT Potential | 0 | 0 | 0 | 0 | 0 | 0 | 0 | 0 | 0 | 0 | 0 | 0 | 0 | 0 | 0 | 0 | 0 | 0 | 0 | 0 | 0 | 0 | 0 | 0 | 0 | 0 | 0 | 0 | 0 | 0 | 0
F7_Industrial_Other Industrial_Existing_Process_Natural Gas_Gas Boiler - Stack Economizer_A_Achievable Economic RVT Potential | F7 | Industrial | Other Industrial | Existing | Process | Natural Gas | Gas Boiler - Stack Economizer | A | Cumulative Energy Savings (MWh or mTherms) | Achievable Economic RVT Potential | 0 | 0 | 0 | 0 | 0 | 0 | 0 | 0 | 0 | 0 | 0 | 0 | 0 | 0 | 0 | 0 | 0 | 0 | 0 | 0 | 0 | 0 | 0 | 0 | 0 | 0 | 0 | 0 | 0 | 0 | 0
F8_Industrial_Other Industrial_Existing_Process_Natural Gas_Gas Boiler - Stack Economizer_A_Achievable Economic RVT Potential | F8 | Industrial | Other Industrial | Existing | Process | Natural Gas | Gas Boiler - Stack Economizer | A | Cumulative Summer Peak Savings (MW) | Achievable Economic RVT Potential | 0 | 0 | 0 | 0 | 0 | 0 | 0 | 0 | 0 | 0 | 0 | 0 | 0 | 0 | 0 | 0 | 0 | 0 | 0 | 0 | 0 | 0 | 0 | 0 | 0 | 0 | 0 | 0 | 0 | 0 | 0
F9_Industrial_Other Industrial_Existing_Process_Natural Gas_Gas Boiler - Stack Economizer_A_Achievable Economic RVT Potential | F9 | Industrial | Other Industrial | Existing | Process | Natural Gas | Gas Boiler - Stack Economizer | A | Cumulative Winter Peak Savings (MW) | Achievable Economic RVT Potential | 0 | 0 | 0 | 0 | 0 | 0 | 0 | 0 | 0 | 0 | 0 | 0 | 0 | 0 | 0 | 0 | 0 | 0 | 0 | 0 | 0 | 0 | 0 | 0 | 0 | 0 | 0 | 0 | 0 | 0 | 0
F10_Industrial_Other Industrial_Existing_Process_Natural Gas_Gas Boiler - Stack Economizer_A_Achievable Economic RVT Potential | F10 | Industrial | Other Industrial | Existing | Process | Natural Gas | Gas Boiler - Stack Economizer | A | Purchases (Incremental) | Achievable Economic RVT Potential | 0 | 0 | 0 | 0 | 0 | 0 | 0 | 0 | 0 | 0 | 0 | 0 | 0 | 0 | 0 | 0 | 0 | 0 | 0 | 0 | 0 | 0 | 0 | 0 | 0 | 0 | 0 | 0 | 0 | 0 | 0
F11_Industrial_Other Industrial_Existing_Process_Natural Gas_Gas Boiler - Stack Economizer_A_Achievable Economic RVT Potential | F11 | Industrial | Other Industrial | Existing | Process | Natural Gas | Gas Boiler - Stack Economizer | A | Purchases (Cumulative) | Achievable Economic RVT Potential | 0 | 0 | 0 | 0 | 0 | 0 | 0 | 0 | 0 | 0 | 0 | 0 | 0 | 0 | 0 | 0 | 0 | 0 | 0 | 0 | 0 | 0 | 0 | 0 | 0 | 0 | 0 | 0 | 0 | 0 | 0
F1_Industrial_Other Industrial_Existing_Space Heating_Natural Gas_Gas Furnace Tube Inserts_A_Achievable Economic RVT Potential | F1 | Industrial | Other Industrial | Existing | Space Heating | Natural Gas | Gas Furnace Tube Inserts | A | Integrated Unit Energy Savings (kWh or therms) | Achievable Economic RVT Potential | 0 | 0 | 0 | 0 | 0 | 0.086176 | 0.085373 | 0.084345 | 0.083282 | 0.082189 | 0.081092 | 0.079981 | 0.078903 | 0.077846 | 0.076747 | 0.075738 | 0.074759 | 0.073832 | 0.072952 | 0.072096 | 0.071273 | 0.070458 | 0.069674 | 0.068936 | 0.068237 | 0.06759 | 0.067016 | 0.066478 | 0.069231 | 0.068805 | 0.068405
F2_Industrial_Other Industrial_Existing_Space Heating_Natural Gas_Gas Furnace Tube Inserts_A_Achievable Economic RVT Potential | F2 | Industrial | Other Industrial | Existing | Space Heating | Natural Gas | Gas Furnace Tube Inserts | A | Integrated Unit Summer Peak Savings (kW) | Achievable Economic RVT Potential | 0 | 0 | 0 | 0 | 0 | 0 | 0 | 0 | 0 | 0 | 0 | 0 | 0 | 0 | 0 | 0 | 0 | 0 | 0 | 0 | 0 | 0 | 0 | 0 | 0 | 0 | 0 | 0 | 0 | 0 | 0
F3_Industrial_Other Industrial_Existing_Space Heating_Natural Gas_Gas Furnace Tube Inserts_A_Achievable Economic RVT Potential | F3 | Industrial | Other Industrial | Existing | Space Heating | Natural Gas | Gas Furnace Tube Inserts | A | Integrated Unit Winter Peak Savings (kW) | Achievable Economic RVT Potential | 0 | 0 | 0 | 0 | 0 | 0 | 0 | 0 | 0 | 0 | 0 | 0 | 0 | 0 | 0 | 0 | 0 | 0 | 0 | 0 | 0 | 0 | 0 | 0 | 0 | 0 | 0 | 0 | 0 | 0 | 0
F4_Industrial_Other Industrial_Existing_Space Heating_Natural Gas_Gas Furnace Tube Inserts_A_Achievable Economic RVT Potential | F4 | Industrial | Other Industrial | Existing | Space Heating | Natural Gas | Gas Furnace Tube Inserts | A | Incremental Energy Savings (MWh or mTherms) | Achievable Economic RVT Potential | 0 | 0 | 0 | 0 | 0 | 0 | 0 | 0 | 0 | 0 | 0 | 0 | 0 | 0 | 0 | 0 | 0 | 0 | 0 | 0 | 0 | 0 | 0 | 0 | 0 | 0 | 0 | 0 | 0 | 0 | 0
F5_Industrial_Other Industrial_Existing_Space Heating_Natural Gas_Gas Furnace Tube Inserts_A_Achievable Economic RVT Potential | F5 | Industrial | Other Industrial | Existing | Space Heating | Natural Gas | Gas Furnace Tube Inserts | A | Incremental Summer Peak Savings (MW) | Achievable Economic RVT Potential | 0 | 0 | 0 | 0 | 0 | 0 | 0 | 0 | 0 | 0 | 0 | 0 | 0 | 0 | 0 | 0 | 0 | 0 | 0 | 0 | 0 | 0 | 0 | 0 | 0 | 0 | 0 | 0 | 0 | 0 | 0
F6_Industrial_Other Industrial_Existing_Space Heating_Natural Gas_Gas Furnace Tube Inserts_A_Achievable Economic RVT Potential | F6 | Industrial | Other Industrial | Existing | Space Heating | Natural Gas | Gas Furnace Tube Inserts | A | Incremental Winter Peak Savings (MW) | Achievable Economic RVT Potential | 0 | 0 | 0 | 0 | 0 | 0 | 0 | 0 | 0 | 0 | 0 | 0 | 0 | 0 | 0 | 0 | 0 | 0 | 0 | 0 | 0 | 0 | 0 | 0 | 0 | 0 | 0 | 0 | 0 | 0 | 0
F7_Industrial_Other Industrial_Existing_Space Heating_Natural Gas_Gas Furnace Tube Inserts_A_Achievable Economic RVT Potential | F7 | Industrial | Other Industrial | Existing | Space Heating | Natural Gas | Gas Furnace Tube Inserts | A | Cumulative Energy Savings (MWh or mTherms) | Achievable Economic RVT Potential | 0 | 0 | 0 | 0 | 0 | 0 | 0 | 0 | 0 | 0 | 0 | 0 | 0 | 0 | 0 | 0 | 0 | 0 | 0 | 0 | 0 | 0 | 0 | 0 | 0 | 0 | 0 | 0 | 0 | 0 | 0
F8_Industrial_Other Industrial_Existing_Space Heating_Natural Gas_Gas Furnace Tube Inserts_A_Achievable Economic RVT Potential | F8 | Industrial | Other Industrial | Existing | Space Heating | Natural Gas | Gas Furnace Tube Inserts | A | Cumulative Summer Peak Savings (MW) | Achievable Economic RVT Potential | 0 | 0 | 0 | 0 | 0 | 0 | 0 | 0 | 0 | 0 | 0 | 0 | 0 | 0 | 0 | 0 | 0 | 0 | 0 | 0 | 0 | 0 | 0 | 0 | 0 | 0 | 0 | 0 | 0 | 0 | 0
F9_Industrial_Other Industrial_Existing_Space Heating_Natural Gas_Gas Furnace Tube Inserts_A_Achievable Economic RVT Potential | F9 | Industrial | Other Industrial | Existing | Space Heating | Natural Gas | Gas Furnace Tube Inserts | A | Cumulative Winter Peak Savings (MW) | Achievable Economic RVT Potential | 0 | 0 | 0 | 0 | 0 | 0 | 0 | 0 | 0 | 0 | 0 | 0 | 0 | 0 | 0 | 0 | 0 | 0 | 0 | 0 | 0 | 0 | 0 | 0 | 0 | 0 | 0 | 0 | 0 | 0 | 0
F10_Industrial_Other Industrial_Existing_Space Heating_Natural Gas_Gas Furnace Tube Inserts_A_Achievable Economic RVT Potential | F10 | Industrial | Other Industrial | Existing | Space Heating | Natural Gas | Gas Furnace Tube Inserts | A | Purchases (Incremental) | Achievable Economic RVT Potential | 0 | 0 | 0 | 0 | 0 | 0 | 0 | 0 | 0 | 0 | 0 | 0 | 0 | 0 | 0 | 0 | 0 | 0 | 0 | 0 | 0 | 0 | 0 | 0 | 0 | 0 | 0 | 0 | 0 | 0 | 0
F11_Industrial_Other Industrial_Existing_Space Heating_Natural Gas_Gas Furnace Tube Inserts_A_Achievable Economic RVT Potential | F11 | Industrial | Other Industrial | Existing | Space Heating | Natural Gas | Gas Furnace Tube Inserts | A | Purchases (Cumulative) | Achievable Economic RVT Potential | 0 | 0 | 0 | 0 | 0 | 0 | 0 | 0 | 0 | 0 | 0 | 0 | 0 | 0 | 0 | 0 | 0 | 0 | 0 | 0 | 0 | 0 | 0 | 0 | 0 | 0 | 0 | 0 | 0 | 0 | 0
F1_Industrial_Other Industrial_Existing_Space Heating_Natural Gas_Space Heating - Heat Recovery Ventilator_A_Achievable Economic RVT Potential | F1 | Industrial | Other Industrial | Existing | Space Heating | Natural Gas | Space Heating - Heat Recovery Ventilator | A | Integrated Unit Energy Savings (kWh or therms) | Achievable Economic RVT Potential | 0 | 0 | 0 | 0 | 0 | 0.013194 | 0.013085 | 0.012946 | 0.012786 | 0.012604 | 0.0124 | 0.012183 | 0.011958 | 0.011718 | 0.01148 | 0.011241 | 0.011017 | 0.010806 | 0.010607 | 0.010439 | 0.010283 | 0.010138 | 0.010018 | 0.0099134 | 0.0098189 | 0.0097498 | 0.0096927 | 0.0096395 | 0 | 0 | 0
F2_Industrial_Other Industrial_Existing_Space Heating_Natural Gas_Space Heating - Heat Recovery Ventilator_A_Achievable Economic RVT Potential | F2 | Industrial | Other Industrial | Existing | Space Heating | Natural Gas | Space Heating - Heat Recovery Ventilator | A | Integrated Unit Summer Peak Savings (kW) | Achievable Economic RVT Potential | 0 | 0 | 0 | 0 | 0 | 0 | 0 | 0 | 0 | 0 | 0 | 0 | 0 | 0 | 0 | 0 | 0 | 0 | 0 | 0 | 0 | 0 | 0 | 0 | 0 | 0 | 0 | 0 | 0 | 0 | 0
F3_Industrial_Other Industrial_Existing_Space Heating_Natural Gas_Space Heating - Heat Recovery Ventilator_A_Achievable Economic RVT Potential | F3 | Industrial | Other Industrial | Existing | Space Heating | Natural Gas | Space Heating - Heat Recovery Ventilator | A | Integrated Unit Winter Peak Savings (kW) | Achievable Economic RVT Potential | 0 | 0 | 0 | 0 | 0 | 0 | 0 | 0 | 0 | 0 | 0 | 0 | 0 | 0 | 0 | 0 | 0 | 0 | 0 | 0 | 0 | 0 | 0 | 0 | 0 | 0 | 0 | 0 | 0 | 0 | 0
F4_Industrial_Other Industrial_Existing_Space Heating_Natural Gas_Space Heating - Heat Recovery Ventilator_A_Achievable Economic RVT Potential | F4 | Industrial | Other Industrial | Existing | Space Heating | Natural Gas | Space Heating - Heat Recovery Ventilator | A | Incremental Energy Savings (MWh or mTherms) | Achievable Economic RVT Potential | 0 | 0 | 0 | 0 | 0 | 0 | 0 | 0 | 0 | 0 | 0 | 0 | 0 | 0 | 0 | 0 | 0 | 0 | 0 | 0 | 0 | 0 | 0 | 0 | 0 | 0 | 0 | 0 | 0 | 0 | 0
F5_Industrial_Other Industrial_Existing_Space Heating_Natural Gas_Space Heating - Heat Recovery Ventilator_A_Achievable Economic RVT Potential | F5 | Industrial | Other Industrial | Existing | Space Heating | Natural Gas | Space Heating - Heat Recovery Ventilator | A | Incremental Summer Peak Savings (MW) | Achievable Economic RVT Potential | 0 | 0 | 0 | 0 | 0 | 0 | 0 | 0 | 0 | 0 | 0 | 0 | 0 | 0 | 0 | 0 | 0 | 0 | 0 | 0 | 0 | 0 | 0 | 0 | 0 | 0 | 0 | 0 | 0 | 0 | 0
F6_Industrial_Other Industrial_Existing_Space Heating_Natural Gas_Space Heating - Heat Recovery Ventilator_A_Achievable Economic RVT Potential | F6 | Industrial | Other Industrial | Existing | Space Heating | Natural Gas | Space Heating - Heat Recovery Ventilator | A | Incremental Winter Peak Savings (MW) | Achievable Economic RVT Potential | 0 | 0 | 0 | 0 | 0 | 0 | 0 | 0 | 0 | 0 | 0 | 0 | 0 | 0 | 0 | 0 | 0 | 0 | 0 | 0 | 0 | 0 | 0 | 0 | 0 | 0 | 0 | 0 | 0 | 0 | 0
F7_Industrial_Other Industrial_Existing_Space Heating_Natural Gas_Space Heating - Heat Recovery Ventilator_A_Achievable Economic RVT Potential | F7 | Industrial | Other Industrial | Existing | Space Heating | Natural Gas | Space Heating - Heat Recovery Ventilator | A | Cumulative Energy Savings (MWh or mTherms) | Achievable Economic RVT Potential | 0 | 0 | 0 | 0 | 0 | 0 | 0 | 0 | 0 | 0 | 0 | 0 | 0 | 0 | 0 | 0 | 0 | 0 | 0 | 0 | 0 | 0 | 0 | 0 | 0 | 0 | 0 | 0 | 0 | 0 | 0
F8_Industrial_Other Industrial_Existing_Space Heating_Natural Gas_Space Heating - Heat Recovery Ventilator_A_Achievable Economic RVT Potential | F8 | Industrial | Other Industrial | Existing | Space Heating | Natural Gas | Space Heating - Heat Recovery Ventilator | A | Cumulative Summer Peak Savings (MW) | Achievable Economic RVT Potential | 0 | 0 | 0 | 0 | 0 | 0 | 0 | 0 | 0 | 0 | 0 | 0 | 0 | 0 | 0 | 0 | 0 | 0 | 0 | 0 | 0 | 0 | 0 | 0 | 0 | 0 | 0 | 0 | 0 | 0 | 0
F9_Industrial_Other Industrial_Existing_Space Heating_Natural Gas_Space Heating - Heat Recovery Ventilator_A_Achievable Economic RVT Potential | F9 | Industrial | Other Industrial | Existing | Space Heating | Natural Gas | Space Heating - Heat Recovery Ventilator | A | Cumulative Winter Peak Savings (MW) | Achievable Economic RVT Potential | 0 | 0 | 0 | 0 | 0 | 0 | 0 | 0 | 0 | 0 | 0 | 0 | 0 | 0 | 0 | 0 | 0 | 0 | 0 | 0 | 0 | 0 | 0 | 0 | 0 | 0 | 0 | 0 | 0 | 0 | 0
F10_Industrial_Other Industrial_Existing_Space Heating_Natural Gas_Space Heating - Heat Recovery Ventilator_A_Achievable Economic RVT Potential | F10 | Industrial | Other Industrial | Existing | Space Heating | Natural Gas | Space Heating - Heat Recovery Ventilator | A | Purchases (Incremental) | Achievable Economic RVT Potential | 0 | 0 | 0 | 0 | 0 | 0 | 0 | 0 | 0 | 0 | 0 | 0 | 0 | 0 | 0 | 0 | 0 | 0 | 0 | 0 | 0 | 0 | 0 | 0 | 0 | 0 | 0 | 0 | 0 | 0 | 0
F11_Industrial_Other Industrial_Existing_Space Heating_Natural Gas_Space Heating - Heat Recovery Ventilator_A_Achievable Economic RVT Potential | F11 | Industrial | Other Industrial | Existing | Space Heating | Natural Gas | Space Heating - Heat Recovery Ventilator | A | Purchases (Cumulative) | Achievable Economic RVT Potential | 0 | 0 | 0 | 0 | 0 | 0 | 0 | 0 | 0 | 0 | 0 | 0 | 0 | 0 | 0 | 0 | 0 | 0 | 0 | 0 | 0 | 0 | 0 | 0 | 0 | 0 | 0 | 0 | 0 | 0 | 0
F1_Industrial_Other Industrial_Existing_Space Heating_Natural Gas_Thermostat - Programmable_A_Achievable Economic RVT Potential | F1 | Industrial | Other Industrial | Existing | Space Heating | Natural Gas | Thermostat - Programmable | A | Integrated Unit Energy Savings (kWh or therms) | Achievable Economic RVT Potential | 0 | 0 | 0 | 0 | 0 | 0.0065547 | 0.0065004 | 0.0064313 | 0.0063518 | 0.0062614 | 0.0061602 | 0.0060526 | 0.0059405 | 0.0058213 | 0.0057031 | 0.0055845 | 0.0054733 | 0.0053681 | 0.0052696 | 0.005186 | 0.0051084 | 0.0050366 | 0.0049766 | 0.0049248 | 0.0048779 | 0.0048436 | 0.0048152 | 0.0047888 | 0 | 0 | 0
F2_Industrial_Other Industrial_Existing_Space Heating_Natural Gas_Thermostat - Programmable_A_Achievable Economic RVT Potential | F2 | Industrial | Other Industrial | Existing | Space Heating | Natural Gas | Thermostat - Programmable | A | Integrated Unit Summer Peak Savings (kW) | Achievable Economic RVT Potential | 0 | 0 | 0 | 0 | 0 | 0 | 0 | 0 | 0 | 0 | 0 | 0 | 0 | 0 | 0 | 0 | 0 | 0 | 0 | 0 | 0 | 0 | 0 | 0 | 0 | 0 | 0 | 0 | 0 | 0 | 0
F3_Industrial_Other Industrial_Existing_Space Heating_Natural Gas_Thermostat - Programmable_A_Achievable Economic RVT Potential | F3 | Industrial | Other Industrial | Existing | Space Heating | Natural Gas | Thermostat - Programmable | A | Integrated Unit Winter Peak Savings (kW) | Achievable Economic RVT Potential | 0 | 0 | 0 | 0 | 0 | 0 | 0 | 0 | 0 | 0 | 0 | 0 | 0 | 0 | 0 | 0 | 0 | 0 | 0 | 0 | 0 | 0 | 0 | 0 | 0 | 0 | 0 | 0 | 0 | 0 | 0
F4_Industrial_Other Industrial_Existing_Space Heating_Natural Gas_Thermostat - Programmable_A_Achievable Economic RVT Potential | F4 | Industrial | Other Industrial | Existing | Space Heating | Natural Gas | Thermostat - Programmable | A | Incremental Energy Savings (MWh or mTherms) | Achievable Economic RVT Potential | 0 | 0 | 0 | 0 | 0 | 0 | 0 | 0 | 0 | 0 | 0 | 0 | 0 | 0 | 0 | 0 | 0 | 0 | 0 | 0 | 0 | 0 | 0 | 0 | 0 | 0 | 0 | 0 | 0 | 0 | 0
F5_Industrial_Other Industrial_Existing_Space Heating_Natural Gas_Thermostat - Programmable_A_Achievable Economic RVT Potential | F5 | Industrial | Other Industrial | Existing | Space Heating | Natural Gas | Thermostat - Programmable | A | Incremental Summer Peak Savings (MW) | Achievable Economic RVT Potential | 0 | 0 | 0 | 0 | 0 | 0 | 0 | 0 | 0 | 0 | 0 | 0 | 0 | 0 | 0 | 0 | 0 | 0 | 0 | 0 | 0 | 0 | 0 | 0 | 0 | 0 | 0 | 0 | 0 | 0 | 0
F6_Industrial_Other Industrial_Existing_Space Heating_Natural Gas_Thermostat - Programmable_A_Achievable Economic RVT Potential | F6 | Industrial | Other Industrial | Existing | Space Heating | Natural Gas | Thermostat - Programmable | A | Incremental Winter Peak Savings (MW) | Achievable Economic RVT Potential | 0 | 0 | 0 | 0 | 0 | 0 | 0 | 0 | 0 | 0 | 0 | 0 | 0 | 0 | 0 | 0 | 0 | 0 | 0 | 0 | 0 | 0 | 0 | 0 | 0 | 0 | 0 | 0 | 0 | 0 | 0
F7_Industrial_Other Industrial_Existing_Space Heating_Natural Gas_Thermostat - Programmable_A_Achievable Economic RVT Potential | F7 | Industrial | Other Industrial | Existing | Space Heating | Natural Gas | Thermostat - Programmable | A | Cumulative Energy Savings (MWh or mTherms) | Achievable Economic RVT Potential | 0 | 0 | 0 | 0 | 0 | 0 | 0 | 0 | 0 | 0 | 0 | 0 | 0 | 0 | 0 | 0 | 0 | 0 | 0 | 0 | 0 | 0 | 0 | 0 | 0 | 0 | 0 | 0 | 0 | 0 | 0
F8_Industrial_Other Industrial_Existing_Space Heating_Natural Gas_Thermostat - Programmable_A_Achievable Economic RVT Potential | F8 | Industrial | Other Industrial | Existing | Space Heating | Natural Gas | Thermostat - Programmable | A | Cumulative Summer Peak Savings (MW) | Achievable Economic RVT Potential | 0 | 0 | 0 | 0 | 0 | 0 | 0 | 0 | 0 | 0 | 0 | 0 | 0 | 0 | 0 | 0 | 0 | 0 | 0 | 0 | 0 | 0 | 0 | 0 | 0 | 0 | 0 | 0 | 0 | 0 | 0
F9_Industrial_Other Industrial_Existing_Space Heating_Natural Gas_Thermostat - Programmable_A_Achievable Economic RVT Potential | F9 | Industrial | Other Industrial | Existing | Space Heating | Natural Gas | Thermostat - Programmable | A | Cumulative Winter Peak Savings (MW) | Achievable Economic RVT Potential | 0 | 0 | 0 | 0 | 0 | 0 | 0 | 0 | 0 | 0 | 0 | 0 | 0 | 0 | 0 | 0 | 0 | 0 | 0 | 0 | 0 | 0 | 0 | 0 | 0 | 0 | 0 | 0 | 0 | 0 | 0
F10_Industrial_Other Industrial_Existing_Space Heating_Natural Gas_Thermostat - Programmable_A_Achievable Economic RVT Potential | F10 | Industrial | Other Industrial | Existing | Space Heating | Natural Gas | Thermostat - Programmable | A | Purchases (Incremental) | Achievable Economic RVT Potential | 0 | 0 | 0 | 0 | 0 | 0 | 0 | 0 | 0 | 0 | 0 | 0 | 0 | 0 | 0 | 0 | 0 | 0 | 0 | 0 | 0 | 0 | 0 | 0 | 0 | 0 | 0 | 0 | 0 | 0 | 0
F11_Industrial_Other Industrial_Existing_Space Heating_Natural Gas_Thermostat - Programmable_A_Achievable Economic RVT Potential | F11 | Industrial | Other Industrial | Existing | Space Heating | Natural Gas | Thermostat - Programmable | A | Purchases (Cumulative) | Achievable Economic RVT Potential | 0 | 0 | 0 | 0 | 0 | 0 | 0 | 0 | 0 | 0 | 0 | 0 | 0 | 0 | 0 | 0 | 0 | 0 | 0 | 0 | 0 | 0 | 0 | 0 | 0 | 0 | 0 | 0 | 0 | 0 | 0
F1_Industrial_Other Industrial_Existing_Space Heating_Natural Gas_ENERGY STAR Connected Thermostat_A_Achievable Economic RVT Potential | F1 | Industrial | Other Industrial | Existing | Space Heating | Natural Gas | ENERGY STAR Connected Thermostat | A | Integrated Unit Energy Savings (kWh or therms) | Achievable Economic RVT Potential | 0 | 0 | 0 | 0 | 0 | 0.01543 | 0.015302 | 0.015139 | 0.014951 | 0.014737 | 0.014497 | 0.014242 | 0.013976 | 0.013692 | 0.01341 | 0.013127 | 0.012862 | 0.012611 | 0.012375 | 0.012176 | 0.011991 | 0.01182 | 0.011678 | 0.011555 | 0.011445 | 0.011364 | 0.011297 | 0.011235 | 0 | 0 | 0
F2_Industrial_Other Industrial_Existing_Space Heating_Natural Gas_ENERGY STAR Connected Thermostat_A_Achievable Economic RVT Potential | F2 | Industrial | Other Industrial | Existing | Space Heating | Natural Gas | ENERGY STAR Connected Thermostat | A | Integrated Unit Summer Peak Savings (kW) | Achievable Economic RVT Potential | 0 | 0 | 0 | 0 | 0 | 0 | 0 | 0 | 0 | 0 | 0 | 0 | 0 | 0 | 0 | 0 | 0 | 0 | 0 | 0 | 0 | 0 | 0 | 0 | 0 | 0 | 0 | 0 | 0 | 0 | 0
F3_Industrial_Other Industrial_Existing_Space Heating_Natural Gas_ENERGY STAR Connected Thermostat_A_Achievable Economic RVT Potential | F3 | Industrial | Other Industrial | Existing | Space Heating | Natural Gas | ENERGY STAR Connected Thermostat | A | Integrated Unit Winter Peak Savings (kW) | Achievable Economic RVT Potential | 0 | 0 | 0 | 0 | 0 | 0 | 0 | 0 | 0 | 0 | 0 | 0 | 0 | 0 | 0 | 0 | 0 | 0 | 0 | 0 | 0 | 0 | 0 | 0 | 0 | 0 | 0 | 0 | 0 | 0 | 0
F4_Industrial_Other Industrial_Existing_Space Heating_Natural Gas_ENERGY STAR Connected Thermostat_A_Achievable Economic RVT Potential | F4 | Industrial | Other Industrial | Existing | Space Heating | Natural Gas | ENERGY STAR Connected Thermostat | A | Incremental Energy Savings (MWh or mTherms) | Achievable Economic RVT Potential | 0 | 0 | 0 | 0 | 0 | 0 | 0 | 0 | 0 | 0 | 0 | 0 | 0 | 0 | 0 | 0 | 0 | 0 | 0 | 0 | 0 | 0 | 0 | 0 | 0 | 0 | 0 | 0 | 0 | 0 | 0
F5_Industrial_Other Industrial_Existing_Space Heating_Natural Gas_ENERGY STAR Connected Thermostat_A_Achievable Economic RVT Potential | F5 | Industrial | Other Industrial | Existing | Space Heating | Natural Gas | ENERGY STAR Connected Thermostat | A | Incremental Summer Peak Savings (MW) | Achievable Economic RVT Potential | 0 | 0 | 0 | 0 | 0 | 0 | 0 | 0 | 0 | 0 | 0 | 0 | 0 | 0 | 0 | 0 | 0 | 0 | 0 | 0 | 0 | 0 | 0 | 0 | 0 | 0 | 0 | 0 | 0 | 0 | 0
F6_Industrial_Other Industrial_Existing_Space Heating_Natural Gas_ENERGY STAR Connected Thermostat_A_Achievable Economic RVT Potential | F6 | Industrial | Other Industrial | Existing | Space Heating | Natural Gas | ENERGY STAR Connected Thermostat | A | Incremental Winter Peak Savings (MW) | Achievable Economic RVT Potential | 0 | 0 | 0 | 0 | 0 | 0 | 0 | 0 | 0 | 0 | 0 | 0 | 0 | 0 | 0 | 0 | 0 | 0 | 0 | 0 | 0 | 0 | 0 | 0 | 0 | 0 | 0 | 0 | 0 | 0 | 0
F7_Industrial_Other Industrial_Existing_Space Heating_Natural Gas_ENERGY STAR Connected Thermostat_A_Achievable Economic RVT Potential | F7 | Industrial | Other Industrial | Existing | Space Heating | Natural Gas | ENERGY STAR Connected Thermostat | A | Cumulative Energy Savings (MWh or mTherms) | Achievable Economic RVT Potential | 0 | 0 | 0 | 0 | 0 | 0 | 0 | 0 | 0 | 0 | 0 | 0 | 0 | 0 | 0 | 0 | 0 | 0 | 0 | 0 | 0 | 0 | 0 | 0 | 0 | 0 | 0 | 0 | 0 | 0 | 0
F8_Industrial_Other Industrial_Existing_Space Heating_Natural Gas_ENERGY STAR Connected Thermostat_A_Achievable Economic RVT Potential | F8 | Industrial | Other Industrial | Existing | Space Heating | Natural Gas | ENERGY STAR Connected Thermostat | A | Cumulative Summer Peak Savings (MW) | Achievable Economic RVT Potential | 0 | 0 | 0 | 0 | 0 | 0 | 0 | 0 | 0 | 0 | 0 | 0 | 0 | 0 | 0 | 0 | 0 | 0 | 0 | 0 | 0 | 0 | 0 | 0 | 0 | 0 | 0 | 0 | 0 | 0 | 0
F9_Industrial_Other Industrial_Existing_Space Heating_Natural Gas_ENERGY STAR Connected Thermostat_A_Achievable Economic RVT Potential | F9 | Industrial | Other Industrial | Existing | Space Heating | Natural Gas | ENERGY STAR Connected Thermostat | A | Cumulative Winter Peak Savings (MW) | Achievable Economic RVT Potential | 0 | 0 | 0 | 0 | 0 | 0 | 0 | 0 | 0 | 0 | 0 | 0 | 0 | 0 | 0 | 0 | 0 | 0 | 0 | 0 | 0 | 0 | 0 | 0 | 0 | 0 | 0 | 0 | 0 | 0 | 0
F10_Industrial_Other Industrial_Existing_Space Heating_Natural Gas_ENERGY STAR Connected Thermostat_A_Achievable Economic RVT Potential | F10 | Industrial | Other Industrial | Existing | Space Heating | Natural Gas | ENERGY STAR Connected Thermostat | A | Purchases (Incremental) | Achievable Economic RVT Potential | 0 | 0 | 0 | 0 | 0 | 0 | 0 | 0 | 0 | 0 | 0 | 0 | 0 | 0 | 0 | 0 | 0 | 0 | 0 | 0 | 0 | 0 | 0 | 0 | 0 | 0 | 0 | 0 | 0 | 0 | 0
F11_Industrial_Other Industrial_Existing_Space Heating_Natural Gas_ENERGY STAR Connected Thermostat_A_Achievable Economic RVT Potential | F11 | Industrial | Other Industrial | Existing | Space Heating | Natural Gas | ENERGY STAR Connected Thermostat | A | Purchases (Cumulative) | Achievable Economic RVT Potential | 0 | 0 | 0 | 0 | 0 | 0 | 0 | 0 | 0 | 0 | 0 | 0 | 0 | 0 | 0 | 0 | 0 | 0 | 0 | 0 | 0 | 0 | 0 | 0 | 0 | 0 | 0 | 0 | 0 | 0 | 0
F1_Industrial_Other Industrial_Existing_Space Heating_Natural Gas_Destratification Fans (HVLS)_A_Achievable Economic RVT Potential | F1 | Industrial | Other Industrial | Existing | Space Heating | Natural Gas | Destratification Fans (HVLS) | A | Integrated Unit Energy Savings (kWh or therms) | Achievable Economic RVT Potential | 0 | 0 | 0 | 0 | 0 | 0.01543 | 0.015302 | 0.015139 | 0.014952 | 0.014739 | 0.014501 | 0.014248 | 0.013984 | 0.013704 | 0.013425 | 0.013146 | 0.012884 | 0.012637 | 0.012405 | 0.012208 | 0.012025 | 0.011856 | 0.011715 | 0.011593 | 0.011483 | 0.011402 | 0.011335 | 0.011273 | 0 | 0 | 0
F2_Industrial_Other Industrial_Existing_Space Heating_Natural Gas_Destratification Fans (HVLS)_A_Achievable Economic RVT Potential | F2 | Industrial | Other Industrial | Existing | Space Heating | Natural Gas | Destratification Fans (HVLS) | A | Integrated Unit Summer Peak Savings (kW) | Achievable Economic RVT Potential | 0 | 0 | 0 | 0 | 0 | 0 | 0 | 0 | 0 | 0 | 0 | 0 | 0 | 0 | 0 | 0 | 0 | 0 | 0 | 0 | 0 | 0 | 0 | 0 | 0 | 0 | 0 | 0 | 0 | 0 | 0
F3_Industrial_Other Industrial_Existing_Space Heating_Natural Gas_Destratification Fans (HVLS)_A_Achievable Economic RVT Potential | F3 | Industrial | Other Industrial | Existing | Space Heating | Natural Gas | Destratification Fans (HVLS) | A | Integrated Unit Winter Peak Savings (kW) | Achievable Economic RVT Potential | 0 | 0 | 0 | 0 | 0 | 0 | 0 | 0 | 0 | 0 | 0 | 0 | 0 | 0 | 0 | 0 | 0 | 0 | 0 | 0 | 0 | 0 | 0 | 0 | 0 | 0 | 0 | 0 | 0 | 0 | 0
F4_Industrial_Other Industrial_Existing_Space Heating_Natural Gas_Destratification Fans (HVLS)_A_Achievable Economic RVT Potential | F4 | Industrial | Other Industrial | Existing | Space Heating | Natural Gas | Destratification Fans (HVLS) | A | Incremental Energy Savings (MWh or mTherms) | Achievable Economic RVT Potential | 0 | 0 | 0 | 0 | 0 | 0 | 0 | 0 | 0 | 0 | 0 | 0 | 0 | 0 | 0 | 0 | 0 | 0 | 0 | 0 | 0 | 0 | 0 | 0 | 0 | 0 | 0 | 0 | 0 | 0 | 0
F5_Industrial_Other Industrial_Existing_Space Heating_Natural Gas_Destratification Fans (HVLS)_A_Achievable Economic RVT Potential | F5 | Industrial | Other Industrial | Existing | Space Heating | Natural Gas | Destratification Fans (HVLS) | A | Incremental Summer Peak Savings (MW) | Achievable Economic RVT Potential | 0 | 0 | 0 | 0 | 0 | 0 | 0 | 0 | 0 | 0 | 0 | 0 | 0 | 0 | 0 | 0 | 0 | 0 | 0 | 0 | 0 | 0 | 0 | 0 | 0 | 0 | 0 | 0 | 0 | 0 | 0
F6_Industrial_Other Industrial_Existing_Space Heating_Natural Gas_Destratification Fans (HVLS)_A_Achievable Economic RVT Potential | F6 | Industrial | Other Industrial | Existing | Space Heating | Natural Gas | Destratification Fans (HVLS) | A | Incremental Winter Peak Savings (MW) | Achievable Economic RVT Potential | 0 | 0 | 0 | 0 | 0 | 0 | 0 | 0 | 0 | 0 | 0 | 0 | 0 | 0 | 0 | 0 | 0 | 0 | 0 | 0 | 0 | 0 | 0 | 0 | 0 | 0 | 0 | 0 | 0 | 0 | 0
F7_Industrial_Other Industrial_Existing_Space Heating_Natural Gas_Destratification Fans (HVLS)_A_Achievable Economic RVT Potential | F7 | Industrial | Other Industrial | Existing | Space Heating | Natural Gas | Destratification Fans (HVLS) | A | Cumulative Energy Savings (MWh or mTherms) | Achievable Economic RVT Potential | 0 | 0 | 0 | 0 | 0 | 0 | 0 | 0 | 0 | 0 | 0 | 0 | 0 | 0 | 0 | 0 | 0 | 0 | 0 | 0 | 0 | 0 | 0 | 0 | 0 | 0 | 0 | 0 | 0 | 0 | 0
F8_Industrial_Other Industrial_Existing_Space Heating_Natural Gas_Destratification Fans (HVLS)_A_Achievable Economic RVT Potential | F8 | Industrial | Other Industrial | Existing | Space Heating | Natural Gas | Destratification Fans (HVLS) | A | Cumulative Summer Peak Savings (MW) | Achievable Economic RVT Potential | 0 | 0 | 0 | 0 | 0 | 0 | 0 | 0 | 0 | 0 | 0 | 0 | 0 | 0 | 0 | 0 | 0 | 0 | 0 | 0 | 0 | 0 | 0 | 0 | 0 | 0 | 0 | 0 | 0 | 0 | 0
F9_Industrial_Other Industrial_Existing_Space Heating_Natural Gas_Destratification Fans (HVLS)_A_Achievable Economic RVT Potential | F9 | Industrial | Other Industrial | Existing | Space Heating | Natural Gas | Destratification Fans (HVLS) | A | Cumulative Winter Peak Savings (MW) | Achievable Economic RVT Potential | 0 | 0 | 0 | 0 | 0 | 0 | 0 | 0 | 0 | 0 | 0 | 0 | 0 | 0 | 0 | 0 | 0 | 0 | 0 | 0 | 0 | 0 | 0 | 0 | 0 | 0 | 0 | 0 | 0 | 0 | 0
F10_Industrial_Other Industrial_Existing_Space Heating_Natural Gas_Destratification Fans (HVLS)_A_Achievable Economic RVT Potential | F10 | Industrial | Other Industrial | Existing | Space Heating | Natural Gas | Destratification Fans (HVLS) | A | Purchases (Incremental) | Achievable Economic RVT Potential | 0 | 0 | 0 | 0 | 0 | 0 | 0 | 0 | 0 | 0 | 0 | 0 | 0 | 0 | 0 | 0 | 0 | 0 | 0 | 0 | 0 | 0 | 0 | 0 | 0 | 0 | 0 | 0 | 0 | 0 | 0
F11_Industrial_Other Industrial_Existing_Space Heating_Natural Gas_Destratification Fans (HVLS)_A_Achievable Economic RVT Potential | F11 | Industrial | Other Industrial | Existing | Space Heating | Natural Gas | Destratification Fans (HVLS) | A | Purchases (Cumulative) | Achievable Economic RVT Potential | 0 | 0 | 0 | 0 | 0 | 0 | 0 | 0 | 0 | 0 | 0 | 0 | 0 | 0 | 0 | 0 | 0 | 0 | 0 | 0 | 0 | 0 | 0 | 0 | 0 | 0 | 0 | 0 | 0 | 0 | 0
F1_Industrial_Other Industrial_Existing_Space Heating_Natural Gas_Gas Boiler - Insulate Steam Lines/Condensate Tank_A_Achievable Economic RVT Potential | F1 | Industrial | Other Industrial | Existing | Space Heating | Natural Gas | Gas Boiler - Insulate Steam Lines/Condensate Tank | A | Integrated Unit Energy Savings (kWh or therms) | Achievable Economic RVT Potential | 0 | 0 | 0 | 0 | 0 | 21.8245 | 21.6337 | 21.4357 | 21.2265 | 21.0033 | 20.7645 | 20.5117 | 20.2418 | 19.9468 | 19.6336 | 19.3116 | 18.9915 | 18.6738 | 18.3641 | 18.0853 | 17.8239 | 17.5756 | 17.36 | 17.1667 | 16.9852 | 16.8497 | 16.7372 | 16.6338 | 18.8794 | 18.8018 | 18.731
F2_Industrial_Other Industrial_Existing_Space Heating_Natural Gas_Gas Boiler - Insulate Steam Lines/Condensate Tank_A_Achievable Economic RVT Potential | F2 | Industrial | Other Industrial | Existing | Space Heating | Natural Gas | Gas Boiler - Insulate Steam Lines/Condensate Tank | A | Integrated Unit Summer Peak Savings (kW) | Achievable Economic RVT Potential | 0 | 0 | 0 | 0 | 0 | 0 | 0 | 0 | 0 | 0 | 0 | 0 | 0 | 0 | 0 | 0 | 0 | 0 | 0 | 0 | 0 | 0 | 0 | 0 | 0 | 0 | 0 | 0 | 0 | 0 | 0
F3_Industrial_Other Industrial_Existing_Space Heating_Natural Gas_Gas Boiler - Insulate Steam Lines/Condensate Tank_A_Achievable Economic RVT Potential | F3 | Industrial | Other Industrial | Existing | Space Heating | Natural Gas | Gas Boiler - Insulate Steam Lines/Condensate Tank | A | Integrated Unit Winter Peak Savings (kW) | Achievable Economic RVT Potential | 0 | 0 | 0 | 0 | 0 | 0 | 0 | 0 | 0 | 0 | 0 | 0 | 0 | 0 | 0 | 0 | 0 | 0 | 0 | 0 | 0 | 0 | 0 | 0 | 0 | 0 | 0 | 0 | 0 | 0 | 0
F4_Industrial_Other Industrial_Existing_Space Heating_Natural Gas_Gas Boiler - Insulate Steam Lines/Condensate Tank_A_Achievable Economic RVT Potential | F4 | Industrial | Other Industrial | Existing | Space Heating | Natural Gas | Gas Boiler - Insulate Steam Lines/Condensate Tank | A | Incremental Energy Savings (MWh or mTherms) | Achievable Economic RVT Potential | 0 | 0 | 0 | 0 | 0 | 0 | 0 | 0 | 0 | 0 | 0 | 0 | 0 | 0 | 0 | 0 | 0 | 0 | 0 | 0 | 0 | 0 | 0 | 0 | 0 | 0 | 0 | 0 | 0 | 0 | 0
F5_Industrial_Other Industrial_Existing_Space Heating_Natural Gas_Gas Boiler - Insulate Steam Lines/Condensate Tank_A_Achievable Economic RVT Potential | F5 | Industrial | Other Industrial | Existing | Space Heating | Natural Gas | Gas Boiler - Insulate Steam Lines/Condensate Tank | A | Incremental Summer Peak Savings (MW) | Achievable Economic RVT Potential | 0 | 0 | 0 | 0 | 0 | 0 | 0 | 0 | 0 | 0 | 0 | 0 | 0 | 0 | 0 | 0 | 0 | 0 | 0 | 0 | 0 | 0 | 0 | 0 | 0 | 0 | 0 | 0 | 0 | 0 | 0
F6_Industrial_Other Industrial_Existing_Space Heating_Natural Gas_Gas Boiler - Insulate Steam Lines/Condensate Tank_A_Achievable Economic RVT Potential | F6 | Industrial | Other Industrial | Existing | Space Heating | Natural Gas | Gas Boiler - Insulate Steam Lines/Condensate Tank | A | Incremental Winter Peak Savings (MW) | Achievable Economic RVT Potential | 0 | 0 | 0 | 0 | 0 | 0 | 0 | 0 | 0 | 0 | 0 | 0 | 0 | 0 | 0 | 0 | 0 | 0 | 0 | 0 | 0 | 0 | 0 | 0 | 0 | 0 | 0 | 0 | 0 | 0 | 0
F7_Industrial_Other Industrial_Existing_Space Heating_Natural Gas_Gas Boiler - Insulate Steam Lines/Condensate Tank_A_Achievable Economic RVT Potential | F7 | Industrial | Other Industrial | Existing | Space Heating | Natural Gas | Gas Boiler - Insulate Steam Lines/Condensate Tank | A | Cumulative Energy Savings (MWh or mTherms) | Achievable Economic RVT Potential | 0 | 0 | 0 | 0 | 0 | 0 | 0 | 0 | 0 | 0 | 0 | 0 | 0 | 0 | 0 | 0 | 0 | 0 | 0 | 0 | 0 | 0 | 0 | 0 | 0 | 0 | 0 | 0 | 0 | 0 | 0
F8_Industrial_Other Industrial_Existing_Space Heating_Natural Gas_Gas Boiler - Insulate Steam Lines/Condensate Tank_A_Achievable Economic RVT Potential | F8 | Industrial | Other Industrial | Existing | Space Heating | Natural Gas | Gas Boiler - Insulate Steam Lines/Condensate Tank | A | Cumulative Summer Peak Savings (MW) | Achievable Economic RVT Potential | 0 | 0 | 0 | 0 | 0 | 0 | 0 | 0 | 0 | 0 | 0 | 0 | 0 | 0 | 0 | 0 | 0 | 0 | 0 | 0 | 0 | 0 | 0 | 0 | 0 | 0 | 0 | 0 | 0 | 0 | 0
F9_Industrial_Other Industrial_Existing_Space Heating_Natural Gas_Gas Boiler - Insulate Steam Lines/Condensate Tank_A_Achievable Economic RVT Potential | F9 | Industrial | Other Industrial | Existing | Space Heating | Natural Gas | Gas Boiler - Insulate Steam Lines/Condensate Tank | A | Cumulative Winter Peak Savings (MW) | Achievable Economic RVT Potential | 0 | 0 | 0 | 0 | 0 | 0 | 0 | 0 | 0 | 0 | 0 | 0 | 0 | 0 | 0 | 0 | 0 | 0 | 0 | 0 | 0 | 0 | 0 | 0 | 0 | 0 | 0 | 0 | 0 | 0 | 0
F10_Industrial_Other Industrial_Existing_Space Heating_Natural Gas_Gas Boiler - Insulate Steam Lines/Condensate Tank_A_Achievable Economic RVT Potential | F10 | Industrial | Other Industrial | Existing | Space Heating | Natural Gas | Gas Boiler - Insulate Steam Lines/Condensate Tank | A | Purchases (Incremental) | Achievable Economic RVT Potential | 0 | 0 | 0 | 0 | 0 | 0 | 0 | 0 | 0 | 0 | 0 | 0 | 0 | 0 | 0 | 0 | 0 | 0 | 0 | 0 | 0 | 0 | 0 | 0 | 0 | 0 | 0 | 0 | 0 | 0 | 0
F11_Industrial_Other Industrial_Existing_Space Heating_Natural Gas_Gas Boiler - Insulate Steam Lines/Condensate Tank_A_Achievable Economic RVT Potential | F11 | Industrial | Other Industrial | Existing | Space Heating | Natural Gas | Gas Boiler - Insulate Steam Lines/Condensate Tank | A | Purchases (Cumulative) | Achievable Economic RVT Potential | 0 | 0 | 0 | 0 | 0 | 0 | 0 | 0 | 0 | 0 | 0 | 0 | 0 | 0 | 0 | 0 | 0 | 0 | 0 | 0 | 0 | 0 | 0 | 0 | 0 | 0 | 0 | 0 | 0 | 0 | 0
F1_Industrial_Other Industrial_Existing_Process_Natural Gas_Gas Boiler - Insulate Steam Lines/Condensate Tank_A_Achievable Economic RVT Potential | F1 | Industrial | Other Industrial | Existing | Process | Natural Gas | Gas Boiler - Insulate Steam Lines/Condensate Tank | A | Integrated Unit Energy Savings (kWh or therms) | Achievable Economic RVT Potential | 0 | 0 | 0 | 0 | 0 | 16.8075 | 16.7655 | 16.7231 | 16.6808 | 16.6381 | 16.5927 | 16.5505 | 16.5098 | 16.4661 | 16.4314 | 16.3937 | 16.3626 | 16.331 | 16.2987 | 16.2726 | 16.2441 | 16.2166 | 16.1893 | 16.1621 | 16.135 | 16.1329 | 16.1311 | 16.1293 | 16.8499 | 16.8499 | 16.8499
F2_Industrial_Other Industrial_Existing_Process_Natural Gas_Gas Boiler - Insulate Steam Lines/Condensate Tank_A_Achievable Economic RVT Potential | F2 | Industrial | Other Industrial | Existing | Process | Natural Gas | Gas Boiler - Insulate Steam Lines/Condensate Tank | A | Integrated Unit Summer Peak Savings (kW) | Achievable Economic RVT Potential | 0 | 0 | 0 | 0 | 0 | 0 | 0 | 0 | 0 | 0 | 0 | 0 | 0 | 0 | 0 | 0 | 0 | 0 | 0 | 0 | 0 | 0 | 0 | 0 | 0 | 0 | 0 | 0 | 0 | 0 | 0
F3_Industrial_Other Industrial_Existing_Process_Natural Gas_Gas Boiler - Insulate Steam Lines/Condensate Tank_A_Achievable Economic RVT Potential | F3 | Industrial | Other Industrial | Existing | Process | Natural Gas | Gas Boiler - Insulate Steam Lines/Condensate Tank | A | Integrated Unit Winter Peak Savings (kW) | Achievable Economic RVT Potential | 0 | 0 | 0 | 0 | 0 | 0 | 0 | 0 | 0 | 0 | 0 | 0 | 0 | 0 | 0 | 0 | 0 | 0 | 0 | 0 | 0 | 0 | 0 | 0 | 0 | 0 | 0 | 0 | 0 | 0 | 0
F4_Industrial_Other Industrial_Existing_Process_Natural Gas_Gas Boiler - Insulate Steam Lines/Condensate Tank_A_Achievable Economic RVT Potential | F4 | Industrial | Other Industrial | Existing | Process | Natural Gas | Gas Boiler - Insulate Steam Lines/Condensate Tank | A | Incremental Energy Savings (MWh or mTherms) | Achievable Economic RVT Potential | 0 | 0 | 0 | 0 | 0 | 0 | 0 | 0 | 0 | 0 | 0 | 0 | 0 | 0 | 0 | 0 | 0 | 0 | 0 | 0 | 0 | 0 | 0 | 0 | 0 | 0 | 0 | 0 | 0 | 0 | 0
F5_Industrial_Other Industrial_Existing_Process_Natural Gas_Gas Boiler - Insulate Steam Lines/Condensate Tank_A_Achievable Economic RVT Potential | F5 | Industrial | Other Industrial | Existing | Process | Natural Gas | Gas Boiler - Insulate Steam Lines/Condensate Tank | A | Incremental Summer Peak Savings (MW) | Achievable Economic RVT Potential | 0 | 0 | 0 | 0 | 0 | 0 | 0 | 0 | 0 | 0 | 0 | 0 | 0 | 0 | 0 | 0 | 0 | 0 | 0 | 0 | 0 | 0 | 0 | 0 | 0 | 0 | 0 | 0 | 0 | 0 | 0
F6_Industrial_Other Industrial_Existing_Process_Natural Gas_Gas Boiler - Insulate Steam Lines/Condensate Tank_A_Achievable Economic RVT Potential | F6 | Industrial | Other Industrial | Existing | Process | Natural Gas | Gas Boiler - Insulate Steam Lines/Condensate Tank | A | Incremental Winter Peak Savings (MW) | Achievable Economic RVT Potential | 0 | 0 | 0 | 0 | 0 | 0 | 0 | 0 | 0 | 0 | 0 | 0 | 0 | 0 | 0 | 0 | 0 | 0 | 0 | 0 | 0 | 0 | 0 | 0 | 0 | 0 | 0 | 0 | 0 | 0 | 0
F7_Industrial_Other Industrial_Existing_Process_Natural Gas_Gas Boiler - Insulate Steam Lines/Condensate Tank_A_Achievable Economic RVT Potential | F7 | Industrial | Other Industrial | Existing | Process | Natural Gas | Gas Boiler - Insulate Steam Lines/Condensate Tank | A | Cumulative Energy Savings (MWh or mTherms) | Achievable Economic RVT Potential | 0 | 0 | 0 | 0 | 0 | 0 | 0 | 0 | 0 | 0 | 0 | 0 | 0 | 0 | 0 | 0 | 0 | 0 | 0 | 0 | 0 | 0 | 0 | 0 | 0 | 0 | 0 | 0 | 0 | 0 | 0
F8_Industrial_Other Industrial_Existing_Process_Natural Gas_Gas Boiler - Insulate Steam Lines/Condensate Tank_A_Achievable Economic RVT Potential | F8 | Industrial | Other Industrial | Existing | Process | Natural Gas | Gas Boiler - Insulate Steam Lines/Condensate Tank | A | Cumulative Summer Peak Savings (MW) | Achievable Economic RVT Potential | 0 | 0 | 0 | 0 | 0 | 0 | 0 | 0 | 0 | 0 | 0 | 0 | 0 | 0 | 0 | 0 | 0 | 0 | 0 | 0 | 0 | 0 | 0 | 0 | 0 | 0 | 0 | 0 | 0 | 0 | 0
F9_Industrial_Other Industrial_Existing_Process_Natural Gas_Gas Boiler - Insulate Steam Lines/Condensate Tank_A_Achievable Economic RVT Potential | F9 | Industrial | Other Industrial | Existing | Process | Natural Gas | Gas Boiler - Insulate Steam Lines/Condensate Tank | A | Cumulative Winter Peak Savings (MW) | Achievable Economic RVT Potential | 0 | 0 | 0 | 0 | 0 | 0 | 0 | 0 | 0 | 0 | 0 | 0 | 0 | 0 | 0 | 0 | 0 | 0 | 0 | 0 | 0 | 0 | 0 | 0 | 0 | 0 | 0 | 0 | 0 | 0 | 0
F10_Industrial_Other Industrial_Existing_Process_Natural Gas_Gas Boiler - Insulate Steam Lines/Condensate Tank_A_Achievable Economic RVT Potential | F10 | Industrial | Other Industrial | Existing | Process | Natural Gas | Gas Boiler - Insulate Steam Lines/Condensate Tank | A | Purchases (Incremental) | Achievable Economic RVT Potential | 0 | 0 | 0 | 0 | 0 | 0 | 0 | 0 | 0 | 0 | 0 | 0 | 0 | 0 | 0 | 0 | 0 | 0 | 0 | 0 | 0 | 0 | 0 | 0 | 0 | 0 | 0 | 0 | 0 | 0 | 0
F11_Industrial_Other Industrial_Existing_Process_Natural Gas_Gas Boiler - Insulate Steam Lines/Condensate Tank_A_Achievable Economic RVT Potential | F11 | Industrial | Other Industrial | Existing | Process | Natural Gas | Gas Boiler - Insulate Steam Lines/Condensate Tank | A | Purchases (Cumulative) | Achievable Economic RVT Potential | 0 | 0 | 0 | 0 | 0 | 0 | 0 | 0 | 0 | 0 | 0 | 0 | 0 | 0 | 0 | 0 | 0 | 0 | 0 | 0 | 0 | 0 | 0 | 0 | 0 | 0 | 0 | 0 | 0 | 0 | 0
F1_Industrial_Other Industrial_Existing_Space Heating_Natural Gas_Gas Boiler - Insulate Hot Water Lines_A_Achievable Economic RVT Potential | F1 | Industrial | Other Industrial | Existing | Space Heating | Natural Gas | Gas Boiler - Insulate Hot Water Lines | A | Integrated Unit Energy Savings (kWh or therms) | Achievable Economic RVT Potential | 0 | 0 | 0 | 0 | 0 | 24.695 | 24.5147 | 24.331 | 24.1404 | 23.9423 | 23.7399 | 23.5322 | 23.3188 | 23.0968 | 22.8568 | 22.6241 | 22.3908 | 22.1625 | 21.9387 | 21.7245 | 21.5192 | 21.3094 | 21.1191 | 20.9398 | 20.7646 | 20.6083 | 20.4748 | 20.3519 | 21.3396 | 21.252 | 21.1719
F2_Industrial_Other Industrial_Existing_Space Heating_Natural Gas_Gas Boiler - Insulate Hot Water Lines_A_Achievable Economic RVT Potential | F2 | Industrial | Other Industrial | Existing | Space Heating | Natural Gas | Gas Boiler - Insulate Hot Water Lines | A | Integrated Unit Summer Peak Savings (kW) | Achievable Economic RVT Potential | 0 | 0 | 0 | 0 | 0 | 0 | 0 | 0 | 0 | 0 | 0 | 0 | 0 | 0 | 0 | 0 | 0 | 0 | 0 | 0 | 0 | 0 | 0 | 0 | 0 | 0 | 0 | 0 | 0 | 0 | 0
F3_Industrial_Other Industrial_Existing_Space Heating_Natural Gas_Gas Boiler - Insulate Hot Water Lines_A_Achievable Economic RVT Potential | F3 | Industrial | Other Industrial | Existing | Space Heating | Natural Gas | Gas Boiler - Insulate Hot Water Lines | A | Integrated Unit Winter Peak Savings (kW) | Achievable Economic RVT Potential | 0 | 0 | 0 | 0 | 0 | 0 | 0 | 0 | 0 | 0 | 0 | 0 | 0 | 0 | 0 | 0 | 0 | 0 | 0 | 0 | 0 | 0 | 0 | 0 | 0 | 0 | 0 | 0 | 0 | 0 | 0
F4_Industrial_Other Industrial_Existing_Space Heating_Natural Gas_Gas Boiler - Insulate Hot Water Lines_A_Achievable Economic RVT Potential | F4 | Industrial | Other Industrial | Existing | Space Heating | Natural Gas | Gas Boiler - Insulate Hot Water Lines | A | Incremental Energy Savings (MWh or mTherms) | Achievable Economic RVT Potential | 0 | 0 | 0 | 0 | 0 | 0 | 0 | 0 | 0 | 0 | 0 | 0 | 0 | 0 | 0 | 0 | 0 | 0 | 0 | 0 | 0 | 0 | 0 | 0 | 0 | 0 | 0 | 0 | 0 | 0 | 0
F5_Industrial_Other Industrial_Existing_Space Heating_Natural Gas_Gas Boiler - Insulate Hot Water Lines_A_Achievable Economic RVT Potential | F5 | Industrial | Other Industrial | Existing | Space Heating | Natural Gas | Gas Boiler - Insulate Hot Water Lines | A | Incremental Summer Peak Savings (MW) | Achievable Economic RVT Potential | 0 | 0 | 0 | 0 | 0 | 0 | 0 | 0 | 0 | 0 | 0 | 0 | 0 | 0 | 0 | 0 | 0 | 0 | 0 | 0 | 0 | 0 | 0 | 0 | 0 | 0 | 0 | 0 | 0 | 0 | 0
F6_Industrial_Other Industrial_Existing_Space Heating_Natural Gas_Gas Boiler - Insulate Hot Water Lines_A_Achievable Economic RVT Potential | F6 | Industrial | Other Industrial | Existing | Space Heating | Natural Gas | Gas Boiler - Insulate Hot Water Lines | A | Incremental Winter Peak Savings (MW) | Achievable Economic RVT Potential | 0 | 0 | 0 | 0 | 0 | 0 | 0 | 0 | 0 | 0 | 0 | 0 | 0 | 0 | 0 | 0 | 0 | 0 | 0 | 0 | 0 | 0 | 0 | 0 | 0 | 0 | 0 | 0 | 0 | 0 | 0
F7_Industrial_Other Industrial_Existing_Space Heating_Natural Gas_Gas Boiler - Insulate Hot Water Lines_A_Achievable Economic RVT Potential | F7 | Industrial | Other Industrial | Existing | Space Heating | Natural Gas | Gas Boiler - Insulate Hot Water Lines | A | Cumulative Energy Savings (MWh or mTherms) | Achievable Economic RVT Potential | 0 | 0 | 0 | 0 | 0 | 0 | 0 | 0 | 0 | 0 | 0 | 0 | 0 | 0 | 0 | 0 | 0 | 0 | 0 | 0 | 0 | 0 | 0 | 0 | 0 | 0 | 0 | 0 | 0 | 0 | 0
F8_Industrial_Other Industrial_Existing_Space Heating_Natural Gas_Gas Boiler - Insulate Hot Water Lines_A_Achievable Economic RVT Potential | F8 | Industrial | Other Industrial | Existing | Space Heating | Natural Gas | Gas Boiler - Insulate Hot Water Lines | A | Cumulative Summer Peak Savings (MW) | Achievable Economic RVT Potential | 0 | 0 | 0 | 0 | 0 | 0 | 0 | 0 | 0 | 0 | 0 | 0 | 0 | 0 | 0 | 0 | 0 | 0 | 0 | 0 | 0 | 0 | 0 | 0 | 0 | 0 | 0 | 0 | 0 | 0 | 0
F9_Industrial_Other Industrial_Existing_Space Heating_Natural Gas_Gas Boiler - Insulate Hot Water Lines_A_Achievable Economic RVT Potential | F9 | Industrial | Other Industrial | Existing | Space Heating | Natural Gas | Gas Boiler - Insulate Hot Water Lines | A | Cumulative Winter Peak Savings (MW) | Achievable Economic RVT Potential | 0 | 0 | 0 | 0 | 0 | 0 | 0 | 0 | 0 | 0 | 0 | 0 | 0 | 0 | 0 | 0 | 0 | 0 | 0 | 0 | 0 | 0 | 0 | 0 | 0 | 0 | 0 | 0 | 0 | 0 | 0
F10_Industrial_Other Industrial_Existing_Space Heating_Natural Gas_Gas Boiler - Insulate Hot Water Lines_A_Achievable Economic RVT Potential | F10 | Industrial | Other Industrial | Existing | Space Heating | Natural Gas | Gas Boiler - Insulate Hot Water Lines | A | Purchases (Incremental) | Achievable Economic RVT Potential | 0 | 0 | 0 | 0 | 0 | 0 | 0 | 0 | 0 | 0 | 0 | 0 | 0 | 0 | 0 | 0 | 0 | 0 | 0 | 0 | 0 | 0 | 0 | 0 | 0 | 0 | 0 | 0 | 0 | 0 | 0
F11_Industrial_Other Industrial_Existing_Space Heating_Natural Gas_Gas Boiler - Insulate Hot Water Lines_A_Achievable Economic RVT Potential | F11 | Industrial | Other Industrial | Existing | Space Heating | Natural Gas | Gas Boiler - Insulate Hot Water Lines | A | Purchases (Cumulative) | Achievable Economic RVT Potential | 0 | 0 | 0 | 0 | 0 | 0 | 0 | 0 | 0 | 0 | 0 | 0 | 0 | 0 | 0 | 0 | 0 | 0 | 0 | 0 | 0 | 0 | 0 | 0 | 0 | 0 | 0 | 0 | 0 | 0 | 0
F1_Industrial_Other Industrial_Existing_Process_Natural Gas_Gas Boiler - Insulate Hot Water Lines_A_Achievable Economic RVT Potential | F1 | Industrial | Other Industrial | Existing | Process | Natural Gas | Gas Boiler - Insulate Hot Water Lines | A | Integrated Unit Energy Savings (kWh or therms) | Achievable Economic RVT Potential | 0 | 0 | 0 | 0 | 0 | 19.0252 | 19.0051 | 18.9846 | 18.964 | 18.9428 | 18.9201 | 18.8998 | 18.8811 | 18.862 | 18.8487 | 18.8354 | 18.827 | 18.8197 | 18.8132 | 18.81 | 18.8061 | 18.8035 | 18.801 | 18.7986 | 18.7963 | 18.7956 | 18.7949 | 18.7943 | 19.0457 | 19.0457 | 19.0457
F2_Industrial_Other Industrial_Existing_Process_Natural Gas_Gas Boiler - Insulate Hot Water Lines_A_Achievable Economic RVT Potential | F2 | Industrial | Other Industrial | Existing | Process | Natural Gas | Gas Boiler - Insulate Hot Water Lines | A | Integrated Unit Summer Peak Savings (kW) | Achievable Economic RVT Potential | 0 | 0 | 0 | 0 | 0 | 0 | 0 | 0 | 0 | 0 | 0 | 0 | 0 | 0 | 0 | 0 | 0 | 0 | 0 | 0 | 0 | 0 | 0 | 0 | 0 | 0 | 0 | 0 | 0 | 0 | 0
F3_Industrial_Other Industrial_Existing_Process_Natural Gas_Gas Boiler - Insulate Hot Water Lines_A_Achievable Economic RVT Potential | F3 | Industrial | Other Industrial | Existing | Process | Natural Gas | Gas Boiler - Insulate Hot Water Lines | A | Integrated Unit Winter Peak Savings (kW) | Achievable Economic RVT Potential | 0 | 0 | 0 | 0 | 0 | 0 | 0 | 0 | 0 | 0 | 0 | 0 | 0 | 0 | 0 | 0 | 0 | 0 | 0 | 0 | 0 | 0 | 0 | 0 | 0 | 0 | 0 | 0 | 0 | 0 | 0
F4_Industrial_Other Industrial_Existing_Process_Natural Gas_Gas Boiler - Insulate Hot Water Lines_A_Achievable Economic RVT Potential | F4 | Industrial | Other Industrial | Existing | Process | Natural Gas | Gas Boiler - Insulate Hot Water Lines | A | Incremental Energy Savings (MWh or mTherms) | Achievable Economic RVT Potential | 0 | 0 | 0 | 0 | 0 | 0 | 0 | 0 | 0 | 0 | 0 | 0 | 0 | 0 | 0 | 0 | 0 | 0 | 0 | 0 | 0 | 0 | 0 | 0 | 0 | 0 | 0 | 0 | 0 | 0 | 0
F5_Industrial_Other Industrial_Existing_Process_Natural Gas_Gas Boiler - Insulate Hot Water Lines_A_Achievable Economic RVT Potential | F5 | Industrial | Other Industrial | Existing | Process | Natural Gas | Gas Boiler - Insulate Hot Water Lines | A | Incremental Summer Peak Savings (MW) | Achievable Economic RVT Potential | 0 | 0 | 0 | 0 | 0 | 0 | 0 | 0 | 0 | 0 | 0 | 0 | 0 | 0 | 0 | 0 | 0 | 0 | 0 | 0 | 0 | 0 | 0 | 0 | 0 | 0 | 0 | 0 | 0 | 0 | 0
F6_Industrial_Other Industrial_Existing_Process_Natural Gas_Gas Boiler - Insulate Hot Water Lines_A_Achievable Economic RVT Potential | F6 | Industrial | Other Industrial | Existing | Process | Natural Gas | Gas Boiler - Insulate Hot Water Lines | A | Incremental Winter Peak Savings (MW) | Achievable Economic RVT Potential | 0 | 0 | 0 | 0 | 0 | 0 | 0 | 0 | 0 | 0 | 0 | 0 | 0 | 0 | 0 | 0 | 0 | 0 | 0 | 0 | 0 | 0 | 0 | 0 | 0 | 0 | 0 | 0 | 0 | 0 | 0
F7_Industrial_Other Industrial_Existing_Process_Natural Gas_Gas Boiler - Insulate Hot Water Lines_A_Achievable Economic RVT Potential | F7 | Industrial | Other Industrial | Existing | Process | Natural Gas | Gas Boiler - Insulate Hot Water Lines | A | Cumulative Energy Savings (MWh or mTherms) | Achievable Economic RVT Potential | 0 | 0 | 0 | 0 | 0 | 0 | 0 | 0 | 0 | 0 | 0 | 0 | 0 | 0 | 0 | 0 | 0 | 0 | 0 | 0 | 0 | 0 | 0 | 0 | 0 | 0 | 0 | 0 | 0 | 0 | 0
F8_Industrial_Other Industrial_Existing_Process_Natural Gas_Gas Boiler - Insulate Hot Water Lines_A_Achievable Economic RVT Potential | F8 | Industrial | Other Industrial | Existing | Process | Natural Gas | Gas Boiler - Insulate Hot Water Lines | A | Cumulative Summer Peak Savings (MW) | Achievable Economic RVT Potential | 0 | 0 | 0 | 0 | 0 | 0 | 0 | 0 | 0 | 0 | 0 | 0 | 0 | 0 | 0 | 0 | 0 | 0 | 0 | 0 | 0 | 0 | 0 | 0 | 0 | 0 | 0 | 0 | 0 | 0 | 0
F9_Industrial_Other Industrial_Existing_Process_Natural Gas_Gas Boiler - Insulate Hot Water Lines_A_Achievable Economic RVT Potential | F9 | Industrial | Other Industrial | Existing | Process | Natural Gas | Gas Boiler - Insulate Hot Water Lines | A | Cumulative Winter Peak Savings (MW) | Achievable Economic RVT Potential | 0 | 0 | 0 | 0 | 0 | 0 | 0 | 0 | 0 | 0 | 0 | 0 | 0 | 0 | 0 | 0 | 0 | 0 | 0 | 0 | 0 | 0 | 0 | 0 | 0 | 0 | 0 | 0 | 0 | 0 | 0
F10_Industrial_Other Industrial_Existing_Process_Natural Gas_Gas Boiler - Insulate Hot Water Lines_A_Achievable Economic RVT Potential | F10 | Industrial | Other Industrial | Existing | Process | Natural Gas | Gas Boiler - Insulate Hot Water Lines | A | Purchases (Incremental) | Achievable Economic RVT Potential | 0 | 0 | 0 | 0 | 0 | 0 | 0 | 0 | 0 | 0 | 0 | 0 | 0 | 0 | 0 | 0 | 0 | 0 | 0 | 0 | 0 | 0 | 0 | 0 | 0 | 0 | 0 | 0 | 0 | 0 | 0
F11_Industrial_Other Industrial_Existing_Process_Natural Gas_Gas Boiler - Insulate Hot Water Lines_A_Achievable Economic RVT Potential | F11 | Industrial | Other Industrial | Existing | Process | Natural Gas | Gas Boiler - Insulate Hot Water Lines | A | Purchases (Cumulative) | Achievable Economic RVT Potential | 0 | 0 | 0 | 0 | 0 | 0 | 0 | 0 | 0 | 0 | 0 | 0 | 0 | 0 | 0 | 0 | 0 | 0 | 0 | 0 | 0 | 0 | 0 | 0 | 0 | 0 | 0 | 0 | 0 | 0 | 0
F1_Industrial_Other Industrial_Existing_Process_Natural Gas_Process - Insulate Heated Process Fluids_A_Achievable Economic RVT Potential | F1 | Industrial | Other Industrial | Existing | Process | Natural Gas | Process - Insulate Heated Process Fluids | A | Integrated Unit Energy Savings (kWh or therms) | Achievable Economic RVT Potential | 0 | 0 | 0 | 0 | 0 | 13.5712 | 13.5336 | 13.4956 | 13.4579 | 13.4197 | 13.3792 | 13.3414 | 13.3049 | 13.2656 | 13.2341 | 13.1998 | 13.1711 | 13.1419 | 13.1119 | 13.0873 | 13.0606 | 13.0347 | 13.0089 | 12.9832 | 12.9577 | 12.9558 | 12.9541 | 12.9525 | 13.6092 | 13.6092 | 13.6092
F2_Industrial_Other Industrial_Existing_Process_Natural Gas_Process - Insulate Heated Process Fluids_A_Achievable Economic RVT Potential | F2 | Industrial | Other Industrial | Existing | Process | Natural Gas | Process - Insulate Heated Process Fluids | A | Integrated Unit Summer Peak Savings (kW) | Achievable Economic RVT Potential | 0 | 0 | 0 | 0 | 0 | 0 | 0 | 0 | 0 | 0 | 0 | 0 | 0 | 0 | 0 | 0 | 0 | 0 | 0 | 0 | 0 | 0 | 0 | 0 | 0 | 0 | 0 | 0 | 0 | 0 | 0
F3_Industrial_Other Industrial_Existing_Process_Natural Gas_Process - Insulate Heated Process Fluids_A_Achievable Economic RVT Potential | F3 | Industrial | Other Industrial | Existing | Process | Natural Gas | Process - Insulate Heated Process Fluids | A | Integrated Unit Winter Peak Savings (kW) | Achievable Economic RVT Potential | 0 | 0 | 0 | 0 | 0 | 0 | 0 | 0 | 0 | 0 | 0 | 0 | 0 | 0 | 0 | 0 | 0 | 0 | 0 | 0 | 0 | 0 | 0 | 0 | 0 | 0 | 0 | 0 | 0 | 0 | 0
F4_Industrial_Other Industrial_Existing_Process_Natural Gas_Process - Insulate Heated Process Fluids_A_Achievable Economic RVT Potential | F4 | Industrial | Other Industrial | Existing | Process | Natural Gas | Process - Insulate Heated Process Fluids | A | Incremental Energy Savings (MWh or mTherms) | Achievable Economic RVT Potential | 0 | 0 | 0 | 0 | 0 | 0 | 0 | 0 | 0 | 0 | 0 | 0 | 0 | 0 | 0 | 0 | 0 | 0 | 0 | 0 | 0 | 0 | 0 | 0 | 0 | 0 | 0 | 0 | 0 | 0 | 0
F5_Industrial_Other Industrial_Existing_Process_Natural Gas_Process - Insulate Heated Process Fluids_A_Achievable Economic RVT Potential | F5 | Industrial | Other Industrial | Existing | Process | Natural Gas | Process - Insulate Heated Process Fluids | A | Incremental Summer Peak Savings (MW) | Achievable Economic RVT Potential | 0 | 0 | 0 | 0 | 0 | 0 | 0 | 0 | 0 | 0 | 0 | 0 | 0 | 0 | 0 | 0 | 0 | 0 | 0 | 0 | 0 | 0 | 0 | 0 | 0 | 0 | 0 | 0 | 0 | 0 | 0
F6_Industrial_Other Industrial_Existing_Process_Natural Gas_Process - Insulate Heated Process Fluids_A_Achievable Economic RVT Potential | F6 | Industrial | Other Industrial | Existing | Process | Natural Gas | Process - Insulate Heated Process Fluids | A | Incremental Winter Peak Savings (MW) | Achievable Economic RVT Potential | 0 | 0 | 0 | 0 | 0 | 0 | 0 | 0 | 0 | 0 | 0 | 0 | 0 | 0 | 0 | 0 | 0 | 0 | 0 | 0 | 0 | 0 | 0 | 0 | 0 | 0 | 0 | 0 | 0 | 0 | 0
F7_Industrial_Other Industrial_Existing_Process_Natural Gas_Process - Insulate Heated Process Fluids_A_Achievable Economic RVT Potential | F7 | Industrial | Other Industrial | Existing | Process | Natural Gas | Process - Insulate Heated Process Fluids | A | Cumulative Energy Savings (MWh or mTherms) | Achievable Economic RVT Potential | 0 | 0 | 0 | 0 | 0 | 0 | 0 | 0 | 0 | 0 | 0 | 0 | 0 | 0 | 0 | 0 | 0 | 0 | 0 | 0 | 0 | 0 | 0 | 0 | 0 | 0 | 0 | 0 | 0 | 0 | 0
F8_Industrial_Other Industrial_Existing_Process_Natural Gas_Process - Insulate Heated Process Fluids_A_Achievable Economic RVT Potential | F8 | Industrial | Other Industrial | Existing | Process | Natural Gas | Process - Insulate Heated Process Fluids | A | Cumulative Summer Peak Savings (MW) | Achievable Economic RVT Potential | 0 | 0 | 0 | 0 | 0 | 0 | 0 | 0 | 0 | 0 | 0 | 0 | 0 | 0 | 0 | 0 | 0 | 0 | 0 | 0 | 0 | 0 | 0 | 0 | 0 | 0 | 0 | 0 | 0 | 0 | 0
F9_Industrial_Other Industrial_Existing_Process_Natural Gas_Process - Insulate Heated Process Fluids_A_Achievable Economic RVT Potential | F9 | Industrial | Other Industrial | Existing | Process | Natural Gas | Process - Insulate Heated Process Fluids | A | Cumulative Winter Peak Savings (MW) | Achievable Economic RVT Potential | 0 | 0 | 0 | 0 | 0 | 0 | 0 | 0 | 0 | 0 | 0 | 0 | 0 | 0 | 0 | 0 | 0 | 0 | 0 | 0 | 0 | 0 | 0 | 0 | 0 | 0 | 0 | 0 | 0 | 0 | 0
F10_Industrial_Other Industrial_Existing_Process_Natural Gas_Process - Insulate Heated Process Fluids_A_Achievable Economic RVT Potential | F10 | Industrial | Other Industrial | Existing | Process | Natural Gas | Process - Insulate Heated Process Fluids | A | Purchases (Incremental) | Achievable Economic RVT Potential | 0 | 0 | 0 | 0 | 0 | 0 | 0 | 0 | 0 | 0 | 0 | 0 | 0 | 0 | 0 | 0 | 0 | 0 | 0 | 0 | 0 | 0 | 0 | 0 | 0 | 0 | 0 | 0 | 0 | 0 | 0
F11_Industrial_Other Industrial_Existing_Process_Natural Gas_Process - Insulate Heated Process Fluids_A_Achievable Economic RVT Potential | F11 | Industrial | Other Industrial | Existing | Process | Natural Gas | Process - Insulate Heated Process Fluids | A | Purchases (Cumulative) | Achievable Economic RVT Potential | 0 | 0 | 0 | 0 | 0 | 0 | 0 | 0 | 0 | 0 | 0 | 0 | 0 | 0 | 0 | 0 | 0 | 0 | 0 | 0 | 0 | 0 | 0 | 0 | 0 | 0 | 0 | 0 | 0 | 0 | 0
F1_Industrial_Other Industrial_Existing_Process_Natural Gas_Process Heat Recovery_A_Achievable Economic RVT Potential | F1 | Industrial | Other Industrial | Existing | Process | Natural Gas | Process Heat Recovery | A | Integrated Unit Energy Savings (kWh or therms) | Achievable Economic RVT Potential | 0 | 0 | 0 | 0 | 0 | 0.03303 | 0.032914 | 0.032797 | 0.032678 | 0.032558 | 0.03243 | 0.032313 | 0.032201 | 0.032081 | 0.031987 | 0.031884 | 0.031801 | 0.031717 | 0.031633 | 0.031568 | 0.031497 | 0.031431 | 0.031367 | 0.031303 | 0.03124 | 0.031234 | 0.031229 | 0.031225 | 0 | 0 | 0
F2_Industrial_Other Industrial_Existing_Process_Natural Gas_Process Heat Recovery_A_Achievable Economic RVT Potential | F2 | Industrial | Other Industrial | Existing | Process | Natural Gas | Process Heat Recovery | A | Integrated Unit Summer Peak Savings (kW) | Achievable Economic RVT Potential | 0 | 0 | 0 | 0 | 0 | 0 | 0 | 0 | 0 | 0 | 0 | 0 | 0 | 0 | 0 | 0 | 0 | 0 | 0 | 0 | 0 | 0 | 0 | 0 | 0 | 0 | 0 | 0 | 0 | 0 | 0
F3_Industrial_Other Industrial_Existing_Process_Natural Gas_Process Heat Recovery_A_Achievable Economic RVT Potential | F3 | Industrial | Other Industrial | Existing | Process | Natural Gas | Process Heat Recovery | A | Integrated Unit Winter Peak Savings (kW) | Achievable Economic RVT Potential | 0 | 0 | 0 | 0 | 0 | 0 | 0 | 0 | 0 | 0 | 0 | 0 | 0 | 0 | 0 | 0 | 0 | 0 | 0 | 0 | 0 | 0 | 0 | 0 | 0 | 0 | 0 | 0 | 0 | 0 | 0
F4_Industrial_Other Industrial_Existing_Process_Natural Gas_Process Heat Recovery_A_Achievable Economic RVT Potential | F4 | Industrial | Other Industrial | Existing | Process | Natural Gas | Process Heat Recovery | A | Incremental Energy Savings (MWh or mTherms) | Achievable Economic RVT Potential | 0 | 0 | 0 | 0 | 0 | 0 | 0 | 0 | 0 | 0 | 0 | 0 | 0 | 0 | 0 | 0 | 0 | 0 | 0 | 0 | 0 | 0 | 0 | 0 | 0 | 0 | 0 | 0 | 0 | 0 | 0
F5_Industrial_Other Industrial_Existing_Process_Natural Gas_Process Heat Recovery_A_Achievable Economic RVT Potential | F5 | Industrial | Other Industrial | Existing | Process | Natural Gas | Process Heat Recovery | A | Incremental Summer Peak Savings (MW) | Achievable Economic RVT Potential | 0 | 0 | 0 | 0 | 0 | 0 | 0 | 0 | 0 | 0 | 0 | 0 | 0 | 0 | 0 | 0 | 0 | 0 | 0 | 0 | 0 | 0 | 0 | 0 | 0 | 0 | 0 | 0 | 0 | 0 | 0
F6_Industrial_Other Industrial_Existing_Process_Natural Gas_Process Heat Recovery_A_Achievable Economic RVT Potential | F6 | Industrial | Other Industrial | Existing | Process | Natural Gas | Process Heat Recovery | A | Incremental Winter Peak Savings (MW) | Achievable Economic RVT Potential | 0 | 0 | 0 | 0 | 0 | 0 | 0 | 0 | 0 | 0 | 0 | 0 | 0 | 0 | 0 | 0 | 0 | 0 | 0 | 0 | 0 | 0 | 0 | 0 | 0 | 0 | 0 | 0 | 0 | 0 | 0
F7_Industrial_Other Industrial_Existing_Process_Natural Gas_Process Heat Recovery_A_Achievable Economic RVT Potential | F7 | Industrial | Other Industrial | Existing | Process | Natural Gas | Process Heat Recovery | A | Cumulative Energy Savings (MWh or mTherms) | Achievable Economic RVT Potential | 0 | 0 | 0 | 0 | 0 | 0 | 0 | 0 | 0 | 0 | 0 | 0 | 0 | 0 | 0 | 0 | 0 | 0 | 0 | 0 | 0 | 0 | 0 | 0 | 0 | 0 | 0 | 0 | 0 | 0 | 0
F8_Industrial_Other Industrial_Existing_Process_Natural Gas_Process Heat Recovery_A_Achievable Economic RVT Potential | F8 | Industrial | Other Industrial | Existing | Process | Natural Gas | Process Heat Recovery | A | Cumulative Summer Peak Savings (MW) | Achievable Economic RVT Potential | 0 | 0 | 0 | 0 | 0 | 0 | 0 | 0 | 0 | 0 | 0 | 0 | 0 | 0 | 0 | 0 | 0 | 0 | 0 | 0 | 0 | 0 | 0 | 0 | 0 | 0 | 0 | 0 | 0 | 0 | 0
F9_Industrial_Other Industrial_Existing_Process_Natural Gas_Process Heat Recovery_A_Achievable Economic RVT Potential | F9 | Industrial | Other Industrial | Existing | Process | Natural Gas | Process Heat Recovery | A | Cumulative Winter Peak Savings (MW) | Achievable Economic RVT Potential | 0 | 0 | 0 | 0 | 0 | 0 | 0 | 0 | 0 | 0 | 0 | 0 | 0 | 0 | 0 | 0 | 0 | 0 | 0 | 0 | 0 | 0 | 0 | 0 | 0 | 0 | 0 | 0 | 0 | 0 | 0
F10_Industrial_Other Industrial_Existing_Process_Natural Gas_Process Heat Recovery_A_Achievable Economic RVT Potential | F10 | Industrial | Other Industrial | Existing | Process | Natural Gas | Process Heat Recovery | A | Purchases (Incremental) | Achievable Economic RVT Potential | 0 | 0 | 0 | 0 | 0 | 0 | 0 | 0 | 0 | 0 | 0 | 0 | 0 | 0 | 0 | 0 | 0 | 0 | 0 | 0 | 0 | 0 | 0 | 0 | 0 | 0 | 0 | 0 | 0 | 0 | 0
F11_Industrial_Other Industrial_Existing_Process_Natural Gas_Process Heat Recovery_A_Achievable Economic RVT Potential | F11 | Industrial | Other Industrial | Existing | Process | Natural Gas | Process Heat Recovery | A | Purchases (Cumulative) | Achievable Economic RVT Potential | 0 | 0 | 0 | 0 | 0 | 0 | 0 | 0 | 0 | 0 | 0 | 0 | 0 | 0 | 0 | 0 | 0 | 0 | 0 | 0 | 0 | 0 | 0 | 0 | 0 | 0 | 0 | 0 | 0 | 0 | 0
F1_Industrial_Other Industrial_Existing_Space Heating_Natural Gas_Building Automation System_A_Achievable Economic RVT Potential | F1 | Industrial | Other Industrial | Existing | Space Heating | Natural Gas | Building Automation System | A | Integrated Unit Energy Savings (kWh or therms) | Achievable Economic RVT Potential | 0 | 0 | 0 | 0 | 0 | 0.015458 | 0.015372 | 0.015266 | 0.015151 | 0.015026 | 0.014894 | 0.014755 | 0.014612 | 0.014462 | 0.014299 | 0.014141 | 0.013983 | 0.013834 | 0.013692 | 0.01356 | 0.013434 | 0.013307 | 0.013198 | 0.013097 | 0.013002 | 0.012918 | 0.012847 | 0.01278 | 0 | 0 | 0
F2_Industrial_Other Industrial_Existing_Space Heating_Natural Gas_Building Automation System_A_Achievable Economic RVT Potential | F2 | Industrial | Other Industrial | Existing | Space Heating | Natural Gas | Building Automation System | A | Integrated Unit Summer Peak Savings (kW) | Achievable Economic RVT Potential | 0 | 0 | 0 | 0 | 0 | 0 | 0 | 0 | 0 | 0 | 0 | 0 | 0 | 0 | 0 | 0 | 0 | 0 | 0 | 0 | 0 | 0 | 0 | 0 | 0 | 0 | 0 | 0 | 0 | 0 | 0
F3_Industrial_Other Industrial_Existing_Space Heating_Natural Gas_Building Automation System_A_Achievable Economic RVT Potential | F3 | Industrial | Other Industrial | Existing | Space Heating | Natural Gas | Building Automation System | A | Integrated Unit Winter Peak Savings (kW) | Achievable Economic RVT Potential | 0 | 0 | 0 | 0 | 0 | 0 | 0 | 0 | 0 | 0 | 0 | 0 | 0 | 0 | 0 | 0 | 0 | 0 | 0 | 0 | 0 | 0 | 0 | 0 | 0 | 0 | 0 | 0 | 0 | 0 | 0
F4_Industrial_Other Industrial_Existing_Space Heating_Natural Gas_Building Automation System_A_Achievable Economic RVT Potential | F4 | Industrial | Other Industrial | Existing | Space Heating | Natural Gas | Building Automation System | A | Incremental Energy Savings (MWh or mTherms) | Achievable Economic RVT Potential | 0 | 0 | 0 | 0 | 0 | 0.098862 | 0.19642 | 0.3443 | 0.55612 | 0.83784 | 1.1743 | 1.5782 | 2.0219 | 2.4359 | 2.851 | 3.133 | 3.2961 | 3.258 | 3.0127 | 2.6263 | 2.1429 | 1.617 | 1.1062 | 0.69892 | 0.45109 | 0 | 0 | 0 | 0 | 0 | 0
F5_Industrial_Other Industrial_Existing_Space Heating_Natural Gas_Building Automation System_A_Achievable Economic RVT Potential | F5 | Industrial | Other Industrial | Existing | Space Heating | Natural Gas | Building Automation System | A | Incremental Summer Peak Savings (MW) | Achievable Economic RVT Potential | 0 | 0 | 0 | 0 | 0 | 0 | 0 | 0 | 0 | 0 | 0 | 0 | 0 | 0 | 0 | 0 | 0 | 0 | 0 | 0 | 0 | 0 | 0 | 0 | 0 | 0 | 0 | 0 | 0 | 0 | 0
F6_Industrial_Other Industrial_Existing_Space Heating_Natural Gas_Building Automation System_A_Achievable Economic RVT Potential | F6 | Industrial | Other Industrial | Existing | Space Heating | Natural Gas | Building Automation System | A | Incremental Winter Peak Savings (MW) | Achievable Economic RVT Potential | 0 | 0 | 0 | 0 | 0 | 0 | 0 | 0 | 0 | 0 | 0 | 0 | 0 | 0 | 0 | 0 | 0 | 0 | 0 | 0 | 0 | 0 | 0 | 0 | 0 | 0 | 0 | 0 | 0 | 0 | 0
F7_Industrial_Other Industrial_Existing_Space Heating_Natural Gas_Building Automation System_A_Achievable Economic RVT Potential | F7 | Industrial | Other Industrial | Existing | Space Heating | Natural Gas | Building Automation System | A | Cumulative Energy Savings (MWh or mTherms) | Achievable Economic RVT Potential | 0 | 0 | 0 | 0 | 0 | 0.098862 | 0.29473 | 0.63699 | 1.1883 | 2.0163 | 3.173 | 4.7215 | 6.6976 | 9.065 | 11.8138 | 14.816 | 17.9462 | 21.0127 | 23.8108 | 26.2064 | 28.1068 | 29.4589 | 30.3226 | 30.789 | 31.0174 | 30.8176 | 30.6469 | 30.4876 | 0 | 0 | 0
F8_Industrial_Other Industrial_Existing_Space Heating_Natural Gas_Building Automation System_A_Achievable Economic RVT Potential | F8 | Industrial | Other Industrial | Existing | Space Heating | Natural Gas | Building Automation System | A | Cumulative Summer Peak Savings (MW) | Achievable Economic RVT Potential | 0 | 0 | 0 | 0 | 0 | 0 | 0 | 0 | 0 | 0 | 0 | 0 | 0 | 0 | 0 | 0 | 0 | 0 | 0 | 0 | 0 | 0 | 0 | 0 | 0 | 0 | 0 | 0 | 0 | 0 | 0
F9_Industrial_Other Industrial_Existing_Space Heating_Natural Gas_Building Automation System_A_Achievable Economic RVT Potential | F9 | Industrial | Other Industrial | Existing | Space Heating | Natural Gas | Building Automation System | A | Cumulative Winter Peak Savings (MW) | Achievable Economic RVT Potential | 0 | 0 | 0 | 0 | 0 | 0 | 0 | 0 | 0 | 0 | 0 | 0 | 0 | 0 | 0 | 0 | 0 | 0 | 0 | 0 | 0 | 0 | 0 | 0 | 0 | 0 | 0 | 0 | 0 | 0 | 0
F10_Industrial_Other Industrial_Existing_Space Heating_Natural Gas_Building Automation System_A_Achievable Economic RVT Potential | F10 | Industrial | Other Industrial | Existing | Space Heating | Natural Gas | Building Automation System | A | Purchases (Incremental) | Achievable Economic RVT Potential | 0 | 0 | 0 | 0 | 0 | 6395.6044 | 12777.3772 | 22553.0195 | 36705.4111 | 55759.7558 | 78845.7466 | 106958.7841 | 138375.681 | 168429.1154 | 199376.2677 | 221554.0662 | 235722.3996 | 235515.1553 | 220032.4123 | 193686.8631 | 159514.5259 | 121507.2691 | 83813.9118 | 53365.8047 | 34694.0336 | 0 | 0 | 0 | 0 | 0 | 0
F11_Industrial_Other Industrial_Existing_Space Heating_Natural Gas_Building Automation System_A_Achievable Economic RVT Potential | F11 | Industrial | Other Industrial | Existing | Space Heating | Natural Gas | Building Automation System | A | Purchases (Cumulative) | Achievable Economic RVT Potential | 0 | 0 | 0 | 0 | 0 | 6395.6044 | 19172.9816 | 41726.001 | 78431.4121 | 134191.1679 | 213036.9145 | 319995.6986 | 458371.3796 | 626800.495 | 826176.7628 | 1047730.829 | 1283453.2286 | 1518968.3839 | 1739000.7962 | 1932687.6593 | 2092202.1853 | 2213709.4544 | 2297523.3662 | 2350889.1708 | 2385583.2044 | 2385583.2044 | 2385583.2044 | 2385583.2044 | 2385583.2044 | 2385583.2044 | 2385583.2044
F1_Industrial_Other Industrial_Existing_Space Heating_Natural Gas_Steam System Efficiency Improvements_A_Achievable Economic RVT Potential | F1 | Industrial | Other Industrial | Existing | Space Heating | Natural Gas | Steam System Efficiency Improvements | A | Integrated Unit Energy Savings (kWh or therms) | Achievable Economic RVT Potential | 0 | 0 | 0 | 0 | 0 | 0.13747 | 0.13608 | 0.13454 | 0.13282 | 0.13092 | 0.12883 | 0.12664 | 0.12436 | 0.12194 | 0.11955 | 0.11716 | 0.11491 | 0.11274 | 0.11067 | 0.1089 | 0.10723 | 0.10568 | 0.10433 | 0.10315 | 0.10204 | 0.10121 | 0.10052 | 0.099887 | 0.11902 | 0.11854 | 0.11809
F2_Industrial_Other Industrial_Existing_Space Heating_Natural Gas_Steam System Efficiency Improvements_A_Achievable Economic RVT Potential | F2 | Industrial | Other Industrial | Existing | Space Heating | Natural Gas | Steam System Efficiency Improvements | A | Integrated Unit Summer Peak Savings (kW) | Achievable Economic RVT Potential | 0 | 0 | 0 | 0 | 0 | 0 | 0 | 0 | 0 | 0 | 0 | 0 | 0 | 0 | 0 | 0 | 0 | 0 | 0 | 0 | 0 | 0 | 0 | 0 | 0 | 0 | 0 | 0 | 0 | 0 | 0
F3_Industrial_Other Industrial_Existing_Space Heating_Natural Gas_Steam System Efficiency Improvements_A_Achievable Economic RVT Potential | F3 | Industrial | Other Industrial | Existing | Space Heating | Natural Gas | Steam System Efficiency Improvements | A | Integrated Unit Winter Peak Savings (kW) | Achievable Economic RVT Potential | 0 | 0 | 0 | 0 | 0 | 0 | 0 | 0 | 0 | 0 | 0 | 0 | 0 | 0 | 0 | 0 | 0 | 0 | 0 | 0 | 0 | 0 | 0 | 0 | 0 | 0 | 0 | 0 | 0 | 0 | 0
F4_Industrial_Other Industrial_Existing_Space Heating_Natural Gas_Steam System Efficiency Improvements_A_Achievable Economic RVT Potential | F4 | Industrial | Other Industrial | Existing | Space Heating | Natural Gas | Steam System Efficiency Improvements | A | Incremental Energy Savings (MWh or mTherms) | Achievable Economic RVT Potential | 0 | 0 | 0 | 0 | 0 | 0 | 0 | 0 | 0 | 0 | 0 | 0 | 0 | 0 | 0 | 0 | 0 | 0 | 0 | 0 | 0 | 0 | 0 | 0 | 0 | 0 | 0 | 0 | 0 | 0 | 0
F5_Industrial_Other Industrial_Existing_Space Heating_Natural Gas_Steam System Efficiency Improvements_A_Achievable Economic RVT Potential | F5 | Industrial | Other Industrial | Existing | Space Heating | Natural Gas | Steam System Efficiency Improvements | A | Incremental Summer Peak Savings (MW) | Achievable Economic RVT Potential | 0 | 0 | 0 | 0 | 0 | 0 | 0 | 0 | 0 | 0 | 0 | 0 | 0 | 0 | 0 | 0 | 0 | 0 | 0 | 0 | 0 | 0 | 0 | 0 | 0 | 0 | 0 | 0 | 0 | 0 | 0
F6_Industrial_Other Industrial_Existing_Space Heating_Natural Gas_Steam System Efficiency Improvements_A_Achievable Economic RVT Potential | F6 | Industrial | Other Industrial | Existing | Space Heating | Natural Gas | Steam System Efficiency Improvements | A | Incremental Winter Peak Savings (MW) | Achievable Economic RVT Potential | 0 | 0 | 0 | 0 | 0 | 0 | 0 | 0 | 0 | 0 | 0 | 0 | 0 | 0 | 0 | 0 | 0 | 0 | 0 | 0 | 0 | 0 | 0 | 0 | 0 | 0 | 0 | 0 | 0 | 0 | 0
F7_Industrial_Other Industrial_Existing_Space Heating_Natural Gas_Steam System Efficiency Improvements_A_Achievable Economic RVT Potential | F7 | Industrial | Other Industrial | Existing | Space Heating | Natural Gas | Steam System Efficiency Improvements | A | Cumulative Energy Savings (MWh or mTherms) | Achievable Economic RVT Potential | 0 | 0 | 0 | 0 | 0 | 0 | 0 | 0 | 0 | 0 | 0 | 0 | 0 | 0 | 0 | 0 | 0 | 0 | 0 | 0 | 0 | 0 | 0 | 0 | 0 | 0 | 0 | 0 | 0 | 0 | 0
F8_Industrial_Other Industrial_Existing_Space Heating_Natural Gas_Steam System Efficiency Improvements_A_Achievable Economic RVT Potential | F8 | Industrial | Other Industrial | Existing | Space Heating | Natural Gas | Steam System Efficiency Improvements | A | Cumulative Summer Peak Savings (MW) | Achievable Economic RVT Potential | 0 | 0 | 0 | 0 | 0 | 0 | 0 | 0 | 0 | 0 | 0 | 0 | 0 | 0 | 0 | 0 | 0 | 0 | 0 | 0 | 0 | 0 | 0 | 0 | 0 | 0 | 0 | 0 | 0 | 0 | 0
F9_Industrial_Other Industrial_Existing_Space Heating_Natural Gas_Steam System Efficiency Improvements_A_Achievable Economic RVT Potential | F9 | Industrial | Other Industrial | Existing | Space Heating | Natural Gas | Steam System Efficiency Improvements | A | Cumulative Winter Peak Savings (MW) | Achievable Economic RVT Potential | 0 | 0 | 0 | 0 | 0 | 0 | 0 | 0 | 0 | 0 | 0 | 0 | 0 | 0 | 0 | 0 | 0 | 0 | 0 | 0 | 0 | 0 | 0 | 0 | 0 | 0 | 0 | 0 | 0 | 0 | 0
F10_Industrial_Other Industrial_Existing_Space Heating_Natural Gas_Steam System Efficiency Improvements_A_Achievable Economic RVT Potential | F10 | Industrial | Other Industrial | Existing | Space Heating | Natural Gas | Steam System Efficiency Improvements | A | Purchases (Incremental) | Achievable Economic RVT Potential | 0 | 0 | 0 | 0 | 0 | 0 | 0 | 0 | 0 | 0 | 0 | 0 | 0 | 0 | 0 | 0 | 0 | 0 | 0 | 0 | 0 | 0 | 0 | 0 | 0 | 0 | 0 | 0 | 0 | 0 | 0
F11_Industrial_Other Industrial_Existing_Space Heating_Natural Gas_Steam System Efficiency Improvements_A_Achievable Economic RVT Potential | F11 | Industrial | Other Industrial | Existing | Space Heating | Natural Gas | Steam System Efficiency Improvements | A | Purchases (Cumulative) | Achievable Economic RVT Potential | 0 | 0 | 0 | 0 | 0 | 0 | 0 | 0 | 0 | 0 | 0 | 0 | 0 | 0 | 0 | 0 | 0 | 0 | 0 | 0 | 0 | 0 | 0 | 0 | 0 | 0 | 0 | 0 | 0 | 0 | 0
F1_Industrial_Other Industrial_Existing_Process_Natural Gas_Steam System Efficiency Improvements_A_Achievable Economic RVT Potential | F1 | Industrial | Other Industrial | Existing | Process | Natural Gas | Steam System Efficiency Improvements | A | Integrated Unit Energy Savings (kWh or therms) | Achievable Economic RVT Potential | 0 | 0 | 0 | 0 | 0 | 0.10586 | 0.10548 | 0.10511 | 0.10473 | 0.10434 | 0.10393 | 0.10356 | 0.1032 | 0.10281 | 0.10251 | 0.10218 | 0.10192 | 0.10165 | 0.10138 | 0.10117 | 0.10094 | 0.10073 | 0.10052 | 0.10032 | 0.10012 | 0.1001 | 0.10008 | 0.10007 | 0.10623 | 0.10623 | 0.10623
F2_Industrial_Other Industrial_Existing_Process_Natural Gas_Steam System Efficiency Improvements_A_Achievable Economic RVT Potential | F2 | Industrial | Other Industrial | Existing | Process | Natural Gas | Steam System Efficiency Improvements | A | Integrated Unit Summer Peak Savings (kW) | Achievable Economic RVT Potential | 0 | 0 | 0 | 0 | 0 | 0 | 0 | 0 | 0 | 0 | 0 | 0 | 0 | 0 | 0 | 0 | 0 | 0 | 0 | 0 | 0 | 0 | 0 | 0 | 0 | 0 | 0 | 0 | 0 | 0 | 0
F3_Industrial_Other Industrial_Existing_Process_Natural Gas_Steam System Efficiency Improvements_A_Achievable Economic RVT Potential | F3 | Industrial | Other Industrial | Existing | Process | Natural Gas | Steam System Efficiency Improvements | A | Integrated Unit Winter Peak Savings (kW) | Achievable Economic RVT Potential | 0 | 0 | 0 | 0 | 0 | 0 | 0 | 0 | 0 | 0 | 0 | 0 | 0 | 0 | 0 | 0 | 0 | 0 | 0 | 0 | 0 | 0 | 0 | 0 | 0 | 0 | 0 | 0 | 0 | 0 | 0
F4_Industrial_Other Industrial_Existing_Process_Natural Gas_Steam System Efficiency Improvements_A_Achievable Economic RVT Potential | F4 | Industrial | Other Industrial | Existing | Process | Natural Gas | Steam System Efficiency Improvements | A | Incremental Energy Savings (MWh or mTherms) | Achievable Economic RVT Potential | 0 | 0 | 0 | 0 | 0 | 0 | 0 | 0 | 0 | 0 | 0 | 0 | 0 | 0 | 0 | 0 | 0 | 0 | 0 | 0 | 0 | 0 | 0 | 0 | 0 | 0 | 0 | 0 | 0 | 0 | 0
F5_Industrial_Other Industrial_Existing_Process_Natural Gas_Steam System Efficiency Improvements_A_Achievable Economic RVT Potential | F5 | Industrial | Other Industrial | Existing | Process | Natural Gas | Steam System Efficiency Improvements | A | Incremental Summer Peak Savings (MW) | Achievable Economic RVT Potential | 0 | 0 | 0 | 0 | 0 | 0 | 0 | 0 | 0 | 0 | 0 | 0 | 0 | 0 | 0 | 0 | 0 | 0 | 0 | 0 | 0 | 0 | 0 | 0 | 0 | 0 | 0 | 0 | 0 | 0 | 0
F6_Industrial_Other Industrial_Existing_Process_Natural Gas_Steam System Efficiency Improvements_A_Achievable Economic RVT Potential | F6 | Industrial | Other Industrial | Existing | Process | Natural Gas | Steam System Efficiency Improvements | A | Incremental Winter Peak Savings (MW) | Achievable Economic RVT Potential | 0 | 0 | 0 | 0 | 0 | 0 | 0 | 0 | 0 | 0 | 0 | 0 | 0 | 0 | 0 | 0 | 0 | 0 | 0 | 0 | 0 | 0 | 0 | 0 | 0 | 0 | 0 | 0 | 0 | 0 | 0
F7_Industrial_Other Industrial_Existing_Process_Natural Gas_Steam System Efficiency Improvements_A_Achievable Economic RVT Potential | F7 | Industrial | Other Industrial | Existing | Process | Natural Gas | Steam System Efficiency Improvements | A | Cumulative Energy Savings (MWh or mTherms) | Achievable Economic RVT Potential | 0 | 0 | 0 | 0 | 0 | 0 | 0 | 0 | 0 | 0 | 0 | 0 | 0 | 0 | 0 | 0 | 0 | 0 | 0 | 0 | 0 | 0 | 0 | 0 | 0 | 0 | 0 | 0 | 0 | 0 | 0
F8_Industrial_Other Industrial_Existing_Process_Natural Gas_Steam System Efficiency Improvements_A_Achievable Economic RVT Potential | F8 | Industrial | Other Industrial | Existing | Process | Natural Gas | Steam System Efficiency Improvements | A | Cumulative Summer Peak Savings (MW) | Achievable Economic RVT Potential | 0 | 0 | 0 | 0 | 0 | 0 | 0 | 0 | 0 | 0 | 0 | 0 | 0 | 0 | 0 | 0 | 0 | 0 | 0 | 0 | 0 | 0 | 0 | 0 | 0 | 0 | 0 | 0 | 0 | 0 | 0
F9_Industrial_Other Industrial_Existing_Process_Natural Gas_Steam System Efficiency Improvements_A_Achievable Economic RVT Potential | F9 | Industrial | Other Industrial | Existing | Process | Natural Gas | Steam System Efficiency Improvements | A | Cumulative Winter Peak Savings (MW) | Achievable Economic RVT Potential | 0 | 0 | 0 | 0 | 0 | 0 | 0 | 0 | 0 | 0 | 0 | 0 | 0 | 0 | 0 | 0 | 0 | 0 | 0 | 0 | 0 | 0 | 0 | 0 | 0 | 0 | 0 | 0 | 0 | 0 | 0
F10_Industrial_Other Industrial_Existing_Process_Natural Gas_Steam System Efficiency Improvements_A_Achievable Economic RVT Potential | F10 | Industrial | Other Industrial | Existing | Process | Natural Gas | Steam System Efficiency Improvements | A | Purchases (Incremental) | Achievable Economic RVT Potential | 0 | 0 | 0 | 0 | 0 | 0 | 0 | 0 | 0 | 0 | 0 | 0 | 0 | 0 | 0 | 0 | 0 | 0 | 0 | 0 | 0 | 0 | 0 | 0 | 0 | 0 | 0 | 0 | 0 | 0 | 0
F11_Industrial_Other Industrial_Existing_Process_Natural Gas_Steam System Efficiency Improvements_A_Achievable Economic RVT Potential | F11 | Industrial | Other Industrial | Existing | Process | Natural Gas | Steam System Efficiency Improvements | A | Purchases (Cumulative) | Achievable Economic RVT Potential | 0 | 0 | 0 | 0 | 0 | 0 | 0 | 0 | 0 | 0 | 0 | 0 | 0 | 0 | 0 | 0 | 0 | 0 | 0 | 0 | 0 | 0 | 0 | 0 | 0 | 0 | 0 | 0 | 0 | 0 | 0
F1_Industrial_Other Industrial_Existing_Space Heating_Natural Gas_Strategic Energy Management_A_Achievable Economic RVT Potential | F1 | Industrial | Other Industrial | Existing | Space Heating | Natural Gas | Strategic Energy Management | A | Integrated Unit Energy Savings (kWh or therms) | Achievable Economic RVT Potential | 0 | 0 | 0 | 0 | 0 | 3.134 | 3.115 | 3.0913 | 3.0649 | 3.0354 | 3.0029 | 2.9674 | 2.9293 | 2.8876 | 2.8423 | 2.7961 | 2.7499 | 2.7053 | 2.663 | 2.6252 | 2.5904 | 2.5577 | 2.5307 | 2.5071 | 2.4859 | 2.4689 | 2.4549 | 2.4418 | 0 | 0 | 0
F2_Industrial_Other Industrial_Existing_Space Heating_Natural Gas_Strategic Energy Management_A_Achievable Economic RVT Potential | F2 | Industrial | Other Industrial | Existing | Space Heating | Natural Gas | Strategic Energy Management | A | Integrated Unit Summer Peak Savings (kW) | Achievable Economic RVT Potential | 0 | 0 | 0 | 0 | 0 | 0 | 0 | 0 | 0 | 0 | 0 | 0 | 0 | 0 | 0 | 0 | 0 | 0 | 0 | 0 | 0 | 0 | 0 | 0 | 0 | 0 | 0 | 0 | 0 | 0 | 0
F3_Industrial_Other Industrial_Existing_Space Heating_Natural Gas_Strategic Energy Management_A_Achievable Economic RVT Potential | F3 | Industrial | Other Industrial | Existing | Space Heating | Natural Gas | Strategic Energy Management | A | Integrated Unit Winter Peak Savings (kW) | Achievable Economic RVT Potential | 0 | 0 | 0 | 0 | 0 | 0 | 0 | 0 | 0 | 0 | 0 | 0 | 0 | 0 | 0 | 0 | 0 | 0 | 0 | 0 | 0 | 0 | 0 | 0 | 0 | 0 | 0 | 0 | 0 | 0 | 0
F4_Industrial_Other Industrial_Existing_Space Heating_Natural Gas_Strategic Energy Management_A_Achievable Economic RVT Potential | F4 | Industrial | Other Industrial | Existing | Space Heating | Natural Gas | Strategic Energy Management | A | Incremental Energy Savings (MWh or mTherms) | Achievable Economic RVT Potential | 0 | 0 | 0 | 0 | 0 | 0 | 0 | 0 | 0 | 0 | 0 | 0 | 0 | 0 | 0 | 0 | 0 | 0 | 0 | 0 | 0 | 0 | 0 | 0 | 0 | 0 | 0 | 0 | 0 | 0 | 0
F5_Industrial_Other Industrial_Existing_Space Heating_Natural Gas_Strategic Energy Management_A_Achievable Economic RVT Potential | F5 | Industrial | Other Industrial | Existing | Space Heating | Natural Gas | Strategic Energy Management | A | Incremental Summer Peak Savings (MW) | Achievable Economic RVT Potential | 0 | 0 | 0 | 0 | 0 | 0 | 0 | 0 | 0 | 0 | 0 | 0 | 0 | 0 | 0 | 0 | 0 | 0 | 0 | 0 | 0 | 0 | 0 | 0 | 0 | 0 | 0 | 0 | 0 | 0 | 0
F6_Industrial_Other Industrial_Existing_Space Heating_Natural Gas_Strategic Energy Management_A_Achievable Economic RVT Potential | F6 | Industrial | Other Industrial | Existing | Space Heating | Natural Gas | Strategic Energy Management | A | Incremental Winter Peak Savings (MW) | Achievable Economic RVT Potential | 0 | 0 | 0 | 0 | 0 | 0 | 0 | 0 | 0 | 0 | 0 | 0 | 0 | 0 | 0 | 0 | 0 | 0 | 0 | 0 | 0 | 0 | 0 | 0 | 0 | 0 | 0 | 0 | 0 | 0 | 0
F7_Industrial_Other Industrial_Existing_Space Heating_Natural Gas_Strategic Energy Management_A_Achievable Economic RVT Potential | F7 | Industrial | Other Industrial | Existing | Space Heating | Natural Gas | Strategic Energy Management | A | Cumulative Energy Savings (MWh or mTherms) | Achievable Economic RVT Potential | 0 | 0 | 0 | 0 | 0 | 0 | 0 | 0 | 0 | 0 | 0 | 0 | 0 | 0 | 0 | 0 | 0 | 0 | 0 | 0 | 0 | 0 | 0 | 0 | 0 | 0 | 0 | 0 | 0 | 0 | 0
F8_Industrial_Other Industrial_Existing_Space Heating_Natural Gas_Strategic Energy Management_A_Achievable Economic RVT Potential | F8 | Industrial | Other Industrial | Existing | Space Heating | Natural Gas | Strategic Energy Management | A | Cumulative Summer Peak Savings (MW) | Achievable Economic RVT Potential | 0 | 0 | 0 | 0 | 0 | 0 | 0 | 0 | 0 | 0 | 0 | 0 | 0 | 0 | 0 | 0 | 0 | 0 | 0 | 0 | 0 | 0 | 0 | 0 | 0 | 0 | 0 | 0 | 0 | 0 | 0
F9_Industrial_Other Industrial_Existing_Space Heating_Natural Gas_Strategic Energy Management_A_Achievable Economic RVT Potential | F9 | Industrial | Other Industrial | Existing | Space Heating | Natural Gas | Strategic Energy Management | A | Cumulative Winter Peak Savings (MW) | Achievable Economic RVT Potential | 0 | 0 | 0 | 0 | 0 | 0 | 0 | 0 | 0 | 0 | 0 | 0 | 0 | 0 | 0 | 0 | 0 | 0 | 0 | 0 | 0 | 0 | 0 | 0 | 0 | 0 | 0 | 0 | 0 | 0 | 0
F10_Industrial_Other Industrial_Existing_Space Heating_Natural Gas_Strategic Energy Management_A_Achievable Economic RVT Potential | F10 | Industrial | Other Industrial | Existing | Space Heating | Natural Gas | Strategic Energy Management | A | Purchases (Incremental) | Achievable Economic RVT Potential | 0 | 0 | 0 | 0 | 0 | 0 | 0 | 0 | 0 | 0 | 0 | 0 | 0 | 0 | 0 | 0 | 0 | 0 | 0 | 0 | 0 | 0 | 0 | 0 | 0 | 0 | 0 | 0 | 0 | 0 | 0
F11_Industrial_Other Industrial_Existing_Space Heating_Natural Gas_Strategic Energy Management_A_Achievable Economic RVT Potential | F11 | Industrial | Other Industrial | Existing | Space Heating | Natural Gas | Strategic Energy Management | A | Purchases (Cumulative) | Achievable Economic RVT Potential | 0 | 0 | 0 | 0 | 0 | 0 | 0 | 0 | 0 | 0 | 0 | 0 | 0 | 0 | 0 | 0 | 0 | 0 | 0 | 0 | 0 | 0 | 0 | 0 | 0 | 0 | 0 | 0 | 0 | 0 | 0
F1_Industrial_Other Industrial_Existing_Process_Natural Gas_Strategic Energy Management_A_Achievable Economic RVT Potential | F1 | Industrial | Other Industrial | Existing | Process | Natural Gas | Strategic Energy Management | A | Integrated Unit Energy Savings (kWh or therms) | Achievable Economic RVT Potential | 0 | 0 | 0 | 0 | 0 | 1.4042 | 1.4018 | 1.3994 | 1.3971 | 1.3946 | 1.392 | 1.3897 | 1.3874 | 1.385 | 1.3832 | 1.3813 | 1.3798 | 1.3784 | 1.3769 | 1.3759 | 1.3747 | 1.3736 | 1.3725 | 1.3714 | 1.3703 | 1.3702 | 1.3701 | 1.37 | 0 | 0 | 0
F2_Industrial_Other Industrial_Existing_Process_Natural Gas_Strategic Energy Management_A_Achievable Economic RVT Potential | F2 | Industrial | Other Industrial | Existing | Process | Natural Gas | Strategic Energy Management | A | Integrated Unit Summer Peak Savings (kW) | Achievable Economic RVT Potential | 0 | 0 | 0 | 0 | 0 | 0 | 0 | 0 | 0 | 0 | 0 | 0 | 0 | 0 | 0 | 0 | 0 | 0 | 0 | 0 | 0 | 0 | 0 | 0 | 0 | 0 | 0 | 0 | 0 | 0 | 0
F3_Industrial_Other Industrial_Existing_Process_Natural Gas_Strategic Energy Management_A_Achievable Economic RVT Potential | F3 | Industrial | Other Industrial | Existing | Process | Natural Gas | Strategic Energy Management | A | Integrated Unit Winter Peak Savings (kW) | Achievable Economic RVT Potential | 0 | 0 | 0 | 0 | 0 | 0 | 0 | 0 | 0 | 0 | 0 | 0 | 0 | 0 | 0 | 0 | 0 | 0 | 0 | 0 | 0 | 0 | 0 | 0 | 0 | 0 | 0 | 0 | 0 | 0 | 0
F4_Industrial_Other Industrial_Existing_Process_Natural Gas_Strategic Energy Management_A_Achievable Economic RVT Potential | F4 | Industrial | Other Industrial | Existing | Process | Natural Gas | Strategic Energy Management | A | Incremental Energy Savings (MWh or mTherms) | Achievable Economic RVT Potential | 0 | 0 | 0 | 0 | 0 | 0 | 0 | 0 | 0 | 0 | 0 | 0 | 0 | 0 | 0 | 0 | 0 | 0 | 0 | 0 | 0 | 0 | 0 | 0 | 0 | 0 | 0 | 0 | 0 | 0 | 0
F5_Industrial_Other Industrial_Existing_Process_Natural Gas_Strategic Energy Management_A_Achievable Economic RVT Potential | F5 | Industrial | Other Industrial | Existing | Process | Natural Gas | Strategic Energy Management | A | Incremental Summer Peak Savings (MW) | Achievable Economic RVT Potential | 0 | 0 | 0 | 0 | 0 | 0 | 0 | 0 | 0 | 0 | 0 | 0 | 0 | 0 | 0 | 0 | 0 | 0 | 0 | 0 | 0 | 0 | 0 | 0 | 0 | 0 | 0 | 0 | 0 | 0 | 0
F6_Industrial_Other Industrial_Existing_Process_Natural Gas_Strategic Energy Management_A_Achievable Economic RVT Potential | F6 | Industrial | Other Industrial | Existing | Process | Natural Gas | Strategic Energy Management | A | Incremental Winter Peak Savings (MW) | Achievable Economic RVT Potential | 0 | 0 | 0 | 0 | 0 | 0 | 0 | 0 | 0 | 0 | 0 | 0 | 0 | 0 | 0 | 0 | 0 | 0 | 0 | 0 | 0 | 0 | 0 | 0 | 0 | 0 | 0 | 0 | 0 | 0 | 0
F7_Industrial_Other Industrial_Existing_Process_Natural Gas_Strategic Energy Management_A_Achievable Economic RVT Potential | F7 | Industrial | Other Industrial | Existing | Process | Natural Gas | Strategic Energy Management | A | Cumulative Energy Savings (MWh or mTherms) | Achievable Economic RVT Potential | 0 | 0 | 0 | 0 | 0 | 0 | 0 | 0 | 0 | 0 | 0 | 0 | 0 | 0 | 0 | 0 | 0 | 0 | 0 | 0 | 0 | 0 | 0 | 0 | 0 | 0 | 0 | 0 | 0 | 0 | 0
F8_Industrial_Other Industrial_Existing_Process_Natural Gas_Strategic Energy Management_A_Achievable Economic RVT Potential | F8 | Industrial | Other Industrial | Existing | Process | Natural Gas | Strategic Energy Management | A | Cumulative Summer Peak Savings (MW) | Achievable Economic RVT Potential | 0 | 0 | 0 | 0 | 0 | 0 | 0 | 0 | 0 | 0 | 0 | 0 | 0 | 0 | 0 | 0 | 0 | 0 | 0 | 0 | 0 | 0 | 0 | 0 | 0 | 0 | 0 | 0 | 0 | 0 | 0
F9_Industrial_Other Industrial_Existing_Process_Natural Gas_Strategic Energy Management_A_Achievable Economic RVT Potential | F9 | Industrial | Other Industrial | Existing | Process | Natural Gas | Strategic Energy Management | A | Cumulative Winter Peak Savings (MW) | Achievable Economic RVT Potential | 0 | 0 | 0 | 0 | 0 | 0 | 0 | 0 | 0 | 0 | 0 | 0 | 0 | 0 | 0 | 0 | 0 | 0 | 0 | 0 | 0 | 0 | 0 | 0 | 0 | 0 | 0 | 0 | 0 | 0 | 0
F10_Industrial_Other Industrial_Existing_Process_Natural Gas_Strategic Energy Management_A_Achievable Economic RVT Potential | F10 | Industrial | Other Industrial | Existing | Process | Natural Gas | Strategic Energy Management | A | Purchases (Incremental) | Achievable Economic RVT Potential | 0 | 0 | 0 | 0 | 0 | 0 | 0 | 0 | 0 | 0 | 0 | 0 | 0 | 0 | 0 | 0 | 0 | 0 | 0 | 0 | 0 | 0 | 0 | 0 | 0 | 0 | 0 | 0 | 0 | 0 | 0
F11_Industrial_Other Industrial_Existing_Process_Natural Gas_Strategic Energy Management_A_Achievable Economic RVT Potential | F11 | Industrial | Other Industrial | Existing | Process | Natural Gas | Strategic Energy Management | A | Purchases (Cumulative) | Achievable Economic RVT Potential | 0 | 0 | 0 | 0 | 0 | 0 | 0 | 0 | 0 | 0 | 0 | 0 | 0 | 0 | 0 | 0 | 0 | 0 | 0 | 0 | 0 | 0 | 0 | 0 | 0 | 0 | 0 | 0 | 0 | 0 | 0
F1_Industrial_Other Industrial_Existing_Miscellaneous_Natural Gas_Strategic Energy Management_A_Achievable Economic RVT Potential | F1 | Industrial | Other Industrial | Existing | Miscellaneous | Natural Gas | Strategic Energy Management | A | Integrated Unit Energy Savings (kWh or therms) | Achievable Economic RVT Potential | 0 | 0 | 0 | 0 | 0 | 0.89787 | 0.89787 | 0.89787 | 0.89787 | 0.89787 | 0.89787 | 0.89787 | 0.89787 | 0.89787 | 0.89787 | 0.89787 | 0.89787 | 0.89787 | 0.89787 | 0.89787 | 0.89787 | 0.89787 | 0.89787 | 0.89787 | 0.89787 | 0.89787 | 0.89787 | 0.89787 | 0 | 0 | 0
F2_Industrial_Other Industrial_Existing_Miscellaneous_Natural Gas_Strategic Energy Management_A_Achievable Economic RVT Potential | F2 | Industrial | Other Industrial | Existing | Miscellaneous | Natural Gas | Strategic Energy Management | A | Integrated Unit Summer Peak Savings (kW) | Achievable Economic RVT Potential | 0 | 0 | 0 | 0 | 0 | 0 | 0 | 0 | 0 | 0 | 0 | 0 | 0 | 0 | 0 | 0 | 0 | 0 | 0 | 0 | 0 | 0 | 0 | 0 | 0 | 0 | 0 | 0 | 0 | 0 | 0
F3_Industrial_Other Industrial_Existing_Miscellaneous_Natural Gas_Strategic Energy Management_A_Achievable Economic RVT Potential | F3 | Industrial | Other Industrial | Existing | Miscellaneous | Natural Gas | Strategic Energy Management | A | Integrated Unit Winter Peak Savings (kW) | Achievable Economic RVT Potential | 0 | 0 | 0 | 0 | 0 | 0 | 0 | 0 | 0 | 0 | 0 | 0 | 0 | 0 | 0 | 0 | 0 | 0 | 0 | 0 | 0 | 0 | 0 | 0 | 0 | 0 | 0 | 0 | 0 | 0 | 0
F4_Industrial_Other Industrial_Existing_Miscellaneous_Natural Gas_Strategic Energy Management_A_Achievable Economic RVT Potential | F4 | Industrial | Other Industrial | Existing | Miscellaneous | Natural Gas | Strategic Energy Management | A | Incremental Energy Savings (MWh or mTherms) | Achievable Economic RVT Potential | 0 | 0 | 0 | 0 | 0 | 0 | 0 | 0 | 0 | 0 | 0 | 0 | 0 | 0 | 0 | 0 | 0 | 0 | 0 | 0 | 0 | 0 | 0 | 0 | 0 | 0 | 0 | 0 | 0 | 0 | 0
F5_Industrial_Other Industrial_Existing_Miscellaneous_Natural Gas_Strategic Energy Management_A_Achievable Economic RVT Potential | F5 | Industrial | Other Industrial | Existing | Miscellaneous | Natural Gas | Strategic Energy Management | A | Incremental Summer Peak Savings (MW) | Achievable Economic RVT Potential | 0 | 0 | 0 | 0 | 0 | 0 | 0 | 0 | 0 | 0 | 0 | 0 | 0 | 0 | 0 | 0 | 0 | 0 | 0 | 0 | 0 | 0 | 0 | 0 | 0 | 0 | 0 | 0 | 0 | 0 | 0
F6_Industrial_Other Industrial_Existing_Miscellaneous_Natural Gas_Strategic Energy Management_A_Achievable Economic RVT Potential | F6 | Industrial | Other Industrial | Existing | Miscellaneous | Natural Gas | Strategic Energy Management | A | Incremental Winter Peak Savings (MW) | Achievable Economic RVT Potential | 0 | 0 | 0 | 0 | 0 | 0 | 0 | 0 | 0 | 0 | 0 | 0 | 0 | 0 | 0 | 0 | 0 | 0 | 0 | 0 | 0 | 0 | 0 | 0 | 0 | 0 | 0 | 0 | 0 | 0 | 0
F7_Industrial_Other Industrial_Existing_Miscellaneous_Natural Gas_Strategic Energy Management_A_Achievable Economic RVT Potential | F7 | Industrial | Other Industrial | Existing | Miscellaneous | Natural Gas | Strategic Energy Management | A | Cumulative Energy Savings (MWh or mTherms) | Achievable Economic RVT Potential | 0 | 0 | 0 | 0 | 0 | 0 | 0 | 0 | 0 | 0 | 0 | 0 | 0 | 0 | 0 | 0 | 0 | 0 | 0 | 0 | 0 | 0 | 0 | 0 | 0 | 0 | 0 | 0 | 0 | 0 | 0
F8_Industrial_Other Industrial_Existing_Miscellaneous_Natural Gas_Strategic Energy Management_A_Achievable Economic RVT Potential | F8 | Industrial | Other Industrial | Existing | Miscellaneous | Natural Gas | Strategic Energy Management | A | Cumulative Summer Peak Savings (MW) | Achievable Economic RVT Potential | 0 | 0 | 0 | 0 | 0 | 0 | 0 | 0 | 0 | 0 | 0 | 0 | 0 | 0 | 0 | 0 | 0 | 0 | 0 | 0 | 0 | 0 | 0 | 0 | 0 | 0 | 0 | 0 | 0 | 0 | 0
F9_Industrial_Other Industrial_Existing_Miscellaneous_Natural Gas_Strategic Energy Management_A_Achievable Economic RVT Potential | F9 | Industrial | Other Industrial | Existing | Miscellaneous | Natural Gas | Strategic Energy Management | A | Cumulative Winter Peak Savings (MW) | Achievable Economic RVT Potential | 0 | 0 | 0 | 0 | 0 | 0 | 0 | 0 | 0 | 0 | 0 | 0 | 0 | 0 | 0 | 0 | 0 | 0 | 0 | 0 | 0 | 0 | 0 | 0 | 0 | 0 | 0 | 0 | 0 | 0 | 0
F10_Industrial_Other Industrial_Existing_Miscellaneous_Natural Gas_Strategic Energy Management_A_Achievable Economic RVT Potential | F10 | Industrial | Other Industrial | Existing | Miscellaneous | Natural Gas | Strategic Energy Management | A | Purchases (Incremental) | Achievable Economic RVT Potential | 0 | 0 | 0 | 0 | 0 | 0 | 0 | 0 | 0 | 0 | 0 | 0 | 0 | 0 | 0 | 0 | 0 | 0 | 0 | 0 | 0 | 0 | 0 | 0 | 0 | 0 | 0 | 0 | 0 | 0 | 0
F11_Industrial_Other Industrial_Existing_Miscellaneous_Natural Gas_Strategic Energy Management_A_Achievable Economic RVT Potential | F11 | Industrial | Other Industrial | Existing | Miscellaneous | Natural Gas | Strategic Energy Management | A | Purchases (Cumulative) | Achievable Economic RVT Potential | 0 | 0 | 0 | 0 | 0 | 0 | 0 | 0 | 0 | 0 | 0 | 0 | 0 | 0 | 0 | 0 | 0 | 0 | 0 | 0 | 0 | 0 | 0 | 0 | 0 | 0 | 0 | 0 | 0 | 0 | 0
F1_Industrial_Other Industrial_Existing_Space Heating_Natural Gas_Commissioning_A_Achievable Economic RVT Potential | F1 | Industrial | Other Industrial | Existing | Space Heating | Natural Gas | Commissioning | A | Integrated Unit Energy Savings (kWh or therms) | Achievable Economic RVT Potential | 0 | 0 | 0 | 0 | 0 | 3.7623 | 3.7431 | 3.7189 | 3.6925 | 3.6638 | 3.6336 | 3.6015 | 3.5683 | 3.5338 | 3.4954 | 3.4583 | 3.4208 | 3.3854 | 3.352 | 3.3204 | 3.2906 | 3.2605 | 3.2346 | 3.2107 | 3.1883 | 3.1678 | 3.1504 | 3.134 | 0 | 0 | 0
F2_Industrial_Other Industrial_Existing_Space Heating_Natural Gas_Commissioning_A_Achievable Economic RVT Potential | F2 | Industrial | Other Industrial | Existing | Space Heating | Natural Gas | Commissioning | A | Integrated Unit Summer Peak Savings (kW) | Achievable Economic RVT Potential | 0 | 0 | 0 | 0 | 0 | 0 | 0 | 0 | 0 | 0 | 0 | 0 | 0 | 0 | 0 | 0 | 0 | 0 | 0 | 0 | 0 | 0 | 0 | 0 | 0 | 0 | 0 | 0 | 0 | 0 | 0
F3_Industrial_Other Industrial_Existing_Space Heating_Natural Gas_Commissioning_A_Achievable Economic RVT Potential | F3 | Industrial | Other Industrial | Existing | Space Heating | Natural Gas | Commissioning | A | Integrated Unit Winter Peak Savings (kW) | Achievable Economic RVT Potential | 0 | 0 | 0 | 0 | 0 | 0 | 0 | 0 | 0 | 0 | 0 | 0 | 0 | 0 | 0 | 0 | 0 | 0 | 0 | 0 | 0 | 0 | 0 | 0 | 0 | 0 | 0 | 0 | 0 | 0 | 0
F4_Industrial_Other Industrial_Existing_Space Heating_Natural Gas_Commissioning_A_Achievable Economic RVT Potential | F4 | Industrial | Other Industrial | Existing | Space Heating | Natural Gas | Commissioning | A | Incremental Energy Savings (MWh or mTherms) | Achievable Economic RVT Potential | 0 | 0 | 0 | 0 | 0 | 0 | 0 | 0 | 0 | 0 | 0 | 0 | 0 | 0 | 0 | 0 | 0 | 0 | 0 | 0 | 0 | 0 | 0 | 0 | 0 | 0 | 0 | 0 | 0 | 0 | 0
F5_Industrial_Other Industrial_Existing_Space Heating_Natural Gas_Commissioning_A_Achievable Economic RVT Potential | F5 | Industrial | Other Industrial | Existing | Space Heating | Natural Gas | Commissioning | A | Incremental Summer Peak Savings (MW) | Achievable Economic RVT Potential | 0 | 0 | 0 | 0 | 0 | 0 | 0 | 0 | 0 | 0 | 0 | 0 | 0 | 0 | 0 | 0 | 0 | 0 | 0 | 0 | 0 | 0 | 0 | 0 | 0 | 0 | 0 | 0 | 0 | 0 | 0
F6_Industrial_Other Industrial_Existing_Space Heating_Natural Gas_Commissioning_A_Achievable Economic RVT Potential | F6 | Industrial | Other Industrial | Existing | Space Heating | Natural Gas | Commissioning | A | Incremental Winter Peak Savings (MW) | Achievable Economic RVT Potential | 0 | 0 | 0 | 0 | 0 | 0 | 0 | 0 | 0 | 0 | 0 | 0 | 0 | 0 | 0 | 0 | 0 | 0 | 0 | 0 | 0 | 0 | 0 | 0 | 0 | 0 | 0 | 0 | 0 | 0 | 0
F7_Industrial_Other Industrial_Existing_Space Heating_Natural Gas_Commissioning_A_Achievable Economic RVT Potential | F7 | Industrial | Other Industrial | Existing | Space Heating | Natural Gas | Commissioning | A | Cumulative Energy Savings (MWh or mTherms) | Achievable Economic RVT Potential | 0 | 0 | 0 | 0 | 0 | 0 | 0 | 0 | 0 | 0 | 0 | 0 | 0 | 0 | 0 | 0 | 0 | 0 | 0 | 0 | 0 | 0 | 0 | 0 | 0 | 0 | 0 | 0 | 0 | 0 | 0
F8_Industrial_Other Industrial_Existing_Space Heating_Natural Gas_Commissioning_A_Achievable Economic RVT Potential | F8 | Industrial | Other Industrial | Existing | Space Heating | Natural Gas | Commissioning | A | Cumulative Summer Peak Savings (MW) | Achievable Economic RVT Potential | 0 | 0 | 0 | 0 | 0 | 0 | 0 | 0 | 0 | 0 | 0 | 0 | 0 | 0 | 0 | 0 | 0 | 0 | 0 | 0 | 0 | 0 | 0 | 0 | 0 | 0 | 0 | 0 | 0 | 0 | 0
F9_Industrial_Other Industrial_Existing_Space Heating_Natural Gas_Commissioning_A_Achievable Economic RVT Potential | F9 | Industrial | Other Industrial | Existing | Space Heating | Natural Gas | Commissioning | A | Cumulative Winter Peak Savings (MW) | Achievable Economic RVT Potential | 0 | 0 | 0 | 0 | 0 | 0 | 0 | 0 | 0 | 0 | 0 | 0 | 0 | 0 | 0 | 0 | 0 | 0 | 0 | 0 | 0 | 0 | 0 | 0 | 0 | 0 | 0 | 0 | 0 | 0 | 0
F10_Industrial_Other Industrial_Existing_Space Heating_Natural Gas_Commissioning_A_Achievable Economic RVT Potential | F10 | Industrial | Other Industrial | Existing | Space Heating | Natural Gas | Commissioning | A | Purchases (Incremental) | Achievable Economic RVT Potential | 0 | 0 | 0 | 0 | 0 | 0 | 0 | 0 | 0 | 0 | 0 | 0 | 0 | 0 | 0 | 0 | 0 | 0 | 0 | 0 | 0 | 0 | 0 | 0 | 0 | 0 | 0 | 0 | 0 | 0 | 0
F11_Industrial_Other Industrial_Existing_Space Heating_Natural Gas_Commissioning_A_Achievable Economic RVT Potential | F11 | Industrial | Other Industrial | Existing | Space Heating | Natural Gas | Commissioning | A | Purchases (Cumulative) | Achievable Economic RVT Potential | 0 | 0 | 0 | 0 | 0 | 0 | 0 | 0 | 0 | 0 | 0 | 0 | 0 | 0 | 0 | 0 | 0 | 0 | 0 | 0 | 0 | 0 | 0 | 0 | 0 | 0 | 0 | 0 | 0 | 0 | 0
F1_Industrial_Other Industrial_Existing_Process_Natural Gas_Commissioning_A_Achievable Economic RVT Potential | F1 | Industrial | Other Industrial | Existing | Process | Natural Gas | Commissioning | A | Integrated Unit Energy Savings (kWh or therms) | Achievable Economic RVT Potential | 0 | 0 | 0 | 0 | 0 | 7.8488 | 7.8476 | 7.8467 | 7.846 | 7.8455 | 7.8449 | 7.8444 | 7.8441 | 7.8437 | 7.8434 | 7.8431 | 7.843 | 7.8428 | 7.8426 | 7.8426 | 7.8425 | 7.8424 | 7.8423 | 7.8422 | 7.8422 | 7.8421 | 7.8421 | 7.8421 | 0 | 0 | 0
F2_Industrial_Other Industrial_Existing_Process_Natural Gas_Commissioning_A_Achievable Economic RVT Potential | F2 | Industrial | Other Industrial | Existing | Process | Natural Gas | Commissioning | A | Integrated Unit Summer Peak Savings (kW) | Achievable Economic RVT Potential | 0 | 0 | 0 | 0 | 0 | 0 | 0 | 0 | 0 | 0 | 0 | 0 | 0 | 0 | 0 | 0 | 0 | 0 | 0 | 0 | 0 | 0 | 0 | 0 | 0 | 0 | 0 | 0 | 0 | 0 | 0
F3_Industrial_Other Industrial_Existing_Process_Natural Gas_Commissioning_A_Achievable Economic RVT Potential | F3 | Industrial | Other Industrial | Existing | Process | Natural Gas | Commissioning | A | Integrated Unit Winter Peak Savings (kW) | Achievable Economic RVT Potential | 0 | 0 | 0 | 0 | 0 | 0 | 0 | 0 | 0 | 0 | 0 | 0 | 0 | 0 | 0 | 0 | 0 | 0 | 0 | 0 | 0 | 0 | 0 | 0 | 0 | 0 | 0 | 0 | 0 | 0 | 0
F4_Industrial_Other Industrial_Existing_Process_Natural Gas_Commissioning_A_Achievable Economic RVT Potential | F4 | Industrial | Other Industrial | Existing | Process | Natural Gas | Commissioning | A | Incremental Energy Savings (MWh or mTherms) | Achievable Economic RVT Potential | 0 | 0 | 0 | 0 | 0 | 0 | 0 | 0 | 0 | 0 | 0 | 0 | 0 | 0 | 0 | 0 | 0 | 0 | 0 | 0 | 0 | 0 | 0 | 0 | 0 | 0 | 0 | 0 | 0 | 0 | 0
F5_Industrial_Other Industrial_Existing_Process_Natural Gas_Commissioning_A_Achievable Economic RVT Potential | F5 | Industrial | Other Industrial | Existing | Process | Natural Gas | Commissioning | A | Incremental Summer Peak Savings (MW) | Achievable Economic RVT Potential | 0 | 0 | 0 | 0 | 0 | 0 | 0 | 0 | 0 | 0 | 0 | 0 | 0 | 0 | 0 | 0 | 0 | 0 | 0 | 0 | 0 | 0 | 0 | 0 | 0 | 0 | 0 | 0 | 0 | 0 | 0
F6_Industrial_Other Industrial_Existing_Process_Natural Gas_Commissioning_A_Achievable Economic RVT Potential | F6 | Industrial | Other Industrial | Existing | Process | Natural Gas | Commissioning | A | Incremental Winter Peak Savings (MW) | Achievable Economic RVT Potential | 0 | 0 | 0 | 0 | 0 | 0 | 0 | 0 | 0 | 0 | 0 | 0 | 0 | 0 | 0 | 0 | 0 | 0 | 0 | 0 | 0 | 0 | 0 | 0 | 0 | 0 | 0 | 0 | 0 | 0 | 0
F7_Industrial_Other Industrial_Existing_Process_Natural Gas_Commissioning_A_Achievable Economic RVT Potential | F7 | Industrial | Other Industrial | Existing | Process | Natural Gas | Commissioning | A | Cumulative Energy Savings (MWh or mTherms) | Achievable Economic RVT Potential | 0 | 0 | 0 | 0 | 0 | 0 | 0 | 0 | 0 | 0 | 0 | 0 | 0 | 0 | 0 | 0 | 0 | 0 | 0 | 0 | 0 | 0 | 0 | 0 | 0 | 0 | 0 | 0 | 0 | 0 | 0
F8_Industrial_Other Industrial_Existing_Process_Natural Gas_Commissioning_A_Achievable Economic RVT Potential | F8 | Industrial | Other Industrial | Existing | Process | Natural Gas | Commissioning | A | Cumulative Summer Peak Savings (MW) | Achievable Economic RVT Potential | 0 | 0 | 0 | 0 | 0 | 0 | 0 | 0 | 0 | 0 | 0 | 0 | 0 | 0 | 0 | 0 | 0 | 0 | 0 | 0 | 0 | 0 | 0 | 0 | 0 | 0 | 0 | 0 | 0 | 0 | 0
F9_Industrial_Other Industrial_Existing_Process_Natural Gas_Commissioning_A_Achievable Economic RVT Potential | F9 | Industrial | Other Industrial | Existing | Process | Natural Gas | Commissioning | A | Cumulative Winter Peak Savings (MW) | Achievable Economic RVT Potential | 0 | 0 | 0 | 0 | 0 | 0 | 0 | 0 | 0 | 0 | 0 | 0 | 0 | 0 | 0 | 0 | 0 | 0 | 0 | 0 | 0 | 0 | 0 | 0 | 0 | 0 | 0 | 0 | 0 | 0 | 0
F10_Industrial_Other Industrial_Existing_Process_Natural Gas_Commissioning_A_Achievable Economic RVT Potential | F10 | Industrial | Other Industrial | Existing | Process | Natural Gas | Commissioning | A | Purchases (Incremental) | Achievable Economic RVT Potential | 0 | 0 | 0 | 0 | 0 | 0 | 0 | 0 | 0 | 0 | 0 | 0 | 0 | 0 | 0 | 0 | 0 | 0 | 0 | 0 | 0 | 0 | 0 | 0 | 0 | 0 | 0 | 0 | 0 | 0 | 0
F11_Industrial_Other Industrial_Existing_Process_Natural Gas_Commissioning_A_Achievable Economic RVT Potential | F11 | Industrial | Other Industrial | Existing | Process | Natural Gas | Commissioning | A | Purchases (Cumulative) | Achievable Economic RVT Potential | 0 | 0 | 0 | 0 | 0 | 0 | 0 | 0 | 0 | 0 | 0 | 0 | 0 | 0 | 0 | 0 | 0 | 0 | 0 | 0 | 0 | 0 | 0 | 0 | 0 | 0 | 0 | 0 | 0 | 0 | 0
F1_Industrial_Other Industrial_Existing_Space Heating_Natural Gas_Retrocommissioning_A_Achievable Economic RVT Potential | F1 | Industrial | Other Industrial | Existing | Space Heating | Natural Gas | Retrocommissioning | A | Integrated Unit Energy Savings (kWh or therms) | Achievable Economic RVT Potential | 0 | 0 | 0 | 0 | 0 | 0.52251 | 0.5198 | 0.5164 | 0.51269 | 0.50867 | 0.50443 | 0.49994 | 0.49532 | 0.49049 | 0.48516 | 0.47999 | 0.47477 | 0.46986 | 0.46521 | 0.46082 | 0.45669 | 0.45251 | 0.44891 | 0.44559 | 0.44248 | 0.43964 | 0.43721 | 0.43494 | 0 | 0 | 0
F2_Industrial_Other Industrial_Existing_Space Heating_Natural Gas_Retrocommissioning_A_Achievable Economic RVT Potential | F2 | Industrial | Other Industrial | Existing | Space Heating | Natural Gas | Retrocommissioning | A | Integrated Unit Summer Peak Savings (kW) | Achievable Economic RVT Potential | 0 | 0 | 0 | 0 | 0 | 0 | 0 | 0 | 0 | 0 | 0 | 0 | 0 | 0 | 0 | 0 | 0 | 0 | 0 | 0 | 0 | 0 | 0 | 0 | 0 | 0 | 0 | 0 | 0 | 0 | 0
F3_Industrial_Other Industrial_Existing_Space Heating_Natural Gas_Retrocommissioning_A_Achievable Economic RVT Potential | F3 | Industrial | Other Industrial | Existing | Space Heating | Natural Gas | Retrocommissioning | A | Integrated Unit Winter Peak Savings (kW) | Achievable Economic RVT Potential | 0 | 0 | 0 | 0 | 0 | 0 | 0 | 0 | 0 | 0 | 0 | 0 | 0 | 0 | 0 | 0 | 0 | 0 | 0 | 0 | 0 | 0 | 0 | 0 | 0 | 0 | 0 | 0 | 0 | 0 | 0
F4_Industrial_Other Industrial_Existing_Space Heating_Natural Gas_Retrocommissioning_A_Achievable Economic RVT Potential | F4 | Industrial | Other Industrial | Existing | Space Heating | Natural Gas | Retrocommissioning | A | Incremental Energy Savings (MWh or mTherms) | Achievable Economic RVT Potential | 0 | 0 | 0 | 0 | 0 | 0 | 0 | 0 | 0 | 0 | 0 | 0 | 0 | 0 | 0 | 0 | 0 | 0 | 0 | 0 | 0 | 0 | 0 | 0 | 0 | 0 | 0 | 0 | 0 | 0 | 0
F5_Industrial_Other Industrial_Existing_Space Heating_Natural Gas_Retrocommissioning_A_Achievable Economic RVT Potential | F5 | Industrial | Other Industrial | Existing | Space Heating | Natural Gas | Retrocommissioning | A | Incremental Summer Peak Savings (MW) | Achievable Economic RVT Potential | 0 | 0 | 0 | 0 | 0 | 0 | 0 | 0 | 0 | 0 | 0 | 0 | 0 | 0 | 0 | 0 | 0 | 0 | 0 | 0 | 0 | 0 | 0 | 0 | 0 | 0 | 0 | 0 | 0 | 0 | 0
F6_Industrial_Other Industrial_Existing_Space Heating_Natural Gas_Retrocommissioning_A_Achievable Economic RVT Potential | F6 | Industrial | Other Industrial | Existing | Space Heating | Natural Gas | Retrocommissioning | A | Incremental Winter Peak Savings (MW) | Achievable Economic RVT Potential | 0 | 0 | 0 | 0 | 0 | 0 | 0 | 0 | 0 | 0 | 0 | 0 | 0 | 0 | 0 | 0 | 0 | 0 | 0 | 0 | 0 | 0 | 0 | 0 | 0 | 0 | 0 | 0 | 0 | 0 | 0
F7_Industrial_Other Industrial_Existing_Space Heating_Natural Gas_Retrocommissioning_A_Achievable Economic RVT Potential | F7 | Industrial | Other Industrial | Existing | Space Heating | Natural Gas | Retrocommissioning | A | Cumulative Energy Savings (MWh or mTherms) | Achievable Economic RVT Potential | 0 | 0 | 0 | 0 | 0 | 0 | 0 | 0 | 0 | 0 | 0 | 0 | 0 | 0 | 0 | 0 | 0 | 0 | 0 | 0 | 0 | 0 | 0 | 0 | 0 | 0 | 0 | 0 | 0 | 0 | 0
F8_Industrial_Other Industrial_Existing_Space Heating_Natural Gas_Retrocommissioning_A_Achievable Economic RVT Potential | F8 | Industrial | Other Industrial | Existing | Space Heating | Natural Gas | Retrocommissioning | A | Cumulative Summer Peak Savings (MW) | Achievable Economic RVT Potential | 0 | 0 | 0 | 0 | 0 | 0 | 0 | 0 | 0 | 0 | 0 | 0 | 0 | 0 | 0 | 0 | 0 | 0 | 0 | 0 | 0 | 0 | 0 | 0 | 0 | 0 | 0 | 0 | 0 | 0 | 0
F9_Industrial_Other Industrial_Existing_Space Heating_Natural Gas_Retrocommissioning_A_Achievable Economic RVT Potential | F9 | Industrial | Other Industrial | Existing | Space Heating | Natural Gas | Retrocommissioning | A | Cumulative Winter Peak Savings (MW) | Achievable Economic RVT Potential | 0 | 0 | 0 | 0 | 0 | 0 | 0 | 0 | 0 | 0 | 0 | 0 | 0 | 0 | 0 | 0 | 0 | 0 | 0 | 0 | 0 | 0 | 0 | 0 | 0 | 0 | 0 | 0 | 0 | 0 | 0
F10_Industrial_Other Industrial_Existing_Space Heating_Natural Gas_Retrocommissioning_A_Achievable Economic RVT Potential | F10 | Industrial | Other Industrial | Existing | Space Heating | Natural Gas | Retrocommissioning | A | Purchases (Incremental) | Achievable Economic RVT Potential | 0 | 0 | 0 | 0 | 0 | 0 | 0 | 0 | 0 | 0 | 0 | 0 | 0 | 0 | 0 | 0 | 0 | 0 | 0 | 0 | 0 | 0 | 0 | 0 | 0 | 0 | 0 | 0 | 0 | 0 | 0
F11_Industrial_Other Industrial_Existing_Space Heating_Natural Gas_Retrocommissioning_A_Achievable Economic RVT Potential | F11 | Industrial | Other Industrial | Existing | Space Heating | Natural Gas | Retrocommissioning | A | Purchases (Cumulative) | Achievable Economic RVT Potential | 0 | 0 | 0 | 0 | 0 | 0 | 0 | 0 | 0 | 0 | 0 | 0 | 0 | 0 | 0 | 0 | 0 | 0 | 0 | 0 | 0 | 0 | 0 | 0 | 0 | 0 | 0 | 0 | 0 | 0 | 0
F1_Industrial_Other Industrial_Existing_Process_Natural Gas_Retrocommissioning_A_Achievable Economic RVT Potential | F1 | Industrial | Other Industrial | Existing | Process | Natural Gas | Retrocommissioning | A | Integrated Unit Energy Savings (kWh or therms) | Achievable Economic RVT Potential | 0 | 0 | 0 | 0 | 0 | 0 | 0 | 0 | 0 | 0 | 0 | 0 | 0 | 0 | 0 | 0 | 0 | 0 | 0 | 0 | 0 | 0 | 0 | 0 | 0 | 0 | 0 | 0 | 0 | 0 | 0
F2_Industrial_Other Industrial_Existing_Process_Natural Gas_Retrocommissioning_A_Achievable Economic RVT Potential | F2 | Industrial | Other Industrial | Existing | Process | Natural Gas | Retrocommissioning | A | Integrated Unit Summer Peak Savings (kW) | Achievable Economic RVT Potential | 0 | 0 | 0 | 0 | 0 | 0 | 0 | 0 | 0 | 0 | 0 | 0 | 0 | 0 | 0 | 0 | 0 | 0 | 0 | 0 | 0 | 0 | 0 | 0 | 0 | 0 | 0 | 0 | 0 | 0 | 0
F3_Industrial_Other Industrial_Existing_Process_Natural Gas_Retrocommissioning_A_Achievable Economic RVT Potential | F3 | Industrial | Other Industrial | Existing | Process | Natural Gas | Retrocommissioning | A | Integrated Unit Winter Peak Savings (kW) | Achievable Economic RVT Potential | 0 | 0 | 0 | 0 | 0 | 0 | 0 | 0 | 0 | 0 | 0 | 0 | 0 | 0 | 0 | 0 | 0 | 0 | 0 | 0 | 0 | 0 | 0 | 0 | 0 | 0 | 0 | 0 | 0 | 0 | 0
F4_Industrial_Other Industrial_Existing_Process_Natural Gas_Retrocommissioning_A_Achievable Economic RVT Potential | F4 | Industrial | Other Industrial | Existing | Process | Natural Gas | Retrocommissioning | A | Incremental Energy Savings (MWh or mTherms) | Achievable Economic RVT Potential | 0 | 0 | 0 | 0 | 0 | 0 | 0 | 0 | 0 | 0 | 0 | 0 | 0 | 0 | 0 | 0 | 0 | 0 | 0 | 0 | 0 | 0 | 0 | 0 | 0 | 0 | 0 | 0 | 0 | 0 | 0
F5_Industrial_Other Industrial_Existing_Process_Natural Gas_Retrocommissioning_A_Achievable Economic RVT Potential | F5 | Industrial | Other Industrial | Existing | Process | Natural Gas | Retrocommissioning | A | Incremental Summer Peak Savings (MW) | Achievable Economic RVT Potential | 0 | 0 | 0 | 0 | 0 | 0 | 0 | 0 | 0 | 0 | 0 | 0 | 0 | 0 | 0 | 0 | 0 | 0 | 0 | 0 | 0 | 0 | 0 | 0 | 0 | 0 | 0 | 0 | 0 | 0 | 0
F6_Industrial_Other Industrial_Existing_Process_Natural Gas_Retrocommissioning_A_Achievable Economic RVT Potential | F6 | Industrial | Other Industrial | Existing | Process | Natural Gas | Retrocommissioning | A | Incremental Winter Peak Savings (MW) | Achievable Economic RVT Potential | 0 | 0 | 0 | 0 | 0 | 0 | 0 | 0 | 0 | 0 | 0 | 0 | 0 | 0 | 0 | 0 | 0 | 0 | 0 | 0 | 0 | 0 | 0 | 0 | 0 | 0 | 0 | 0 | 0 | 0 | 0
F7_Industrial_Other Industrial_Existing_Process_Natural Gas_Retrocommissioning_A_Achievable Economic RVT Potential | F7 | Industrial | Other Industrial | Existing | Process | Natural Gas | Retrocommissioning | A | Cumulative Energy Savings (MWh or mTherms) | Achievable Economic RVT Potential | 0 | 0 | 0 | 0 | 0 | 0 | 0 | 0 | 0 | 0 | 0 | 0 | 0 | 0 | 0 | 0 | 0 | 0 | 0 | 0 | 0 | 0 | 0 | 0 | 0 | 0 | 0 | 0 | 0 | 0 | 0
F8_Industrial_Other Industrial_Existing_Process_Natural Gas_Retrocommissioning_A_Achievable Economic RVT Potential | F8 | Industrial | Other Industrial | Existing | Process | Natural Gas | Retrocommissioning | A | Cumulative Summer Peak Savings (MW) | Achievable Economic RVT Potential | 0 | 0 | 0 | 0 | 0 | 0 | 0 | 0 | 0 | 0 | 0 | 0 | 0 | 0 | 0 | 0 | 0 | 0 | 0 | 0 | 0 | 0 | 0 | 0 | 0 | 0 | 0 | 0 | 0 | 0 | 0
F9_Industrial_Other Industrial_Existing_Process_Natural Gas_Retrocommissioning_A_Achievable Economic RVT Potential | F9 | Industrial | Other Industrial | Existing | Process | Natural Gas | Retrocommissioning | A | Cumulative Winter Peak Savings (MW) | Achievable Economic RVT Potential | 0 | 0 | 0 | 0 | 0 | 0 | 0 | 0 | 0 | 0 | 0 | 0 | 0 | 0 | 0 | 0 | 0 | 0 | 0 | 0 | 0 | 0 | 0 | 0 | 0 | 0 | 0 | 0 | 0 | 0 | 0
F10_Industrial_Other Industrial_Existing_Process_Natural Gas_Retrocommissioning_A_Achievable Economic RVT Potential | F10 | Industrial | Other Industrial | Existing | Process | Natural Gas | Retrocommissioning | A | Purchases (Incremental) | Achievable Economic RVT Potential | 0 | 0 | 0 | 0 | 0 | 0 | 0 | 0 | 0 | 0 | 0 | 0 | 0 | 0 | 0 | 0 | 0 | 0 | 0 | 0 | 0 | 0 | 0 | 0 | 0 | 0 | 0 | 0 | 0 | 0 | 0
F11_Industrial_Other Industrial_Existing_Process_Natural Gas_Retrocommissioning_A_Achievable Economic RVT Potential | F11 | Industrial | Other Industrial | Existing | Process | Natural Gas | Retrocommissioning | A | Purchases (Cumulative) | Achievable Economic RVT Potential | 0 | 0 | 0 | 0 | 0 | 0 | 0 | 0 | 0 | 0 | 0 | 0 | 0 | 0 | 0 | 0 | 0 | 0 | 0 | 0 | 0 | 0 | 0 | 0 | 0 | 0 | 0 | 0 | 0 | 0 | 0
F1_Industrial_Other Industrial_New_Space Heating_Natural Gas_Insulation - Roof/Ceiling_A_Achievable Economic RVT Potential | F1 | Industrial | Other Industrial | New | Space Heating | Natural Gas | Insulation - Roof/Ceiling | A | Integrated Unit Energy Savings (kWh or therms) | Achievable Economic RVT Potential | 0 | 0 | 0 | 0 | 0 | 0.093625 | 0.092044 | 0.090723 | 0.089565 | 0.088504 | 0.087537 | 0.086372 | 0.085097 | 0.083781 | 0.082459 | 0.081232 | 0.080102 | 0.07913 | 0.077926 | 0.076998 | 0.076305 | 0.07578 | 0.075511 | 0.07537 | 0.075322 | 0.075338 | 0.075374 | 0.07543 | 0 | 0 | 0
F2_Industrial_Other Industrial_New_Space Heating_Natural Gas_Insulation - Roof/Ceiling_A_Achievable Economic RVT Potential | F2 | Industrial | Other Industrial | New | Space Heating | Natural Gas | Insulation - Roof/Ceiling | A | Integrated Unit Summer Peak Savings (kW) | Achievable Economic RVT Potential | 0 | 0 | 0 | 0 | 0 | 0 | 0 | 0 | 0 | 0 | 0 | 0 | 0 | 0 | 0 | 0 | 0 | 0 | 0 | 0 | 0 | 0 | 0 | 0 | 0 | 0 | 0 | 0 | 0 | 0 | 0
F3_Industrial_Other Industrial_New_Space Heating_Natural Gas_Insulation - Roof/Ceiling_A_Achievable Economic RVT Potential | F3 | Industrial | Other Industrial | New | Space Heating | Natural Gas | Insulation - Roof/Ceiling | A | Integrated Unit Winter Peak Savings (kW) | Achievable Economic RVT Potential | 0 | 0 | 0 | 0 | 0 | 0 | 0 | 0 | 0 | 0 | 0 | 0 | 0 | 0 | 0 | 0 | 0 | 0 | 0 | 0 | 0 | 0 | 0 | 0 | 0 | 0 | 0 | 0 | 0 | 0 | 0
F4_Industrial_Other Industrial_New_Space Heating_Natural Gas_Insulation - Roof/Ceiling_A_Achievable Economic RVT Potential | F4 | Industrial | Other Industrial | New | Space Heating | Natural Gas | Insulation - Roof/Ceiling | A | Incremental Energy Savings (MWh or mTherms) | Achievable Economic RVT Potential | 0 | 0 | 0 | 0 | 0 | 0 | 0 | 0 | 0 | 0 | 0 | 0 | 0 | 0 | 0 | 0 | 0 | 0 | 0 | 0 | 0 | 0 | 0 | 0 | 0 | 0 | 0 | 0 | 0 | 0 | 0
F5_Industrial_Other Industrial_New_Space Heating_Natural Gas_Insulation - Roof/Ceiling_A_Achievable Economic RVT Potential | F5 | Industrial | Other Industrial | New | Space Heating | Natural Gas | Insulation - Roof/Ceiling | A | Incremental Summer Peak Savings (MW) | Achievable Economic RVT Potential | 0 | 0 | 0 | 0 | 0 | 0 | 0 | 0 | 0 | 0 | 0 | 0 | 0 | 0 | 0 | 0 | 0 | 0 | 0 | 0 | 0 | 0 | 0 | 0 | 0 | 0 | 0 | 0 | 0 | 0 | 0
F6_Industrial_Other Industrial_New_Space Heating_Natural Gas_Insulation - Roof/Ceiling_A_Achievable Economic RVT Potential | F6 | Industrial | Other Industrial | New | Space Heating | Natural Gas | Insulation - Roof/Ceiling | A | Incremental Winter Peak Savings (MW) | Achievable Economic RVT Potential | 0 | 0 | 0 | 0 | 0 | 0 | 0 | 0 | 0 | 0 | 0 | 0 | 0 | 0 | 0 | 0 | 0 | 0 | 0 | 0 | 0 | 0 | 0 | 0 | 0 | 0 | 0 | 0 | 0 | 0 | 0
F7_Industrial_Other Industrial_New_Space Heating_Natural Gas_Insulation - Roof/Ceiling_A_Achievable Economic RVT Potential | F7 | Industrial | Other Industrial | New | Space Heating | Natural Gas | Insulation - Roof/Ceiling | A | Cumulative Energy Savings (MWh or mTherms) | Achievable Economic RVT Potential | 0 | 0 | 0 | 0 | 0 | 0 | 0 | 0 | 0 | 0 | 0 | 0 | 0 | 0 | 0 | 0 | 0 | 0 | 0 | 0 | 0 | 0 | 0 | 0 | 0 | 0 | 0 | 0 | 0 | 0 | 0
F8_Industrial_Other Industrial_New_Space Heating_Natural Gas_Insulation - Roof/Ceiling_A_Achievable Economic RVT Potential | F8 | Industrial | Other Industrial | New | Space Heating | Natural Gas | Insulation - Roof/Ceiling | A | Cumulative Summer Peak Savings (MW) | Achievable Economic RVT Potential | 0 | 0 | 0 | 0 | 0 | 0 | 0 | 0 | 0 | 0 | 0 | 0 | 0 | 0 | 0 | 0 | 0 | 0 | 0 | 0 | 0 | 0 | 0 | 0 | 0 | 0 | 0 | 0 | 0 | 0 | 0
F9_Industrial_Other Industrial_New_Space Heating_Natural Gas_Insulation - Roof/Ceiling_A_Achievable Economic RVT Potential | F9 | Industrial | Other Industrial | New | Space Heating | Natural Gas | Insulation - Roof/Ceiling | A | Cumulative Winter Peak Savings (MW) | Achievable Economic RVT Potential | 0 | 0 | 0 | 0 | 0 | 0 | 0 | 0 | 0 | 0 | 0 | 0 | 0 | 0 | 0 | 0 | 0 | 0 | 0 | 0 | 0 | 0 | 0 | 0 | 0 | 0 | 0 | 0 | 0 | 0 | 0
F10_Industrial_Other Industrial_New_Space Heating_Natural Gas_Insulation - Roof/Ceiling_A_Achievable Economic RVT Potential | F10 | Industrial | Other Industrial | New | Space Heating | Natural Gas | Insulation - Roof/Ceiling | A | Purchases (Incremental) | Achievable Economic RVT Potential | 0 | 0 | 0 | 0 | 0 | 0 | 0 | 0 | 0 | 0 | 0 | 0 | 0 | 0 | 0 | 0 | 0 | 0 | 0 | 0 | 0 | 0 | 0 | 0 | 0 | 0 | 0 | 0 | 0 | 0 | 0
F11_Industrial_Other Industrial_New_Space Heating_Natural Gas_Insulation - Roof/Ceiling_A_Achievable Economic RVT Potential | F11 | Industrial | Other Industrial | New | Space Heating | Natural Gas | Insulation - Roof/Ceiling | A | Purchases (Cumulative) | Achievable Economic RVT Potential | 0 | 0 | 0 | 0 | 0 | 0 | 0 | 0 | 0 | 0 | 0 | 0 | 0 | 0 | 0 | 0 | 0 | 0 | 0 | 0 | 0 | 0 | 0 | 0 | 0 | 0 | 0 | 0 | 0 | 0 | 0
F1_Industrial_Other Industrial_New_Space Heating_Natural Gas_Insulation - Wall Cavity_A_Achievable Economic RVT Potential | F1 | Industrial | Other Industrial | New | Space Heating | Natural Gas | Insulation - Wall Cavity | A | Integrated Unit Energy Savings (kWh or therms) | Achievable Economic RVT Potential | 0 | 0 | 0 | 0 | 0 | 0.016861 | 0.016576 | 0.016338 | 0.01613 | 0.015939 | 0.015765 | 0.015555 | 0.015325 | 0.015088 | 0.01485 | 0.014629 | 0.014426 | 0.014251 | 0.014034 | 0.013867 | 0.013742 | 0.013647 | 0.013599 | 0.013573 | 0.013565 | 0.013568 | 0.013574 | 0.013584 | 0 | 0 | 0
F2_Industrial_Other Industrial_New_Space Heating_Natural Gas_Insulation - Wall Cavity_A_Achievable Economic RVT Potential | F2 | Industrial | Other Industrial | New | Space Heating | Natural Gas | Insulation - Wall Cavity | A | Integrated Unit Summer Peak Savings (kW) | Achievable Economic RVT Potential | 0 | 0 | 0 | 0 | 0 | 0 | 0 | 0 | 0 | 0 | 0 | 0 | 0 | 0 | 0 | 0 | 0 | 0 | 0 | 0 | 0 | 0 | 0 | 0 | 0 | 0 | 0 | 0 | 0 | 0 | 0
F3_Industrial_Other Industrial_New_Space Heating_Natural Gas_Insulation - Wall Cavity_A_Achievable Economic RVT Potential | F3 | Industrial | Other Industrial | New | Space Heating | Natural Gas | Insulation - Wall Cavity | A | Integrated Unit Winter Peak Savings (kW) | Achievable Economic RVT Potential | 0 | 0 | 0 | 0 | 0 | 0 | 0 | 0 | 0 | 0 | 0 | 0 | 0 | 0 | 0 | 0 | 0 | 0 | 0 | 0 | 0 | 0 | 0 | 0 | 0 | 0 | 0 | 0 | 0 | 0 | 0
F4_Industrial_Other Industrial_New_Space Heating_Natural Gas_Insulation - Wall Cavity_A_Achievable Economic RVT Potential | F4 | Industrial | Other Industrial | New | Space Heating | Natural Gas | Insulation - Wall Cavity | A | Incremental Energy Savings (MWh or mTherms) | Achievable Economic RVT Potential | 0 | 0 | 0 | 0 | 0 | 0 | 0 | 0 | 0 | 0 | 0 | 0 | 0 | 0 | 0 | 0 | 0 | 0 | 0 | 0 | 0 | 0 | 0 | 0 | 0 | 0 | 0 | 0 | 0 | 0 | 0
F5_Industrial_Other Industrial_New_Space Heating_Natural Gas_Insulation - Wall Cavity_A_Achievable Economic RVT Potential | F5 | Industrial | Other Industrial | New | Space Heating | Natural Gas | Insulation - Wall Cavity | A | Incremental Summer Peak Savings (MW) | Achievable Economic RVT Potential | 0 | 0 | 0 | 0 | 0 | 0 | 0 | 0 | 0 | 0 | 0 | 0 | 0 | 0 | 0 | 0 | 0 | 0 | 0 | 0 | 0 | 0 | 0 | 0 | 0 | 0 | 0 | 0 | 0 | 0 | 0
F6_Industrial_Other Industrial_New_Space Heating_Natural Gas_Insulation - Wall Cavity_A_Achievable Economic RVT Potential | F6 | Industrial | Other Industrial | New | Space Heating | Natural Gas | Insulation - Wall Cavity | A | Incremental Winter Peak Savings (MW) | Achievable Economic RVT Potential | 0 | 0 | 0 | 0 | 0 | 0 | 0 | 0 | 0 | 0 | 0 | 0 | 0 | 0 | 0 | 0 | 0 | 0 | 0 | 0 | 0 | 0 | 0 | 0 | 0 | 0 | 0 | 0 | 0 | 0 | 0
F7_Industrial_Other Industrial_New_Space Heating_Natural Gas_Insulation - Wall Cavity_A_Achievable Economic RVT Potential | F7 | Industrial | Other Industrial | New | Space Heating | Natural Gas | Insulation - Wall Cavity | A | Cumulative Energy Savings (MWh or mTherms) | Achievable Economic RVT Potential | 0 | 0 | 0 | 0 | 0 | 0 | 0 | 0 | 0 | 0 | 0 | 0 | 0 | 0 | 0 | 0 | 0 | 0 | 0 | 0 | 0 | 0 | 0 | 0 | 0 | 0 | 0 | 0 | 0 | 0 | 0
F8_Industrial_Other Industrial_New_Space Heating_Natural Gas_Insulation - Wall Cavity_A_Achievable Economic RVT Potential | F8 | Industrial | Other Industrial | New | Space Heating | Natural Gas | Insulation - Wall Cavity | A | Cumulative Summer Peak Savings (MW) | Achievable Economic RVT Potential | 0 | 0 | 0 | 0 | 0 | 0 | 0 | 0 | 0 | 0 | 0 | 0 | 0 | 0 | 0 | 0 | 0 | 0 | 0 | 0 | 0 | 0 | 0 | 0 | 0 | 0 | 0 | 0 | 0 | 0 | 0
F9_Industrial_Other Industrial_New_Space Heating_Natural Gas_Insulation - Wall Cavity_A_Achievable Economic RVT Potential | F9 | Industrial | Other Industrial | New | Space Heating | Natural Gas | Insulation - Wall Cavity | A | Cumulative Winter Peak Savings (MW) | Achievable Economic RVT Potential | 0 | 0 | 0 | 0 | 0 | 0 | 0 | 0 | 0 | 0 | 0 | 0 | 0 | 0 | 0 | 0 | 0 | 0 | 0 | 0 | 0 | 0 | 0 | 0 | 0 | 0 | 0 | 0 | 0 | 0 | 0
F10_Industrial_Other Industrial_New_Space Heating_Natural Gas_Insulation - Wall Cavity_A_Achievable Economic RVT Potential | F10 | Industrial | Other Industrial | New | Space Heating | Natural Gas | Insulation - Wall Cavity | A | Purchases (Incremental) | Achievable Economic RVT Potential | 0 | 0 | 0 | 0 | 0 | 0 | 0 | 0 | 0 | 0 | 0 | 0 | 0 | 0 | 0 | 0 | 0 | 0 | 0 | 0 | 0 | 0 | 0 | 0 | 0 | 0 | 0 | 0 | 0 | 0 | 0
F11_Industrial_Other Industrial_New_Space Heating_Natural Gas_Insulation - Wall Cavity_A_Achievable Economic RVT Potential | F11 | Industrial | Other Industrial | New | Space Heating | Natural Gas | Insulation - Wall Cavity | A | Purchases (Cumulative) | Achievable Economic RVT Potential | 0 | 0 | 0 | 0 | 0 | 0 | 0 | 0 | 0 | 0 | 0 | 0 | 0 | 0 | 0 | 0 | 0 | 0 | 0 | 0 | 0 | 0 | 0 | 0 | 0 | 0 | 0 | 0 | 0 | 0 | 0
F1_Industrial_Other Industrial_New_Space Heating_Natural Gas_Insulation - Ducting_A_Achievable Economic RVT Potential | F1 | Industrial | Other Industrial | New | Space Heating | Natural Gas | Insulation - Ducting | A | Integrated Unit Energy Savings (kWh or therms) | Achievable Economic RVT Potential | 0 | 0 | 0 | 0 | 0 | 0 | 0 | 0 | 0 | 0 | 0 | 0 | 0 | 0 | 0 | 0 | 0 | 0 | 0 | 0 | 0 | 0 | 0 | 0 | 0 | 0 | 0 | 0 | 0 | 0 | 0
F2_Industrial_Other Industrial_New_Space Heating_Natural Gas_Insulation - Ducting_A_Achievable Economic RVT Potential | F2 | Industrial | Other Industrial | New | Space Heating | Natural Gas | Insulation - Ducting | A | Integrated Unit Summer Peak Savings (kW) | Achievable Economic RVT Potential | 0 | 0 | 0 | 0 | 0 | 0 | 0 | 0 | 0 | 0 | 0 | 0 | 0 | 0 | 0 | 0 | 0 | 0 | 0 | 0 | 0 | 0 | 0 | 0 | 0 | 0 | 0 | 0 | 0 | 0 | 0
F3_Industrial_Other Industrial_New_Space Heating_Natural Gas_Insulation - Ducting_A_Achievable Economic RVT Potential | F3 | Industrial | Other Industrial | New | Space Heating | Natural Gas | Insulation - Ducting | A | Integrated Unit Winter Peak Savings (kW) | Achievable Economic RVT Potential | 0 | 0 | 0 | 0 | 0 | 0 | 0 | 0 | 0 | 0 | 0 | 0 | 0 | 0 | 0 | 0 | 0 | 0 | 0 | 0 | 0 | 0 | 0 | 0 | 0 | 0 | 0 | 0 | 0 | 0 | 0
F4_Industrial_Other Industrial_New_Space Heating_Natural Gas_Insulation - Ducting_A_Achievable Economic RVT Potential | F4 | Industrial | Other Industrial | New | Space Heating | Natural Gas | Insulation - Ducting | A | Incremental Energy Savings (MWh or mTherms) | Achievable Economic RVT Potential | 0 | 0 | 0 | 0 | 0 | 0 | 0 | 0 | 0 | 0 | 0 | 0 | 0 | 0 | 0 | 0 | 0 | 0 | 0 | 0 | 0 | 0 | 0 | 0 | 0 | 0 | 0 | 0 | 0 | 0 | 0
F5_Industrial_Other Industrial_New_Space Heating_Natural Gas_Insulation - Ducting_A_Achievable Economic RVT Potential | F5 | Industrial | Other Industrial | New | Space Heating | Natural Gas | Insulation - Ducting | A | Incremental Summer Peak Savings (MW) | Achievable Economic RVT Potential | 0 | 0 | 0 | 0 | 0 | 0 | 0 | 0 | 0 | 0 | 0 | 0 | 0 | 0 | 0 | 0 | 0 | 0 | 0 | 0 | 0 | 0 | 0 | 0 | 0 | 0 | 0 | 0 | 0 | 0 | 0
F6_Industrial_Other Industrial_New_Space Heating_Natural Gas_Insulation - Ducting_A_Achievable Economic RVT Potential | F6 | Industrial | Other Industrial | New | Space Heating | Natural Gas | Insulation - Ducting | A | Incremental Winter Peak Savings (MW) | Achievable Economic RVT Potential | 0 | 0 | 0 | 0 | 0 | 0 | 0 | 0 | 0 | 0 | 0 | 0 | 0 | 0 | 0 | 0 | 0 | 0 | 0 | 0 | 0 | 0 | 0 | 0 | 0 | 0 | 0 | 0 | 0 | 0 | 0
F7_Industrial_Other Industrial_New_Space Heating_Natural Gas_Insulation - Ducting_A_Achievable Economic RVT Potential | F7 | Industrial | Other Industrial | New | Space Heating | Natural Gas | Insulation - Ducting | A | Cumulative Energy Savings (MWh or mTherms) | Achievable Economic RVT Potential | 0 | 0 | 0 | 0 | 0 | 0 | 0 | 0 | 0 | 0 | 0 | 0 | 0 | 0 | 0 | 0 | 0 | 0 | 0 | 0 | 0 | 0 | 0 | 0 | 0 | 0 | 0 | 0 | 0 | 0 | 0
F8_Industrial_Other Industrial_New_Space Heating_Natural Gas_Insulation - Ducting_A_Achievable Economic RVT Potential | F8 | Industrial | Other Industrial | New | Space Heating | Natural Gas | Insulation - Ducting | A | Cumulative Summer Peak Savings (MW) | Achievable Economic RVT Potential | 0 | 0 | 0 | 0 | 0 | 0 | 0 | 0 | 0 | 0 | 0 | 0 | 0 | 0 | 0 | 0 | 0 | 0 | 0 | 0 | 0 | 0 | 0 | 0 | 0 | 0 | 0 | 0 | 0 | 0 | 0
F9_Industrial_Other Industrial_New_Space Heating_Natural Gas_Insulation - Ducting_A_Achievable Economic RVT Potential | F9 | Industrial | Other Industrial | New | Space Heating | Natural Gas | Insulation - Ducting | A | Cumulative Winter Peak Savings (MW) | Achievable Economic RVT Potential | 0 | 0 | 0 | 0 | 0 | 0 | 0 | 0 | 0 | 0 | 0 | 0 | 0 | 0 | 0 | 0 | 0 | 0 | 0 | 0 | 0 | 0 | 0 | 0 | 0 | 0 | 0 | 0 | 0 | 0 | 0
F10_Industrial_Other Industrial_New_Space Heating_Natural Gas_Insulation - Ducting_A_Achievable Economic RVT Potential | F10 | Industrial | Other Industrial | New | Space Heating | Natural Gas | Insulation - Ducting | A | Purchases (Incremental) | Achievable Economic RVT Potential | 0 | 0 | 0 | 0 | 0 | 0 | 0 | 0 | 0 | 0 | 0 | 0 | 0 | 0 | 0 | 0 | 0 | 0 | 0 | 0 | 0 | 0 | 0 | 0 | 0 | 0 | 0 | 0 | 0 | 0 | 0
F11_Industrial_Other Industrial_New_Space Heating_Natural Gas_Insulation - Ducting_A_Achievable Economic RVT Potential | F11 | Industrial | Other Industrial | New | Space Heating | Natural Gas | Insulation - Ducting | A | Purchases (Cumulative) | Achievable Economic RVT Potential | 0 | 0 | 0 | 0 | 0 | 0 | 0 | 0 | 0 | 0 | 0 | 0 | 0 | 0 | 0 | 0 | 0 | 0 | 0 | 0 | 0 | 0 | 0 | 0 | 0 | 0 | 0 | 0 | 0 | 0 | 0
F1_Industrial_Other Industrial_New_Space Heating_Natural Gas_HVAC - Duct Repair and Sealing_A_Achievable Economic RVT Potential | F1 | Industrial | Other Industrial | New | Space Heating | Natural Gas | HVAC - Duct Repair and Sealing | A | Integrated Unit Energy Savings (kWh or therms) | Achievable Economic RVT Potential | 0 | 0 | 0 | 0 | 0 | 0 | 0 | 0 | 0 | 0 | 0 | 0 | 0 | 0 | 0 | 0 | 0 | 0 | 0 | 0 | 0 | 0 | 0 | 0 | 0 | 0 | 0 | 0 | 0 | 0 | 0
F2_Industrial_Other Industrial_New_Space Heating_Natural Gas_HVAC - Duct Repair and Sealing_A_Achievable Economic RVT Potential | F2 | Industrial | Other Industrial | New | Space Heating | Natural Gas | HVAC - Duct Repair and Sealing | A | Integrated Unit Summer Peak Savings (kW) | Achievable Economic RVT Potential | 0 | 0 | 0 | 0 | 0 | 0 | 0 | 0 | 0 | 0 | 0 | 0 | 0 | 0 | 0 | 0 | 0 | 0 | 0 | 0 | 0 | 0 | 0 | 0 | 0 | 0 | 0 | 0 | 0 | 0 | 0
F3_Industrial_Other Industrial_New_Space Heating_Natural Gas_HVAC - Duct Repair and Sealing_A_Achievable Economic RVT Potential | F3 | Industrial | Other Industrial | New | Space Heating | Natural Gas | HVAC - Duct Repair and Sealing | A | Integrated Unit Winter Peak Savings (kW) | Achievable Economic RVT Potential | 0 | 0 | 0 | 0 | 0 | 0 | 0 | 0 | 0 | 0 | 0 | 0 | 0 | 0 | 0 | 0 | 0 | 0 | 0 | 0 | 0 | 0 | 0 | 0 | 0 | 0 | 0 | 0 | 0 | 0 | 0
F4_Industrial_Other Industrial_New_Space Heating_Natural Gas_HVAC - Duct Repair and Sealing_A_Achievable Economic RVT Potential | F4 | Industrial | Other Industrial | New | Space Heating | Natural Gas | HVAC - Duct Repair and Sealing | A | Incremental Energy Savings (MWh or mTherms) | Achievable Economic RVT Potential | 0 | 0 | 0 | 0 | 0 | 0 | 0 | 0 | 0 | 0 | 0 | 0 | 0 | 0 | 0 | 0 | 0 | 0 | 0 | 0 | 0 | 0 | 0 | 0 | 0 | 0 | 0 | 0 | 0 | 0 | 0
F5_Industrial_Other Industrial_New_Space Heating_Natural Gas_HVAC - Duct Repair and Sealing_A_Achievable Economic RVT Potential | F5 | Industrial | Other Industrial | New | Space Heating | Natural Gas | HVAC - Duct Repair and Sealing | A | Incremental Summer Peak Savings (MW) | Achievable Economic RVT Potential | 0 | 0 | 0 | 0 | 0 | 0 | 0 | 0 | 0 | 0 | 0 | 0 | 0 | 0 | 0 | 0 | 0 | 0 | 0 | 0 | 0 | 0 | 0 | 0 | 0 | 0 | 0 | 0 | 0 | 0 | 0
F6_Industrial_Other Industrial_New_Space Heating_Natural Gas_HVAC - Duct Repair and Sealing_A_Achievable Economic RVT Potential | F6 | Industrial | Other Industrial | New | Space Heating | Natural Gas | HVAC - Duct Repair and Sealing | A | Incremental Winter Peak Savings (MW) | Achievable Economic RVT Potential | 0 | 0 | 0 | 0 | 0 | 0 | 0 | 0 | 0 | 0 | 0 | 0 | 0 | 0 | 0 | 0 | 0 | 0 | 0 | 0 | 0 | 0 | 0 | 0 | 0 | 0 | 0 | 0 | 0 | 0 | 0
F7_Industrial_Other Industrial_New_Space Heating_Natural Gas_HVAC - Duct Repair and Sealing_A_Achievable Economic RVT Potential | F7 | Industrial | Other Industrial | New | Space Heating | Natural Gas | HVAC - Duct Repair and Sealing | A | Cumulative Energy Savings (MWh or mTherms) | Achievable Economic RVT Potential | 0 | 0 | 0 | 0 | 0 | 0 | 0 | 0 | 0 | 0 | 0 | 0 | 0 | 0 | 0 | 0 | 0 | 0 | 0 | 0 | 0 | 0 | 0 | 0 | 0 | 0 | 0 | 0 | 0 | 0 | 0
F8_Industrial_Other Industrial_New_Space Heating_Natural Gas_HVAC - Duct Repair and Sealing_A_Achievable Economic RVT Potential | F8 | Industrial | Other Industrial | New | Space Heating | Natural Gas | HVAC - Duct Repair and Sealing | A | Cumulative Summer Peak Savings (MW) | Achievable Economic RVT Potential | 0 | 0 | 0 | 0 | 0 | 0 | 0 | 0 | 0 | 0 | 0 | 0 | 0 | 0 | 0 | 0 | 0 | 0 | 0 | 0 | 0 | 0 | 0 | 0 | 0 | 0 | 0 | 0 | 0 | 0 | 0
F9_Industrial_Other Industrial_New_Space Heating_Natural Gas_HVAC - Duct Repair and Sealing_A_Achievable Economic RVT Potential | F9 | Industrial | Other Industrial | New | Space Heating | Natural Gas | HVAC - Duct Repair and Sealing | A | Cumulative Winter Peak Savings (MW) | Achievable Economic RVT Potential | 0 | 0 | 0 | 0 | 0 | 0 | 0 | 0 | 0 | 0 | 0 | 0 | 0 | 0 | 0 | 0 | 0 | 0 | 0 | 0 | 0 | 0 | 0 | 0 | 0 | 0 | 0 | 0 | 0 | 0 | 0
F10_Industrial_Other Industrial_New_Space Heating_Natural Gas_HVAC - Duct Repair and Sealing_A_Achievable Economic RVT Potential | F10 | Industrial | Other Industrial | New | Space Heating | Natural Gas | HVAC - Duct Repair and Sealing | A | Purchases (Incremental) | Achievable Economic RVT Potential | 0 | 0 | 0 | 0 | 0 | 0 | 0 | 0 | 0 | 0 | 0 | 0 | 0 | 0 | 0 | 0 | 0 | 0 | 0 | 0 | 0 | 0 | 0 | 0 | 0 | 0 | 0 | 0 | 0 | 0 | 0
F11_Industrial_Other Industrial_New_Space Heating_Natural Gas_HVAC - Duct Repair and Sealing_A_Achievable Economic RVT Potential | F11 | Industrial | Other Industrial | New | Space Heating | Natural Gas | HVAC - Duct Repair and Sealing | A | Purchases (Cumulative) | Achievable Economic RVT Potential | 0 | 0 | 0 | 0 | 0 | 0 | 0 | 0 | 0 | 0 | 0 | 0 | 0 | 0 | 0 | 0 | 0 | 0 | 0 | 0 | 0 | 0 | 0 | 0 | 0 | 0 | 0 | 0 | 0 | 0 | 0
F1_Industrial_Other Industrial_New_Space Heating_Natural Gas_Windows - High Efficiency_A_Achievable Economic RVT Potential | F1 | Industrial | Other Industrial | New | Space Heating | Natural Gas | Windows - High Efficiency | A | Integrated Unit Energy Savings (kWh or therms) | Achievable Economic RVT Potential | 0 | 0 | 0 | 0 | 0 | 0.0053511 | 0.0052607 | 0.0051852 | 0.0051191 | 0.0050584 | 0.0050031 | 0.0049365 | 0.0048637 | 0.0047885 | 0.0047129 | 0.0046428 | 0.0045782 | 0.0045226 | 0.0044539 | 0.0044008 | 0.0043612 | 0.0043311 | 0.0043158 | 0.0043077 | 0.004305 | 0.0043059 | 0.004308 | 0.0043112 | 0 | 0 | 0
F2_Industrial_Other Industrial_New_Space Heating_Natural Gas_Windows - High Efficiency_A_Achievable Economic RVT Potential | F2 | Industrial | Other Industrial | New | Space Heating | Natural Gas | Windows - High Efficiency | A | Integrated Unit Summer Peak Savings (kW) | Achievable Economic RVT Potential | 0 | 0 | 0 | 0 | 0 | 0 | 0 | 0 | 0 | 0 | 0 | 0 | 0 | 0 | 0 | 0 | 0 | 0 | 0 | 0 | 0 | 0 | 0 | 0 | 0 | 0 | 0 | 0 | 0 | 0 | 0
F3_Industrial_Other Industrial_New_Space Heating_Natural Gas_Windows - High Efficiency_A_Achievable Economic RVT Potential | F3 | Industrial | Other Industrial | New | Space Heating | Natural Gas | Windows - High Efficiency | A | Integrated Unit Winter Peak Savings (kW) | Achievable Economic RVT Potential | 0 | 0 | 0 | 0 | 0 | 0 | 0 | 0 | 0 | 0 | 0 | 0 | 0 | 0 | 0 | 0 | 0 | 0 | 0 | 0 | 0 | 0 | 0 | 0 | 0 | 0 | 0 | 0 | 0 | 0 | 0
F4_Industrial_Other Industrial_New_Space Heating_Natural Gas_Windows - High Efficiency_A_Achievable Economic RVT Potential | F4 | Industrial | Other Industrial | New | Space Heating | Natural Gas | Windows - High Efficiency | A | Incremental Energy Savings (MWh or mTherms) | Achievable Economic RVT Potential | 0 | 0 | 0 | 0 | 0 | 0 | 0 | 0 | 0 | 0 | 0 | 0 | 0 | 0 | 0 | 0 | 0 | 0 | 0 | 0 | 0 | 0 | 0 | 0 | 0 | 0 | 0 | 0 | 0 | 0 | 0
F5_Industrial_Other Industrial_New_Space Heating_Natural Gas_Windows - High Efficiency_A_Achievable Economic RVT Potential | F5 | Industrial | Other Industrial | New | Space Heating | Natural Gas | Windows - High Efficiency | A | Incremental Summer Peak Savings (MW) | Achievable Economic RVT Potential | 0 | 0 | 0 | 0 | 0 | 0 | 0 | 0 | 0 | 0 | 0 | 0 | 0 | 0 | 0 | 0 | 0 | 0 | 0 | 0 | 0 | 0 | 0 | 0 | 0 | 0 | 0 | 0 | 0 | 0 | 0
F6_Industrial_Other Industrial_New_Space Heating_Natural Gas_Windows - High Efficiency_A_Achievable Economic RVT Potential | F6 | Industrial | Other Industrial | New | Space Heating | Natural Gas | Windows - High Efficiency | A | Incremental Winter Peak Savings (MW) | Achievable Economic RVT Potential | 0 | 0 | 0 | 0 | 0 | 0 | 0 | 0 | 0 | 0 | 0 | 0 | 0 | 0 | 0 | 0 | 0 | 0 | 0 | 0 | 0 | 0 | 0 | 0 | 0 | 0 | 0 | 0 | 0 | 0 | 0
F7_Industrial_Other Industrial_New_Space Heating_Natural Gas_Windows - High Efficiency_A_Achievable Economic RVT Potential | F7 | Industrial | Other Industrial | New | Space Heating | Natural Gas | Windows - High Efficiency | A | Cumulative Energy Savings (MWh or mTherms) | Achievable Economic RVT Potential | 0 | 0 | 0 | 0 | 0 | 0 | 0 | 0 | 0 | 0 | 0 | 0 | 0 | 0 | 0 | 0 | 0 | 0 | 0 | 0 | 0 | 0 | 0 | 0 | 0 | 0 | 0 | 0 | 0 | 0 | 0
F8_Industrial_Other Industrial_New_Space Heating_Natural Gas_Windows - High Efficiency_A_Achievable Economic RVT Potential | F8 | Industrial | Other Industrial | New | Space Heating | Natural Gas | Windows - High Efficiency | A | Cumulative Summer Peak Savings (MW) | Achievable Economic RVT Potential | 0 | 0 | 0 | 0 | 0 | 0 | 0 | 0 | 0 | 0 | 0 | 0 | 0 | 0 | 0 | 0 | 0 | 0 | 0 | 0 | 0 | 0 | 0 | 0 | 0 | 0 | 0 | 0 | 0 | 0 | 0
F9_Industrial_Other Industrial_New_Space Heating_Natural Gas_Windows - High Efficiency_A_Achievable Economic RVT Potential | F9 | Industrial | Other Industrial | New | Space Heating | Natural Gas | Windows - High Efficiency | A | Cumulative Winter Peak Savings (MW) | Achievable Economic RVT Potential | 0 | 0 | 0 | 0 | 0 | 0 | 0 | 0 | 0 | 0 | 0 | 0 | 0 | 0 | 0 | 0 | 0 | 0 | 0 | 0 | 0 | 0 | 0 | 0 | 0 | 0 | 0 | 0 | 0 | 0 | 0
F10_Industrial_Other Industrial_New_Space Heating_Natural Gas_Windows - High Efficiency_A_Achievable Economic RVT Potential | F10 | Industrial | Other Industrial | New | Space Heating | Natural Gas | Windows - High Efficiency | A | Purchases (Incremental) | Achievable Economic RVT Potential | 0 | 0 | 0 | 0 | 0 | 0 | 0 | 0 | 0 | 0 | 0 | 0 | 0 | 0 | 0 | 0 | 0 | 0 | 0 | 0 | 0 | 0 | 0 | 0 | 0 | 0 | 0 | 0 | 0 | 0 | 0
F11_Industrial_Other Industrial_New_Space Heating_Natural Gas_Windows - High Efficiency_A_Achievable Economic RVT Potential | F11 | Industrial | Other Industrial | New | Space Heating | Natural Gas | Windows - High Efficiency | A | Purchases (Cumulative) | Achievable Economic RVT Potential | 0 | 0 | 0 | 0 | 0 | 0 | 0 | 0 | 0 | 0 | 0 | 0 | 0 | 0 | 0 | 0 | 0 | 0 | 0 | 0 | 0 | 0 | 0 | 0 | 0 | 0 | 0 | 0 | 0 | 0 | 0
F1_Industrial_Other Industrial_New_Space Heating_Natural Gas_Gas Boiler - Maintenance_A_Achievable Economic RVT Potential | F1 | Industrial | Other Industrial | New | Space Heating | Natural Gas | Gas Boiler - Maintenance | A | Integrated Unit Energy Savings (kWh or therms) | Achievable Economic RVT Potential | 0 | 0 | 0 | 0 | 0 | 0 | 0 | 0 | 0 | 0 | 0 | 0 | 0 | 0 | 0 | 0 | 0 | 0 | 0 | 0 | 0 | 0 | 0 | 0 | 0 | 0 | 0 | 0 | 0 | 0 | 0
F2_Industrial_Other Industrial_New_Space Heating_Natural Gas_Gas Boiler - Maintenance_A_Achievable Economic RVT Potential | F2 | Industrial | Other Industrial | New | Space Heating | Natural Gas | Gas Boiler - Maintenance | A | Integrated Unit Summer Peak Savings (kW) | Achievable Economic RVT Potential | 0 | 0 | 0 | 0 | 0 | 0 | 0 | 0 | 0 | 0 | 0 | 0 | 0 | 0 | 0 | 0 | 0 | 0 | 0 | 0 | 0 | 0 | 0 | 0 | 0 | 0 | 0 | 0 | 0 | 0 | 0
F3_Industrial_Other Industrial_New_Space Heating_Natural Gas_Gas Boiler - Maintenance_A_Achievable Economic RVT Potential | F3 | Industrial | Other Industrial | New | Space Heating | Natural Gas | Gas Boiler - Maintenance | A | Integrated Unit Winter Peak Savings (kW) | Achievable Economic RVT Potential | 0 | 0 | 0 | 0 | 0 | 0 | 0 | 0 | 0 | 0 | 0 | 0 | 0 | 0 | 0 | 0 | 0 | 0 | 0 | 0 | 0 | 0 | 0 | 0 | 0 | 0 | 0 | 0 | 0 | 0 | 0
F4_Industrial_Other Industrial_New_Space Heating_Natural Gas_Gas Boiler - Maintenance_A_Achievable Economic RVT Potential | F4 | Industrial | Other Industrial | New | Space Heating | Natural Gas | Gas Boiler - Maintenance | A | Incremental Energy Savings (MWh or mTherms) | Achievable Economic RVT Potential | 0 | 0 | 0 | 0 | 0 | 0 | 0 | 0 | 0 | 0 | 0 | 0 | 0 | 0 | 0 | 0 | 0 | 0 | 0 | 0 | 0 | 0 | 0 | 0 | 0 | 0 | 0 | 0 | 0 | 0 | 0
F5_Industrial_Other Industrial_New_Space Heating_Natural Gas_Gas Boiler - Maintenance_A_Achievable Economic RVT Potential | F5 | Industrial | Other Industrial | New | Space Heating | Natural Gas | Gas Boiler - Maintenance | A | Incremental Summer Peak Savings (MW) | Achievable Economic RVT Potential | 0 | 0 | 0 | 0 | 0 | 0 | 0 | 0 | 0 | 0 | 0 | 0 | 0 | 0 | 0 | 0 | 0 | 0 | 0 | 0 | 0 | 0 | 0 | 0 | 0 | 0 | 0 | 0 | 0 | 0 | 0
F6_Industrial_Other Industrial_New_Space Heating_Natural Gas_Gas Boiler - Maintenance_A_Achievable Economic RVT Potential | F6 | Industrial | Other Industrial | New | Space Heating | Natural Gas | Gas Boiler - Maintenance | A | Incremental Winter Peak Savings (MW) | Achievable Economic RVT Potential | 0 | 0 | 0 | 0 | 0 | 0 | 0 | 0 | 0 | 0 | 0 | 0 | 0 | 0 | 0 | 0 | 0 | 0 | 0 | 0 | 0 | 0 | 0 | 0 | 0 | 0 | 0 | 0 | 0 | 0 | 0
F7_Industrial_Other Industrial_New_Space Heating_Natural Gas_Gas Boiler - Maintenance_A_Achievable Economic RVT Potential | F7 | Industrial | Other Industrial | New | Space Heating | Natural Gas | Gas Boiler - Maintenance | A | Cumulative Energy Savings (MWh or mTherms) | Achievable Economic RVT Potential | 0 | 0 | 0 | 0 | 0 | 0 | 0 | 0 | 0 | 0 | 0 | 0 | 0 | 0 | 0 | 0 | 0 | 0 | 0 | 0 | 0 | 0 | 0 | 0 | 0 | 0 | 0 | 0 | 0 | 0 | 0
F8_Industrial_Other Industrial_New_Space Heating_Natural Gas_Gas Boiler - Maintenance_A_Achievable Economic RVT Potential | F8 | Industrial | Other Industrial | New | Space Heating | Natural Gas | Gas Boiler - Maintenance | A | Cumulative Summer Peak Savings (MW) | Achievable Economic RVT Potential | 0 | 0 | 0 | 0 | 0 | 0 | 0 | 0 | 0 | 0 | 0 | 0 | 0 | 0 | 0 | 0 | 0 | 0 | 0 | 0 | 0 | 0 | 0 | 0 | 0 | 0 | 0 | 0 | 0 | 0 | 0
F9_Industrial_Other Industrial_New_Space Heating_Natural Gas_Gas Boiler - Maintenance_A_Achievable Economic RVT Potential | F9 | Industrial | Other Industrial | New | Space Heating | Natural Gas | Gas Boiler - Maintenance | A | Cumulative Winter Peak Savings (MW) | Achievable Economic RVT Potential | 0 | 0 | 0 | 0 | 0 | 0 | 0 | 0 | 0 | 0 | 0 | 0 | 0 | 0 | 0 | 0 | 0 | 0 | 0 | 0 | 0 | 0 | 0 | 0 | 0 | 0 | 0 | 0 | 0 | 0 | 0
F10_Industrial_Other Industrial_New_Space Heating_Natural Gas_Gas Boiler - Maintenance_A_Achievable Economic RVT Potential | F10 | Industrial | Other Industrial | New | Space Heating | Natural Gas | Gas Boiler - Maintenance | A | Purchases (Incremental) | Achievable Economic RVT Potential | 0 | 0 | 0 | 0 | 0 | 0 | 0 | 0 | 0 | 0 | 0 | 0 | 0 | 0 | 0 | 0 | 0 | 0 | 0 | 0 | 0 | 0 | 0 | 0 | 0 | 0 | 0 | 0 | 0 | 0 | 0
F11_Industrial_Other Industrial_New_Space Heating_Natural Gas_Gas Boiler - Maintenance_A_Achievable Economic RVT Potential | F11 | Industrial | Other Industrial | New | Space Heating | Natural Gas | Gas Boiler - Maintenance | A | Purchases (Cumulative) | Achievable Economic RVT Potential | 0 | 0 | 0 | 0 | 0 | 0 | 0 | 0 | 0 | 0 | 0 | 0 | 0 | 0 | 0 | 0 | 0 | 0 | 0 | 0 | 0 | 0 | 0 | 0 | 0 | 0 | 0 | 0 | 0 | 0 | 0
F1_Industrial_Other Industrial_New_Process_Natural Gas_Gas Boiler - Maintenance_A_Achievable Economic RVT Potential | F1 | Industrial | Other Industrial | New | Process | Natural Gas | Gas Boiler - Maintenance | A | Integrated Unit Energy Savings (kWh or therms) | Achievable Economic RVT Potential | 0 | 0 | 0 | 0 | 0 | 1.5559 | 1.5559 | 1.5559 | 1.5559 | 1.5559 | 1.5559 | 1.5559 | 1.5559 | 1.5559 | 1.5559 | 1.5559 | 1.5559 | 1.5559 | 1.5559 | 1.5559 | 1.5559 | 1.5559 | 1.5559 | 1.5559 | 1.5559 | 1.5559 | 1.5559 | 1.5559 | 1.5559 | 1.5559 | 1.5559
F2_Industrial_Other Industrial_New_Process_Natural Gas_Gas Boiler - Maintenance_A_Achievable Economic RVT Potential | F2 | Industrial | Other Industrial | New | Process | Natural Gas | Gas Boiler - Maintenance | A | Integrated Unit Summer Peak Savings (kW) | Achievable Economic RVT Potential | 0 | 0 | 0 | 0 | 0 | 0 | 0 | 0 | 0 | 0 | 0 | 0 | 0 | 0 | 0 | 0 | 0 | 0 | 0 | 0 | 0 | 0 | 0 | 0 | 0 | 0 | 0 | 0 | 0 | 0 | 0
F3_Industrial_Other Industrial_New_Process_Natural Gas_Gas Boiler - Maintenance_A_Achievable Economic RVT Potential | F3 | Industrial | Other Industrial | New | Process | Natural Gas | Gas Boiler - Maintenance | A | Integrated Unit Winter Peak Savings (kW) | Achievable Economic RVT Potential | 0 | 0 | 0 | 0 | 0 | 0 | 0 | 0 | 0 | 0 | 0 | 0 | 0 | 0 | 0 | 0 | 0 | 0 | 0 | 0 | 0 | 0 | 0 | 0 | 0 | 0 | 0 | 0 | 0 | 0 | 0
F4_Industrial_Other Industrial_New_Process_Natural Gas_Gas Boiler - Maintenance_A_Achievable Economic RVT Potential | F4 | Industrial | Other Industrial | New | Process | Natural Gas | Gas Boiler - Maintenance | A | Incremental Energy Savings (MWh or mTherms) | Achievable Economic RVT Potential | 0 | 0 | 0 | 0 | 0 | 0 | 0 | 0 | 0 | 0 | 0 | 0 | 0 | 0 | 0 | 0 | 0 | 0 | 0 | 0 | 0 | 0 | 0 | 0 | 0 | 0 | 0 | 0 | 0 | 0 | 0
F5_Industrial_Other Industrial_New_Process_Natural Gas_Gas Boiler - Maintenance_A_Achievable Economic RVT Potential | F5 | Industrial | Other Industrial | New | Process | Natural Gas | Gas Boiler - Maintenance | A | Incremental Summer Peak Savings (MW) | Achievable Economic RVT Potential | 0 | 0 | 0 | 0 | 0 | 0 | 0 | 0 | 0 | 0 | 0 | 0 | 0 | 0 | 0 | 0 | 0 | 0 | 0 | 0 | 0 | 0 | 0 | 0 | 0 | 0 | 0 | 0 | 0 | 0 | 0
F6_Industrial_Other Industrial_New_Process_Natural Gas_Gas Boiler - Maintenance_A_Achievable Economic RVT Potential | F6 | Industrial | Other Industrial | New | Process | Natural Gas | Gas Boiler - Maintenance | A | Incremental Winter Peak Savings (MW) | Achievable Economic RVT Potential | 0 | 0 | 0 | 0 | 0 | 0 | 0 | 0 | 0 | 0 | 0 | 0 | 0 | 0 | 0 | 0 | 0 | 0 | 0 | 0 | 0 | 0 | 0 | 0 | 0 | 0 | 0 | 0 | 0 | 0 | 0
F7_Industrial_Other Industrial_New_Process_Natural Gas_Gas Boiler - Maintenance_A_Achievable Economic RVT Potential | F7 | Industrial | Other Industrial | New | Process | Natural Gas | Gas Boiler - Maintenance | A | Cumulative Energy Savings (MWh or mTherms) | Achievable Economic RVT Potential | 0 | 0 | 0 | 0 | 0 | 0 | 0 | 0 | 0 | 0 | 0 | 0 | 0 | 0 | 0 | 0 | 0 | 0 | 0 | 0 | 0 | 0 | 0 | 0 | 0 | 0 | 0 | 0 | 0 | 0 | 0
F8_Industrial_Other Industrial_New_Process_Natural Gas_Gas Boiler - Maintenance_A_Achievable Economic RVT Potential | F8 | Industrial | Other Industrial | New | Process | Natural Gas | Gas Boiler - Maintenance | A | Cumulative Summer Peak Savings (MW) | Achievable Economic RVT Potential | 0 | 0 | 0 | 0 | 0 | 0 | 0 | 0 | 0 | 0 | 0 | 0 | 0 | 0 | 0 | 0 | 0 | 0 | 0 | 0 | 0 | 0 | 0 | 0 | 0 | 0 | 0 | 0 | 0 | 0 | 0
F9_Industrial_Other Industrial_New_Process_Natural Gas_Gas Boiler - Maintenance_A_Achievable Economic RVT Potential | F9 | Industrial | Other Industrial | New | Process | Natural Gas | Gas Boiler - Maintenance | A | Cumulative Winter Peak Savings (MW) | Achievable Economic RVT Potential | 0 | 0 | 0 | 0 | 0 | 0 | 0 | 0 | 0 | 0 | 0 | 0 | 0 | 0 | 0 | 0 | 0 | 0 | 0 | 0 | 0 | 0 | 0 | 0 | 0 | 0 | 0 | 0 | 0 | 0 | 0
F10_Industrial_Other Industrial_New_Process_Natural Gas_Gas Boiler - Maintenance_A_Achievable Economic RVT Potential | F10 | Industrial | Other Industrial | New | Process | Natural Gas | Gas Boiler - Maintenance | A | Purchases (Incremental) | Achievable Economic RVT Potential | 0 | 0 | 0 | 0 | 0 | 0 | 0 | 0 | 0 | 0 | 0 | 0 | 0 | 0 | 0 | 0 | 0 | 0 | 0 | 0 | 0 | 0 | 0 | 0 | 0 | 0 | 0 | 0 | 0 | 0 | 0
F11_Industrial_Other Industrial_New_Process_Natural Gas_Gas Boiler - Maintenance_A_Achievable Economic RVT Potential | F11 | Industrial | Other Industrial | New | Process | Natural Gas | Gas Boiler - Maintenance | A | Purchases (Cumulative) | Achievable Economic RVT Potential | 0 | 0 | 0 | 0 | 0 | 0 | 0 | 0 | 0 | 0 | 0 | 0 | 0 | 0 | 0 | 0 | 0 | 0 | 0 | 0 | 0 | 0 | 0 | 0 | 0 | 0 | 0 | 0 | 0 | 0 | 0
F1_Industrial_Other Industrial_New_Space Heating_Natural Gas_Gas Furnace - Maintenance_A_Achievable Economic RVT Potential | F1 | Industrial | Other Industrial | New | Space Heating | Natural Gas | Gas Furnace - Maintenance | A | Integrated Unit Energy Savings (kWh or therms) | Achievable Economic RVT Potential | 0 | 0 | 0 | 0 | 0 | 0 | 0 | 0 | 0 | 0 | 0 | 0 | 0 | 0 | 0 | 0 | 0 | 0 | 0 | 0 | 0 | 0 | 0 | 0 | 0 | 0 | 0 | 0 | 0 | 0 | 0
F2_Industrial_Other Industrial_New_Space Heating_Natural Gas_Gas Furnace - Maintenance_A_Achievable Economic RVT Potential | F2 | Industrial | Other Industrial | New | Space Heating | Natural Gas | Gas Furnace - Maintenance | A | Integrated Unit Summer Peak Savings (kW) | Achievable Economic RVT Potential | 0 | 0 | 0 | 0 | 0 | 0 | 0 | 0 | 0 | 0 | 0 | 0 | 0 | 0 | 0 | 0 | 0 | 0 | 0 | 0 | 0 | 0 | 0 | 0 | 0 | 0 | 0 | 0 | 0 | 0 | 0
F3_Industrial_Other Industrial_New_Space Heating_Natural Gas_Gas Furnace - Maintenance_A_Achievable Economic RVT Potential | F3 | Industrial | Other Industrial | New | Space Heating | Natural Gas | Gas Furnace - Maintenance | A | Integrated Unit Winter Peak Savings (kW) | Achievable Economic RVT Potential | 0 | 0 | 0 | 0 | 0 | 0 | 0 | 0 | 0 | 0 | 0 | 0 | 0 | 0 | 0 | 0 | 0 | 0 | 0 | 0 | 0 | 0 | 0 | 0 | 0 | 0 | 0 | 0 | 0 | 0 | 0
F4_Industrial_Other Industrial_New_Space Heating_Natural Gas_Gas Furnace - Maintenance_A_Achievable Economic RVT Potential | F4 | Industrial | Other Industrial | New | Space Heating | Natural Gas | Gas Furnace - Maintenance | A | Incremental Energy Savings (MWh or mTherms) | Achievable Economic RVT Potential | 0 | 0 | 0 | 0 | 0 | 0 | 0 | 0 | 0 | 0 | 0 | 0 | 0 | 0 | 0 | 0 | 0 | 0 | 0 | 0 | 0 | 0 | 0 | 0 | 0 | 0 | 0 | 0 | 0 | 0 | 0
F5_Industrial_Other Industrial_New_Space Heating_Natural Gas_Gas Furnace - Maintenance_A_Achievable Economic RVT Potential | F5 | Industrial | Other Industrial | New | Space Heating | Natural Gas | Gas Furnace - Maintenance | A | Incremental Summer Peak Savings (MW) | Achievable Economic RVT Potential | 0 | 0 | 0 | 0 | 0 | 0 | 0 | 0 | 0 | 0 | 0 | 0 | 0 | 0 | 0 | 0 | 0 | 0 | 0 | 0 | 0 | 0 | 0 | 0 | 0 | 0 | 0 | 0 | 0 | 0 | 0
F6_Industrial_Other Industrial_New_Space Heating_Natural Gas_Gas Furnace - Maintenance_A_Achievable Economic RVT Potential | F6 | Industrial | Other Industrial | New | Space Heating | Natural Gas | Gas Furnace - Maintenance | A | Incremental Winter Peak Savings (MW) | Achievable Economic RVT Potential | 0 | 0 | 0 | 0 | 0 | 0 | 0 | 0 | 0 | 0 | 0 | 0 | 0 | 0 | 0 | 0 | 0 | 0 | 0 | 0 | 0 | 0 | 0 | 0 | 0 | 0 | 0 | 0 | 0 | 0 | 0
F7_Industrial_Other Industrial_New_Space Heating_Natural Gas_Gas Furnace - Maintenance_A_Achievable Economic RVT Potential | F7 | Industrial | Other Industrial | New | Space Heating | Natural Gas | Gas Furnace - Maintenance | A | Cumulative Energy Savings (MWh or mTherms) | Achievable Economic RVT Potential | 0 | 0 | 0 | 0 | 0 | 0 | 0 | 0 | 0 | 0 | 0 | 0 | 0 | 0 | 0 | 0 | 0 | 0 | 0 | 0 | 0 | 0 | 0 | 0 | 0 | 0 | 0 | 0 | 0 | 0 | 0
F8_Industrial_Other Industrial_New_Space Heating_Natural Gas_Gas Furnace - Maintenance_A_Achievable Economic RVT Potential | F8 | Industrial | Other Industrial | New | Space Heating | Natural Gas | Gas Furnace - Maintenance | A | Cumulative Summer Peak Savings (MW) | Achievable Economic RVT Potential | 0 | 0 | 0 | 0 | 0 | 0 | 0 | 0 | 0 | 0 | 0 | 0 | 0 | 0 | 0 | 0 | 0 | 0 | 0 | 0 | 0 | 0 | 0 | 0 | 0 | 0 | 0 | 0 | 0 | 0 | 0
F9_Industrial_Other Industrial_New_Space Heating_Natural Gas_Gas Furnace - Maintenance_A_Achievable Economic RVT Potential | F9 | Industrial | Other Industrial | New | Space Heating | Natural Gas | Gas Furnace - Maintenance | A | Cumulative Winter Peak Savings (MW) | Achievable Economic RVT Potential | 0 | 0 | 0 | 0 | 0 | 0 | 0 | 0 | 0 | 0 | 0 | 0 | 0 | 0 | 0 | 0 | 0 | 0 | 0 | 0 | 0 | 0 | 0 | 0 | 0 | 0 | 0 | 0 | 0 | 0 | 0
F10_Industrial_Other Industrial_New_Space Heating_Natural Gas_Gas Furnace - Maintenance_A_Achievable Economic RVT Potential | F10 | Industrial | Other Industrial | New | Space Heating | Natural Gas | Gas Furnace - Maintenance | A | Purchases (Incremental) | Achievable Economic RVT Potential | 0 | 0 | 0 | 0 | 0 | 0 | 0 | 0 | 0 | 0 | 0 | 0 | 0 | 0 | 0 | 0 | 0 | 0 | 0 | 0 | 0 | 0 | 0 | 0 | 0 | 0 | 0 | 0 | 0 | 0 | 0
F11_Industrial_Other Industrial_New_Space Heating_Natural Gas_Gas Furnace - Maintenance_A_Achievable Economic RVT Potential | F11 | Industrial | Other Industrial | New | Space Heating | Natural Gas | Gas Furnace - Maintenance | A | Purchases (Cumulative) | Achievable Economic RVT Potential | 0 | 0 | 0 | 0 | 0 | 0 | 0 | 0 | 0 | 0 | 0 | 0 | 0 | 0 | 0 | 0 | 0 | 0 | 0 | 0 | 0 | 0 | 0 | 0 | 0 | 0 | 0 | 0 | 0 | 0 | 0
F1_Industrial_Other Industrial_New_Space Heating_Natural Gas_Gas Boiler - Hot Water Reset_A_Achievable Economic RVT Potential | F1 | Industrial | Other Industrial | New | Space Heating | Natural Gas | Gas Boiler - Hot Water Reset | A | Integrated Unit Energy Savings (kWh or therms) | Achievable Economic RVT Potential | 0 | 0 | 0 | 0 | 0 | 0 | 0 | 0 | 0 | 0 | 0 | 0 | 0 | 0 | 0 | 0 | 0 | 0 | 0 | 0 | 0 | 0 | 0 | 0 | 0 | 0 | 0 | 0 | 0 | 0 | 0
F2_Industrial_Other Industrial_New_Space Heating_Natural Gas_Gas Boiler - Hot Water Reset_A_Achievable Economic RVT Potential | F2 | Industrial | Other Industrial | New | Space Heating | Natural Gas | Gas Boiler - Hot Water Reset | A | Integrated Unit Summer Peak Savings (kW) | Achievable Economic RVT Potential | 0 | 0 | 0 | 0 | 0 | 0 | 0 | 0 | 0 | 0 | 0 | 0 | 0 | 0 | 0 | 0 | 0 | 0 | 0 | 0 | 0 | 0 | 0 | 0 | 0 | 0 | 0 | 0 | 0 | 0 | 0
F3_Industrial_Other Industrial_New_Space Heating_Natural Gas_Gas Boiler - Hot Water Reset_A_Achievable Economic RVT Potential | F3 | Industrial | Other Industrial | New | Space Heating | Natural Gas | Gas Boiler - Hot Water Reset | A | Integrated Unit Winter Peak Savings (kW) | Achievable Economic RVT Potential | 0 | 0 | 0 | 0 | 0 | 0 | 0 | 0 | 0 | 0 | 0 | 0 | 0 | 0 | 0 | 0 | 0 | 0 | 0 | 0 | 0 | 0 | 0 | 0 | 0 | 0 | 0 | 0 | 0 | 0 | 0
F4_Industrial_Other Industrial_New_Space Heating_Natural Gas_Gas Boiler - Hot Water Reset_A_Achievable Economic RVT Potential | F4 | Industrial | Other Industrial | New | Space Heating | Natural Gas | Gas Boiler - Hot Water Reset | A | Incremental Energy Savings (MWh or mTherms) | Achievable Economic RVT Potential | 0 | 0 | 0 | 0 | 0 | 0 | 0 | 0 | 0 | 0 | 0 | 0 | 0 | 0 | 0 | 0 | 0 | 0 | 0 | 0 | 0 | 0 | 0 | 0 | 0 | 0 | 0 | 0 | 0 | 0 | 0
F5_Industrial_Other Industrial_New_Space Heating_Natural Gas_Gas Boiler - Hot Water Reset_A_Achievable Economic RVT Potential | F5 | Industrial | Other Industrial | New | Space Heating | Natural Gas | Gas Boiler - Hot Water Reset | A | Incremental Summer Peak Savings (MW) | Achievable Economic RVT Potential | 0 | 0 | 0 | 0 | 0 | 0 | 0 | 0 | 0 | 0 | 0 | 0 | 0 | 0 | 0 | 0 | 0 | 0 | 0 | 0 | 0 | 0 | 0 | 0 | 0 | 0 | 0 | 0 | 0 | 0 | 0
F6_Industrial_Other Industrial_New_Space Heating_Natural Gas_Gas Boiler - Hot Water Reset_A_Achievable Economic RVT Potential | F6 | Industrial | Other Industrial | New | Space Heating | Natural Gas | Gas Boiler - Hot Water Reset | A | Incremental Winter Peak Savings (MW) | Achievable Economic RVT Potential | 0 | 0 | 0 | 0 | 0 | 0 | 0 | 0 | 0 | 0 | 0 | 0 | 0 | 0 | 0 | 0 | 0 | 0 | 0 | 0 | 0 | 0 | 0 | 0 | 0 | 0 | 0 | 0 | 0 | 0 | 0
F7_Industrial_Other Industrial_New_Space Heating_Natural Gas_Gas Boiler - Hot Water Reset_A_Achievable Economic RVT Potential | F7 | Industrial | Other Industrial | New | Space Heating | Natural Gas | Gas Boiler - Hot Water Reset | A | Cumulative Energy Savings (MWh or mTherms) | Achievable Economic RVT Potential | 0 | 0 | 0 | 0 | 0 | 0 | 0 | 0 | 0 | 0 | 0 | 0 | 0 | 0 | 0 | 0 | 0 | 0 | 0 | 0 | 0 | 0 | 0 | 0 | 0 | 0 | 0 | 0 | 0 | 0 | 0
F8_Industrial_Other Industrial_New_Space Heating_Natural Gas_Gas Boiler - Hot Water Reset_A_Achievable Economic RVT Potential | F8 | Industrial | Other Industrial | New | Space Heating | Natural Gas | Gas Boiler - Hot Water Reset | A | Cumulative Summer Peak Savings (MW) | Achievable Economic RVT Potential | 0 | 0 | 0 | 0 | 0 | 0 | 0 | 0 | 0 | 0 | 0 | 0 | 0 | 0 | 0 | 0 | 0 | 0 | 0 | 0 | 0 | 0 | 0 | 0 | 0 | 0 | 0 | 0 | 0 | 0 | 0
F9_Industrial_Other Industrial_New_Space Heating_Natural Gas_Gas Boiler - Hot Water Reset_A_Achievable Economic RVT Potential | F9 | Industrial | Other Industrial | New | Space Heating | Natural Gas | Gas Boiler - Hot Water Reset | A | Cumulative Winter Peak Savings (MW) | Achievable Economic RVT Potential | 0 | 0 | 0 | 0 | 0 | 0 | 0 | 0 | 0 | 0 | 0 | 0 | 0 | 0 | 0 | 0 | 0 | 0 | 0 | 0 | 0 | 0 | 0 | 0 | 0 | 0 | 0 | 0 | 0 | 0 | 0
F10_Industrial_Other Industrial_New_Space Heating_Natural Gas_Gas Boiler - Hot Water Reset_A_Achievable Economic RVT Potential | F10 | Industrial | Other Industrial | New | Space Heating | Natural Gas | Gas Boiler - Hot Water Reset | A | Purchases (Incremental) | Achievable Economic RVT Potential | 0 | 0 | 0 | 0 | 0 | 0 | 0 | 0 | 0 | 0 | 0 | 0 | 0 | 0 | 0 | 0 | 0 | 0 | 0 | 0 | 0 | 0 | 0 | 0 | 0 | 0 | 0 | 0 | 0 | 0 | 0
F11_Industrial_Other Industrial_New_Space Heating_Natural Gas_Gas Boiler - Hot Water Reset_A_Achievable Economic RVT Potential | F11 | Industrial | Other Industrial | New | Space Heating | Natural Gas | Gas Boiler - Hot Water Reset | A | Purchases (Cumulative) | Achievable Economic RVT Potential | 0 | 0 | 0 | 0 | 0 | 0 | 0 | 0 | 0 | 0 | 0 | 0 | 0 | 0 | 0 | 0 | 0 | 0 | 0 | 0 | 0 | 0 | 0 | 0 | 0 | 0 | 0 | 0 | 0 | 0 | 0
F1_Industrial_Other Industrial_New_Process_Natural Gas_Gas Boiler - Hot Water Reset_A_Achievable Economic RVT Potential | F1 | Industrial | Other Industrial | New | Process | Natural Gas | Gas Boiler - Hot Water Reset | A | Integrated Unit Energy Savings (kWh or therms) | Achievable Economic RVT Potential | 0 | 0 | 0 | 0 | 0 | 2.8269 | 2.8254 | 2.824 | 2.823 | 2.822 | 2.8211 | 2.8206 | 2.8203 | 2.8202 | 2.8202 | 2.8203 | 2.8204 | 2.8205 | 2.8207 | 2.8209 | 2.8213 | 2.8217 | 2.822 | 2.8222 | 2.8225 | 2.8227 | 2.823 | 2.8232 | 2.8289 | 2.8289 | 2.8289
F2_Industrial_Other Industrial_New_Process_Natural Gas_Gas Boiler - Hot Water Reset_A_Achievable Economic RVT Potential | F2 | Industrial | Other Industrial | New | Process | Natural Gas | Gas Boiler - Hot Water Reset | A | Integrated Unit Summer Peak Savings (kW) | Achievable Economic RVT Potential | 0 | 0 | 0 | 0 | 0 | 0 | 0 | 0 | 0 | 0 | 0 | 0 | 0 | 0 | 0 | 0 | 0 | 0 | 0 | 0 | 0 | 0 | 0 | 0 | 0 | 0 | 0 | 0 | 0 | 0 | 0
F3_Industrial_Other Industrial_New_Process_Natural Gas_Gas Boiler - Hot Water Reset_A_Achievable Economic RVT Potential | F3 | Industrial | Other Industrial | New | Process | Natural Gas | Gas Boiler - Hot Water Reset | A | Integrated Unit Winter Peak Savings (kW) | Achievable Economic RVT Potential | 0 | 0 | 0 | 0 | 0 | 0 | 0 | 0 | 0 | 0 | 0 | 0 | 0 | 0 | 0 | 0 | 0 | 0 | 0 | 0 | 0 | 0 | 0 | 0 | 0 | 0 | 0 | 0 | 0 | 0 | 0
F4_Industrial_Other Industrial_New_Process_Natural Gas_Gas Boiler - Hot Water Reset_A_Achievable Economic RVT Potential | F4 | Industrial | Other Industrial | New | Process | Natural Gas | Gas Boiler - Hot Water Reset | A | Incremental Energy Savings (MWh or mTherms) | Achievable Economic RVT Potential | 0 | 0 | 0 | 0 | 0 | 0 | 0 | 0 | 0 | 0 | 0 | 0 | 0 | 0 | 0 | 0 | 0 | 0 | 0 | 0 | 0 | 0 | 0 | 0 | 0 | 0 | 0 | 0 | 0 | 0 | 0
F5_Industrial_Other Industrial_New_Process_Natural Gas_Gas Boiler - Hot Water Reset_A_Achievable Economic RVT Potential | F5 | Industrial | Other Industrial | New | Process | Natural Gas | Gas Boiler - Hot Water Reset | A | Incremental Summer Peak Savings (MW) | Achievable Economic RVT Potential | 0 | 0 | 0 | 0 | 0 | 0 | 0 | 0 | 0 | 0 | 0 | 0 | 0 | 0 | 0 | 0 | 0 | 0 | 0 | 0 | 0 | 0 | 0 | 0 | 0 | 0 | 0 | 0 | 0 | 0 | 0
F6_Industrial_Other Industrial_New_Process_Natural Gas_Gas Boiler - Hot Water Reset_A_Achievable Economic RVT Potential | F6 | Industrial | Other Industrial | New | Process | Natural Gas | Gas Boiler - Hot Water Reset | A | Incremental Winter Peak Savings (MW) | Achievable Economic RVT Potential | 0 | 0 | 0 | 0 | 0 | 0 | 0 | 0 | 0 | 0 | 0 | 0 | 0 | 0 | 0 | 0 | 0 | 0 | 0 | 0 | 0 | 0 | 0 | 0 | 0 | 0 | 0 | 0 | 0 | 0 | 0
F7_Industrial_Other Industrial_New_Process_Natural Gas_Gas Boiler - Hot Water Reset_A_Achievable Economic RVT Potential | F7 | Industrial | Other Industrial | New | Process | Natural Gas | Gas Boiler - Hot Water Reset | A | Cumulative Energy Savings (MWh or mTherms) | Achievable Economic RVT Potential | 0 | 0 | 0 | 0 | 0 | 0 | 0 | 0 | 0 | 0 | 0 | 0 | 0 | 0 | 0 | 0 | 0 | 0 | 0 | 0 | 0 | 0 | 0 | 0 | 0 | 0 | 0 | 0 | 0 | 0 | 0
F8_Industrial_Other Industrial_New_Process_Natural Gas_Gas Boiler - Hot Water Reset_A_Achievable Economic RVT Potential | F8 | Industrial | Other Industrial | New | Process | Natural Gas | Gas Boiler - Hot Water Reset | A | Cumulative Summer Peak Savings (MW) | Achievable Economic RVT Potential | 0 | 0 | 0 | 0 | 0 | 0 | 0 | 0 | 0 | 0 | 0 | 0 | 0 | 0 | 0 | 0 | 0 | 0 | 0 | 0 | 0 | 0 | 0 | 0 | 0 | 0 | 0 | 0 | 0 | 0 | 0
F9_Industrial_Other Industrial_New_Process_Natural Gas_Gas Boiler - Hot Water Reset_A_Achievable Economic RVT Potential | F9 | Industrial | Other Industrial | New | Process | Natural Gas | Gas Boiler - Hot Water Reset | A | Cumulative Winter Peak Savings (MW) | Achievable Economic RVT Potential | 0 | 0 | 0 | 0 | 0 | 0 | 0 | 0 | 0 | 0 | 0 | 0 | 0 | 0 | 0 | 0 | 0 | 0 | 0 | 0 | 0 | 0 | 0 | 0 | 0 | 0 | 0 | 0 | 0 | 0 | 0
F10_Industrial_Other Industrial_New_Process_Natural Gas_Gas Boiler - Hot Water Reset_A_Achievable Economic RVT Potential | F10 | Industrial | Other Industrial | New | Process | Natural Gas | Gas Boiler - Hot Water Reset | A | Purchases (Incremental) | Achievable Economic RVT Potential | 0 | 0 | 0 | 0 | 0 | 0 | 0 | 0 | 0 | 0 | 0 | 0 | 0 | 0 | 0 | 0 | 0 | 0 | 0 | 0 | 0 | 0 | 0 | 0 | 0 | 0 | 0 | 0 | 0 | 0 | 0
F11_Industrial_Other Industrial_New_Process_Natural Gas_Gas Boiler - Hot Water Reset_A_Achievable Economic RVT Potential | F11 | Industrial | Other Industrial | New | Process | Natural Gas | Gas Boiler - Hot Water Reset | A | Purchases (Cumulative) | Achievable Economic RVT Potential | 0 | 0 | 0 | 0 | 0 | 0 | 0 | 0 | 0 | 0 | 0 | 0 | 0 | 0 | 0 | 0 | 0 | 0 | 0 | 0 | 0 | 0 | 0 | 0 | 0 | 0 | 0 | 0 | 0 | 0 | 0
F1_Industrial_Other Industrial_New_Space Heating_Natural Gas_Steam Trap Maintenance_A_Achievable Economic RVT Potential | F1 | Industrial | Other Industrial | New | Space Heating | Natural Gas | Steam Trap Maintenance | A | Integrated Unit Energy Savings (kWh or therms) | Achievable Economic RVT Potential | 0 | 0 | 0 | 0 | 0 | 0 | 0 | 0 | 0 | 0 | 0 | 0 | 0 | 0 | 0 | 0 | 0 | 0 | 0 | 0 | 0 | 0 | 0 | 0 | 0 | 0 | 0 | 0 | 0 | 0 | 0
F2_Industrial_Other Industrial_New_Space Heating_Natural Gas_Steam Trap Maintenance_A_Achievable Economic RVT Potential | F2 | Industrial | Other Industrial | New | Space Heating | Natural Gas | Steam Trap Maintenance | A | Integrated Unit Summer Peak Savings (kW) | Achievable Economic RVT Potential | 0 | 0 | 0 | 0 | 0 | 0 | 0 | 0 | 0 | 0 | 0 | 0 | 0 | 0 | 0 | 0 | 0 | 0 | 0 | 0 | 0 | 0 | 0 | 0 | 0 | 0 | 0 | 0 | 0 | 0 | 0
F3_Industrial_Other Industrial_New_Space Heating_Natural Gas_Steam Trap Maintenance_A_Achievable Economic RVT Potential | F3 | Industrial | Other Industrial | New | Space Heating | Natural Gas | Steam Trap Maintenance | A | Integrated Unit Winter Peak Savings (kW) | Achievable Economic RVT Potential | 0 | 0 | 0 | 0 | 0 | 0 | 0 | 0 | 0 | 0 | 0 | 0 | 0 | 0 | 0 | 0 | 0 | 0 | 0 | 0 | 0 | 0 | 0 | 0 | 0 | 0 | 0 | 0 | 0 | 0 | 0
F4_Industrial_Other Industrial_New_Space Heating_Natural Gas_Steam Trap Maintenance_A_Achievable Economic RVT Potential | F4 | Industrial | Other Industrial | New | Space Heating | Natural Gas | Steam Trap Maintenance | A | Incremental Energy Savings (MWh or mTherms) | Achievable Economic RVT Potential | 0 | 0 | 0 | 0 | 0 | 0 | 0 | 0 | 0 | 0 | 0 | 0 | 0 | 0 | 0 | 0 | 0 | 0 | 0 | 0 | 0 | 0 | 0 | 0 | 0 | 0 | 0 | 0 | 0 | 0 | 0
F5_Industrial_Other Industrial_New_Space Heating_Natural Gas_Steam Trap Maintenance_A_Achievable Economic RVT Potential | F5 | Industrial | Other Industrial | New | Space Heating | Natural Gas | Steam Trap Maintenance | A | Incremental Summer Peak Savings (MW) | Achievable Economic RVT Potential | 0 | 0 | 0 | 0 | 0 | 0 | 0 | 0 | 0 | 0 | 0 | 0 | 0 | 0 | 0 | 0 | 0 | 0 | 0 | 0 | 0 | 0 | 0 | 0 | 0 | 0 | 0 | 0 | 0 | 0 | 0
F6_Industrial_Other Industrial_New_Space Heating_Natural Gas_Steam Trap Maintenance_A_Achievable Economic RVT Potential | F6 | Industrial | Other Industrial | New | Space Heating | Natural Gas | Steam Trap Maintenance | A | Incremental Winter Peak Savings (MW) | Achievable Economic RVT Potential | 0 | 0 | 0 | 0 | 0 | 0 | 0 | 0 | 0 | 0 | 0 | 0 | 0 | 0 | 0 | 0 | 0 | 0 | 0 | 0 | 0 | 0 | 0 | 0 | 0 | 0 | 0 | 0 | 0 | 0 | 0
F7_Industrial_Other Industrial_New_Space Heating_Natural Gas_Steam Trap Maintenance_A_Achievable Economic RVT Potential | F7 | Industrial | Other Industrial | New | Space Heating | Natural Gas | Steam Trap Maintenance | A | Cumulative Energy Savings (MWh or mTherms) | Achievable Economic RVT Potential | 0 | 0 | 0 | 0 | 0 | 0 | 0 | 0 | 0 | 0 | 0 | 0 | 0 | 0 | 0 | 0 | 0 | 0 | 0 | 0 | 0 | 0 | 0 | 0 | 0 | 0 | 0 | 0 | 0 | 0 | 0
F8_Industrial_Other Industrial_New_Space Heating_Natural Gas_Steam Trap Maintenance_A_Achievable Economic RVT Potential | F8 | Industrial | Other Industrial | New | Space Heating | Natural Gas | Steam Trap Maintenance | A | Cumulative Summer Peak Savings (MW) | Achievable Economic RVT Potential | 0 | 0 | 0 | 0 | 0 | 0 | 0 | 0 | 0 | 0 | 0 | 0 | 0 | 0 | 0 | 0 | 0 | 0 | 0 | 0 | 0 | 0 | 0 | 0 | 0 | 0 | 0 | 0 | 0 | 0 | 0
F9_Industrial_Other Industrial_New_Space Heating_Natural Gas_Steam Trap Maintenance_A_Achievable Economic RVT Potential | F9 | Industrial | Other Industrial | New | Space Heating | Natural Gas | Steam Trap Maintenance | A | Cumulative Winter Peak Savings (MW) | Achievable Economic RVT Potential | 0 | 0 | 0 | 0 | 0 | 0 | 0 | 0 | 0 | 0 | 0 | 0 | 0 | 0 | 0 | 0 | 0 | 0 | 0 | 0 | 0 | 0 | 0 | 0 | 0 | 0 | 0 | 0 | 0 | 0 | 0
F10_Industrial_Other Industrial_New_Space Heating_Natural Gas_Steam Trap Maintenance_A_Achievable Economic RVT Potential | F10 | Industrial | Other Industrial | New | Space Heating | Natural Gas | Steam Trap Maintenance | A | Purchases (Incremental) | Achievable Economic RVT Potential | 0 | 0 | 0 | 0 | 0 | 0 | 0 | 0 | 0 | 0 | 0 | 0 | 0 | 0 | 0 | 0 | 0 | 0 | 0 | 0 | 0 | 0 | 0 | 0 | 0 | 0 | 0 | 0 | 0 | 0 | 0
F11_Industrial_Other Industrial_New_Space Heating_Natural Gas_Steam Trap Maintenance_A_Achievable Economic RVT Potential | F11 | Industrial | Other Industrial | New | Space Heating | Natural Gas | Steam Trap Maintenance | A | Purchases (Cumulative) | Achievable Economic RVT Potential | 0 | 0 | 0 | 0 | 0 | 0 | 0 | 0 | 0 | 0 | 0 | 0 | 0 | 0 | 0 | 0 | 0 | 0 | 0 | 0 | 0 | 0 | 0 | 0 | 0 | 0 | 0 | 0 | 0 | 0 | 0
F1_Industrial_Other Industrial_New_Process_Natural Gas_Steam Trap Maintenance_A_Achievable Economic RVT Potential | F1 | Industrial | Other Industrial | New | Process | Natural Gas | Steam Trap Maintenance | A | Integrated Unit Energy Savings (kWh or therms) | Achievable Economic RVT Potential | 0 | 0 | 0 | 0 | 0 | 1.9974 | 1.9963 | 1.9953 | 1.9946 | 1.9939 | 1.9933 | 1.9929 | 1.9927 | 1.9926 | 1.9926 | 1.9927 | 1.9928 | 1.9929 | 1.993 | 1.9932 | 1.9934 | 1.9937 | 1.9939 | 1.9941 | 1.9943 | 1.9944 | 1.9946 | 1.9947 | 1.9988 | 1.9988 | 1.9988
F2_Industrial_Other Industrial_New_Process_Natural Gas_Steam Trap Maintenance_A_Achievable Economic RVT Potential | F2 | Industrial | Other Industrial | New | Process | Natural Gas | Steam Trap Maintenance | A | Integrated Unit Summer Peak Savings (kW) | Achievable Economic RVT Potential | 0 | 0 | 0 | 0 | 0 | 0 | 0 | 0 | 0 | 0 | 0 | 0 | 0 | 0 | 0 | 0 | 0 | 0 | 0 | 0 | 0 | 0 | 0 | 0 | 0 | 0 | 0 | 0 | 0 | 0 | 0
F3_Industrial_Other Industrial_New_Process_Natural Gas_Steam Trap Maintenance_A_Achievable Economic RVT Potential | F3 | Industrial | Other Industrial | New | Process | Natural Gas | Steam Trap Maintenance | A | Integrated Unit Winter Peak Savings (kW) | Achievable Economic RVT Potential | 0 | 0 | 0 | 0 | 0 | 0 | 0 | 0 | 0 | 0 | 0 | 0 | 0 | 0 | 0 | 0 | 0 | 0 | 0 | 0 | 0 | 0 | 0 | 0 | 0 | 0 | 0 | 0 | 0 | 0 | 0
F4_Industrial_Other Industrial_New_Process_Natural Gas_Steam Trap Maintenance_A_Achievable Economic RVT Potential | F4 | Industrial | Other Industrial | New | Process | Natural Gas | Steam Trap Maintenance | A | Incremental Energy Savings (MWh or mTherms) | Achievable Economic RVT Potential | 0 | 0 | 0 | 0 | 0 | 0 | 0 | 0 | 0 | 0 | 0 | 0 | 0 | 0 | 0 | 0 | 0 | 0 | 0 | 0 | 0 | 0 | 0 | 0 | 0 | 0 | 0 | 0 | 0 | 0 | 0
F5_Industrial_Other Industrial_New_Process_Natural Gas_Steam Trap Maintenance_A_Achievable Economic RVT Potential | F5 | Industrial | Other Industrial | New | Process | Natural Gas | Steam Trap Maintenance | A | Incremental Summer Peak Savings (MW) | Achievable Economic RVT Potential | 0 | 0 | 0 | 0 | 0 | 0 | 0 | 0 | 0 | 0 | 0 | 0 | 0 | 0 | 0 | 0 | 0 | 0 | 0 | 0 | 0 | 0 | 0 | 0 | 0 | 0 | 0 | 0 | 0 | 0 | 0
F6_Industrial_Other Industrial_New_Process_Natural Gas_Steam Trap Maintenance_A_Achievable Economic RVT Potential | F6 | Industrial | Other Industrial | New | Process | Natural Gas | Steam Trap Maintenance | A | Incremental Winter Peak Savings (MW) | Achievable Economic RVT Potential | 0 | 0 | 0 | 0 | 0 | 0 | 0 | 0 | 0 | 0 | 0 | 0 | 0 | 0 | 0 | 0 | 0 | 0 | 0 | 0 | 0 | 0 | 0 | 0 | 0 | 0 | 0 | 0 | 0 | 0 | 0
F7_Industrial_Other Industrial_New_Process_Natural Gas_Steam Trap Maintenance_A_Achievable Economic RVT Potential | F7 | Industrial | Other Industrial | New | Process | Natural Gas | Steam Trap Maintenance | A | Cumulative Energy Savings (MWh or mTherms) | Achievable Economic RVT Potential | 0 | 0 | 0 | 0 | 0 | 0 | 0 | 0 | 0 | 0 | 0 | 0 | 0 | 0 | 0 | 0 | 0 | 0 | 0 | 0 | 0 | 0 | 0 | 0 | 0 | 0 | 0 | 0 | 0 | 0 | 0
F8_Industrial_Other Industrial_New_Process_Natural Gas_Steam Trap Maintenance_A_Achievable Economic RVT Potential | F8 | Industrial | Other Industrial | New | Process | Natural Gas | Steam Trap Maintenance | A | Cumulative Summer Peak Savings (MW) | Achievable Economic RVT Potential | 0 | 0 | 0 | 0 | 0 | 0 | 0 | 0 | 0 | 0 | 0 | 0 | 0 | 0 | 0 | 0 | 0 | 0 | 0 | 0 | 0 | 0 | 0 | 0 | 0 | 0 | 0 | 0 | 0 | 0 | 0
F9_Industrial_Other Industrial_New_Process_Natural Gas_Steam Trap Maintenance_A_Achievable Economic RVT Potential | F9 | Industrial | Other Industrial | New | Process | Natural Gas | Steam Trap Maintenance | A | Cumulative Winter Peak Savings (MW) | Achievable Economic RVT Potential | 0 | 0 | 0 | 0 | 0 | 0 | 0 | 0 | 0 | 0 | 0 | 0 | 0 | 0 | 0 | 0 | 0 | 0 | 0 | 0 | 0 | 0 | 0 | 0 | 0 | 0 | 0 | 0 | 0 | 0 | 0
F10_Industrial_Other Industrial_New_Process_Natural Gas_Steam Trap Maintenance_A_Achievable Economic RVT Potential | F10 | Industrial | Other Industrial | New | Process | Natural Gas | Steam Trap Maintenance | A | Purchases (Incremental) | Achievable Economic RVT Potential | 0 | 0 | 0 | 0 | 0 | 0 | 0 | 0 | 0 | 0 | 0 | 0 | 0 | 0 | 0 | 0 | 0 | 0 | 0 | 0 | 0 | 0 | 0 | 0 | 0 | 0 | 0 | 0 | 0 | 0 | 0
F11_Industrial_Other Industrial_New_Process_Natural Gas_Steam Trap Maintenance_A_Achievable Economic RVT Potential | F11 | Industrial | Other Industrial | New | Process | Natural Gas | Steam Trap Maintenance | A | Purchases (Cumulative) | Achievable Economic RVT Potential | 0 | 0 | 0 | 0 | 0 | 0 | 0 | 0 | 0 | 0 | 0 | 0 | 0 | 0 | 0 | 0 | 0 | 0 | 0 | 0 | 0 | 0 | 0 | 0 | 0 | 0 | 0 | 0 | 0 | 0 | 0
F1_Industrial_Other Industrial_New_Space Heating_Natural Gas_Gas Boiler - High Turndown_A_Achievable Economic RVT Potential | F1 | Industrial | Other Industrial | New | Space Heating | Natural Gas | Gas Boiler - High Turndown | A | Integrated Unit Energy Savings (kWh or therms) | Achievable Economic RVT Potential | 0 | 0 | 0 | 0 | 0 | 0 | 0 | 0 | 0 | 0 | 0 | 0 | 0 | 0 | 0 | 0 | 0 | 0 | 0 | 0 | 0 | 0 | 0 | 0 | 0 | 0 | 0 | 0 | 0 | 0 | 0
F2_Industrial_Other Industrial_New_Space Heating_Natural Gas_Gas Boiler - High Turndown_A_Achievable Economic RVT Potential | F2 | Industrial | Other Industrial | New | Space Heating | Natural Gas | Gas Boiler - High Turndown | A | Integrated Unit Summer Peak Savings (kW) | Achievable Economic RVT Potential | 0 | 0 | 0 | 0 | 0 | 0 | 0 | 0 | 0 | 0 | 0 | 0 | 0 | 0 | 0 | 0 | 0 | 0 | 0 | 0 | 0 | 0 | 0 | 0 | 0 | 0 | 0 | 0 | 0 | 0 | 0
F3_Industrial_Other Industrial_New_Space Heating_Natural Gas_Gas Boiler - High Turndown_A_Achievable Economic RVT Potential | F3 | Industrial | Other Industrial | New | Space Heating | Natural Gas | Gas Boiler - High Turndown | A | Integrated Unit Winter Peak Savings (kW) | Achievable Economic RVT Potential | 0 | 0 | 0 | 0 | 0 | 0 | 0 | 0 | 0 | 0 | 0 | 0 | 0 | 0 | 0 | 0 | 0 | 0 | 0 | 0 | 0 | 0 | 0 | 0 | 0 | 0 | 0 | 0 | 0 | 0 | 0
F4_Industrial_Other Industrial_New_Space Heating_Natural Gas_Gas Boiler - High Turndown_A_Achievable Economic RVT Potential | F4 | Industrial | Other Industrial | New | Space Heating | Natural Gas | Gas Boiler - High Turndown | A | Incremental Energy Savings (MWh or mTherms) | Achievable Economic RVT Potential | 0 | 0 | 0 | 0 | 0 | 0 | 0 | 0 | 0 | 0 | 0 | 0 | 0 | 0 | 0 | 0 | 0 | 0 | 0 | 0 | 0 | 0 | 0 | 0 | 0 | 0 | 0 | 0 | 0 | 0 | 0
F5_Industrial_Other Industrial_New_Space Heating_Natural Gas_Gas Boiler - High Turndown_A_Achievable Economic RVT Potential | F5 | Industrial | Other Industrial | New | Space Heating | Natural Gas | Gas Boiler - High Turndown | A | Incremental Summer Peak Savings (MW) | Achievable Economic RVT Potential | 0 | 0 | 0 | 0 | 0 | 0 | 0 | 0 | 0 | 0 | 0 | 0 | 0 | 0 | 0 | 0 | 0 | 0 | 0 | 0 | 0 | 0 | 0 | 0 | 0 | 0 | 0 | 0 | 0 | 0 | 0
F6_Industrial_Other Industrial_New_Space Heating_Natural Gas_Gas Boiler - High Turndown_A_Achievable Economic RVT Potential | F6 | Industrial | Other Industrial | New | Space Heating | Natural Gas | Gas Boiler - High Turndown | A | Incremental Winter Peak Savings (MW) | Achievable Economic RVT Potential | 0 | 0 | 0 | 0 | 0 | 0 | 0 | 0 | 0 | 0 | 0 | 0 | 0 | 0 | 0 | 0 | 0 | 0 | 0 | 0 | 0 | 0 | 0 | 0 | 0 | 0 | 0 | 0 | 0 | 0 | 0
F7_Industrial_Other Industrial_New_Space Heating_Natural Gas_Gas Boiler - High Turndown_A_Achievable Economic RVT Potential | F7 | Industrial | Other Industrial | New | Space Heating | Natural Gas | Gas Boiler - High Turndown | A | Cumulative Energy Savings (MWh or mTherms) | Achievable Economic RVT Potential | 0 | 0 | 0 | 0 | 0 | 0 | 0 | 0 | 0 | 0 | 0 | 0 | 0 | 0 | 0 | 0 | 0 | 0 | 0 | 0 | 0 | 0 | 0 | 0 | 0 | 0 | 0 | 0 | 0 | 0 | 0
F8_Industrial_Other Industrial_New_Space Heating_Natural Gas_Gas Boiler - High Turndown_A_Achievable Economic RVT Potential | F8 | Industrial | Other Industrial | New | Space Heating | Natural Gas | Gas Boiler - High Turndown | A | Cumulative Summer Peak Savings (MW) | Achievable Economic RVT Potential | 0 | 0 | 0 | 0 | 0 | 0 | 0 | 0 | 0 | 0 | 0 | 0 | 0 | 0 | 0 | 0 | 0 | 0 | 0 | 0 | 0 | 0 | 0 | 0 | 0 | 0 | 0 | 0 | 0 | 0 | 0
F9_Industrial_Other Industrial_New_Space Heating_Natural Gas_Gas Boiler - High Turndown_A_Achievable Economic RVT Potential | F9 | Industrial | Other Industrial | New | Space Heating | Natural Gas | Gas Boiler - High Turndown | A | Cumulative Winter Peak Savings (MW) | Achievable Economic RVT Potential | 0 | 0 | 0 | 0 | 0 | 0 | 0 | 0 | 0 | 0 | 0 | 0 | 0 | 0 | 0 | 0 | 0 | 0 | 0 | 0 | 0 | 0 | 0 | 0 | 0 | 0 | 0 | 0 | 0 | 0 | 0
F10_Industrial_Other Industrial_New_Space Heating_Natural Gas_Gas Boiler - High Turndown_A_Achievable Economic RVT Potential | F10 | Industrial | Other Industrial | New | Space Heating | Natural Gas | Gas Boiler - High Turndown | A | Purchases (Incremental) | Achievable Economic RVT Potential | 0 | 0 | 0 | 0 | 0 | 0 | 0 | 0 | 0 | 0 | 0 | 0 | 0 | 0 | 0 | 0 | 0 | 0 | 0 | 0 | 0 | 0 | 0 | 0 | 0 | 0 | 0 | 0 | 0 | 0 | 0
F11_Industrial_Other Industrial_New_Space Heating_Natural Gas_Gas Boiler - High Turndown_A_Achievable Economic RVT Potential | F11 | Industrial | Other Industrial | New | Space Heating | Natural Gas | Gas Boiler - High Turndown | A | Purchases (Cumulative) | Achievable Economic RVT Potential | 0 | 0 | 0 | 0 | 0 | 0 | 0 | 0 | 0 | 0 | 0 | 0 | 0 | 0 | 0 | 0 | 0 | 0 | 0 | 0 | 0 | 0 | 0 | 0 | 0 | 0 | 0 | 0 | 0 | 0 | 0
F1_Industrial_Other Industrial_New_Process_Natural Gas_Gas Boiler - High Turndown_A_Achievable Economic RVT Potential | F1 | Industrial | Other Industrial | New | Process | Natural Gas | Gas Boiler - High Turndown | A | Integrated Unit Energy Savings (kWh or therms) | Achievable Economic RVT Potential | 0 | 0 | 0 | 0 | 0 | 2.1158 | 2.1108 | 2.1063 | 2.1022 | 2.0982 | 2.0954 | 2.093 | 2.091 | 2.0893 | 2.088 | 2.087 | 2.0863 | 2.0859 | 2.0856 | 2.0854 | 2.0854 | 2.0854 | 2.0853 | 2.0852 | 2.0851 | 2.0865 | 2.0877 | 2.0889 | 2.1216 | 2.1216 | 2.1216
F2_Industrial_Other Industrial_New_Process_Natural Gas_Gas Boiler - High Turndown_A_Achievable Economic RVT Potential | F2 | Industrial | Other Industrial | New | Process | Natural Gas | Gas Boiler - High Turndown | A | Integrated Unit Summer Peak Savings (kW) | Achievable Economic RVT Potential | 0 | 0 | 0 | 0 | 0 | 0 | 0 | 0 | 0 | 0 | 0 | 0 | 0 | 0 | 0 | 0 | 0 | 0 | 0 | 0 | 0 | 0 | 0 | 0 | 0 | 0 | 0 | 0 | 0 | 0 | 0
F3_Industrial_Other Industrial_New_Process_Natural Gas_Gas Boiler - High Turndown_A_Achievable Economic RVT Potential | F3 | Industrial | Other Industrial | New | Process | Natural Gas | Gas Boiler - High Turndown | A | Integrated Unit Winter Peak Savings (kW) | Achievable Economic RVT Potential | 0 | 0 | 0 | 0 | 0 | 0 | 0 | 0 | 0 | 0 | 0 | 0 | 0 | 0 | 0 | 0 | 0 | 0 | 0 | 0 | 0 | 0 | 0 | 0 | 0 | 0 | 0 | 0 | 0 | 0 | 0
F4_Industrial_Other Industrial_New_Process_Natural Gas_Gas Boiler - High Turndown_A_Achievable Economic RVT Potential | F4 | Industrial | Other Industrial | New | Process | Natural Gas | Gas Boiler - High Turndown | A | Incremental Energy Savings (MWh or mTherms) | Achievable Economic RVT Potential | 0 | 0 | 0 | 0 | 0 | 0 | 0 | 0 | 0 | 0 | 0 | 0 | 0 | 0 | 0 | 0 | 0 | 0 | 0 | 0 | 0 | 0 | 0 | 0 | 0 | 0 | 0 | 0 | 0 | 0 | 0
F5_Industrial_Other Industrial_New_Process_Natural Gas_Gas Boiler - High Turndown_A_Achievable Economic RVT Potential | F5 | Industrial | Other Industrial | New | Process | Natural Gas | Gas Boiler - High Turndown | A | Incremental Summer Peak Savings (MW) | Achievable Economic RVT Potential | 0 | 0 | 0 | 0 | 0 | 0 | 0 | 0 | 0 | 0 | 0 | 0 | 0 | 0 | 0 | 0 | 0 | 0 | 0 | 0 | 0 | 0 | 0 | 0 | 0 | 0 | 0 | 0 | 0 | 0 | 0
F6_Industrial_Other Industrial_New_Process_Natural Gas_Gas Boiler - High Turndown_A_Achievable Economic RVT Potential | F6 | Industrial | Other Industrial | New | Process | Natural Gas | Gas Boiler - High Turndown | A | Incremental Winter Peak Savings (MW) | Achievable Economic RVT Potential | 0 | 0 | 0 | 0 | 0 | 0 | 0 | 0 | 0 | 0 | 0 | 0 | 0 | 0 | 0 | 0 | 0 | 0 | 0 | 0 | 0 | 0 | 0 | 0 | 0 | 0 | 0 | 0 | 0 | 0 | 0
F7_Industrial_Other Industrial_New_Process_Natural Gas_Gas Boiler - High Turndown_A_Achievable Economic RVT Potential | F7 | Industrial | Other Industrial | New | Process | Natural Gas | Gas Boiler - High Turndown | A | Cumulative Energy Savings (MWh or mTherms) | Achievable Economic RVT Potential | 0 | 0 | 0 | 0 | 0 | 0 | 0 | 0 | 0 | 0 | 0 | 0 | 0 | 0 | 0 | 0 | 0 | 0 | 0 | 0 | 0 | 0 | 0 | 0 | 0 | 0 | 0 | 0 | 0 | 0 | 0
F8_Industrial_Other Industrial_New_Process_Natural Gas_Gas Boiler - High Turndown_A_Achievable Economic RVT Potential | F8 | Industrial | Other Industrial | New | Process | Natural Gas | Gas Boiler - High Turndown | A | Cumulative Summer Peak Savings (MW) | Achievable Economic RVT Potential | 0 | 0 | 0 | 0 | 0 | 0 | 0 | 0 | 0 | 0 | 0 | 0 | 0 | 0 | 0 | 0 | 0 | 0 | 0 | 0 | 0 | 0 | 0 | 0 | 0 | 0 | 0 | 0 | 0 | 0 | 0
F9_Industrial_Other Industrial_New_Process_Natural Gas_Gas Boiler - High Turndown_A_Achievable Economic RVT Potential | F9 | Industrial | Other Industrial | New | Process | Natural Gas | Gas Boiler - High Turndown | A | Cumulative Winter Peak Savings (MW) | Achievable Economic RVT Potential | 0 | 0 | 0 | 0 | 0 | 0 | 0 | 0 | 0 | 0 | 0 | 0 | 0 | 0 | 0 | 0 | 0 | 0 | 0 | 0 | 0 | 0 | 0 | 0 | 0 | 0 | 0 | 0 | 0 | 0 | 0
F10_Industrial_Other Industrial_New_Process_Natural Gas_Gas Boiler - High Turndown_A_Achievable Economic RVT Potential | F10 | Industrial | Other Industrial | New | Process | Natural Gas | Gas Boiler - High Turndown | A | Purchases (Incremental) | Achievable Economic RVT Potential | 0 | 0 | 0 | 0 | 0 | 0 | 0 | 0 | 0 | 0 | 0 | 0 | 0 | 0 | 0 | 0 | 0 | 0 | 0 | 0 | 0 | 0 | 0 | 0 | 0 | 0 | 0 | 0 | 0 | 0 | 0
F11_Industrial_Other Industrial_New_Process_Natural Gas_Gas Boiler - High Turndown_A_Achievable Economic RVT Potential | F11 | Industrial | Other Industrial | New | Process | Natural Gas | Gas Boiler - High Turndown | A | Purchases (Cumulative) | Achievable Economic RVT Potential | 0 | 0 | 0 | 0 | 0 | 0 | 0 | 0 | 0 | 0 | 0 | 0 | 0 | 0 | 0 | 0 | 0 | 0 | 0 | 0 | 0 | 0 | 0 | 0 | 0 | 0 | 0 | 0 | 0 | 0 | 0
F1_Industrial_Other Industrial_New_Space Heating_Natural Gas_Gas Boiler - Burner Control Optimization_A_Achievable Economic RVT Potential | F1 | Industrial | Other Industrial | New | Space Heating | Natural Gas | Gas Boiler - Burner Control Optimization | A | Integrated Unit Energy Savings (kWh or therms) | Achievable Economic RVT Potential | 0 | 0 | 0 | 0 | 0 | 0 | 0 | 0 | 0 | 0 | 0 | 0 | 0 | 0 | 0 | 0 | 0 | 0 | 0 | 0 | 0 | 0 | 0 | 0 | 0 | 0 | 0 | 0 | 0 | 0 | 0
F2_Industrial_Other Industrial_New_Space Heating_Natural Gas_Gas Boiler - Burner Control Optimization_A_Achievable Economic RVT Potential | F2 | Industrial | Other Industrial | New | Space Heating | Natural Gas | Gas Boiler - Burner Control Optimization | A | Integrated Unit Summer Peak Savings (kW) | Achievable Economic RVT Potential | 0 | 0 | 0 | 0 | 0 | 0 | 0 | 0 | 0 | 0 | 0 | 0 | 0 | 0 | 0 | 0 | 0 | 0 | 0 | 0 | 0 | 0 | 0 | 0 | 0 | 0 | 0 | 0 | 0 | 0 | 0
F3_Industrial_Other Industrial_New_Space Heating_Natural Gas_Gas Boiler - Burner Control Optimization_A_Achievable Economic RVT Potential | F3 | Industrial | Other Industrial | New | Space Heating | Natural Gas | Gas Boiler - Burner Control Optimization | A | Integrated Unit Winter Peak Savings (kW) | Achievable Economic RVT Potential | 0 | 0 | 0 | 0 | 0 | 0 | 0 | 0 | 0 | 0 | 0 | 0 | 0 | 0 | 0 | 0 | 0 | 0 | 0 | 0 | 0 | 0 | 0 | 0 | 0 | 0 | 0 | 0 | 0 | 0 | 0
F4_Industrial_Other Industrial_New_Space Heating_Natural Gas_Gas Boiler - Burner Control Optimization_A_Achievable Economic RVT Potential | F4 | Industrial | Other Industrial | New | Space Heating | Natural Gas | Gas Boiler - Burner Control Optimization | A | Incremental Energy Savings (MWh or mTherms) | Achievable Economic RVT Potential | 0 | 0 | 0 | 0 | 0 | 0 | 0 | 0 | 0 | 0 | 0 | 0 | 0 | 0 | 0 | 0 | 0 | 0 | 0 | 0 | 0 | 0 | 0 | 0 | 0 | 0 | 0 | 0 | 0 | 0 | 0
F5_Industrial_Other Industrial_New_Space Heating_Natural Gas_Gas Boiler - Burner Control Optimization_A_Achievable Economic RVT Potential | F5 | Industrial | Other Industrial | New | Space Heating | Natural Gas | Gas Boiler - Burner Control Optimization | A | Incremental Summer Peak Savings (MW) | Achievable Economic RVT Potential | 0 | 0 | 0 | 0 | 0 | 0 | 0 | 0 | 0 | 0 | 0 | 0 | 0 | 0 | 0 | 0 | 0 | 0 | 0 | 0 | 0 | 0 | 0 | 0 | 0 | 0 | 0 | 0 | 0 | 0 | 0
F6_Industrial_Other Industrial_New_Space Heating_Natural Gas_Gas Boiler - Burner Control Optimization_A_Achievable Economic RVT Potential | F6 | Industrial | Other Industrial | New | Space Heating | Natural Gas | Gas Boiler - Burner Control Optimization | A | Incremental Winter Peak Savings (MW) | Achievable Economic RVT Potential | 0 | 0 | 0 | 0 | 0 | 0 | 0 | 0 | 0 | 0 | 0 | 0 | 0 | 0 | 0 | 0 | 0 | 0 | 0 | 0 | 0 | 0 | 0 | 0 | 0 | 0 | 0 | 0 | 0 | 0 | 0
F7_Industrial_Other Industrial_New_Space Heating_Natural Gas_Gas Boiler - Burner Control Optimization_A_Achievable Economic RVT Potential | F7 | Industrial | Other Industrial | New | Space Heating | Natural Gas | Gas Boiler - Burner Control Optimization | A | Cumulative Energy Savings (MWh or mTherms) | Achievable Economic RVT Potential | 0 | 0 | 0 | 0 | 0 | 0 | 0 | 0 | 0 | 0 | 0 | 0 | 0 | 0 | 0 | 0 | 0 | 0 | 0 | 0 | 0 | 0 | 0 | 0 | 0 | 0 | 0 | 0 | 0 | 0 | 0
F8_Industrial_Other Industrial_New_Space Heating_Natural Gas_Gas Boiler - Burner Control Optimization_A_Achievable Economic RVT Potential | F8 | Industrial | Other Industrial | New | Space Heating | Natural Gas | Gas Boiler - Burner Control Optimization | A | Cumulative Summer Peak Savings (MW) | Achievable Economic RVT Potential | 0 | 0 | 0 | 0 | 0 | 0 | 0 | 0 | 0 | 0 | 0 | 0 | 0 | 0 | 0 | 0 | 0 | 0 | 0 | 0 | 0 | 0 | 0 | 0 | 0 | 0 | 0 | 0 | 0 | 0 | 0
F9_Industrial_Other Industrial_New_Space Heating_Natural Gas_Gas Boiler - Burner Control Optimization_A_Achievable Economic RVT Potential | F9 | Industrial | Other Industrial | New | Space Heating | Natural Gas | Gas Boiler - Burner Control Optimization | A | Cumulative Winter Peak Savings (MW) | Achievable Economic RVT Potential | 0 | 0 | 0 | 0 | 0 | 0 | 0 | 0 | 0 | 0 | 0 | 0 | 0 | 0 | 0 | 0 | 0 | 0 | 0 | 0 | 0 | 0 | 0 | 0 | 0 | 0 | 0 | 0 | 0 | 0 | 0
F10_Industrial_Other Industrial_New_Space Heating_Natural Gas_Gas Boiler - Burner Control Optimization_A_Achievable Economic RVT Potential | F10 | Industrial | Other Industrial | New | Space Heating | Natural Gas | Gas Boiler - Burner Control Optimization | A | Purchases (Incremental) | Achievable Economic RVT Potential | 0 | 0 | 0 | 0 | 0 | 0 | 0 | 0 | 0 | 0 | 0 | 0 | 0 | 0 | 0 | 0 | 0 | 0 | 0 | 0 | 0 | 0 | 0 | 0 | 0 | 0 | 0 | 0 | 0 | 0 | 0
F11_Industrial_Other Industrial_New_Space Heating_Natural Gas_Gas Boiler - Burner Control Optimization_A_Achievable Economic RVT Potential | F11 | Industrial | Other Industrial | New | Space Heating | Natural Gas | Gas Boiler - Burner Control Optimization | A | Purchases (Cumulative) | Achievable Economic RVT Potential | 0 | 0 | 0 | 0 | 0 | 0 | 0 | 0 | 0 | 0 | 0 | 0 | 0 | 0 | 0 | 0 | 0 | 0 | 0 | 0 | 0 | 0 | 0 | 0 | 0 | 0 | 0 | 0 | 0 | 0 | 0
F1_Industrial_Other Industrial_New_Process_Natural Gas_Gas Boiler - Burner Control Optimization_A_Achievable Economic RVT Potential | F1 | Industrial | Other Industrial | New | Process | Natural Gas | Gas Boiler - Burner Control Optimization | A | Integrated Unit Energy Savings (kWh or therms) | Achievable Economic RVT Potential | 0 | 0 | 0 | 0 | 0 | 0.61357 | 0.61213 | 0.61082 | 0.60963 | 0.60848 | 0.60767 | 0.60698 | 0.60639 | 0.60591 | 0.60552 | 0.60523 | 0.60504 | 0.60491 | 0.60483 | 0.60477 | 0.60476 | 0.60476 | 0.60475 | 0.60472 | 0.60468 | 0.60507 | 0.60544 | 0.60578 | 0.61528 | 0.61528 | 0.61528
F2_Industrial_Other Industrial_New_Process_Natural Gas_Gas Boiler - Burner Control Optimization_A_Achievable Economic RVT Potential | F2 | Industrial | Other Industrial | New | Process | Natural Gas | Gas Boiler - Burner Control Optimization | A | Integrated Unit Summer Peak Savings (kW) | Achievable Economic RVT Potential | 0 | 0 | 0 | 0 | 0 | 0 | 0 | 0 | 0 | 0 | 0 | 0 | 0 | 0 | 0 | 0 | 0 | 0 | 0 | 0 | 0 | 0 | 0 | 0 | 0 | 0 | 0 | 0 | 0 | 0 | 0
F3_Industrial_Other Industrial_New_Process_Natural Gas_Gas Boiler - Burner Control Optimization_A_Achievable Economic RVT Potential | F3 | Industrial | Other Industrial | New | Process | Natural Gas | Gas Boiler - Burner Control Optimization | A | Integrated Unit Winter Peak Savings (kW) | Achievable Economic RVT Potential | 0 | 0 | 0 | 0 | 0 | 0 | 0 | 0 | 0 | 0 | 0 | 0 | 0 | 0 | 0 | 0 | 0 | 0 | 0 | 0 | 0 | 0 | 0 | 0 | 0 | 0 | 0 | 0 | 0 | 0 | 0
F4_Industrial_Other Industrial_New_Process_Natural Gas_Gas Boiler - Burner Control Optimization_A_Achievable Economic RVT Potential | F4 | Industrial | Other Industrial | New | Process | Natural Gas | Gas Boiler - Burner Control Optimization | A | Incremental Energy Savings (MWh or mTherms) | Achievable Economic RVT Potential | 0 | 0 | 0 | 0 | 0 | 0 | 0 | 0 | 0 | 0 | 0 | 0 | 0 | 0 | 0 | 0 | 0 | 0 | 0 | 0 | 0 | 0 | 0 | 0 | 0 | 0 | 0 | 0 | 0 | 0 | 0
F5_Industrial_Other Industrial_New_Process_Natural Gas_Gas Boiler - Burner Control Optimization_A_Achievable Economic RVT Potential | F5 | Industrial | Other Industrial | New | Process | Natural Gas | Gas Boiler - Burner Control Optimization | A | Incremental Summer Peak Savings (MW) | Achievable Economic RVT Potential | 0 | 0 | 0 | 0 | 0 | 0 | 0 | 0 | 0 | 0 | 0 | 0 | 0 | 0 | 0 | 0 | 0 | 0 | 0 | 0 | 0 | 0 | 0 | 0 | 0 | 0 | 0 | 0 | 0 | 0 | 0
F6_Industrial_Other Industrial_New_Process_Natural Gas_Gas Boiler - Burner Control Optimization_A_Achievable Economic RVT Potential | F6 | Industrial | Other Industrial | New | Process | Natural Gas | Gas Boiler - Burner Control Optimization | A | Incremental Winter Peak Savings (MW) | Achievable Economic RVT Potential | 0 | 0 | 0 | 0 | 0 | 0 | 0 | 0 | 0 | 0 | 0 | 0 | 0 | 0 | 0 | 0 | 0 | 0 | 0 | 0 | 0 | 0 | 0 | 0 | 0 | 0 | 0 | 0 | 0 | 0 | 0
F7_Industrial_Other Industrial_New_Process_Natural Gas_Gas Boiler - Burner Control Optimization_A_Achievable Economic RVT Potential | F7 | Industrial | Other Industrial | New | Process | Natural Gas | Gas Boiler - Burner Control Optimization | A | Cumulative Energy Savings (MWh or mTherms) | Achievable Economic RVT Potential | 0 | 0 | 0 | 0 | 0 | 0 | 0 | 0 | 0 | 0 | 0 | 0 | 0 | 0 | 0 | 0 | 0 | 0 | 0 | 0 | 0 | 0 | 0 | 0 | 0 | 0 | 0 | 0 | 0 | 0 | 0
F8_Industrial_Other Industrial_New_Process_Natural Gas_Gas Boiler - Burner Control Optimization_A_Achievable Economic RVT Potential | F8 | Industrial | Other Industrial | New | Process | Natural Gas | Gas Boiler - Burner Control Optimization | A | Cumulative Summer Peak Savings (MW) | Achievable Economic RVT Potential | 0 | 0 | 0 | 0 | 0 | 0 | 0 | 0 | 0 | 0 | 0 | 0 | 0 | 0 | 0 | 0 | 0 | 0 | 0 | 0 | 0 | 0 | 0 | 0 | 0 | 0 | 0 | 0 | 0 | 0 | 0
F9_Industrial_Other Industrial_New_Process_Natural Gas_Gas Boiler - Burner Control Optimization_A_Achievable Economic RVT Potential | F9 | Industrial | Other Industrial | New | Process | Natural Gas | Gas Boiler - Burner Control Optimization | A | Cumulative Winter Peak Savings (MW) | Achievable Economic RVT Potential | 0 | 0 | 0 | 0 | 0 | 0 | 0 | 0 | 0 | 0 | 0 | 0 | 0 | 0 | 0 | 0 | 0 | 0 | 0 | 0 | 0 | 0 | 0 | 0 | 0 | 0 | 0 | 0 | 0 | 0 | 0
F10_Industrial_Other Industrial_New_Process_Natural Gas_Gas Boiler - Burner Control Optimization_A_Achievable Economic RVT Potential | F10 | Industrial | Other Industrial | New | Process | Natural Gas | Gas Boiler - Burner Control Optimization | A | Purchases (Incremental) | Achievable Economic RVT Potential | 0 | 0 | 0 | 0 | 0 | 0 | 0 | 0 | 0 | 0 | 0 | 0 | 0 | 0 | 0 | 0 | 0 | 0 | 0 | 0 | 0 | 0 | 0 | 0 | 0 | 0 | 0 | 0 | 0 | 0 | 0
F11_Industrial_Other Industrial_New_Process_Natural Gas_Gas Boiler - Burner Control Optimization_A_Achievable Economic RVT Potential | F11 | Industrial | Other Industrial | New | Process | Natural Gas | Gas Boiler - Burner Control Optimization | A | Purchases (Cumulative) | Achievable Economic RVT Potential | 0 | 0 | 0 | 0 | 0 | 0 | 0 | 0 | 0 | 0 | 0 | 0 | 0 | 0 | 0 | 0 | 0 | 0 | 0 | 0 | 0 | 0 | 0 | 0 | 0 | 0 | 0 | 0 | 0 | 0 | 0
F1_Industrial_Other Industrial_New_Space Heating_Natural Gas_HVAC - Demand Controlled Ventilation_A_Achievable Economic RVT Potential | F1 | Industrial | Other Industrial | New | Space Heating | Natural Gas | HVAC - Demand Controlled Ventilation | A | Integrated Unit Energy Savings (kWh or therms) | Achievable Economic RVT Potential | 0 | 0 | 0 | 0 | 0 | 0 | 0 | 0 | 0 | 0 | 0 | 0 | 0 | 0 | 0 | 0 | 0 | 0 | 0 | 0 | 0 | 0 | 0 | 0 | 0 | 0 | 0 | 0 | 0 | 0 | 0
F2_Industrial_Other Industrial_New_Space Heating_Natural Gas_HVAC - Demand Controlled Ventilation_A_Achievable Economic RVT Potential | F2 | Industrial | Other Industrial | New | Space Heating | Natural Gas | HVAC - Demand Controlled Ventilation | A | Integrated Unit Summer Peak Savings (kW) | Achievable Economic RVT Potential | 0 | 0 | 0 | 0 | 0 | 0 | 0 | 0 | 0 | 0 | 0 | 0 | 0 | 0 | 0 | 0 | 0 | 0 | 0 | 0 | 0 | 0 | 0 | 0 | 0 | 0 | 0 | 0 | 0 | 0 | 0
F3_Industrial_Other Industrial_New_Space Heating_Natural Gas_HVAC - Demand Controlled Ventilation_A_Achievable Economic RVT Potential | F3 | Industrial | Other Industrial | New | Space Heating | Natural Gas | HVAC - Demand Controlled Ventilation | A | Integrated Unit Winter Peak Savings (kW) | Achievable Economic RVT Potential | 0 | 0 | 0 | 0 | 0 | 0 | 0 | 0 | 0 | 0 | 0 | 0 | 0 | 0 | 0 | 0 | 0 | 0 | 0 | 0 | 0 | 0 | 0 | 0 | 0 | 0 | 0 | 0 | 0 | 0 | 0
F4_Industrial_Other Industrial_New_Space Heating_Natural Gas_HVAC - Demand Controlled Ventilation_A_Achievable Economic RVT Potential | F4 | Industrial | Other Industrial | New | Space Heating | Natural Gas | HVAC - Demand Controlled Ventilation | A | Incremental Energy Savings (MWh or mTherms) | Achievable Economic RVT Potential | 0 | 0 | 0 | 0 | 0 | 0 | 0 | 0 | 0 | 0 | 0 | 0 | 0 | 0 | 0 | 0 | 0 | 0 | 0 | 0 | 0 | 0 | 0 | 0 | 0 | 0 | 0 | 0 | 0 | 0 | 0
F5_Industrial_Other Industrial_New_Space Heating_Natural Gas_HVAC - Demand Controlled Ventilation_A_Achievable Economic RVT Potential | F5 | Industrial | Other Industrial | New | Space Heating | Natural Gas | HVAC - Demand Controlled Ventilation | A | Incremental Summer Peak Savings (MW) | Achievable Economic RVT Potential | 0 | 0 | 0 | 0 | 0 | 0 | 0 | 0 | 0 | 0 | 0 | 0 | 0 | 0 | 0 | 0 | 0 | 0 | 0 | 0 | 0 | 0 | 0 | 0 | 0 | 0 | 0 | 0 | 0 | 0 | 0
F6_Industrial_Other Industrial_New_Space Heating_Natural Gas_HVAC - Demand Controlled Ventilation_A_Achievable Economic RVT Potential | F6 | Industrial | Other Industrial | New | Space Heating | Natural Gas | HVAC - Demand Controlled Ventilation | A | Incremental Winter Peak Savings (MW) | Achievable Economic RVT Potential | 0 | 0 | 0 | 0 | 0 | 0 | 0 | 0 | 0 | 0 | 0 | 0 | 0 | 0 | 0 | 0 | 0 | 0 | 0 | 0 | 0 | 0 | 0 | 0 | 0 | 0 | 0 | 0 | 0 | 0 | 0
F7_Industrial_Other Industrial_New_Space Heating_Natural Gas_HVAC - Demand Controlled Ventilation_A_Achievable Economic RVT Potential | F7 | Industrial | Other Industrial | New | Space Heating | Natural Gas | HVAC - Demand Controlled Ventilation | A | Cumulative Energy Savings (MWh or mTherms) | Achievable Economic RVT Potential | 0 | 0 | 0 | 0 | 0 | 0 | 0 | 0 | 0 | 0 | 0 | 0 | 0 | 0 | 0 | 0 | 0 | 0 | 0 | 0 | 0 | 0 | 0 | 0 | 0 | 0 | 0 | 0 | 0 | 0 | 0
F8_Industrial_Other Industrial_New_Space Heating_Natural Gas_HVAC - Demand Controlled Ventilation_A_Achievable Economic RVT Potential | F8 | Industrial | Other Industrial | New | Space Heating | Natural Gas | HVAC - Demand Controlled Ventilation | A | Cumulative Summer Peak Savings (MW) | Achievable Economic RVT Potential | 0 | 0 | 0 | 0 | 0 | 0 | 0 | 0 | 0 | 0 | 0 | 0 | 0 | 0 | 0 | 0 | 0 | 0 | 0 | 0 | 0 | 0 | 0 | 0 | 0 | 0 | 0 | 0 | 0 | 0 | 0
F9_Industrial_Other Industrial_New_Space Heating_Natural Gas_HVAC - Demand Controlled Ventilation_A_Achievable Economic RVT Potential | F9 | Industrial | Other Industrial | New | Space Heating | Natural Gas | HVAC - Demand Controlled Ventilation | A | Cumulative Winter Peak Savings (MW) | Achievable Economic RVT Potential | 0 | 0 | 0 | 0 | 0 | 0 | 0 | 0 | 0 | 0 | 0 | 0 | 0 | 0 | 0 | 0 | 0 | 0 | 0 | 0 | 0 | 0 | 0 | 0 | 0 | 0 | 0 | 0 | 0 | 0 | 0
F10_Industrial_Other Industrial_New_Space Heating_Natural Gas_HVAC - Demand Controlled Ventilation_A_Achievable Economic RVT Potential | F10 | Industrial | Other Industrial | New | Space Heating | Natural Gas | HVAC - Demand Controlled Ventilation | A | Purchases (Incremental) | Achievable Economic RVT Potential | 0 | 0 | 0 | 0 | 0 | 0 | 0 | 0 | 0 | 0 | 0 | 0 | 0 | 0 | 0 | 0 | 0 | 0 | 0 | 0 | 0 | 0 | 0 | 0 | 0 | 0 | 0 | 0 | 0 | 0 | 0
F11_Industrial_Other Industrial_New_Space Heating_Natural Gas_HVAC - Demand Controlled Ventilation_A_Achievable Economic RVT Potential | F11 | Industrial | Other Industrial | New | Space Heating | Natural Gas | HVAC - Demand Controlled Ventilation | A | Purchases (Cumulative) | Achievable Economic RVT Potential | 0 | 0 | 0 | 0 | 0 | 0 | 0 | 0 | 0 | 0 | 0 | 0 | 0 | 0 | 0 | 0 | 0 | 0 | 0 | 0 | 0 | 0 | 0 | 0 | 0 | 0 | 0 | 0 | 0 | 0 | 0
F1_Industrial_Other Industrial_New_Space Heating_Natural Gas_Gas Boiler - Stack Economizer_A_Achievable Economic RVT Potential | F1 | Industrial | Other Industrial | New | Space Heating | Natural Gas | Gas Boiler - Stack Economizer | A | Integrated Unit Energy Savings (kWh or therms) | Achievable Economic RVT Potential | 0 | 0 | 0 | 0 | 0 | 0 | 0 | 0 | 0 | 0 | 0 | 0 | 0 | 0 | 0 | 0 | 0 | 0 | 0 | 0 | 0 | 0 | 0 | 0 | 0 | 0 | 0 | 0 | 0 | 0 | 0
F2_Industrial_Other Industrial_New_Space Heating_Natural Gas_Gas Boiler - Stack Economizer_A_Achievable Economic RVT Potential | F2 | Industrial | Other Industrial | New | Space Heating | Natural Gas | Gas Boiler - Stack Economizer | A | Integrated Unit Summer Peak Savings (kW) | Achievable Economic RVT Potential | 0 | 0 | 0 | 0 | 0 | 0 | 0 | 0 | 0 | 0 | 0 | 0 | 0 | 0 | 0 | 0 | 0 | 0 | 0 | 0 | 0 | 0 | 0 | 0 | 0 | 0 | 0 | 0 | 0 | 0 | 0
F3_Industrial_Other Industrial_New_Space Heating_Natural Gas_Gas Boiler - Stack Economizer_A_Achievable Economic RVT Potential | F3 | Industrial | Other Industrial | New | Space Heating | Natural Gas | Gas Boiler - Stack Economizer | A | Integrated Unit Winter Peak Savings (kW) | Achievable Economic RVT Potential | 0 | 0 | 0 | 0 | 0 | 0 | 0 | 0 | 0 | 0 | 0 | 0 | 0 | 0 | 0 | 0 | 0 | 0 | 0 | 0 | 0 | 0 | 0 | 0 | 0 | 0 | 0 | 0 | 0 | 0 | 0
F4_Industrial_Other Industrial_New_Space Heating_Natural Gas_Gas Boiler - Stack Economizer_A_Achievable Economic RVT Potential | F4 | Industrial | Other Industrial | New | Space Heating | Natural Gas | Gas Boiler - Stack Economizer | A | Incremental Energy Savings (MWh or mTherms) | Achievable Economic RVT Potential | 0 | 0 | 0 | 0 | 0 | 0 | 0 | 0 | 0 | 0 | 0 | 0 | 0 | 0 | 0 | 0 | 0 | 0 | 0 | 0 | 0 | 0 | 0 | 0 | 0 | 0 | 0 | 0 | 0 | 0 | 0
F5_Industrial_Other Industrial_New_Space Heating_Natural Gas_Gas Boiler - Stack Economizer_A_Achievable Economic RVT Potential | F5 | Industrial | Other Industrial | New | Space Heating | Natural Gas | Gas Boiler - Stack Economizer | A | Incremental Summer Peak Savings (MW) | Achievable Economic RVT Potential | 0 | 0 | 0 | 0 | 0 | 0 | 0 | 0 | 0 | 0 | 0 | 0 | 0 | 0 | 0 | 0 | 0 | 0 | 0 | 0 | 0 | 0 | 0 | 0 | 0 | 0 | 0 | 0 | 0 | 0 | 0
F6_Industrial_Other Industrial_New_Space Heating_Natural Gas_Gas Boiler - Stack Economizer_A_Achievable Economic RVT Potential | F6 | Industrial | Other Industrial | New | Space Heating | Natural Gas | Gas Boiler - Stack Economizer | A | Incremental Winter Peak Savings (MW) | Achievable Economic RVT Potential | 0 | 0 | 0 | 0 | 0 | 0 | 0 | 0 | 0 | 0 | 0 | 0 | 0 | 0 | 0 | 0 | 0 | 0 | 0 | 0 | 0 | 0 | 0 | 0 | 0 | 0 | 0 | 0 | 0 | 0 | 0
F7_Industrial_Other Industrial_New_Space Heating_Natural Gas_Gas Boiler - Stack Economizer_A_Achievable Economic RVT Potential | F7 | Industrial | Other Industrial | New | Space Heating | Natural Gas | Gas Boiler - Stack Economizer | A | Cumulative Energy Savings (MWh or mTherms) | Achievable Economic RVT Potential | 0 | 0 | 0 | 0 | 0 | 0 | 0 | 0 | 0 | 0 | 0 | 0 | 0 | 0 | 0 | 0 | 0 | 0 | 0 | 0 | 0 | 0 | 0 | 0 | 0 | 0 | 0 | 0 | 0 | 0 | 0
F8_Industrial_Other Industrial_New_Space Heating_Natural Gas_Gas Boiler - Stack Economizer_A_Achievable Economic RVT Potential | F8 | Industrial | Other Industrial | New | Space Heating | Natural Gas | Gas Boiler - Stack Economizer | A | Cumulative Summer Peak Savings (MW) | Achievable Economic RVT Potential | 0 | 0 | 0 | 0 | 0 | 0 | 0 | 0 | 0 | 0 | 0 | 0 | 0 | 0 | 0 | 0 | 0 | 0 | 0 | 0 | 0 | 0 | 0 | 0 | 0 | 0 | 0 | 0 | 0 | 0 | 0
F9_Industrial_Other Industrial_New_Space Heating_Natural Gas_Gas Boiler - Stack Economizer_A_Achievable Economic RVT Potential | F9 | Industrial | Other Industrial | New | Space Heating | Natural Gas | Gas Boiler - Stack Economizer | A | Cumulative Winter Peak Savings (MW) | Achievable Economic RVT Potential | 0 | 0 | 0 | 0 | 0 | 0 | 0 | 0 | 0 | 0 | 0 | 0 | 0 | 0 | 0 | 0 | 0 | 0 | 0 | 0 | 0 | 0 | 0 | 0 | 0 | 0 | 0 | 0 | 0 | 0 | 0
F10_Industrial_Other Industrial_New_Space Heating_Natural Gas_Gas Boiler - Stack Economizer_A_Achievable Economic RVT Potential | F10 | Industrial | Other Industrial | New | Space Heating | Natural Gas | Gas Boiler - Stack Economizer | A | Purchases (Incremental) | Achievable Economic RVT Potential | 0 | 0 | 0 | 0 | 0 | 0 | 0 | 0 | 0 | 0 | 0 | 0 | 0 | 0 | 0 | 0 | 0 | 0 | 0 | 0 | 0 | 0 | 0 | 0 | 0 | 0 | 0 | 0 | 0 | 0 | 0
F11_Industrial_Other Industrial_New_Space Heating_Natural Gas_Gas Boiler - Stack Economizer_A_Achievable Economic RVT Potential | F11 | Industrial | Other Industrial | New | Space Heating | Natural Gas | Gas Boiler - Stack Economizer | A | Purchases (Cumulative) | Achievable Economic RVT Potential | 0 | 0 | 0 | 0 | 0 | 0 | 0 | 0 | 0 | 0 | 0 | 0 | 0 | 0 | 0 | 0 | 0 | 0 | 0 | 0 | 0 | 0 | 0 | 0 | 0 | 0 | 0 | 0 | 0 | 0 | 0
F1_Industrial_Other Industrial_New_Process_Natural Gas_Gas Boiler - Stack Economizer_A_Achievable Economic RVT Potential | F1 | Industrial | Other Industrial | New | Process | Natural Gas | Gas Boiler - Stack Economizer | A | Integrated Unit Energy Savings (kWh or therms) | Achievable Economic RVT Potential | 0 | 0 | 0 | 0 | 0 | 2.0366 | 2.0364 | 2.0364 | 2.0364 | 2.0365 | 2.0365 | 2.0365 | 2.0365 | 2.0366 | 2.0366 | 2.0366 | 2.0366 | 2.0366 | 2.0366 | 2.0366 | 2.0366 | 2.0366 | 2.0366 | 2.0366 | 2.0367 | 2.0367 | 2.0367 | 2.0367 | 2.0368 | 2.0368 | 2.0368
F2_Industrial_Other Industrial_New_Process_Natural Gas_Gas Boiler - Stack Economizer_A_Achievable Economic RVT Potential | F2 | Industrial | Other Industrial | New | Process | Natural Gas | Gas Boiler - Stack Economizer | A | Integrated Unit Summer Peak Savings (kW) | Achievable Economic RVT Potential | 0 | 0 | 0 | 0 | 0 | 0 | 0 | 0 | 0 | 0 | 0 | 0 | 0 | 0 | 0 | 0 | 0 | 0 | 0 | 0 | 0 | 0 | 0 | 0 | 0 | 0 | 0 | 0 | 0 | 0 | 0
F3_Industrial_Other Industrial_New_Process_Natural Gas_Gas Boiler - Stack Economizer_A_Achievable Economic RVT Potential | F3 | Industrial | Other Industrial | New | Process | Natural Gas | Gas Boiler - Stack Economizer | A | Integrated Unit Winter Peak Savings (kW) | Achievable Economic RVT Potential | 0 | 0 | 0 | 0 | 0 | 0 | 0 | 0 | 0 | 0 | 0 | 0 | 0 | 0 | 0 | 0 | 0 | 0 | 0 | 0 | 0 | 0 | 0 | 0 | 0 | 0 | 0 | 0 | 0 | 0 | 0
F4_Industrial_Other Industrial_New_Process_Natural Gas_Gas Boiler - Stack Economizer_A_Achievable Economic RVT Potential | F4 | Industrial | Other Industrial | New | Process | Natural Gas | Gas Boiler - Stack Economizer | A | Incremental Energy Savings (MWh or mTherms) | Achievable Economic RVT Potential | 0 | 0 | 0 | 0 | 0 | 0 | 0 | 0 | 0 | 0 | 0 | 0 | 0 | 0 | 0 | 0 | 0 | 0 | 0 | 0 | 0 | 0 | 0 | 0 | 0 | 0 | 0 | 0 | 0 | 0 | 0
F5_Industrial_Other Industrial_New_Process_Natural Gas_Gas Boiler - Stack Economizer_A_Achievable Economic RVT Potential | F5 | Industrial | Other Industrial | New | Process | Natural Gas | Gas Boiler - Stack Economizer | A | Incremental Summer Peak Savings (MW) | Achievable Economic RVT Potential | 0 | 0 | 0 | 0 | 0 | 0 | 0 | 0 | 0 | 0 | 0 | 0 | 0 | 0 | 0 | 0 | 0 | 0 | 0 | 0 | 0 | 0 | 0 | 0 | 0 | 0 | 0 | 0 | 0 | 0 | 0
F6_Industrial_Other Industrial_New_Process_Natural Gas_Gas Boiler - Stack Economizer_A_Achievable Economic RVT Potential | F6 | Industrial | Other Industrial | New | Process | Natural Gas | Gas Boiler - Stack Economizer | A | Incremental Winter Peak Savings (MW) | Achievable Economic RVT Potential | 0 | 0 | 0 | 0 | 0 | 0 | 0 | 0 | 0 | 0 | 0 | 0 | 0 | 0 | 0 | 0 | 0 | 0 | 0 | 0 | 0 | 0 | 0 | 0 | 0 | 0 | 0 | 0 | 0 | 0 | 0
F7_Industrial_Other Industrial_New_Process_Natural Gas_Gas Boiler - Stack Economizer_A_Achievable Economic RVT Potential | F7 | Industrial | Other Industrial | New | Process | Natural Gas | Gas Boiler - Stack Economizer | A | Cumulative Energy Savings (MWh or mTherms) | Achievable Economic RVT Potential | 0 | 0 | 0 | 0 | 0 | 0 | 0 | 0 | 0 | 0 | 0 | 0 | 0 | 0 | 0 | 0 | 0 | 0 | 0 | 0 | 0 | 0 | 0 | 0 | 0 | 0 | 0 | 0 | 0 | 0 | 0
F8_Industrial_Other Industrial_New_Process_Natural Gas_Gas Boiler - Stack Economizer_A_Achievable Economic RVT Potential | F8 | Industrial | Other Industrial | New | Process | Natural Gas | Gas Boiler - Stack Economizer | A | Cumulative Summer Peak Savings (MW) | Achievable Economic RVT Potential | 0 | 0 | 0 | 0 | 0 | 0 | 0 | 0 | 0 | 0 | 0 | 0 | 0 | 0 | 0 | 0 | 0 | 0 | 0 | 0 | 0 | 0 | 0 | 0 | 0 | 0 | 0 | 0 | 0 | 0 | 0
F9_Industrial_Other Industrial_New_Process_Natural Gas_Gas Boiler - Stack Economizer_A_Achievable Economic RVT Potential | F9 | Industrial | Other Industrial | New | Process | Natural Gas | Gas Boiler - Stack Economizer | A | Cumulative Winter Peak Savings (MW) | Achievable Economic RVT Potential | 0 | 0 | 0 | 0 | 0 | 0 | 0 | 0 | 0 | 0 | 0 | 0 | 0 | 0 | 0 | 0 | 0 | 0 | 0 | 0 | 0 | 0 | 0 | 0 | 0 | 0 | 0 | 0 | 0 | 0 | 0
F10_Industrial_Other Industrial_New_Process_Natural Gas_Gas Boiler - Stack Economizer_A_Achievable Economic RVT Potential | F10 | Industrial | Other Industrial | New | Process | Natural Gas | Gas Boiler - Stack Economizer | A | Purchases (Incremental) | Achievable Economic RVT Potential | 0 | 0 | 0 | 0 | 0 | 0 | 0 | 0 | 0 | 0 | 0 | 0 | 0 | 0 | 0 | 0 | 0 | 0 | 0 | 0 | 0 | 0 | 0 | 0 | 0 | 0 | 0 | 0 | 0 | 0 | 0
F11_Industrial_Other Industrial_New_Process_Natural Gas_Gas Boiler - Stack Economizer_A_Achievable Economic RVT Potential | F11 | Industrial | Other Industrial | New | Process | Natural Gas | Gas Boiler - Stack Economizer | A | Purchases (Cumulative) | Achievable Economic RVT Potential | 0 | 0 | 0 | 0 | 0 | 0 | 0 | 0 | 0 | 0 | 0 | 0 | 0 | 0 | 0 | 0 | 0 | 0 | 0 | 0 | 0 | 0 | 0 | 0 | 0 | 0 | 0 | 0 | 0 | 0 | 0
F1_Industrial_Other Industrial_New_Space Heating_Natural Gas_Gas Furnace Tube Inserts_A_Achievable Economic RVT Potential | F1 | Industrial | Other Industrial | New | Space Heating | Natural Gas | Gas Furnace Tube Inserts | A | Integrated Unit Energy Savings (kWh or therms) | Achievable Economic RVT Potential | 0 | 0 | 0 | 0 | 0 | 0 | 0 | 0 | 0 | 0 | 0 | 0 | 0 | 0 | 0 | 0 | 0 | 0 | 0 | 0 | 0 | 0 | 0 | 0 | 0 | 0 | 0 | 0 | 0 | 0 | 0
F2_Industrial_Other Industrial_New_Space Heating_Natural Gas_Gas Furnace Tube Inserts_A_Achievable Economic RVT Potential | F2 | Industrial | Other Industrial | New | Space Heating | Natural Gas | Gas Furnace Tube Inserts | A | Integrated Unit Summer Peak Savings (kW) | Achievable Economic RVT Potential | 0 | 0 | 0 | 0 | 0 | 0 | 0 | 0 | 0 | 0 | 0 | 0 | 0 | 0 | 0 | 0 | 0 | 0 | 0 | 0 | 0 | 0 | 0 | 0 | 0 | 0 | 0 | 0 | 0 | 0 | 0
F3_Industrial_Other Industrial_New_Space Heating_Natural Gas_Gas Furnace Tube Inserts_A_Achievable Economic RVT Potential | F3 | Industrial | Other Industrial | New | Space Heating | Natural Gas | Gas Furnace Tube Inserts | A | Integrated Unit Winter Peak Savings (kW) | Achievable Economic RVT Potential | 0 | 0 | 0 | 0 | 0 | 0 | 0 | 0 | 0 | 0 | 0 | 0 | 0 | 0 | 0 | 0 | 0 | 0 | 0 | 0 | 0 | 0 | 0 | 0 | 0 | 0 | 0 | 0 | 0 | 0 | 0
F4_Industrial_Other Industrial_New_Space Heating_Natural Gas_Gas Furnace Tube Inserts_A_Achievable Economic RVT Potential | F4 | Industrial | Other Industrial | New | Space Heating | Natural Gas | Gas Furnace Tube Inserts | A | Incremental Energy Savings (MWh or mTherms) | Achievable Economic RVT Potential | 0 | 0 | 0 | 0 | 0 | 0 | 0 | 0 | 0 | 0 | 0 | 0 | 0 | 0 | 0 | 0 | 0 | 0 | 0 | 0 | 0 | 0 | 0 | 0 | 0 | 0 | 0 | 0 | 0 | 0 | 0
F5_Industrial_Other Industrial_New_Space Heating_Natural Gas_Gas Furnace Tube Inserts_A_Achievable Economic RVT Potential | F5 | Industrial | Other Industrial | New | Space Heating | Natural Gas | Gas Furnace Tube Inserts | A | Incremental Summer Peak Savings (MW) | Achievable Economic RVT Potential | 0 | 0 | 0 | 0 | 0 | 0 | 0 | 0 | 0 | 0 | 0 | 0 | 0 | 0 | 0 | 0 | 0 | 0 | 0 | 0 | 0 | 0 | 0 | 0 | 0 | 0 | 0 | 0 | 0 | 0 | 0
F6_Industrial_Other Industrial_New_Space Heating_Natural Gas_Gas Furnace Tube Inserts_A_Achievable Economic RVT Potential | F6 | Industrial | Other Industrial | New | Space Heating | Natural Gas | Gas Furnace Tube Inserts | A | Incremental Winter Peak Savings (MW) | Achievable Economic RVT Potential | 0 | 0 | 0 | 0 | 0 | 0 | 0 | 0 | 0 | 0 | 0 | 0 | 0 | 0 | 0 | 0 | 0 | 0 | 0 | 0 | 0 | 0 | 0 | 0 | 0 | 0 | 0 | 0 | 0 | 0 | 0
F7_Industrial_Other Industrial_New_Space Heating_Natural Gas_Gas Furnace Tube Inserts_A_Achievable Economic RVT Potential | F7 | Industrial | Other Industrial | New | Space Heating | Natural Gas | Gas Furnace Tube Inserts | A | Cumulative Energy Savings (MWh or mTherms) | Achievable Economic RVT Potential | 0 | 0 | 0 | 0 | 0 | 0 | 0 | 0 | 0 | 0 | 0 | 0 | 0 | 0 | 0 | 0 | 0 | 0 | 0 | 0 | 0 | 0 | 0 | 0 | 0 | 0 | 0 | 0 | 0 | 0 | 0
F8_Industrial_Other Industrial_New_Space Heating_Natural Gas_Gas Furnace Tube Inserts_A_Achievable Economic RVT Potential | F8 | Industrial | Other Industrial | New | Space Heating | Natural Gas | Gas Furnace Tube Inserts | A | Cumulative Summer Peak Savings (MW) | Achievable Economic RVT Potential | 0 | 0 | 0 | 0 | 0 | 0 | 0 | 0 | 0 | 0 | 0 | 0 | 0 | 0 | 0 | 0 | 0 | 0 | 0 | 0 | 0 | 0 | 0 | 0 | 0 | 0 | 0 | 0 | 0 | 0 | 0
F9_Industrial_Other Industrial_New_Space Heating_Natural Gas_Gas Furnace Tube Inserts_A_Achievable Economic RVT Potential | F9 | Industrial | Other Industrial | New | Space Heating | Natural Gas | Gas Furnace Tube Inserts | A | Cumulative Winter Peak Savings (MW) | Achievable Economic RVT Potential | 0 | 0 | 0 | 0 | 0 | 0 | 0 | 0 | 0 | 0 | 0 | 0 | 0 | 0 | 0 | 0 | 0 | 0 | 0 | 0 | 0 | 0 | 0 | 0 | 0 | 0 | 0 | 0 | 0 | 0 | 0
F10_Industrial_Other Industrial_New_Space Heating_Natural Gas_Gas Furnace Tube Inserts_A_Achievable Economic RVT Potential | F10 | Industrial | Other Industrial | New | Space Heating | Natural Gas | Gas Furnace Tube Inserts | A | Purchases (Incremental) | Achievable Economic RVT Potential | 0 | 0 | 0 | 0 | 0 | 0 | 0 | 0 | 0 | 0 | 0 | 0 | 0 | 0 | 0 | 0 | 0 | 0 | 0 | 0 | 0 | 0 | 0 | 0 | 0 | 0 | 0 | 0 | 0 | 0 | 0
F11_Industrial_Other Industrial_New_Space Heating_Natural Gas_Gas Furnace Tube Inserts_A_Achievable Economic RVT Potential | F11 | Industrial | Other Industrial | New | Space Heating | Natural Gas | Gas Furnace Tube Inserts | A | Purchases (Cumulative) | Achievable Economic RVT Potential | 0 | 0 | 0 | 0 | 0 | 0 | 0 | 0 | 0 | 0 | 0 | 0 | 0 | 0 | 0 | 0 | 0 | 0 | 0 | 0 | 0 | 0 | 0 | 0 | 0 | 0 | 0 | 0 | 0 | 0 | 0
F1_Industrial_Other Industrial_New_Space Heating_Natural Gas_Space Heating - Heat Recovery Ventilator_A_Achievable Economic RVT Potential | F1 | Industrial | Other Industrial | New | Space Heating | Natural Gas | Space Heating - Heat Recovery Ventilator | A | Integrated Unit Energy Savings (kWh or therms) | Achievable Economic RVT Potential | 0 | 0 | 0 | 0 | 0 | 0.012433 | 0.012223 | 0.012047 | 0.011894 | 0.011753 | 0.011624 | 0.01147 | 0.0113 | 0.011126 | 0.01095 | 0.010787 | 0.010637 | 0.010508 | 0.010348 | 0.010225 | 0.010133 | 0.010063 | 0.010027 | 0.010009 | 0.010002 | 0.010004 | 0.010009 | 0.010017 | 0 | 0 | 0
F2_Industrial_Other Industrial_New_Space Heating_Natural Gas_Space Heating - Heat Recovery Ventilator_A_Achievable Economic RVT Potential | F2 | Industrial | Other Industrial | New | Space Heating | Natural Gas | Space Heating - Heat Recovery Ventilator | A | Integrated Unit Summer Peak Savings (kW) | Achievable Economic RVT Potential | 0 | 0 | 0 | 0 | 0 | 0 | 0 | 0 | 0 | 0 | 0 | 0 | 0 | 0 | 0 | 0 | 0 | 0 | 0 | 0 | 0 | 0 | 0 | 0 | 0 | 0 | 0 | 0 | 0 | 0 | 0
F3_Industrial_Other Industrial_New_Space Heating_Natural Gas_Space Heating - Heat Recovery Ventilator_A_Achievable Economic RVT Potential | F3 | Industrial | Other Industrial | New | Space Heating | Natural Gas | Space Heating - Heat Recovery Ventilator | A | Integrated Unit Winter Peak Savings (kW) | Achievable Economic RVT Potential | 0 | 0 | 0 | 0 | 0 | 0 | 0 | 0 | 0 | 0 | 0 | 0 | 0 | 0 | 0 | 0 | 0 | 0 | 0 | 0 | 0 | 0 | 0 | 0 | 0 | 0 | 0 | 0 | 0 | 0 | 0
F4_Industrial_Other Industrial_New_Space Heating_Natural Gas_Space Heating - Heat Recovery Ventilator_A_Achievable Economic RVT Potential | F4 | Industrial | Other Industrial | New | Space Heating | Natural Gas | Space Heating - Heat Recovery Ventilator | A | Incremental Energy Savings (MWh or mTherms) | Achievable Economic RVT Potential | 0 | 0 | 0 | 0 | 0 | 0 | 0 | 0 | 0 | 0 | 0 | 0 | 0 | 0 | 0 | 0 | 0 | 0 | 0 | 0 | 0 | 0 | 0 | 0 | 0 | 0 | 0 | 0 | 0 | 0 | 0
F5_Industrial_Other Industrial_New_Space Heating_Natural Gas_Space Heating - Heat Recovery Ventilator_A_Achievable Economic RVT Potential | F5 | Industrial | Other Industrial | New | Space Heating | Natural Gas | Space Heating - Heat Recovery Ventilator | A | Incremental Summer Peak Savings (MW) | Achievable Economic RVT Potential | 0 | 0 | 0 | 0 | 0 | 0 | 0 | 0 | 0 | 0 | 0 | 0 | 0 | 0 | 0 | 0 | 0 | 0 | 0 | 0 | 0 | 0 | 0 | 0 | 0 | 0 | 0 | 0 | 0 | 0 | 0
F6_Industrial_Other Industrial_New_Space Heating_Natural Gas_Space Heating - Heat Recovery Ventilator_A_Achievable Economic RVT Potential | F6 | Industrial | Other Industrial | New | Space Heating | Natural Gas | Space Heating - Heat Recovery Ventilator | A | Incremental Winter Peak Savings (MW) | Achievable Economic RVT Potential | 0 | 0 | 0 | 0 | 0 | 0 | 0 | 0 | 0 | 0 | 0 | 0 | 0 | 0 | 0 | 0 | 0 | 0 | 0 | 0 | 0 | 0 | 0 | 0 | 0 | 0 | 0 | 0 | 0 | 0 | 0
F7_Industrial_Other Industrial_New_Space Heating_Natural Gas_Space Heating - Heat Recovery Ventilator_A_Achievable Economic RVT Potential | F7 | Industrial | Other Industrial | New | Space Heating | Natural Gas | Space Heating - Heat Recovery Ventilator | A | Cumulative Energy Savings (MWh or mTherms) | Achievable Economic RVT Potential | 0 | 0 | 0 | 0 | 0 | 0 | 0 | 0 | 0 | 0 | 0 | 0 | 0 | 0 | 0 | 0 | 0 | 0 | 0 | 0 | 0 | 0 | 0 | 0 | 0 | 0 | 0 | 0 | 0 | 0 | 0
F8_Industrial_Other Industrial_New_Space Heating_Natural Gas_Space Heating - Heat Recovery Ventilator_A_Achievable Economic RVT Potential | F8 | Industrial | Other Industrial | New | Space Heating | Natural Gas | Space Heating - Heat Recovery Ventilator | A | Cumulative Summer Peak Savings (MW) | Achievable Economic RVT Potential | 0 | 0 | 0 | 0 | 0 | 0 | 0 | 0 | 0 | 0 | 0 | 0 | 0 | 0 | 0 | 0 | 0 | 0 | 0 | 0 | 0 | 0 | 0 | 0 | 0 | 0 | 0 | 0 | 0 | 0 | 0
F9_Industrial_Other Industrial_New_Space Heating_Natural Gas_Space Heating - Heat Recovery Ventilator_A_Achievable Economic RVT Potential | F9 | Industrial | Other Industrial | New | Space Heating | Natural Gas | Space Heating - Heat Recovery Ventilator | A | Cumulative Winter Peak Savings (MW) | Achievable Economic RVT Potential | 0 | 0 | 0 | 0 | 0 | 0 | 0 | 0 | 0 | 0 | 0 | 0 | 0 | 0 | 0 | 0 | 0 | 0 | 0 | 0 | 0 | 0 | 0 | 0 | 0 | 0 | 0 | 0 | 0 | 0 | 0
F10_Industrial_Other Industrial_New_Space Heating_Natural Gas_Space Heating - Heat Recovery Ventilator_A_Achievable Economic RVT Potential | F10 | Industrial | Other Industrial | New | Space Heating | Natural Gas | Space Heating - Heat Recovery Ventilator | A | Purchases (Incremental) | Achievable Economic RVT Potential | 0 | 0 | 0 | 0 | 0 | 0 | 0 | 0 | 0 | 0 | 0 | 0 | 0 | 0 | 0 | 0 | 0 | 0 | 0 | 0 | 0 | 0 | 0 | 0 | 0 | 0 | 0 | 0 | 0 | 0 | 0
F11_Industrial_Other Industrial_New_Space Heating_Natural Gas_Space Heating - Heat Recovery Ventilator_A_Achievable Economic RVT Potential | F11 | Industrial | Other Industrial | New | Space Heating | Natural Gas | Space Heating - Heat Recovery Ventilator | A | Purchases (Cumulative) | Achievable Economic RVT Potential | 0 | 0 | 0 | 0 | 0 | 0 | 0 | 0 | 0 | 0 | 0 | 0 | 0 | 0 | 0 | 0 | 0 | 0 | 0 | 0 | 0 | 0 | 0 | 0 | 0 | 0 | 0 | 0 | 0 | 0 | 0
F1_Industrial_Other Industrial_New_Space Heating_Natural Gas_Thermostat - Programmable_A_Achievable Economic RVT Potential | F1 | Industrial | Other Industrial | New | Space Heating | Natural Gas | Thermostat - Programmable | A | Integrated Unit Energy Savings (kWh or therms) | Achievable Economic RVT Potential | 0 | 0 | 0 | 0 | 0 | 0.0061764 | 0.0060721 | 0.0059849 | 0.0059086 | 0.0058385 | 0.0057748 | 0.0056979 | 0.0056138 | 0.005527 | 0.0054398 | 0.0053589 | 0.0052843 | 0.0052202 | 0.0051408 | 0.0050795 | 0.0050338 | 0.0049992 | 0.0049814 | 0.0049721 | 0.0049689 | 0.00497 | 0.0049724 | 0.0049761 | 0 | 0 | 0
F2_Industrial_Other Industrial_New_Space Heating_Natural Gas_Thermostat - Programmable_A_Achievable Economic RVT Potential | F2 | Industrial | Other Industrial | New | Space Heating | Natural Gas | Thermostat - Programmable | A | Integrated Unit Summer Peak Savings (kW) | Achievable Economic RVT Potential | 0 | 0 | 0 | 0 | 0 | 0 | 0 | 0 | 0 | 0 | 0 | 0 | 0 | 0 | 0 | 0 | 0 | 0 | 0 | 0 | 0 | 0 | 0 | 0 | 0 | 0 | 0 | 0 | 0 | 0 | 0
F3_Industrial_Other Industrial_New_Space Heating_Natural Gas_Thermostat - Programmable_A_Achievable Economic RVT Potential | F3 | Industrial | Other Industrial | New | Space Heating | Natural Gas | Thermostat - Programmable | A | Integrated Unit Winter Peak Savings (kW) | Achievable Economic RVT Potential | 0 | 0 | 0 | 0 | 0 | 0 | 0 | 0 | 0 | 0 | 0 | 0 | 0 | 0 | 0 | 0 | 0 | 0 | 0 | 0 | 0 | 0 | 0 | 0 | 0 | 0 | 0 | 0 | 0 | 0 | 0
F4_Industrial_Other Industrial_New_Space Heating_Natural Gas_Thermostat - Programmable_A_Achievable Economic RVT Potential | F4 | Industrial | Other Industrial | New | Space Heating | Natural Gas | Thermostat - Programmable | A | Incremental Energy Savings (MWh or mTherms) | Achievable Economic RVT Potential | 0 | 0 | 0 | 0 | 0 | 0 | 0 | 0 | 0 | 0 | 0 | 0 | 0 | 0 | 0 | 0 | 0 | 0 | 0 | 0 | 0 | 0 | 0 | 0 | 0 | 0 | 0 | 0 | 0 | 0 | 0
F5_Industrial_Other Industrial_New_Space Heating_Natural Gas_Thermostat - Programmable_A_Achievable Economic RVT Potential | F5 | Industrial | Other Industrial | New | Space Heating | Natural Gas | Thermostat - Programmable | A | Incremental Summer Peak Savings (MW) | Achievable Economic RVT Potential | 0 | 0 | 0 | 0 | 0 | 0 | 0 | 0 | 0 | 0 | 0 | 0 | 0 | 0 | 0 | 0 | 0 | 0 | 0 | 0 | 0 | 0 | 0 | 0 | 0 | 0 | 0 | 0 | 0 | 0 | 0
F6_Industrial_Other Industrial_New_Space Heating_Natural Gas_Thermostat - Programmable_A_Achievable Economic RVT Potential | F6 | Industrial | Other Industrial | New | Space Heating | Natural Gas | Thermostat - Programmable | A | Incremental Winter Peak Savings (MW) | Achievable Economic RVT Potential | 0 | 0 | 0 | 0 | 0 | 0 | 0 | 0 | 0 | 0 | 0 | 0 | 0 | 0 | 0 | 0 | 0 | 0 | 0 | 0 | 0 | 0 | 0 | 0 | 0 | 0 | 0 | 0 | 0 | 0 | 0
F7_Industrial_Other Industrial_New_Space Heating_Natural Gas_Thermostat - Programmable_A_Achievable Economic RVT Potential | F7 | Industrial | Other Industrial | New | Space Heating | Natural Gas | Thermostat - Programmable | A | Cumulative Energy Savings (MWh or mTherms) | Achievable Economic RVT Potential | 0 | 0 | 0 | 0 | 0 | 0 | 0 | 0 | 0 | 0 | 0 | 0 | 0 | 0 | 0 | 0 | 0 | 0 | 0 | 0 | 0 | 0 | 0 | 0 | 0 | 0 | 0 | 0 | 0 | 0 | 0
F8_Industrial_Other Industrial_New_Space Heating_Natural Gas_Thermostat - Programmable_A_Achievable Economic RVT Potential | F8 | Industrial | Other Industrial | New | Space Heating | Natural Gas | Thermostat - Programmable | A | Cumulative Summer Peak Savings (MW) | Achievable Economic RVT Potential | 0 | 0 | 0 | 0 | 0 | 0 | 0 | 0 | 0 | 0 | 0 | 0 | 0 | 0 | 0 | 0 | 0 | 0 | 0 | 0 | 0 | 0 | 0 | 0 | 0 | 0 | 0 | 0 | 0 | 0 | 0
F9_Industrial_Other Industrial_New_Space Heating_Natural Gas_Thermostat - Programmable_A_Achievable Economic RVT Potential | F9 | Industrial | Other Industrial | New | Space Heating | Natural Gas | Thermostat - Programmable | A | Cumulative Winter Peak Savings (MW) | Achievable Economic RVT Potential | 0 | 0 | 0 | 0 | 0 | 0 | 0 | 0 | 0 | 0 | 0 | 0 | 0 | 0 | 0 | 0 | 0 | 0 | 0 | 0 | 0 | 0 | 0 | 0 | 0 | 0 | 0 | 0 | 0 | 0 | 0
F10_Industrial_Other Industrial_New_Space Heating_Natural Gas_Thermostat - Programmable_A_Achievable Economic RVT Potential | F10 | Industrial | Other Industrial | New | Space Heating | Natural Gas | Thermostat - Programmable | A | Purchases (Incremental) | Achievable Economic RVT Potential | 0 | 0 | 0 | 0 | 0 | 0 | 0 | 0 | 0 | 0 | 0 | 0 | 0 | 0 | 0 | 0 | 0 | 0 | 0 | 0 | 0 | 0 | 0 | 0 | 0 | 0 | 0 | 0 | 0 | 0 | 0
F11_Industrial_Other Industrial_New_Space Heating_Natural Gas_Thermostat - Programmable_A_Achievable Economic RVT Potential | F11 | Industrial | Other Industrial | New | Space Heating | Natural Gas | Thermostat - Programmable | A | Purchases (Cumulative) | Achievable Economic RVT Potential | 0 | 0 | 0 | 0 | 0 | 0 | 0 | 0 | 0 | 0 | 0 | 0 | 0 | 0 | 0 | 0 | 0 | 0 | 0 | 0 | 0 | 0 | 0 | 0 | 0 | 0 | 0 | 0 | 0 | 0 | 0
F1_Industrial_Other Industrial_New_Space Heating_Natural Gas_ENERGY STAR Connected Thermostat_A_Achievable Economic RVT Potential | F1 | Industrial | Other Industrial | New | Space Heating | Natural Gas | ENERGY STAR Connected Thermostat | A | Integrated Unit Energy Savings (kWh or therms) | Achievable Economic RVT Potential | 0 | 0 | 0 | 0 | 0 | 0.014539 | 0.014294 | 0.014089 | 0.013909 | 0.013744 | 0.013594 | 0.013413 | 0.013215 | 0.013011 | 0.012805 | 0.012615 | 0.012439 | 0.012288 | 0.012101 | 0.011957 | 0.01185 | 0.011768 | 0.011726 | 0.011704 | 0.011697 | 0.0117 | 0.011705 | 0.011714 | 0 | 0 | 0
F2_Industrial_Other Industrial_New_Space Heating_Natural Gas_ENERGY STAR Connected Thermostat_A_Achievable Economic RVT Potential | F2 | Industrial | Other Industrial | New | Space Heating | Natural Gas | ENERGY STAR Connected Thermostat | A | Integrated Unit Summer Peak Savings (kW) | Achievable Economic RVT Potential | 0 | 0 | 0 | 0 | 0 | 0 | 0 | 0 | 0 | 0 | 0 | 0 | 0 | 0 | 0 | 0 | 0 | 0 | 0 | 0 | 0 | 0 | 0 | 0 | 0 | 0 | 0 | 0 | 0 | 0 | 0
F3_Industrial_Other Industrial_New_Space Heating_Natural Gas_ENERGY STAR Connected Thermostat_A_Achievable Economic RVT Potential | F3 | Industrial | Other Industrial | New | Space Heating | Natural Gas | ENERGY STAR Connected Thermostat | A | Integrated Unit Winter Peak Savings (kW) | Achievable Economic RVT Potential | 0 | 0 | 0 | 0 | 0 | 0 | 0 | 0 | 0 | 0 | 0 | 0 | 0 | 0 | 0 | 0 | 0 | 0 | 0 | 0 | 0 | 0 | 0 | 0 | 0 | 0 | 0 | 0 | 0 | 0 | 0
F4_Industrial_Other Industrial_New_Space Heating_Natural Gas_ENERGY STAR Connected Thermostat_A_Achievable Economic RVT Potential | F4 | Industrial | Other Industrial | New | Space Heating | Natural Gas | ENERGY STAR Connected Thermostat | A | Incremental Energy Savings (MWh or mTherms) | Achievable Economic RVT Potential | 0 | 0 | 0 | 0 | 0 | 0 | 0 | 0 | 0 | 0 | 0 | 0 | 0 | 0 | 0 | 0 | 0 | 0 | 0 | 0 | 0 | 0 | 0 | 0 | 0 | 0 | 0 | 0 | 0 | 0 | 0
F5_Industrial_Other Industrial_New_Space Heating_Natural Gas_ENERGY STAR Connected Thermostat_A_Achievable Economic RVT Potential | F5 | Industrial | Other Industrial | New | Space Heating | Natural Gas | ENERGY STAR Connected Thermostat | A | Incremental Summer Peak Savings (MW) | Achievable Economic RVT Potential | 0 | 0 | 0 | 0 | 0 | 0 | 0 | 0 | 0 | 0 | 0 | 0 | 0 | 0 | 0 | 0 | 0 | 0 | 0 | 0 | 0 | 0 | 0 | 0 | 0 | 0 | 0 | 0 | 0 | 0 | 0
F6_Industrial_Other Industrial_New_Space Heating_Natural Gas_ENERGY STAR Connected Thermostat_A_Achievable Economic RVT Potential | F6 | Industrial | Other Industrial | New | Space Heating | Natural Gas | ENERGY STAR Connected Thermostat | A | Incremental Winter Peak Savings (MW) | Achievable Economic RVT Potential | 0 | 0 | 0 | 0 | 0 | 0 | 0 | 0 | 0 | 0 | 0 | 0 | 0 | 0 | 0 | 0 | 0 | 0 | 0 | 0 | 0 | 0 | 0 | 0 | 0 | 0 | 0 | 0 | 0 | 0 | 0
F7_Industrial_Other Industrial_New_Space Heating_Natural Gas_ENERGY STAR Connected Thermostat_A_Achievable Economic RVT Potential | F7 | Industrial | Other Industrial | New | Space Heating | Natural Gas | ENERGY STAR Connected Thermostat | A | Cumulative Energy Savings (MWh or mTherms) | Achievable Economic RVT Potential | 0 | 0 | 0 | 0 | 0 | 0 | 0 | 0 | 0 | 0 | 0 | 0 | 0 | 0 | 0 | 0 | 0 | 0 | 0 | 0 | 0 | 0 | 0 | 0 | 0 | 0 | 0 | 0 | 0 | 0 | 0
F8_Industrial_Other Industrial_New_Space Heating_Natural Gas_ENERGY STAR Connected Thermostat_A_Achievable Economic RVT Potential | F8 | Industrial | Other Industrial | New | Space Heating | Natural Gas | ENERGY STAR Connected Thermostat | A | Cumulative Summer Peak Savings (MW) | Achievable Economic RVT Potential | 0 | 0 | 0 | 0 | 0 | 0 | 0 | 0 | 0 | 0 | 0 | 0 | 0 | 0 | 0 | 0 | 0 | 0 | 0 | 0 | 0 | 0 | 0 | 0 | 0 | 0 | 0 | 0 | 0 | 0 | 0
F9_Industrial_Other Industrial_New_Space Heating_Natural Gas_ENERGY STAR Connected Thermostat_A_Achievable Economic RVT Potential | F9 | Industrial | Other Industrial | New | Space Heating | Natural Gas | ENERGY STAR Connected Thermostat | A | Cumulative Winter Peak Savings (MW) | Achievable Economic RVT Potential | 0 | 0 | 0 | 0 | 0 | 0 | 0 | 0 | 0 | 0 | 0 | 0 | 0 | 0 | 0 | 0 | 0 | 0 | 0 | 0 | 0 | 0 | 0 | 0 | 0 | 0 | 0 | 0 | 0 | 0 | 0
F10_Industrial_Other Industrial_New_Space Heating_Natural Gas_ENERGY STAR Connected Thermostat_A_Achievable Economic RVT Potential | F10 | Industrial | Other Industrial | New | Space Heating | Natural Gas | ENERGY STAR Connected Thermostat | A | Purchases (Incremental) | Achievable Economic RVT Potential | 0 | 0 | 0 | 0 | 0 | 0 | 0 | 0 | 0 | 0 | 0 | 0 | 0 | 0 | 0 | 0 | 0 | 0 | 0 | 0 | 0 | 0 | 0 | 0 | 0 | 0 | 0 | 0 | 0 | 0 | 0
F11_Industrial_Other Industrial_New_Space Heating_Natural Gas_ENERGY STAR Connected Thermostat_A_Achievable Economic RVT Potential | F11 | Industrial | Other Industrial | New | Space Heating | Natural Gas | ENERGY STAR Connected Thermostat | A | Purchases (Cumulative) | Achievable Economic RVT Potential | 0 | 0 | 0 | 0 | 0 | 0 | 0 | 0 | 0 | 0 | 0 | 0 | 0 | 0 | 0 | 0 | 0 | 0 | 0 | 0 | 0 | 0 | 0 | 0 | 0 | 0 | 0 | 0 | 0 | 0 | 0
F1_Industrial_Other Industrial_New_Space Heating_Natural Gas_Destratification Fans (HVLS)_A_Achievable Economic RVT Potential | F1 | Industrial | Other Industrial | New | Space Heating | Natural Gas | Destratification Fans (HVLS) | A | Integrated Unit Energy Savings (kWh or therms) | Achievable Economic RVT Potential | 0 | 0 | 0 | 0 | 0 | 0.014539 | 0.014294 | 0.014089 | 0.013909 | 0.013744 | 0.013594 | 0.013413 | 0.013215 | 0.013011 | 0.012805 | 0.012615 | 0.012439 | 0.012288 | 0.012101 | 0.011957 | 0.01185 | 0.011768 | 0.011726 | 0.011704 | 0.011697 | 0.0117 | 0.011705 | 0.011714 | 0 | 0 | 0
F2_Industrial_Other Industrial_New_Space Heating_Natural Gas_Destratification Fans (HVLS)_A_Achievable Economic RVT Potential | F2 | Industrial | Other Industrial | New | Space Heating | Natural Gas | Destratification Fans (HVLS) | A | Integrated Unit Summer Peak Savings (kW) | Achievable Economic RVT Potential | 0 | 0 | 0 | 0 | 0 | 0 | 0 | 0 | 0 | 0 | 0 | 0 | 0 | 0 | 0 | 0 | 0 | 0 | 0 | 0 | 0 | 0 | 0 | 0 | 0 | 0 | 0 | 0 | 0 | 0 | 0
F3_Industrial_Other Industrial_New_Space Heating_Natural Gas_Destratification Fans (HVLS)_A_Achievable Economic RVT Potential | F3 | Industrial | Other Industrial | New | Space Heating | Natural Gas | Destratification Fans (HVLS) | A | Integrated Unit Winter Peak Savings (kW) | Achievable Economic RVT Potential | 0 | 0 | 0 | 0 | 0 | 0 | 0 | 0 | 0 | 0 | 0 | 0 | 0 | 0 | 0 | 0 | 0 | 0 | 0 | 0 | 0 | 0 | 0 | 0 | 0 | 0 | 0 | 0 | 0 | 0 | 0
F4_Industrial_Other Industrial_New_Space Heating_Natural Gas_Destratification Fans (HVLS)_A_Achievable Economic RVT Potential | F4 | Industrial | Other Industrial | New | Space Heating | Natural Gas | Destratification Fans (HVLS) | A | Incremental Energy Savings (MWh or mTherms) | Achievable Economic RVT Potential | 0 | 0 | 0 | 0 | 0 | 0 | 0 | 0 | 0 | 0 | 0 | 0 | 0 | 0 | 0 | 0 | 0 | 0 | 0 | 0 | 0 | 0 | 0 | 0 | 0 | 0 | 0 | 0 | 0 | 0 | 0
F5_Industrial_Other Industrial_New_Space Heating_Natural Gas_Destratification Fans (HVLS)_A_Achievable Economic RVT Potential | F5 | Industrial | Other Industrial | New | Space Heating | Natural Gas | Destratification Fans (HVLS) | A | Incremental Summer Peak Savings (MW) | Achievable Economic RVT Potential | 0 | 0 | 0 | 0 | 0 | 0 | 0 | 0 | 0 | 0 | 0 | 0 | 0 | 0 | 0 | 0 | 0 | 0 | 0 | 0 | 0 | 0 | 0 | 0 | 0 | 0 | 0 | 0 | 0 | 0 | 0
F6_Industrial_Other Industrial_New_Space Heating_Natural Gas_Destratification Fans (HVLS)_A_Achievable Economic RVT Potential | F6 | Industrial | Other Industrial | New | Space Heating | Natural Gas | Destratification Fans (HVLS) | A | Incremental Winter Peak Savings (MW) | Achievable Economic RVT Potential | 0 | 0 | 0 | 0 | 0 | 0 | 0 | 0 | 0 | 0 | 0 | 0 | 0 | 0 | 0 | 0 | 0 | 0 | 0 | 0 | 0 | 0 | 0 | 0 | 0 | 0 | 0 | 0 | 0 | 0 | 0
F7_Industrial_Other Industrial_New_Space Heating_Natural Gas_Destratification Fans (HVLS)_A_Achievable Economic RVT Potential | F7 | Industrial | Other Industrial | New | Space Heating | Natural Gas | Destratification Fans (HVLS) | A | Cumulative Energy Savings (MWh or mTherms) | Achievable Economic RVT Potential | 0 | 0 | 0 | 0 | 0 | 0 | 0 | 0 | 0 | 0 | 0 | 0 | 0 | 0 | 0 | 0 | 0 | 0 | 0 | 0 | 0 | 0 | 0 | 0 | 0 | 0 | 0 | 0 | 0 | 0 | 0
F8_Industrial_Other Industrial_New_Space Heating_Natural Gas_Destratification Fans (HVLS)_A_Achievable Economic RVT Potential | F8 | Industrial | Other Industrial | New | Space Heating | Natural Gas | Destratification Fans (HVLS) | A | Cumulative Summer Peak Savings (MW) | Achievable Economic RVT Potential | 0 | 0 | 0 | 0 | 0 | 0 | 0 | 0 | 0 | 0 | 0 | 0 | 0 | 0 | 0 | 0 | 0 | 0 | 0 | 0 | 0 | 0 | 0 | 0 | 0 | 0 | 0 | 0 | 0 | 0 | 0
F9_Industrial_Other Industrial_New_Space Heating_Natural Gas_Destratification Fans (HVLS)_A_Achievable Economic RVT Potential | F9 | Industrial | Other Industrial | New | Space Heating | Natural Gas | Destratification Fans (HVLS) | A | Cumulative Winter Peak Savings (MW) | Achievable Economic RVT Potential | 0 | 0 | 0 | 0 | 0 | 0 | 0 | 0 | 0 | 0 | 0 | 0 | 0 | 0 | 0 | 0 | 0 | 0 | 0 | 0 | 0 | 0 | 0 | 0 | 0 | 0 | 0 | 0 | 0 | 0 | 0
F10_Industrial_Other Industrial_New_Space Heating_Natural Gas_Destratification Fans (HVLS)_A_Achievable Economic RVT Potential | F10 | Industrial | Other Industrial | New | Space Heating | Natural Gas | Destratification Fans (HVLS) | A | Purchases (Incremental) | Achievable Economic RVT Potential | 0 | 0 | 0 | 0 | 0 | 0 | 0 | 0 | 0 | 0 | 0 | 0 | 0 | 0 | 0 | 0 | 0 | 0 | 0 | 0 | 0 | 0 | 0 | 0 | 0 | 0 | 0 | 0 | 0 | 0 | 0
F11_Industrial_Other Industrial_New_Space Heating_Natural Gas_Destratification Fans (HVLS)_A_Achievable Economic RVT Potential | F11 | Industrial | Other Industrial | New | Space Heating | Natural Gas | Destratification Fans (HVLS) | A | Purchases (Cumulative) | Achievable Economic RVT Potential | 0 | 0 | 0 | 0 | 0 | 0 | 0 | 0 | 0 | 0 | 0 | 0 | 0 | 0 | 0 | 0 | 0 | 0 | 0 | 0 | 0 | 0 | 0 | 0 | 0 | 0 | 0 | 0 | 0 | 0 | 0
F1_Industrial_Other Industrial_New_Space Heating_Natural Gas_Gas Boiler - Insulate Steam Lines/Condensate Tank_A_Achievable Economic RVT Potential | F1 | Industrial | Other Industrial | New | Space Heating | Natural Gas | Gas Boiler - Insulate Steam Lines/Condensate Tank | A | Integrated Unit Energy Savings (kWh or therms) | Achievable Economic RVT Potential | 0 | 0 | 0 | 0 | 0 | 0 | 0 | 0 | 0 | 0 | 0 | 0 | 0 | 0 | 0 | 0 | 0 | 0 | 0 | 0 | 0 | 0 | 0 | 0 | 0 | 0 | 0 | 0 | 0 | 0 | 0
F2_Industrial_Other Industrial_New_Space Heating_Natural Gas_Gas Boiler - Insulate Steam Lines/Condensate Tank_A_Achievable Economic RVT Potential | F2 | Industrial | Other Industrial | New | Space Heating | Natural Gas | Gas Boiler - Insulate Steam Lines/Condensate Tank | A | Integrated Unit Summer Peak Savings (kW) | Achievable Economic RVT Potential | 0 | 0 | 0 | 0 | 0 | 0 | 0 | 0 | 0 | 0 | 0 | 0 | 0 | 0 | 0 | 0 | 0 | 0 | 0 | 0 | 0 | 0 | 0 | 0 | 0 | 0 | 0 | 0 | 0 | 0 | 0
F3_Industrial_Other Industrial_New_Space Heating_Natural Gas_Gas Boiler - Insulate Steam Lines/Condensate Tank_A_Achievable Economic RVT Potential | F3 | Industrial | Other Industrial | New | Space Heating | Natural Gas | Gas Boiler - Insulate Steam Lines/Condensate Tank | A | Integrated Unit Winter Peak Savings (kW) | Achievable Economic RVT Potential | 0 | 0 | 0 | 0 | 0 | 0 | 0 | 0 | 0 | 0 | 0 | 0 | 0 | 0 | 0 | 0 | 0 | 0 | 0 | 0 | 0 | 0 | 0 | 0 | 0 | 0 | 0 | 0 | 0 | 0 | 0
F4_Industrial_Other Industrial_New_Space Heating_Natural Gas_Gas Boiler - Insulate Steam Lines/Condensate Tank_A_Achievable Economic RVT Potential | F4 | Industrial | Other Industrial | New | Space Heating | Natural Gas | Gas Boiler - Insulate Steam Lines/Condensate Tank | A | Incremental Energy Savings (MWh or mTherms) | Achievable Economic RVT Potential | 0 | 0 | 0 | 0 | 0 | 0 | 0 | 0 | 0 | 0 | 0 | 0 | 0 | 0 | 0 | 0 | 0 | 0 | 0 | 0 | 0 | 0 | 0 | 0 | 0 | 0 | 0 | 0 | 0 | 0 | 0
F5_Industrial_Other Industrial_New_Space Heating_Natural Gas_Gas Boiler - Insulate Steam Lines/Condensate Tank_A_Achievable Economic RVT Potential | F5 | Industrial | Other Industrial | New | Space Heating | Natural Gas | Gas Boiler - Insulate Steam Lines/Condensate Tank | A | Incremental Summer Peak Savings (MW) | Achievable Economic RVT Potential | 0 | 0 | 0 | 0 | 0 | 0 | 0 | 0 | 0 | 0 | 0 | 0 | 0 | 0 | 0 | 0 | 0 | 0 | 0 | 0 | 0 | 0 | 0 | 0 | 0 | 0 | 0 | 0 | 0 | 0 | 0
F6_Industrial_Other Industrial_New_Space Heating_Natural Gas_Gas Boiler - Insulate Steam Lines/Condensate Tank_A_Achievable Economic RVT Potential | F6 | Industrial | Other Industrial | New | Space Heating | Natural Gas | Gas Boiler - Insulate Steam Lines/Condensate Tank | A | Incremental Winter Peak Savings (MW) | Achievable Economic RVT Potential | 0 | 0 | 0 | 0 | 0 | 0 | 0 | 0 | 0 | 0 | 0 | 0 | 0 | 0 | 0 | 0 | 0 | 0 | 0 | 0 | 0 | 0 | 0 | 0 | 0 | 0 | 0 | 0 | 0 | 0 | 0
F7_Industrial_Other Industrial_New_Space Heating_Natural Gas_Gas Boiler - Insulate Steam Lines/Condensate Tank_A_Achievable Economic RVT Potential | F7 | Industrial | Other Industrial | New | Space Heating | Natural Gas | Gas Boiler - Insulate Steam Lines/Condensate Tank | A | Cumulative Energy Savings (MWh or mTherms) | Achievable Economic RVT Potential | 0 | 0 | 0 | 0 | 0 | 0 | 0 | 0 | 0 | 0 | 0 | 0 | 0 | 0 | 0 | 0 | 0 | 0 | 0 | 0 | 0 | 0 | 0 | 0 | 0 | 0 | 0 | 0 | 0 | 0 | 0
F8_Industrial_Other Industrial_New_Space Heating_Natural Gas_Gas Boiler - Insulate Steam Lines/Condensate Tank_A_Achievable Economic RVT Potential | F8 | Industrial | Other Industrial | New | Space Heating | Natural Gas | Gas Boiler - Insulate Steam Lines/Condensate Tank | A | Cumulative Summer Peak Savings (MW) | Achievable Economic RVT Potential | 0 | 0 | 0 | 0 | 0 | 0 | 0 | 0 | 0 | 0 | 0 | 0 | 0 | 0 | 0 | 0 | 0 | 0 | 0 | 0 | 0 | 0 | 0 | 0 | 0 | 0 | 0 | 0 | 0 | 0 | 0
F9_Industrial_Other Industrial_New_Space Heating_Natural Gas_Gas Boiler - Insulate Steam Lines/Condensate Tank_A_Achievable Economic RVT Potential | F9 | Industrial | Other Industrial | New | Space Heating | Natural Gas | Gas Boiler - Insulate Steam Lines/Condensate Tank | A | Cumulative Winter Peak Savings (MW) | Achievable Economic RVT Potential | 0 | 0 | 0 | 0 | 0 | 0 | 0 | 0 | 0 | 0 | 0 | 0 | 0 | 0 | 0 | 0 | 0 | 0 | 0 | 0 | 0 | 0 | 0 | 0 | 0 | 0 | 0 | 0 | 0 | 0 | 0
F10_Industrial_Other Industrial_New_Space Heating_Natural Gas_Gas Boiler - Insulate Steam Lines/Condensate Tank_A_Achievable Economic RVT Potential | F10 | Industrial | Other Industrial | New | Space Heating | Natural Gas | Gas Boiler - Insulate Steam Lines/Condensate Tank | A | Purchases (Incremental) | Achievable Economic RVT Potential | 0 | 0 | 0 | 0 | 0 | 0 | 0 | 0 | 0 | 0 | 0 | 0 | 0 | 0 | 0 | 0 | 0 | 0 | 0 | 0 | 0 | 0 | 0 | 0 | 0 | 0 | 0 | 0 | 0 | 0 | 0
F11_Industrial_Other Industrial_New_Space Heating_Natural Gas_Gas Boiler - Insulate Steam Lines/Condensate Tank_A_Achievable Economic RVT Potential | F11 | Industrial | Other Industrial | New | Space Heating | Natural Gas | Gas Boiler - Insulate Steam Lines/Condensate Tank | A | Purchases (Cumulative) | Achievable Economic RVT Potential | 0 | 0 | 0 | 0 | 0 | 0 | 0 | 0 | 0 | 0 | 0 | 0 | 0 | 0 | 0 | 0 | 0 | 0 | 0 | 0 | 0 | 0 | 0 | 0 | 0 | 0 | 0 | 0 | 0 | 0 | 0
F1_Industrial_Other Industrial_New_Process_Natural Gas_Gas Boiler - Insulate Steam Lines/Condensate Tank_A_Achievable Economic RVT Potential | F1 | Industrial | Other Industrial | New | Process | Natural Gas | Gas Boiler - Insulate Steam Lines/Condensate Tank | A | Integrated Unit Energy Savings (kWh or therms) | Achievable Economic RVT Potential | 0 | 0 | 0 | 0 | 0 | 16.8159 | 16.787 | 16.7609 | 16.7369 | 16.7136 | 16.6984 | 16.6848 | 16.673 | 16.6631 | 16.6552 | 16.6497 | 16.6463 | 16.6447 | 16.6442 | 16.6441 | 16.6452 | 16.6461 | 16.6466 | 16.6469 | 16.647 | 16.6545 | 16.6616 | 16.6681 | 16.8499 | 16.8499 | 16.8499
F2_Industrial_Other Industrial_New_Process_Natural Gas_Gas Boiler - Insulate Steam Lines/Condensate Tank_A_Achievable Economic RVT Potential | F2 | Industrial | Other Industrial | New | Process | Natural Gas | Gas Boiler - Insulate Steam Lines/Condensate Tank | A | Integrated Unit Summer Peak Savings (kW) | Achievable Economic RVT Potential | 0 | 0 | 0 | 0 | 0 | 0 | 0 | 0 | 0 | 0 | 0 | 0 | 0 | 0 | 0 | 0 | 0 | 0 | 0 | 0 | 0 | 0 | 0 | 0 | 0 | 0 | 0 | 0 | 0 | 0 | 0
F3_Industrial_Other Industrial_New_Process_Natural Gas_Gas Boiler - Insulate Steam Lines/Condensate Tank_A_Achievable Economic RVT Potential | F3 | Industrial | Other Industrial | New | Process | Natural Gas | Gas Boiler - Insulate Steam Lines/Condensate Tank | A | Integrated Unit Winter Peak Savings (kW) | Achievable Economic RVT Potential | 0 | 0 | 0 | 0 | 0 | 0 | 0 | 0 | 0 | 0 | 0 | 0 | 0 | 0 | 0 | 0 | 0 | 0 | 0 | 0 | 0 | 0 | 0 | 0 | 0 | 0 | 0 | 0 | 0 | 0 | 0
F4_Industrial_Other Industrial_New_Process_Natural Gas_Gas Boiler - Insulate Steam Lines/Condensate Tank_A_Achievable Economic RVT Potential | F4 | Industrial | Other Industrial | New | Process | Natural Gas | Gas Boiler - Insulate Steam Lines/Condensate Tank | A | Incremental Energy Savings (MWh or mTherms) | Achievable Economic RVT Potential | 0 | 0 | 0 | 0 | 0 | 0 | 0 | 0 | 0 | 0 | 0 | 0 | 0 | 0 | 0 | 0 | 0 | 0 | 0 | 0 | 0 | 0 | 0 | 0 | 0 | 0 | 0 | 0 | 0 | 0 | 0
F5_Industrial_Other Industrial_New_Process_Natural Gas_Gas Boiler - Insulate Steam Lines/Condensate Tank_A_Achievable Economic RVT Potential | F5 | Industrial | Other Industrial | New | Process | Natural Gas | Gas Boiler - Insulate Steam Lines/Condensate Tank | A | Incremental Summer Peak Savings (MW) | Achievable Economic RVT Potential | 0 | 0 | 0 | 0 | 0 | 0 | 0 | 0 | 0 | 0 | 0 | 0 | 0 | 0 | 0 | 0 | 0 | 0 | 0 | 0 | 0 | 0 | 0 | 0 | 0 | 0 | 0 | 0 | 0 | 0 | 0
F6_Industrial_Other Industrial_New_Process_Natural Gas_Gas Boiler - Insulate Steam Lines/Condensate Tank_A_Achievable Economic RVT Potential | F6 | Industrial | Other Industrial | New | Process | Natural Gas | Gas Boiler - Insulate Steam Lines/Condensate Tank | A | Incremental Winter Peak Savings (MW) | Achievable Economic RVT Potential | 0 | 0 | 0 | 0 | 0 | 0 | 0 | 0 | 0 | 0 | 0 | 0 | 0 | 0 | 0 | 0 | 0 | 0 | 0 | 0 | 0 | 0 | 0 | 0 | 0 | 0 | 0 | 0 | 0 | 0 | 0
F7_Industrial_Other Industrial_New_Process_Natural Gas_Gas Boiler - Insulate Steam Lines/Condensate Tank_A_Achievable Economic RVT Potential | F7 | Industrial | Other Industrial | New | Process | Natural Gas | Gas Boiler - Insulate Steam Lines/Condensate Tank | A | Cumulative Energy Savings (MWh or mTherms) | Achievable Economic RVT Potential | 0 | 0 | 0 | 0 | 0 | 0 | 0 | 0 | 0 | 0 | 0 | 0 | 0 | 0 | 0 | 0 | 0 | 0 | 0 | 0 | 0 | 0 | 0 | 0 | 0 | 0 | 0 | 0 | 0 | 0 | 0
F8_Industrial_Other Industrial_New_Process_Natural Gas_Gas Boiler - Insulate Steam Lines/Condensate Tank_A_Achievable Economic RVT Potential | F8 | Industrial | Other Industrial | New | Process | Natural Gas | Gas Boiler - Insulate Steam Lines/Condensate Tank | A | Cumulative Summer Peak Savings (MW) | Achievable Economic RVT Potential | 0 | 0 | 0 | 0 | 0 | 0 | 0 | 0 | 0 | 0 | 0 | 0 | 0 | 0 | 0 | 0 | 0 | 0 | 0 | 0 | 0 | 0 | 0 | 0 | 0 | 0 | 0 | 0 | 0 | 0 | 0
F9_Industrial_Other Industrial_New_Process_Natural Gas_Gas Boiler - Insulate Steam Lines/Condensate Tank_A_Achievable Economic RVT Potential | F9 | Industrial | Other Industrial | New | Process | Natural Gas | Gas Boiler - Insulate Steam Lines/Condensate Tank | A | Cumulative Winter Peak Savings (MW) | Achievable Economic RVT Potential | 0 | 0 | 0 | 0 | 0 | 0 | 0 | 0 | 0 | 0 | 0 | 0 | 0 | 0 | 0 | 0 | 0 | 0 | 0 | 0 | 0 | 0 | 0 | 0 | 0 | 0 | 0 | 0 | 0 | 0 | 0
F10_Industrial_Other Industrial_New_Process_Natural Gas_Gas Boiler - Insulate Steam Lines/Condensate Tank_A_Achievable Economic RVT Potential | F10 | Industrial | Other Industrial | New | Process | Natural Gas | Gas Boiler - Insulate Steam Lines/Condensate Tank | A | Purchases (Incremental) | Achievable Economic RVT Potential | 0 | 0 | 0 | 0 | 0 | 0 | 0 | 0 | 0 | 0 | 0 | 0 | 0 | 0 | 0 | 0 | 0 | 0 | 0 | 0 | 0 | 0 | 0 | 0 | 0 | 0 | 0 | 0 | 0 | 0 | 0
F11_Industrial_Other Industrial_New_Process_Natural Gas_Gas Boiler - Insulate Steam Lines/Condensate Tank_A_Achievable Economic RVT Potential | F11 | Industrial | Other Industrial | New | Process | Natural Gas | Gas Boiler - Insulate Steam Lines/Condensate Tank | A | Purchases (Cumulative) | Achievable Economic RVT Potential | 0 | 0 | 0 | 0 | 0 | 0 | 0 | 0 | 0 | 0 | 0 | 0 | 0 | 0 | 0 | 0 | 0 | 0 | 0 | 0 | 0 | 0 | 0 | 0 | 0 | 0 | 0 | 0 | 0 | 0 | 0
F1_Industrial_Other Industrial_New_Space Heating_Natural Gas_Gas Boiler - Insulate Hot Water Lines_A_Achievable Economic RVT Potential | F1 | Industrial | Other Industrial | New | Space Heating | Natural Gas | Gas Boiler - Insulate Hot Water Lines | A | Integrated Unit Energy Savings (kWh or therms) | Achievable Economic RVT Potential | 0 | 0 | 0 | 0 | 0 | 0 | 0 | 0 | 0 | 0 | 0 | 0 | 0 | 0 | 0 | 0 | 0 | 0 | 0 | 0 | 0 | 0 | 0 | 0 | 0 | 0 | 0 | 0 | 0 | 0 | 0
F2_Industrial_Other Industrial_New_Space Heating_Natural Gas_Gas Boiler - Insulate Hot Water Lines_A_Achievable Economic RVT Potential | F2 | Industrial | Other Industrial | New | Space Heating | Natural Gas | Gas Boiler - Insulate Hot Water Lines | A | Integrated Unit Summer Peak Savings (kW) | Achievable Economic RVT Potential | 0 | 0 | 0 | 0 | 0 | 0 | 0 | 0 | 0 | 0 | 0 | 0 | 0 | 0 | 0 | 0 | 0 | 0 | 0 | 0 | 0 | 0 | 0 | 0 | 0 | 0 | 0 | 0 | 0 | 0 | 0
F3_Industrial_Other Industrial_New_Space Heating_Natural Gas_Gas Boiler - Insulate Hot Water Lines_A_Achievable Economic RVT Potential | F3 | Industrial | Other Industrial | New | Space Heating | Natural Gas | Gas Boiler - Insulate Hot Water Lines | A | Integrated Unit Winter Peak Savings (kW) | Achievable Economic RVT Potential | 0 | 0 | 0 | 0 | 0 | 0 | 0 | 0 | 0 | 0 | 0 | 0 | 0 | 0 | 0 | 0 | 0 | 0 | 0 | 0 | 0 | 0 | 0 | 0 | 0 | 0 | 0 | 0 | 0 | 0 | 0
F4_Industrial_Other Industrial_New_Space Heating_Natural Gas_Gas Boiler - Insulate Hot Water Lines_A_Achievable Economic RVT Potential | F4 | Industrial | Other Industrial | New | Space Heating | Natural Gas | Gas Boiler - Insulate Hot Water Lines | A | Incremental Energy Savings (MWh or mTherms) | Achievable Economic RVT Potential | 0 | 0 | 0 | 0 | 0 | 0 | 0 | 0 | 0 | 0 | 0 | 0 | 0 | 0 | 0 | 0 | 0 | 0 | 0 | 0 | 0 | 0 | 0 | 0 | 0 | 0 | 0 | 0 | 0 | 0 | 0
F5_Industrial_Other Industrial_New_Space Heating_Natural Gas_Gas Boiler - Insulate Hot Water Lines_A_Achievable Economic RVT Potential | F5 | Industrial | Other Industrial | New | Space Heating | Natural Gas | Gas Boiler - Insulate Hot Water Lines | A | Incremental Summer Peak Savings (MW) | Achievable Economic RVT Potential | 0 | 0 | 0 | 0 | 0 | 0 | 0 | 0 | 0 | 0 | 0 | 0 | 0 | 0 | 0 | 0 | 0 | 0 | 0 | 0 | 0 | 0 | 0 | 0 | 0 | 0 | 0 | 0 | 0 | 0 | 0
F6_Industrial_Other Industrial_New_Space Heating_Natural Gas_Gas Boiler - Insulate Hot Water Lines_A_Achievable Economic RVT Potential | F6 | Industrial | Other Industrial | New | Space Heating | Natural Gas | Gas Boiler - Insulate Hot Water Lines | A | Incremental Winter Peak Savings (MW) | Achievable Economic RVT Potential | 0 | 0 | 0 | 0 | 0 | 0 | 0 | 0 | 0 | 0 | 0 | 0 | 0 | 0 | 0 | 0 | 0 | 0 | 0 | 0 | 0 | 0 | 0 | 0 | 0 | 0 | 0 | 0 | 0 | 0 | 0
F7_Industrial_Other Industrial_New_Space Heating_Natural Gas_Gas Boiler - Insulate Hot Water Lines_A_Achievable Economic RVT Potential | F7 | Industrial | Other Industrial | New | Space Heating | Natural Gas | Gas Boiler - Insulate Hot Water Lines | A | Cumulative Energy Savings (MWh or mTherms) | Achievable Economic RVT Potential | 0 | 0 | 0 | 0 | 0 | 0 | 0 | 0 | 0 | 0 | 0 | 0 | 0 | 0 | 0 | 0 | 0 | 0 | 0 | 0 | 0 | 0 | 0 | 0 | 0 | 0 | 0 | 0 | 0 | 0 | 0
F8_Industrial_Other Industrial_New_Space Heating_Natural Gas_Gas Boiler - Insulate Hot Water Lines_A_Achievable Economic RVT Potential | F8 | Industrial | Other Industrial | New | Space Heating | Natural Gas | Gas Boiler - Insulate Hot Water Lines | A | Cumulative Summer Peak Savings (MW) | Achievable Economic RVT Potential | 0 | 0 | 0 | 0 | 0 | 0 | 0 | 0 | 0 | 0 | 0 | 0 | 0 | 0 | 0 | 0 | 0 | 0 | 0 | 0 | 0 | 0 | 0 | 0 | 0 | 0 | 0 | 0 | 0 | 0 | 0
F9_Industrial_Other Industrial_New_Space Heating_Natural Gas_Gas Boiler - Insulate Hot Water Lines_A_Achievable Economic RVT Potential | F9 | Industrial | Other Industrial | New | Space Heating | Natural Gas | Gas Boiler - Insulate Hot Water Lines | A | Cumulative Winter Peak Savings (MW) | Achievable Economic RVT Potential | 0 | 0 | 0 | 0 | 0 | 0 | 0 | 0 | 0 | 0 | 0 | 0 | 0 | 0 | 0 | 0 | 0 | 0 | 0 | 0 | 0 | 0 | 0 | 0 | 0 | 0 | 0 | 0 | 0 | 0 | 0
F10_Industrial_Other Industrial_New_Space Heating_Natural Gas_Gas Boiler - Insulate Hot Water Lines_A_Achievable Economic RVT Potential | F10 | Industrial | Other Industrial | New | Space Heating | Natural Gas | Gas Boiler - Insulate Hot Water Lines | A | Purchases (Incremental) | Achievable Economic RVT Potential | 0 | 0 | 0 | 0 | 0 | 0 | 0 | 0 | 0 | 0 | 0 | 0 | 0 | 0 | 0 | 0 | 0 | 0 | 0 | 0 | 0 | 0 | 0 | 0 | 0 | 0 | 0 | 0 | 0 | 0 | 0
F11_Industrial_Other Industrial_New_Space Heating_Natural Gas_Gas Boiler - Insulate Hot Water Lines_A_Achievable Economic RVT Potential | F11 | Industrial | Other Industrial | New | Space Heating | Natural Gas | Gas Boiler - Insulate Hot Water Lines | A | Purchases (Cumulative) | Achievable Economic RVT Potential | 0 | 0 | 0 | 0 | 0 | 0 | 0 | 0 | 0 | 0 | 0 | 0 | 0 | 0 | 0 | 0 | 0 | 0 | 0 | 0 | 0 | 0 | 0 | 0 | 0 | 0 | 0 | 0 | 0 | 0 | 0
F1_Industrial_Other Industrial_New_Process_Natural Gas_Gas Boiler - Insulate Hot Water Lines_A_Achievable Economic RVT Potential | F1 | Industrial | Other Industrial | New | Process | Natural Gas | Gas Boiler - Insulate Hot Water Lines | A | Integrated Unit Energy Savings (kWh or therms) | Achievable Economic RVT Potential | 0 | 0 | 0 | 0 | 0 | 19.0288 | 19.0143 | 19.0008 | 18.9886 | 18.9761 | 18.9641 | 18.9537 | 18.9448 | 18.938 | 18.9332 | 18.931 | 18.9311 | 18.933 | 18.9361 | 18.9397 | 18.9445 | 18.9491 | 18.9532 | 18.957 | 18.9605 | 18.9637 | 18.9666 | 18.9694 | 19.0457 | 19.0457 | 19.0457
F2_Industrial_Other Industrial_New_Process_Natural Gas_Gas Boiler - Insulate Hot Water Lines_A_Achievable Economic RVT Potential | F2 | Industrial | Other Industrial | New | Process | Natural Gas | Gas Boiler - Insulate Hot Water Lines | A | Integrated Unit Summer Peak Savings (kW) | Achievable Economic RVT Potential | 0 | 0 | 0 | 0 | 0 | 0 | 0 | 0 | 0 | 0 | 0 | 0 | 0 | 0 | 0 | 0 | 0 | 0 | 0 | 0 | 0 | 0 | 0 | 0 | 0 | 0 | 0 | 0 | 0 | 0 | 0
F3_Industrial_Other Industrial_New_Process_Natural Gas_Gas Boiler - Insulate Hot Water Lines_A_Achievable Economic RVT Potential | F3 | Industrial | Other Industrial | New | Process | Natural Gas | Gas Boiler - Insulate Hot Water Lines | A | Integrated Unit Winter Peak Savings (kW) | Achievable Economic RVT Potential | 0 | 0 | 0 | 0 | 0 | 0 | 0 | 0 | 0 | 0 | 0 | 0 | 0 | 0 | 0 | 0 | 0 | 0 | 0 | 0 | 0 | 0 | 0 | 0 | 0 | 0 | 0 | 0 | 0 | 0 | 0
F4_Industrial_Other Industrial_New_Process_Natural Gas_Gas Boiler - Insulate Hot Water Lines_A_Achievable Economic RVT Potential | F4 | Industrial | Other Industrial | New | Process | Natural Gas | Gas Boiler - Insulate Hot Water Lines | A | Incremental Energy Savings (MWh or mTherms) | Achievable Economic RVT Potential | 0 | 0 | 0 | 0 | 0 | 0 | 0 | 0 | 0 | 0 | 0 | 0 | 0 | 0 | 0 | 0 | 0 | 0 | 0 | 0 | 0 | 0 | 0 | 0 | 0 | 0 | 0 | 0 | 0 | 0 | 0
F5_Industrial_Other Industrial_New_Process_Natural Gas_Gas Boiler - Insulate Hot Water Lines_A_Achievable Economic RVT Potential | F5 | Industrial | Other Industrial | New | Process | Natural Gas | Gas Boiler - Insulate Hot Water Lines | A | Incremental Summer Peak Savings (MW) | Achievable Economic RVT Potential | 0 | 0 | 0 | 0 | 0 | 0 | 0 | 0 | 0 | 0 | 0 | 0 | 0 | 0 | 0 | 0 | 0 | 0 | 0 | 0 | 0 | 0 | 0 | 0 | 0 | 0 | 0 | 0 | 0 | 0 | 0
F6_Industrial_Other Industrial_New_Process_Natural Gas_Gas Boiler - Insulate Hot Water Lines_A_Achievable Economic RVT Potential | F6 | Industrial | Other Industrial | New | Process | Natural Gas | Gas Boiler - Insulate Hot Water Lines | A | Incremental Winter Peak Savings (MW) | Achievable Economic RVT Potential | 0 | 0 | 0 | 0 | 0 | 0 | 0 | 0 | 0 | 0 | 0 | 0 | 0 | 0 | 0 | 0 | 0 | 0 | 0 | 0 | 0 | 0 | 0 | 0 | 0 | 0 | 0 | 0 | 0 | 0 | 0
F7_Industrial_Other Industrial_New_Process_Natural Gas_Gas Boiler - Insulate Hot Water Lines_A_Achievable Economic RVT Potential | F7 | Industrial | Other Industrial | New | Process | Natural Gas | Gas Boiler - Insulate Hot Water Lines | A | Cumulative Energy Savings (MWh or mTherms) | Achievable Economic RVT Potential | 0 | 0 | 0 | 0 | 0 | 0 | 0 | 0 | 0 | 0 | 0 | 0 | 0 | 0 | 0 | 0 | 0 | 0 | 0 | 0 | 0 | 0 | 0 | 0 | 0 | 0 | 0 | 0 | 0 | 0 | 0
F8_Industrial_Other Industrial_New_Process_Natural Gas_Gas Boiler - Insulate Hot Water Lines_A_Achievable Economic RVT Potential | F8 | Industrial | Other Industrial | New | Process | Natural Gas | Gas Boiler - Insulate Hot Water Lines | A | Cumulative Summer Peak Savings (MW) | Achievable Economic RVT Potential | 0 | 0 | 0 | 0 | 0 | 0 | 0 | 0 | 0 | 0 | 0 | 0 | 0 | 0 | 0 | 0 | 0 | 0 | 0 | 0 | 0 | 0 | 0 | 0 | 0 | 0 | 0 | 0 | 0 | 0 | 0
F9_Industrial_Other Industrial_New_Process_Natural Gas_Gas Boiler - Insulate Hot Water Lines_A_Achievable Economic RVT Potential | F9 | Industrial | Other Industrial | New | Process | Natural Gas | Gas Boiler - Insulate Hot Water Lines | A | Cumulative Winter Peak Savings (MW) | Achievable Economic RVT Potential | 0 | 0 | 0 | 0 | 0 | 0 | 0 | 0 | 0 | 0 | 0 | 0 | 0 | 0 | 0 | 0 | 0 | 0 | 0 | 0 | 0 | 0 | 0 | 0 | 0 | 0 | 0 | 0 | 0 | 0 | 0
F10_Industrial_Other Industrial_New_Process_Natural Gas_Gas Boiler - Insulate Hot Water Lines_A_Achievable Economic RVT Potential | F10 | Industrial | Other Industrial | New | Process | Natural Gas | Gas Boiler - Insulate Hot Water Lines | A | Purchases (Incremental) | Achievable Economic RVT Potential | 0 | 0 | 0 | 0 | 0 | 0 | 0 | 0 | 0 | 0 | 0 | 0 | 0 | 0 | 0 | 0 | 0 | 0 | 0 | 0 | 0 | 0 | 0 | 0 | 0 | 0 | 0 | 0 | 0 | 0 | 0
F11_Industrial_Other Industrial_New_Process_Natural Gas_Gas Boiler - Insulate Hot Water Lines_A_Achievable Economic RVT Potential | F11 | Industrial | Other Industrial | New | Process | Natural Gas | Gas Boiler - Insulate Hot Water Lines | A | Purchases (Cumulative) | Achievable Economic RVT Potential | 0 | 0 | 0 | 0 | 0 | 0 | 0 | 0 | 0 | 0 | 0 | 0 | 0 | 0 | 0 | 0 | 0 | 0 | 0 | 0 | 0 | 0 | 0 | 0 | 0 | 0 | 0 | 0 | 0 | 0 | 0
F1_Industrial_Other Industrial_New_Process_Natural Gas_Process - Insulate Heated Process Fluids_A_Achievable Economic RVT Potential | F1 | Industrial | Other Industrial | New | Process | Natural Gas | Process - Insulate Heated Process Fluids | A | Integrated Unit Energy Savings (kWh or therms) | Achievable Economic RVT Potential | 0 | 0 | 0 | 0 | 0 | 13.578 | 13.5516 | 13.5277 | 13.5058 | 13.4845 | 13.47 | 13.4568 | 13.4451 | 13.435 | 13.4265 | 13.42 | 13.4152 | 13.4119 | 13.4094 | 13.4074 | 13.4062 | 13.405 | 13.4034 | 13.4017 | 13.3997 | 13.4076 | 13.4148 | 13.4215 | 13.6092 | 13.6092 | 13.6092
F2_Industrial_Other Industrial_New_Process_Natural Gas_Process - Insulate Heated Process Fluids_A_Achievable Economic RVT Potential | F2 | Industrial | Other Industrial | New | Process | Natural Gas | Process - Insulate Heated Process Fluids | A | Integrated Unit Summer Peak Savings (kW) | Achievable Economic RVT Potential | 0 | 0 | 0 | 0 | 0 | 0 | 0 | 0 | 0 | 0 | 0 | 0 | 0 | 0 | 0 | 0 | 0 | 0 | 0 | 0 | 0 | 0 | 0 | 0 | 0 | 0 | 0 | 0 | 0 | 0 | 0
F3_Industrial_Other Industrial_New_Process_Natural Gas_Process - Insulate Heated Process Fluids_A_Achievable Economic RVT Potential | F3 | Industrial | Other Industrial | New | Process | Natural Gas | Process - Insulate Heated Process Fluids | A | Integrated Unit Winter Peak Savings (kW) | Achievable Economic RVT Potential | 0 | 0 | 0 | 0 | 0 | 0 | 0 | 0 | 0 | 0 | 0 | 0 | 0 | 0 | 0 | 0 | 0 | 0 | 0 | 0 | 0 | 0 | 0 | 0 | 0 | 0 | 0 | 0 | 0 | 0 | 0
F4_Industrial_Other Industrial_New_Process_Natural Gas_Process - Insulate Heated Process Fluids_A_Achievable Economic RVT Potential | F4 | Industrial | Other Industrial | New | Process | Natural Gas | Process - Insulate Heated Process Fluids | A | Incremental Energy Savings (MWh or mTherms) | Achievable Economic RVT Potential | 0 | 0 | 0 | 0 | 0 | 0 | 0 | 0 | 0 | 0 | 0 | 0 | 0 | 0 | 0 | 0 | 0 | 0 | 0 | 0 | 0 | 0 | 0 | 0 | 0 | 0 | 0 | 0 | 0 | 0 | 0
F5_Industrial_Other Industrial_New_Process_Natural Gas_Process - Insulate Heated Process Fluids_A_Achievable Economic RVT Potential | F5 | Industrial | Other Industrial | New | Process | Natural Gas | Process - Insulate Heated Process Fluids | A | Incremental Summer Peak Savings (MW) | Achievable Economic RVT Potential | 0 | 0 | 0 | 0 | 0 | 0 | 0 | 0 | 0 | 0 | 0 | 0 | 0 | 0 | 0 | 0 | 0 | 0 | 0 | 0 | 0 | 0 | 0 | 0 | 0 | 0 | 0 | 0 | 0 | 0 | 0
F6_Industrial_Other Industrial_New_Process_Natural Gas_Process - Insulate Heated Process Fluids_A_Achievable Economic RVT Potential | F6 | Industrial | Other Industrial | New | Process | Natural Gas | Process - Insulate Heated Process Fluids | A | Incremental Winter Peak Savings (MW) | Achievable Economic RVT Potential | 0 | 0 | 0 | 0 | 0 | 0 | 0 | 0 | 0 | 0 | 0 | 0 | 0 | 0 | 0 | 0 | 0 | 0 | 0 | 0 | 0 | 0 | 0 | 0 | 0 | 0 | 0 | 0 | 0 | 0 | 0
F7_Industrial_Other Industrial_New_Process_Natural Gas_Process - Insulate Heated Process Fluids_A_Achievable Economic RVT Potential | F7 | Industrial | Other Industrial | New | Process | Natural Gas | Process - Insulate Heated Process Fluids | A | Cumulative Energy Savings (MWh or mTherms) | Achievable Economic RVT Potential | 0 | 0 | 0 | 0 | 0 | 0 | 0 | 0 | 0 | 0 | 0 | 0 | 0 | 0 | 0 | 0 | 0 | 0 | 0 | 0 | 0 | 0 | 0 | 0 | 0 | 0 | 0 | 0 | 0 | 0 | 0
F8_Industrial_Other Industrial_New_Process_Natural Gas_Process - Insulate Heated Process Fluids_A_Achievable Economic RVT Potential | F8 | Industrial | Other Industrial | New | Process | Natural Gas | Process - Insulate Heated Process Fluids | A | Cumulative Summer Peak Savings (MW) | Achievable Economic RVT Potential | 0 | 0 | 0 | 0 | 0 | 0 | 0 | 0 | 0 | 0 | 0 | 0 | 0 | 0 | 0 | 0 | 0 | 0 | 0 | 0 | 0 | 0 | 0 | 0 | 0 | 0 | 0 | 0 | 0 | 0 | 0
F9_Industrial_Other Industrial_New_Process_Natural Gas_Process - Insulate Heated Process Fluids_A_Achievable Economic RVT Potential | F9 | Industrial | Other Industrial | New | Process | Natural Gas | Process - Insulate Heated Process Fluids | A | Cumulative Winter Peak Savings (MW) | Achievable Economic RVT Potential | 0 | 0 | 0 | 0 | 0 | 0 | 0 | 0 | 0 | 0 | 0 | 0 | 0 | 0 | 0 | 0 | 0 | 0 | 0 | 0 | 0 | 0 | 0 | 0 | 0 | 0 | 0 | 0 | 0 | 0 | 0
F10_Industrial_Other Industrial_New_Process_Natural Gas_Process - Insulate Heated Process Fluids_A_Achievable Economic RVT Potential | F10 | Industrial | Other Industrial | New | Process | Natural Gas | Process - Insulate Heated Process Fluids | A | Purchases (Incremental) | Achievable Economic RVT Potential | 0 | 0 | 0 | 0 | 0 | 0 | 0 | 0 | 0 | 0 | 0 | 0 | 0 | 0 | 0 | 0 | 0 | 0 | 0 | 0 | 0 | 0 | 0 | 0 | 0 | 0 | 0 | 0 | 0 | 0 | 0
F11_Industrial_Other Industrial_New_Process_Natural Gas_Process - Insulate Heated Process Fluids_A_Achievable Economic RVT Potential | F11 | Industrial | Other Industrial | New | Process | Natural Gas | Process - Insulate Heated Process Fluids | A | Purchases (Cumulative) | Achievable Economic RVT Potential | 0 | 0 | 0 | 0 | 0 | 0 | 0 | 0 | 0 | 0 | 0 | 0 | 0 | 0 | 0 | 0 | 0 | 0 | 0 | 0 | 0 | 0 | 0 | 0 | 0 | 0 | 0 | 0 | 0 | 0 | 0
F1_Industrial_Other Industrial_New_Process_Natural Gas_Process Heat Recovery_A_Achievable Economic RVT Potential | F1 | Industrial | Other Industrial | New | Process | Natural Gas | Process Heat Recovery | A | Integrated Unit Energy Savings (kWh or therms) | Achievable Economic RVT Potential | 0 | 0 | 0 | 0 | 0 | 0.033055 | 0.032977 | 0.032907 | 0.032843 | 0.032781 | 0.032737 | 0.0327 | 0.032668 | 0.032642 | 0.032621 | 0.032606 | 0.032595 | 0.032588 | 0.032584 | 0.032581 | 0.03258 | 0.03258 | 0.03258 | 0.032578 | 0.032576 | 0.032597 | 0.032617 | 0.032635 | 0 | 0 | 0
F2_Industrial_Other Industrial_New_Process_Natural Gas_Process Heat Recovery_A_Achievable Economic RVT Potential | F2 | Industrial | Other Industrial | New | Process | Natural Gas | Process Heat Recovery | A | Integrated Unit Summer Peak Savings (kW) | Achievable Economic RVT Potential | 0 | 0 | 0 | 0 | 0 | 0 | 0 | 0 | 0 | 0 | 0 | 0 | 0 | 0 | 0 | 0 | 0 | 0 | 0 | 0 | 0 | 0 | 0 | 0 | 0 | 0 | 0 | 0 | 0 | 0 | 0
F3_Industrial_Other Industrial_New_Process_Natural Gas_Process Heat Recovery_A_Achievable Economic RVT Potential | F3 | Industrial | Other Industrial | New | Process | Natural Gas | Process Heat Recovery | A | Integrated Unit Winter Peak Savings (kW) | Achievable Economic RVT Potential | 0 | 0 | 0 | 0 | 0 | 0 | 0 | 0 | 0 | 0 | 0 | 0 | 0 | 0 | 0 | 0 | 0 | 0 | 0 | 0 | 0 | 0 | 0 | 0 | 0 | 0 | 0 | 0 | 0 | 0 | 0
F4_Industrial_Other Industrial_New_Process_Natural Gas_Process Heat Recovery_A_Achievable Economic RVT Potential | F4 | Industrial | Other Industrial | New | Process | Natural Gas | Process Heat Recovery | A | Incremental Energy Savings (MWh or mTherms) | Achievable Economic RVT Potential | 0 | 0 | 0 | 0 | 0 | 0 | 0 | 0 | 0 | 0 | 0 | 0 | 0 | 0 | 0 | 0 | 0 | 0 | 0 | 0 | 0 | 0 | 0 | 0 | 0 | 0 | 0 | 0 | 0 | 0 | 0
F5_Industrial_Other Industrial_New_Process_Natural Gas_Process Heat Recovery_A_Achievable Economic RVT Potential | F5 | Industrial | Other Industrial | New | Process | Natural Gas | Process Heat Recovery | A | Incremental Summer Peak Savings (MW) | Achievable Economic RVT Potential | 0 | 0 | 0 | 0 | 0 | 0 | 0 | 0 | 0 | 0 | 0 | 0 | 0 | 0 | 0 | 0 | 0 | 0 | 0 | 0 | 0 | 0 | 0 | 0 | 0 | 0 | 0 | 0 | 0 | 0 | 0
F6_Industrial_Other Industrial_New_Process_Natural Gas_Process Heat Recovery_A_Achievable Economic RVT Potential | F6 | Industrial | Other Industrial | New | Process | Natural Gas | Process Heat Recovery | A | Incremental Winter Peak Savings (MW) | Achievable Economic RVT Potential | 0 | 0 | 0 | 0 | 0 | 0 | 0 | 0 | 0 | 0 | 0 | 0 | 0 | 0 | 0 | 0 | 0 | 0 | 0 | 0 | 0 | 0 | 0 | 0 | 0 | 0 | 0 | 0 | 0 | 0 | 0
F7_Industrial_Other Industrial_New_Process_Natural Gas_Process Heat Recovery_A_Achievable Economic RVT Potential | F7 | Industrial | Other Industrial | New | Process | Natural Gas | Process Heat Recovery | A | Cumulative Energy Savings (MWh or mTherms) | Achievable Economic RVT Potential | 0 | 0 | 0 | 0 | 0 | 0 | 0 | 0 | 0 | 0 | 0 | 0 | 0 | 0 | 0 | 0 | 0 | 0 | 0 | 0 | 0 | 0 | 0 | 0 | 0 | 0 | 0 | 0 | 0 | 0 | 0
F8_Industrial_Other Industrial_New_Process_Natural Gas_Process Heat Recovery_A_Achievable Economic RVT Potential | F8 | Industrial | Other Industrial | New | Process | Natural Gas | Process Heat Recovery | A | Cumulative Summer Peak Savings (MW) | Achievable Economic RVT Potential | 0 | 0 | 0 | 0 | 0 | 0 | 0 | 0 | 0 | 0 | 0 | 0 | 0 | 0 | 0 | 0 | 0 | 0 | 0 | 0 | 0 | 0 | 0 | 0 | 0 | 0 | 0 | 0 | 0 | 0 | 0
F9_Industrial_Other Industrial_New_Process_Natural Gas_Process Heat Recovery_A_Achievable Economic RVT Potential | F9 | Industrial | Other Industrial | New | Process | Natural Gas | Process Heat Recovery | A | Cumulative Winter Peak Savings (MW) | Achievable Economic RVT Potential | 0 | 0 | 0 | 0 | 0 | 0 | 0 | 0 | 0 | 0 | 0 | 0 | 0 | 0 | 0 | 0 | 0 | 0 | 0 | 0 | 0 | 0 | 0 | 0 | 0 | 0 | 0 | 0 | 0 | 0 | 0
F10_Industrial_Other Industrial_New_Process_Natural Gas_Process Heat Recovery_A_Achievable Economic RVT Potential | F10 | Industrial | Other Industrial | New | Process | Natural Gas | Process Heat Recovery | A | Purchases (Incremental) | Achievable Economic RVT Potential | 0 | 0 | 0 | 0 | 0 | 0 | 0 | 0 | 0 | 0 | 0 | 0 | 0 | 0 | 0 | 0 | 0 | 0 | 0 | 0 | 0 | 0 | 0 | 0 | 0 | 0 | 0 | 0 | 0 | 0 | 0
F11_Industrial_Other Industrial_New_Process_Natural Gas_Process Heat Recovery_A_Achievable Economic RVT Potential | F11 | Industrial | Other Industrial | New | Process | Natural Gas | Process Heat Recovery | A | Purchases (Cumulative) | Achievable Economic RVT Potential | 0 | 0 | 0 | 0 | 0 | 0 | 0 | 0 | 0 | 0 | 0 | 0 | 0 | 0 | 0 | 0 | 0 | 0 | 0 | 0 | 0 | 0 | 0 | 0 | 0 | 0 | 0 | 0 | 0 | 0 | 0
F1_Industrial_Other Industrial_New_Space Heating_Natural Gas_Building Automation System_A_Achievable Economic RVT Potential | F1 | Industrial | Other Industrial | New | Space Heating | Natural Gas | Building Automation System | A | Integrated Unit Energy Savings (kWh or therms) | Achievable Economic RVT Potential | 0 | 0 | 0 | 0 | 0 | 0.014549 | 0.014313 | 0.014117 | 0.013949 | 0.013799 | 0.013662 | 0.013499 | 0.013323 | 0.013145 | 0.01297 | 0.012811 | 0.012669 | 0.012549 | 0.012388 | 0.012265 | 0.012171 | 0.012096 | 0.012055 | 0.012028 | 0.012011 | 0.012002 | 0.011996 | 0.011995 | 0 | 0 | 0
F2_Industrial_Other Industrial_New_Space Heating_Natural Gas_Building Automation System_A_Achievable Economic RVT Potential | F2 | Industrial | Other Industrial | New | Space Heating | Natural Gas | Building Automation System | A | Integrated Unit Summer Peak Savings (kW) | Achievable Economic RVT Potential | 0 | 0 | 0 | 0 | 0 | 0 | 0 | 0 | 0 | 0 | 0 | 0 | 0 | 0 | 0 | 0 | 0 | 0 | 0 | 0 | 0 | 0 | 0 | 0 | 0 | 0 | 0 | 0 | 0 | 0 | 0
F3_Industrial_Other Industrial_New_Space Heating_Natural Gas_Building Automation System_A_Achievable Economic RVT Potential | F3 | Industrial | Other Industrial | New | Space Heating | Natural Gas | Building Automation System | A | Integrated Unit Winter Peak Savings (kW) | Achievable Economic RVT Potential | 0 | 0 | 0 | 0 | 0 | 0 | 0 | 0 | 0 | 0 | 0 | 0 | 0 | 0 | 0 | 0 | 0 | 0 | 0 | 0 | 0 | 0 | 0 | 0 | 0 | 0 | 0 | 0 | 0 | 0 | 0
F4_Industrial_Other Industrial_New_Space Heating_Natural Gas_Building Automation System_A_Achievable Economic RVT Potential | F4 | Industrial | Other Industrial | New | Space Heating | Natural Gas | Building Automation System | A | Incremental Energy Savings (MWh or mTherms) | Achievable Economic RVT Potential | 0 | 0 | 0 | 0 | 0 | 0.00076035 | 0.0017714 | 0.0035857 | 0.0065357 | 0.010974 | 0.017208 | 0.025313 | 0.035176 | 0.046321 | 0.057783 | 0.068364 | 0.076424 | 0.080502 | 0.079066 | 0.072405 | 0.062364 | 0.049624 | 0.035769 | 0.023773 | 0.016114 | 0.015117 | 0.022496 | 0.03167 | 0 | 0 | 0
F5_Industrial_Other Industrial_New_Space Heating_Natural Gas_Building Automation System_A_Achievable Economic RVT Potential | F5 | Industrial | Other Industrial | New | Space Heating | Natural Gas | Building Automation System | A | Incremental Summer Peak Savings (MW) | Achievable Economic RVT Potential | 0 | 0 | 0 | 0 | 0 | 0 | 0 | 0 | 0 | 0 | 0 | 0 | 0 | 0 | 0 | 0 | 0 | 0 | 0 | 0 | 0 | 0 | 0 | 0 | 0 | 0 | 0 | 0 | 0 | 0 | 0
F6_Industrial_Other Industrial_New_Space Heating_Natural Gas_Building Automation System_A_Achievable Economic RVT Potential | F6 | Industrial | Other Industrial | New | Space Heating | Natural Gas | Building Automation System | A | Incremental Winter Peak Savings (MW) | Achievable Economic RVT Potential | 0 | 0 | 0 | 0 | 0 | 0 | 0 | 0 | 0 | 0 | 0 | 0 | 0 | 0 | 0 | 0 | 0 | 0 | 0 | 0 | 0 | 0 | 0 | 0 | 0 | 0 | 0 | 0 | 0 | 0 | 0
F7_Industrial_Other Industrial_New_Space Heating_Natural Gas_Building Automation System_A_Achievable Economic RVT Potential | F7 | Industrial | Other Industrial | New | Space Heating | Natural Gas | Building Automation System | A | Cumulative Energy Savings (MWh or mTherms) | Achievable Economic RVT Potential | 0 | 0 | 0 | 0 | 0 | 0.00076035 | 0.0025194 | 0.0060708 | 0.012534 | 0.023372 | 0.040349 | 0.065181 | 0.099507 | 0.1445 | 0.20035 | 0.26627 | 0.33973 | 0.41703 | 0.49075 | 0.55826 | 0.61572 | 0.66007 | 0.69053 | 0.70711 | 0.71269 | 0.71213 | 0.71181 | 0.71173 | 0 | 0 | 0
F8_Industrial_Other Industrial_New_Space Heating_Natural Gas_Building Automation System_A_Achievable Economic RVT Potential | F8 | Industrial | Other Industrial | New | Space Heating | Natural Gas | Building Automation System | A | Cumulative Summer Peak Savings (MW) | Achievable Economic RVT Potential | 0 | 0 | 0 | 0 | 0 | 0 | 0 | 0 | 0 | 0 | 0 | 0 | 0 | 0 | 0 | 0 | 0 | 0 | 0 | 0 | 0 | 0 | 0 | 0 | 0 | 0 | 0 | 0 | 0 | 0 | 0
F9_Industrial_Other Industrial_New_Space Heating_Natural Gas_Building Automation System_A_Achievable Economic RVT Potential | F9 | Industrial | Other Industrial | New | Space Heating | Natural Gas | Building Automation System | A | Cumulative Winter Peak Savings (MW) | Achievable Economic RVT Potential | 0 | 0 | 0 | 0 | 0 | 0 | 0 | 0 | 0 | 0 | 0 | 0 | 0 | 0 | 0 | 0 | 0 | 0 | 0 | 0 | 0 | 0 | 0 | 0 | 0 | 0 | 0 | 0 | 0 | 0 | 0
F10_Industrial_Other Industrial_New_Space Heating_Natural Gas_Building Automation System_A_Achievable Economic RVT Potential | F10 | Industrial | Other Industrial | New | Space Heating | Natural Gas | Building Automation System | A | Purchases (Incremental) | Achievable Economic RVT Potential | 0 | 0 | 0 | 0 | 0 | 52.2611 | 123.7643 | 253.9944 | 468.5329 | 795.2662 | 1259.5382 | 1875.2124 | 2640.253 | 3523.8809 | 4455.3026 | 5336.2116 | 6032.4967 | 6414.9855 | 6382.3297 | 5903.516 | 5123.9264 | 4102.4257 | 2967.1191 | 1976.4887 | 1341.55 | 1259.5382 | 1875.2124 | 2640.253 | 3523.8809 | 4455.3026 | 5336.2116
F11_Industrial_Other Industrial_New_Space Heating_Natural Gas_Building Automation System_A_Achievable Economic RVT Potential | F11 | Industrial | Other Industrial | New | Space Heating | Natural Gas | Building Automation System | A | Purchases (Cumulative) | Achievable Economic RVT Potential | 0 | 0 | 0 | 0 | 0 | 52.2611 | 176.0254 | 430.0198 | 898.5527 | 1693.8189 | 2953.3571 | 4828.5696 | 7468.8226 | 10992.7035 | 15448.0061 | 20784.2177 | 26816.7144 | 33231.6999 | 39614.0296 | 45517.5456 | 50589.211 | 54567.8724 | 57280.997 | 58788.9529 | 59335.2367 | 59335.2367 | 59335.2367 | 59335.2367 | 59335.2367 | 59335.2367 | 59335.2367
F1_Industrial_Other Industrial_New_Space Heating_Natural Gas_Steam System Efficiency Improvements_A_Achievable Economic RVT Potential | F1 | Industrial | Other Industrial | New | Space Heating | Natural Gas | Steam System Efficiency Improvements | A | Integrated Unit Energy Savings (kWh or therms) | Achievable Economic RVT Potential | 0 | 0 | 0 | 0 | 0 | 0 | 0 | 0 | 0 | 0 | 0 | 0 | 0 | 0 | 0 | 0 | 0 | 0 | 0 | 0 | 0 | 0 | 0 | 0 | 0 | 0 | 0 | 0 | 0 | 0 | 0
F2_Industrial_Other Industrial_New_Space Heating_Natural Gas_Steam System Efficiency Improvements_A_Achievable Economic RVT Potential | F2 | Industrial | Other Industrial | New | Space Heating | Natural Gas | Steam System Efficiency Improvements | A | Integrated Unit Summer Peak Savings (kW) | Achievable Economic RVT Potential | 0 | 0 | 0 | 0 | 0 | 0 | 0 | 0 | 0 | 0 | 0 | 0 | 0 | 0 | 0 | 0 | 0 | 0 | 0 | 0 | 0 | 0 | 0 | 0 | 0 | 0 | 0 | 0 | 0 | 0 | 0
F3_Industrial_Other Industrial_New_Space Heating_Natural Gas_Steam System Efficiency Improvements_A_Achievable Economic RVT Potential | F3 | Industrial | Other Industrial | New | Space Heating | Natural Gas | Steam System Efficiency Improvements | A | Integrated Unit Winter Peak Savings (kW) | Achievable Economic RVT Potential | 0 | 0 | 0 | 0 | 0 | 0 | 0 | 0 | 0 | 0 | 0 | 0 | 0 | 0 | 0 | 0 | 0 | 0 | 0 | 0 | 0 | 0 | 0 | 0 | 0 | 0 | 0 | 0 | 0 | 0 | 0
F4_Industrial_Other Industrial_New_Space Heating_Natural Gas_Steam System Efficiency Improvements_A_Achievable Economic RVT Potential | F4 | Industrial | Other Industrial | New | Space Heating | Natural Gas | Steam System Efficiency Improvements | A | Incremental Energy Savings (MWh or mTherms) | Achievable Economic RVT Potential | 0 | 0 | 0 | 0 | 0 | 0 | 0 | 0 | 0 | 0 | 0 | 0 | 0 | 0 | 0 | 0 | 0 | 0 | 0 | 0 | 0 | 0 | 0 | 0 | 0 | 0 | 0 | 0 | 0 | 0 | 0
F5_Industrial_Other Industrial_New_Space Heating_Natural Gas_Steam System Efficiency Improvements_A_Achievable Economic RVT Potential | F5 | Industrial | Other Industrial | New | Space Heating | Natural Gas | Steam System Efficiency Improvements | A | Incremental Summer Peak Savings (MW) | Achievable Economic RVT Potential | 0 | 0 | 0 | 0 | 0 | 0 | 0 | 0 | 0 | 0 | 0 | 0 | 0 | 0 | 0 | 0 | 0 | 0 | 0 | 0 | 0 | 0 | 0 | 0 | 0 | 0 | 0 | 0 | 0 | 0 | 0
F6_Industrial_Other Industrial_New_Space Heating_Natural Gas_Steam System Efficiency Improvements_A_Achievable Economic RVT Potential | F6 | Industrial | Other Industrial | New | Space Heating | Natural Gas | Steam System Efficiency Improvements | A | Incremental Winter Peak Savings (MW) | Achievable Economic RVT Potential | 0 | 0 | 0 | 0 | 0 | 0 | 0 | 0 | 0 | 0 | 0 | 0 | 0 | 0 | 0 | 0 | 0 | 0 | 0 | 0 | 0 | 0 | 0 | 0 | 0 | 0 | 0 | 0 | 0 | 0 | 0
F7_Industrial_Other Industrial_New_Space Heating_Natural Gas_Steam System Efficiency Improvements_A_Achievable Economic RVT Potential | F7 | Industrial | Other Industrial | New | Space Heating | Natural Gas | Steam System Efficiency Improvements | A | Cumulative Energy Savings (MWh or mTherms) | Achievable Economic RVT Potential | 0 | 0 | 0 | 0 | 0 | 0 | 0 | 0 | 0 | 0 | 0 | 0 | 0 | 0 | 0 | 0 | 0 | 0 | 0 | 0 | 0 | 0 | 0 | 0 | 0 | 0 | 0 | 0 | 0 | 0 | 0
F8_Industrial_Other Industrial_New_Space Heating_Natural Gas_Steam System Efficiency Improvements_A_Achievable Economic RVT Potential | F8 | Industrial | Other Industrial | New | Space Heating | Natural Gas | Steam System Efficiency Improvements | A | Cumulative Summer Peak Savings (MW) | Achievable Economic RVT Potential | 0 | 0 | 0 | 0 | 0 | 0 | 0 | 0 | 0 | 0 | 0 | 0 | 0 | 0 | 0 | 0 | 0 | 0 | 0 | 0 | 0 | 0 | 0 | 0 | 0 | 0 | 0 | 0 | 0 | 0 | 0
F9_Industrial_Other Industrial_New_Space Heating_Natural Gas_Steam System Efficiency Improvements_A_Achievable Economic RVT Potential | F9 | Industrial | Other Industrial | New | Space Heating | Natural Gas | Steam System Efficiency Improvements | A | Cumulative Winter Peak Savings (MW) | Achievable Economic RVT Potential | 0 | 0 | 0 | 0 | 0 | 0 | 0 | 0 | 0 | 0 | 0 | 0 | 0 | 0 | 0 | 0 | 0 | 0 | 0 | 0 | 0 | 0 | 0 | 0 | 0 | 0 | 0 | 0 | 0 | 0 | 0
F10_Industrial_Other Industrial_New_Space Heating_Natural Gas_Steam System Efficiency Improvements_A_Achievable Economic RVT Potential | F10 | Industrial | Other Industrial | New | Space Heating | Natural Gas | Steam System Efficiency Improvements | A | Purchases (Incremental) | Achievable Economic RVT Potential | 0 | 0 | 0 | 0 | 0 | 0 | 0 | 0 | 0 | 0 | 0 | 0 | 0 | 0 | 0 | 0 | 0 | 0 | 0 | 0 | 0 | 0 | 0 | 0 | 0 | 0 | 0 | 0 | 0 | 0 | 0
F11_Industrial_Other Industrial_New_Space Heating_Natural Gas_Steam System Efficiency Improvements_A_Achievable Economic RVT Potential | F11 | Industrial | Other Industrial | New | Space Heating | Natural Gas | Steam System Efficiency Improvements | A | Purchases (Cumulative) | Achievable Economic RVT Potential | 0 | 0 | 0 | 0 | 0 | 0 | 0 | 0 | 0 | 0 | 0 | 0 | 0 | 0 | 0 | 0 | 0 | 0 | 0 | 0 | 0 | 0 | 0 | 0 | 0 | 0 | 0 | 0 | 0 | 0 | 0
F1_Industrial_Other Industrial_New_Process_Natural Gas_Steam System Efficiency Improvements_A_Achievable Economic RVT Potential | F1 | Industrial | Other Industrial | New | Process | Natural Gas | Steam System Efficiency Improvements | A | Integrated Unit Energy Savings (kWh or therms) | Achievable Economic RVT Potential | 0 | 0 | 0 | 0 | 0 | 0.10593 | 0.10569 | 0.10546 | 0.10525 | 0.10506 | 0.10492 | 0.1048 | 0.1047 | 0.10461 | 0.10454 | 0.10449 | 0.10446 | 0.10444 | 0.10443 | 0.10442 | 0.10441 | 0.10441 | 0.10441 | 0.10441 | 0.1044 | 0.10447 | 0.10453 | 0.10459 | 0.10623 | 0.10623 | 0.10623
F2_Industrial_Other Industrial_New_Process_Natural Gas_Steam System Efficiency Improvements_A_Achievable Economic RVT Potential | F2 | Industrial | Other Industrial | New | Process | Natural Gas | Steam System Efficiency Improvements | A | Integrated Unit Summer Peak Savings (kW) | Achievable Economic RVT Potential | 0 | 0 | 0 | 0 | 0 | 0 | 0 | 0 | 0 | 0 | 0 | 0 | 0 | 0 | 0 | 0 | 0 | 0 | 0 | 0 | 0 | 0 | 0 | 0 | 0 | 0 | 0 | 0 | 0 | 0 | 0
F3_Industrial_Other Industrial_New_Process_Natural Gas_Steam System Efficiency Improvements_A_Achievable Economic RVT Potential | F3 | Industrial | Other Industrial | New | Process | Natural Gas | Steam System Efficiency Improvements | A | Integrated Unit Winter Peak Savings (kW) | Achievable Economic RVT Potential | 0 | 0 | 0 | 0 | 0 | 0 | 0 | 0 | 0 | 0 | 0 | 0 | 0 | 0 | 0 | 0 | 0 | 0 | 0 | 0 | 0 | 0 | 0 | 0 | 0 | 0 | 0 | 0 | 0 | 0 | 0
F4_Industrial_Other Industrial_New_Process_Natural Gas_Steam System Efficiency Improvements_A_Achievable Economic RVT Potential | F4 | Industrial | Other Industrial | New | Process | Natural Gas | Steam System Efficiency Improvements | A | Incremental Energy Savings (MWh or mTherms) | Achievable Economic RVT Potential | 0 | 0 | 0 | 0 | 0 | 0 | 0 | 0 | 0 | 0 | 0 | 0 | 0 | 0 | 0 | 0 | 0 | 0 | 0 | 0 | 0 | 0 | 0 | 0 | 0 | 0 | 0 | 0 | 0 | 0 | 0
F5_Industrial_Other Industrial_New_Process_Natural Gas_Steam System Efficiency Improvements_A_Achievable Economic RVT Potential | F5 | Industrial | Other Industrial | New | Process | Natural Gas | Steam System Efficiency Improvements | A | Incremental Summer Peak Savings (MW) | Achievable Economic RVT Potential | 0 | 0 | 0 | 0 | 0 | 0 | 0 | 0 | 0 | 0 | 0 | 0 | 0 | 0 | 0 | 0 | 0 | 0 | 0 | 0 | 0 | 0 | 0 | 0 | 0 | 0 | 0 | 0 | 0 | 0 | 0
F6_Industrial_Other Industrial_New_Process_Natural Gas_Steam System Efficiency Improvements_A_Achievable Economic RVT Potential | F6 | Industrial | Other Industrial | New | Process | Natural Gas | Steam System Efficiency Improvements | A | Incremental Winter Peak Savings (MW) | Achievable Economic RVT Potential | 0 | 0 | 0 | 0 | 0 | 0 | 0 | 0 | 0 | 0 | 0 | 0 | 0 | 0 | 0 | 0 | 0 | 0 | 0 | 0 | 0 | 0 | 0 | 0 | 0 | 0 | 0 | 0 | 0 | 0 | 0
F7_Industrial_Other Industrial_New_Process_Natural Gas_Steam System Efficiency Improvements_A_Achievable Economic RVT Potential | F7 | Industrial | Other Industrial | New | Process | Natural Gas | Steam System Efficiency Improvements | A | Cumulative Energy Savings (MWh or mTherms) | Achievable Economic RVT Potential | 0 | 0 | 0 | 0 | 0 | 0 | 0 | 0 | 0 | 0 | 0 | 0 | 0 | 0 | 0 | 0 | 0 | 0 | 0 | 0 | 0 | 0 | 0 | 0 | 0 | 0 | 0 | 0 | 0 | 0 | 0
F8_Industrial_Other Industrial_New_Process_Natural Gas_Steam System Efficiency Improvements_A_Achievable Economic RVT Potential | F8 | Industrial | Other Industrial | New | Process | Natural Gas | Steam System Efficiency Improvements | A | Cumulative Summer Peak Savings (MW) | Achievable Economic RVT Potential | 0 | 0 | 0 | 0 | 0 | 0 | 0 | 0 | 0 | 0 | 0 | 0 | 0 | 0 | 0 | 0 | 0 | 0 | 0 | 0 | 0 | 0 | 0 | 0 | 0 | 0 | 0 | 0 | 0 | 0 | 0
F9_Industrial_Other Industrial_New_Process_Natural Gas_Steam System Efficiency Improvements_A_Achievable Economic RVT Potential | F9 | Industrial | Other Industrial | New | Process | Natural Gas | Steam System Efficiency Improvements | A | Cumulative Winter Peak Savings (MW) | Achievable Economic RVT Potential | 0 | 0 | 0 | 0 | 0 | 0 | 0 | 0 | 0 | 0 | 0 | 0 | 0 | 0 | 0 | 0 | 0 | 0 | 0 | 0 | 0 | 0 | 0 | 0 | 0 | 0 | 0 | 0 | 0 | 0 | 0
F10_Industrial_Other Industrial_New_Process_Natural Gas_Steam System Efficiency Improvements_A_Achievable Economic RVT Potential | F10 | Industrial | Other Industrial | New | Process | Natural Gas | Steam System Efficiency Improvements | A | Purchases (Incremental) | Achievable Economic RVT Potential | 0 | 0 | 0 | 0 | 0 | 0 | 0 | 0 | 0 | 0 | 0 | 0 | 0 | 0 | 0 | 0 | 0 | 0 | 0 | 0 | 0 | 0 | 0 | 0 | 0 | 0 | 0 | 0 | 0 | 0 | 0
F11_Industrial_Other Industrial_New_Process_Natural Gas_Steam System Efficiency Improvements_A_Achievable Economic RVT Potential | F11 | Industrial | Other Industrial | New | Process | Natural Gas | Steam System Efficiency Improvements | A | Purchases (Cumulative) | Achievable Economic RVT Potential | 0 | 0 | 0 | 0 | 0 | 0 | 0 | 0 | 0 | 0 | 0 | 0 | 0 | 0 | 0 | 0 | 0 | 0 | 0 | 0 | 0 | 0 | 0 | 0 | 0 | 0 | 0 | 0 | 0 | 0 | 0
F1_Industrial_Other Industrial_New_Space Heating_Natural Gas_Strategic Energy Management_A_Achievable Economic RVT Potential | F1 | Industrial | Other Industrial | New | Space Heating | Natural Gas | Strategic Energy Management | A | Integrated Unit Energy Savings (kWh or therms) | Achievable Economic RVT Potential | 0 | 0 | 0 | 0 | 0 | 2.9498 | 2.9014 | 2.861 | 2.8256 | 2.7932 | 2.7629 | 2.7262 | 2.6861 | 2.6447 | 2.603 | 2.5643 | 2.5287 | 2.4981 | 2.4601 | 2.4309 | 2.409 | 2.3925 | 2.384 | 2.3796 | 2.3781 | 2.3784 | 2.3793 | 2.3809 | 0 | 0 | 0
F2_Industrial_Other Industrial_New_Space Heating_Natural Gas_Strategic Energy Management_A_Achievable Economic RVT Potential | F2 | Industrial | Other Industrial | New | Space Heating | Natural Gas | Strategic Energy Management | A | Integrated Unit Summer Peak Savings (kW) | Achievable Economic RVT Potential | 0 | 0 | 0 | 0 | 0 | 0 | 0 | 0 | 0 | 0 | 0 | 0 | 0 | 0 | 0 | 0 | 0 | 0 | 0 | 0 | 0 | 0 | 0 | 0 | 0 | 0 | 0 | 0 | 0 | 0 | 0
F3_Industrial_Other Industrial_New_Space Heating_Natural Gas_Strategic Energy Management_A_Achievable Economic RVT Potential | F3 | Industrial | Other Industrial | New | Space Heating | Natural Gas | Strategic Energy Management | A | Integrated Unit Winter Peak Savings (kW) | Achievable Economic RVT Potential | 0 | 0 | 0 | 0 | 0 | 0 | 0 | 0 | 0 | 0 | 0 | 0 | 0 | 0 | 0 | 0 | 0 | 0 | 0 | 0 | 0 | 0 | 0 | 0 | 0 | 0 | 0 | 0 | 0 | 0 | 0
F4_Industrial_Other Industrial_New_Space Heating_Natural Gas_Strategic Energy Management_A_Achievable Economic RVT Potential | F4 | Industrial | Other Industrial | New | Space Heating | Natural Gas | Strategic Energy Management | A | Incremental Energy Savings (MWh or mTherms) | Achievable Economic RVT Potential | 0 | 0 | 0 | 0 | 0 | 0 | 0 | 0 | 0 | 0 | 0 | 0 | 0 | 0 | 0 | 0 | 0 | 0 | 0 | 0 | 0 | 0 | 0 | 0 | 0 | 0 | 0 | 0 | 0 | 0 | 0
F5_Industrial_Other Industrial_New_Space Heating_Natural Gas_Strategic Energy Management_A_Achievable Economic RVT Potential | F5 | Industrial | Other Industrial | New | Space Heating | Natural Gas | Strategic Energy Management | A | Incremental Summer Peak Savings (MW) | Achievable Economic RVT Potential | 0 | 0 | 0 | 0 | 0 | 0 | 0 | 0 | 0 | 0 | 0 | 0 | 0 | 0 | 0 | 0 | 0 | 0 | 0 | 0 | 0 | 0 | 0 | 0 | 0 | 0 | 0 | 0 | 0 | 0 | 0
F6_Industrial_Other Industrial_New_Space Heating_Natural Gas_Strategic Energy Management_A_Achievable Economic RVT Potential | F6 | Industrial | Other Industrial | New | Space Heating | Natural Gas | Strategic Energy Management | A | Incremental Winter Peak Savings (MW) | Achievable Economic RVT Potential | 0 | 0 | 0 | 0 | 0 | 0 | 0 | 0 | 0 | 0 | 0 | 0 | 0 | 0 | 0 | 0 | 0 | 0 | 0 | 0 | 0 | 0 | 0 | 0 | 0 | 0 | 0 | 0 | 0 | 0 | 0
F7_Industrial_Other Industrial_New_Space Heating_Natural Gas_Strategic Energy Management_A_Achievable Economic RVT Potential | F7 | Industrial | Other Industrial | New | Space Heating | Natural Gas | Strategic Energy Management | A | Cumulative Energy Savings (MWh or mTherms) | Achievable Economic RVT Potential | 0 | 0 | 0 | 0 | 0 | 0 | 0 | 0 | 0 | 0 | 0 | 0 | 0 | 0 | 0 | 0 | 0 | 0 | 0 | 0 | 0 | 0 | 0 | 0 | 0 | 0 | 0 | 0 | 0 | 0 | 0
F8_Industrial_Other Industrial_New_Space Heating_Natural Gas_Strategic Energy Management_A_Achievable Economic RVT Potential | F8 | Industrial | Other Industrial | New | Space Heating | Natural Gas | Strategic Energy Management | A | Cumulative Summer Peak Savings (MW) | Achievable Economic RVT Potential | 0 | 0 | 0 | 0 | 0 | 0 | 0 | 0 | 0 | 0 | 0 | 0 | 0 | 0 | 0 | 0 | 0 | 0 | 0 | 0 | 0 | 0 | 0 | 0 | 0 | 0 | 0 | 0 | 0 | 0 | 0
F9_Industrial_Other Industrial_New_Space Heating_Natural Gas_Strategic Energy Management_A_Achievable Economic RVT Potential | F9 | Industrial | Other Industrial | New | Space Heating | Natural Gas | Strategic Energy Management | A | Cumulative Winter Peak Savings (MW) | Achievable Economic RVT Potential | 0 | 0 | 0 | 0 | 0 | 0 | 0 | 0 | 0 | 0 | 0 | 0 | 0 | 0 | 0 | 0 | 0 | 0 | 0 | 0 | 0 | 0 | 0 | 0 | 0 | 0 | 0 | 0 | 0 | 0 | 0
F10_Industrial_Other Industrial_New_Space Heating_Natural Gas_Strategic Energy Management_A_Achievable Economic RVT Potential | F10 | Industrial | Other Industrial | New | Space Heating | Natural Gas | Strategic Energy Management | A | Purchases (Incremental) | Achievable Economic RVT Potential | 0 | 0 | 0 | 0 | 0 | 0 | 0 | 0 | 0 | 0 | 0 | 0 | 0 | 0 | 0 | 0 | 0 | 0 | 0 | 0 | 0 | 0 | 0 | 0 | 0 | 0 | 0 | 0 | 0 | 0 | 0
F11_Industrial_Other Industrial_New_Space Heating_Natural Gas_Strategic Energy Management_A_Achievable Economic RVT Potential | F11 | Industrial | Other Industrial | New | Space Heating | Natural Gas | Strategic Energy Management | A | Purchases (Cumulative) | Achievable Economic RVT Potential | 0 | 0 | 0 | 0 | 0 | 0 | 0 | 0 | 0 | 0 | 0 | 0 | 0 | 0 | 0 | 0 | 0 | 0 | 0 | 0 | 0 | 0 | 0 | 0 | 0 | 0 | 0 | 0 | 0 | 0 | 0
F1_Industrial_Other Industrial_New_Process_Natural Gas_Strategic Energy Management_A_Achievable Economic RVT Potential | F1 | Industrial | Other Industrial | New | Process | Natural Gas | Strategic Energy Management | A | Integrated Unit Energy Savings (kWh or therms) | Achievable Economic RVT Potential | 0 | 0 | 0 | 0 | 0 | 1.4049 | 1.4034 | 1.4021 | 1.4009 | 1.3997 | 1.3986 | 1.3975 | 1.3966 | 1.3959 | 1.3953 | 1.3949 | 1.3946 | 1.3945 | 1.3945 | 1.3945 | 1.3947 | 1.3948 | 1.3948 | 1.3949 | 1.3949 | 1.3953 | 1.3957 | 1.3961 | 0 | 0 | 0
F2_Industrial_Other Industrial_New_Process_Natural Gas_Strategic Energy Management_A_Achievable Economic RVT Potential | F2 | Industrial | Other Industrial | New | Process | Natural Gas | Strategic Energy Management | A | Integrated Unit Summer Peak Savings (kW) | Achievable Economic RVT Potential | 0 | 0 | 0 | 0 | 0 | 0 | 0 | 0 | 0 | 0 | 0 | 0 | 0 | 0 | 0 | 0 | 0 | 0 | 0 | 0 | 0 | 0 | 0 | 0 | 0 | 0 | 0 | 0 | 0 | 0 | 0
F3_Industrial_Other Industrial_New_Process_Natural Gas_Strategic Energy Management_A_Achievable Economic RVT Potential | F3 | Industrial | Other Industrial | New | Process | Natural Gas | Strategic Energy Management | A | Integrated Unit Winter Peak Savings (kW) | Achievable Economic RVT Potential | 0 | 0 | 0 | 0 | 0 | 0 | 0 | 0 | 0 | 0 | 0 | 0 | 0 | 0 | 0 | 0 | 0 | 0 | 0 | 0 | 0 | 0 | 0 | 0 | 0 | 0 | 0 | 0 | 0 | 0 | 0
F4_Industrial_Other Industrial_New_Process_Natural Gas_Strategic Energy Management_A_Achievable Economic RVT Potential | F4 | Industrial | Other Industrial | New | Process | Natural Gas | Strategic Energy Management | A | Incremental Energy Savings (MWh or mTherms) | Achievable Economic RVT Potential | 0 | 0 | 0 | 0 | 0 | 0 | 0 | 0 | 0 | 0 | 0 | 0 | 0 | 0 | 0 | 0 | 0 | 0 | 0 | 0 | 0 | 0 | 0 | 0 | 0 | 0 | 0 | 0 | 0 | 0 | 0
F5_Industrial_Other Industrial_New_Process_Natural Gas_Strategic Energy Management_A_Achievable Economic RVT Potential | F5 | Industrial | Other Industrial | New | Process | Natural Gas | Strategic Energy Management | A | Incremental Summer Peak Savings (MW) | Achievable Economic RVT Potential | 0 | 0 | 0 | 0 | 0 | 0 | 0 | 0 | 0 | 0 | 0 | 0 | 0 | 0 | 0 | 0 | 0 | 0 | 0 | 0 | 0 | 0 | 0 | 0 | 0 | 0 | 0 | 0 | 0 | 0 | 0
F6_Industrial_Other Industrial_New_Process_Natural Gas_Strategic Energy Management_A_Achievable Economic RVT Potential | F6 | Industrial | Other Industrial | New | Process | Natural Gas | Strategic Energy Management | A | Incremental Winter Peak Savings (MW) | Achievable Economic RVT Potential | 0 | 0 | 0 | 0 | 0 | 0 | 0 | 0 | 0 | 0 | 0 | 0 | 0 | 0 | 0 | 0 | 0 | 0 | 0 | 0 | 0 | 0 | 0 | 0 | 0 | 0 | 0 | 0 | 0 | 0 | 0
F7_Industrial_Other Industrial_New_Process_Natural Gas_Strategic Energy Management_A_Achievable Economic RVT Potential | F7 | Industrial | Other Industrial | New | Process | Natural Gas | Strategic Energy Management | A | Cumulative Energy Savings (MWh or mTherms) | Achievable Economic RVT Potential | 0 | 0 | 0 | 0 | 0 | 0 | 0 | 0 | 0 | 0 | 0 | 0 | 0 | 0 | 0 | 0 | 0 | 0 | 0 | 0 | 0 | 0 | 0 | 0 | 0 | 0 | 0 | 0 | 0 | 0 | 0
F8_Industrial_Other Industrial_New_Process_Natural Gas_Strategic Energy Management_A_Achievable Economic RVT Potential | F8 | Industrial | Other Industrial | New | Process | Natural Gas | Strategic Energy Management | A | Cumulative Summer Peak Savings (MW) | Achievable Economic RVT Potential | 0 | 0 | 0 | 0 | 0 | 0 | 0 | 0 | 0 | 0 | 0 | 0 | 0 | 0 | 0 | 0 | 0 | 0 | 0 | 0 | 0 | 0 | 0 | 0 | 0 | 0 | 0 | 0 | 0 | 0 | 0
F9_Industrial_Other Industrial_New_Process_Natural Gas_Strategic Energy Management_A_Achievable Economic RVT Potential | F9 | Industrial | Other Industrial | New | Process | Natural Gas | Strategic Energy Management | A | Cumulative Winter Peak Savings (MW) | Achievable Economic RVT Potential | 0 | 0 | 0 | 0 | 0 | 0 | 0 | 0 | 0 | 0 | 0 | 0 | 0 | 0 | 0 | 0 | 0 | 0 | 0 | 0 | 0 | 0 | 0 | 0 | 0 | 0 | 0 | 0 | 0 | 0 | 0
F10_Industrial_Other Industrial_New_Process_Natural Gas_Strategic Energy Management_A_Achievable Economic RVT Potential | F10 | Industrial | Other Industrial | New | Process | Natural Gas | Strategic Energy Management | A | Purchases (Incremental) | Achievable Economic RVT Potential | 0 | 0 | 0 | 0 | 0 | 0 | 0 | 0 | 0 | 0 | 0 | 0 | 0 | 0 | 0 | 0 | 0 | 0 | 0 | 0 | 0 | 0 | 0 | 0 | 0 | 0 | 0 | 0 | 0 | 0 | 0
F11_Industrial_Other Industrial_New_Process_Natural Gas_Strategic Energy Management_A_Achievable Economic RVT Potential | F11 | Industrial | Other Industrial | New | Process | Natural Gas | Strategic Energy Management | A | Purchases (Cumulative) | Achievable Economic RVT Potential | 0 | 0 | 0 | 0 | 0 | 0 | 0 | 0 | 0 | 0 | 0 | 0 | 0 | 0 | 0 | 0 | 0 | 0 | 0 | 0 | 0 | 0 | 0 | 0 | 0 | 0 | 0 | 0 | 0 | 0 | 0
F1_Industrial_Other Industrial_New_Miscellaneous_Natural Gas_Strategic Energy Management_A_Achievable Economic RVT Potential | F1 | Industrial | Other Industrial | New | Miscellaneous | Natural Gas | Strategic Energy Management | A | Integrated Unit Energy Savings (kWh or therms) | Achievable Economic RVT Potential | 0 | 0 | 0 | 0 | 0 | 0.89787 | 0.89787 | 0.89787 | 0.89787 | 0.89787 | 0.89787 | 0.89787 | 0.89787 | 0.89787 | 0.89787 | 0.89787 | 0.89787 | 0.89787 | 0.89787 | 0.89787 | 0.89787 | 0.89787 | 0.89787 | 0.89787 | 0.89787 | 0.89787 | 0.89787 | 0.89787 | 0 | 0 | 0
F2_Industrial_Other Industrial_New_Miscellaneous_Natural Gas_Strategic Energy Management_A_Achievable Economic RVT Potential | F2 | Industrial | Other Industrial | New | Miscellaneous | Natural Gas | Strategic Energy Management | A | Integrated Unit Summer Peak Savings (kW) | Achievable Economic RVT Potential | 0 | 0 | 0 | 0 | 0 | 0 | 0 | 0 | 0 | 0 | 0 | 0 | 0 | 0 | 0 | 0 | 0 | 0 | 0 | 0 | 0 | 0 | 0 | 0 | 0 | 0 | 0 | 0 | 0 | 0 | 0
F3_Industrial_Other Industrial_New_Miscellaneous_Natural Gas_Strategic Energy Management_A_Achievable Economic RVT Potential | F3 | Industrial | Other Industrial | New | Miscellaneous | Natural Gas | Strategic Energy Management | A | Integrated Unit Winter Peak Savings (kW) | Achievable Economic RVT Potential | 0 | 0 | 0 | 0 | 0 | 0 | 0 | 0 | 0 | 0 | 0 | 0 | 0 | 0 | 0 | 0 | 0 | 0 | 0 | 0 | 0 | 0 | 0 | 0 | 0 | 0 | 0 | 0 | 0 | 0 | 0
F4_Industrial_Other Industrial_New_Miscellaneous_Natural Gas_Strategic Energy Management_A_Achievable Economic RVT Potential | F4 | Industrial | Other Industrial | New | Miscellaneous | Natural Gas | Strategic Energy Management | A | Incremental Energy Savings (MWh or mTherms) | Achievable Economic RVT Potential | 0 | 0 | 0 | 0 | 0 | 0 | 0 | 0 | 0 | 0 | 0 | 0 | 0 | 0 | 0 | 0 | 0 | 0 | 0 | 0 | 0 | 0 | 0 | 0 | 0 | 0 | 0 | 0 | 0 | 0 | 0
F5_Industrial_Other Industrial_New_Miscellaneous_Natural Gas_Strategic Energy Management_A_Achievable Economic RVT Potential | F5 | Industrial | Other Industrial | New | Miscellaneous | Natural Gas | Strategic Energy Management | A | Incremental Summer Peak Savings (MW) | Achievable Economic RVT Potential | 0 | 0 | 0 | 0 | 0 | 0 | 0 | 0 | 0 | 0 | 0 | 0 | 0 | 0 | 0 | 0 | 0 | 0 | 0 | 0 | 0 | 0 | 0 | 0 | 0 | 0 | 0 | 0 | 0 | 0 | 0
F6_Industrial_Other Industrial_New_Miscellaneous_Natural Gas_Strategic Energy Management_A_Achievable Economic RVT Potential | F6 | Industrial | Other Industrial | New | Miscellaneous | Natural Gas | Strategic Energy Management | A | Incremental Winter Peak Savings (MW) | Achievable Economic RVT Potential | 0 | 0 | 0 | 0 | 0 | 0 | 0 | 0 | 0 | 0 | 0 | 0 | 0 | 0 | 0 | 0 | 0 | 0 | 0 | 0 | 0 | 0 | 0 | 0 | 0 | 0 | 0 | 0 | 0 | 0 | 0
F7_Industrial_Other Industrial_New_Miscellaneous_Natural Gas_Strategic Energy Management_A_Achievable Economic RVT Potential | F7 | Industrial | Other Industrial | New | Miscellaneous | Natural Gas | Strategic Energy Management | A | Cumulative Energy Savings (MWh or mTherms) | Achievable Economic RVT Potential | 0 | 0 | 0 | 0 | 0 | 0 | 0 | 0 | 0 | 0 | 0 | 0 | 0 | 0 | 0 | 0 | 0 | 0 | 0 | 0 | 0 | 0 | 0 | 0 | 0 | 0 | 0 | 0 | 0 | 0 | 0
F8_Industrial_Other Industrial_New_Miscellaneous_Natural Gas_Strategic Energy Management_A_Achievable Economic RVT Potential | F8 | Industrial | Other Industrial | New | Miscellaneous | Natural Gas | Strategic Energy Management | A | Cumulative Summer Peak Savings (MW) | Achievable Economic RVT Potential | 0 | 0 | 0 | 0 | 0 | 0 | 0 | 0 | 0 | 0 | 0 | 0 | 0 | 0 | 0 | 0 | 0 | 0 | 0 | 0 | 0 | 0 | 0 | 0 | 0 | 0 | 0 | 0 | 0 | 0 | 0
F9_Industrial_Other Industrial_New_Miscellaneous_Natural Gas_Strategic Energy Management_A_Achievable Economic RVT Potential | F9 | Industrial | Other Industrial | New | Miscellaneous | Natural Gas | Strategic Energy Management | A | Cumulative Winter Peak Savings (MW) | Achievable Economic RVT Potential | 0 | 0 | 0 | 0 | 0 | 0 | 0 | 0 | 0 | 0 | 0 | 0 | 0 | 0 | 0 | 0 | 0 | 0 | 0 | 0 | 0 | 0 | 0 | 0 | 0 | 0 | 0 | 0 | 0 | 0 | 0
F10_Industrial_Other Industrial_New_Miscellaneous_Natural Gas_Strategic Energy Management_A_Achievable Economic RVT Potential | F10 | Industrial | Other Industrial | New | Miscellaneous | Natural Gas | Strategic Energy Management | A | Purchases (Incremental) | Achievable Economic RVT Potential | 0 | 0 | 0 | 0 | 0 | 0 | 0 | 0 | 0 | 0 | 0 | 0 | 0 | 0 | 0 | 0 | 0 | 0 | 0 | 0 | 0 | 0 | 0 | 0 | 0 | 0 | 0 | 0 | 0 | 0 | 0
F11_Industrial_Other Industrial_New_Miscellaneous_Natural Gas_Strategic Energy Management_A_Achievable Economic RVT Potential | F11 | Industrial | Other Industrial | New | Miscellaneous | Natural Gas | Strategic Energy Management | A | Purchases (Cumulative) | Achievable Economic RVT Potential | 0 | 0 | 0 | 0 | 0 | 0 | 0 | 0 | 0 | 0 | 0 | 0 | 0 | 0 | 0 | 0 | 0 | 0 | 0 | 0 | 0 | 0 | 0 | 0 | 0 | 0 | 0 | 0 | 0 | 0 | 0
F1_Industrial_Other Industrial_New_Space Heating_Natural Gas_Commissioning_A_Achievable Economic RVT Potential | F1 | Industrial | Other Industrial | New | Space Heating | Natural Gas | Commissioning | A | Integrated Unit Energy Savings (kWh or therms) | Achievable Economic RVT Potential | 0 | 0 | 0 | 0 | 0 | 3.5396 | 3.4821 | 3.4346 | 3.3937 | 3.3571 | 3.3239 | 3.2842 | 3.2413 | 3.198 | 3.1553 | 3.1169 | 3.0822 | 3.0531 | 3.0139 | 2.9839 | 2.9611 | 2.9429 | 2.9329 | 2.9263 | 2.9222 | 2.9199 | 2.9186 | 2.9183 | 0 | 0 | 0
F2_Industrial_Other Industrial_New_Space Heating_Natural Gas_Commissioning_A_Achievable Economic RVT Potential | F2 | Industrial | Other Industrial | New | Space Heating | Natural Gas | Commissioning | A | Integrated Unit Summer Peak Savings (kW) | Achievable Economic RVT Potential | 0 | 0 | 0 | 0 | 0 | 0 | 0 | 0 | 0 | 0 | 0 | 0 | 0 | 0 | 0 | 0 | 0 | 0 | 0 | 0 | 0 | 0 | 0 | 0 | 0 | 0 | 0 | 0 | 0 | 0 | 0
F3_Industrial_Other Industrial_New_Space Heating_Natural Gas_Commissioning_A_Achievable Economic RVT Potential | F3 | Industrial | Other Industrial | New | Space Heating | Natural Gas | Commissioning | A | Integrated Unit Winter Peak Savings (kW) | Achievable Economic RVT Potential | 0 | 0 | 0 | 0 | 0 | 0 | 0 | 0 | 0 | 0 | 0 | 0 | 0 | 0 | 0 | 0 | 0 | 0 | 0 | 0 | 0 | 0 | 0 | 0 | 0 | 0 | 0 | 0 | 0 | 0 | 0
F4_Industrial_Other Industrial_New_Space Heating_Natural Gas_Commissioning_A_Achievable Economic RVT Potential | F4 | Industrial | Other Industrial | New | Space Heating | Natural Gas | Commissioning | A | Incremental Energy Savings (MWh or mTherms) | Achievable Economic RVT Potential | 0 | 0 | 0 | 0 | 0 | 0 | 0 | 0 | 0 | 0 | 0 | 0 | 0 | 0 | 0 | 0 | 0 | 0 | 0 | 0 | 0 | 0 | 0 | 0 | 0 | 0 | 0 | 0 | 0 | 0 | 0
F5_Industrial_Other Industrial_New_Space Heating_Natural Gas_Commissioning_A_Achievable Economic RVT Potential | F5 | Industrial | Other Industrial | New | Space Heating | Natural Gas | Commissioning | A | Incremental Summer Peak Savings (MW) | Achievable Economic RVT Potential | 0 | 0 | 0 | 0 | 0 | 0 | 0 | 0 | 0 | 0 | 0 | 0 | 0 | 0 | 0 | 0 | 0 | 0 | 0 | 0 | 0 | 0 | 0 | 0 | 0 | 0 | 0 | 0 | 0 | 0 | 0
F6_Industrial_Other Industrial_New_Space Heating_Natural Gas_Commissioning_A_Achievable Economic RVT Potential | F6 | Industrial | Other Industrial | New | Space Heating | Natural Gas | Commissioning | A | Incremental Winter Peak Savings (MW) | Achievable Economic RVT Potential | 0 | 0 | 0 | 0 | 0 | 0 | 0 | 0 | 0 | 0 | 0 | 0 | 0 | 0 | 0 | 0 | 0 | 0 | 0 | 0 | 0 | 0 | 0 | 0 | 0 | 0 | 0 | 0 | 0 | 0 | 0
F7_Industrial_Other Industrial_New_Space Heating_Natural Gas_Commissioning_A_Achievable Economic RVT Potential | F7 | Industrial | Other Industrial | New | Space Heating | Natural Gas | Commissioning | A | Cumulative Energy Savings (MWh or mTherms) | Achievable Economic RVT Potential | 0 | 0 | 0 | 0 | 0 | 0 | 0 | 0 | 0 | 0 | 0 | 0 | 0 | 0 | 0 | 0 | 0 | 0 | 0 | 0 | 0 | 0 | 0 | 0 | 0 | 0 | 0 | 0 | 0 | 0 | 0
F8_Industrial_Other Industrial_New_Space Heating_Natural Gas_Commissioning_A_Achievable Economic RVT Potential | F8 | Industrial | Other Industrial | New | Space Heating | Natural Gas | Commissioning | A | Cumulative Summer Peak Savings (MW) | Achievable Economic RVT Potential | 0 | 0 | 0 | 0 | 0 | 0 | 0 | 0 | 0 | 0 | 0 | 0 | 0 | 0 | 0 | 0 | 0 | 0 | 0 | 0 | 0 | 0 | 0 | 0 | 0 | 0 | 0 | 0 | 0 | 0 | 0
F9_Industrial_Other Industrial_New_Space Heating_Natural Gas_Commissioning_A_Achievable Economic RVT Potential | F9 | Industrial | Other Industrial | New | Space Heating | Natural Gas | Commissioning | A | Cumulative Winter Peak Savings (MW) | Achievable Economic RVT Potential | 0 | 0 | 0 | 0 | 0 | 0 | 0 | 0 | 0 | 0 | 0 | 0 | 0 | 0 | 0 | 0 | 0 | 0 | 0 | 0 | 0 | 0 | 0 | 0 | 0 | 0 | 0 | 0 | 0 | 0 | 0
F10_Industrial_Other Industrial_New_Space Heating_Natural Gas_Commissioning_A_Achievable Economic RVT Potential | F10 | Industrial | Other Industrial | New | Space Heating | Natural Gas | Commissioning | A | Purchases (Incremental) | Achievable Economic RVT Potential | 0 | 0 | 0 | 0 | 0 | 0 | 0 | 0 | 0 | 0 | 0 | 0 | 0 | 0 | 0 | 0 | 0 | 0 | 0 | 0 | 0 | 0 | 0 | 0 | 0 | 0 | 0 | 0 | 0 | 0 | 0
F11_Industrial_Other Industrial_New_Space Heating_Natural Gas_Commissioning_A_Achievable Economic RVT Potential | F11 | Industrial | Other Industrial | New | Space Heating | Natural Gas | Commissioning | A | Purchases (Cumulative) | Achievable Economic RVT Potential | 0 | 0 | 0 | 0 | 0 | 0 | 0 | 0 | 0 | 0 | 0 | 0 | 0 | 0 | 0 | 0 | 0 | 0 | 0 | 0 | 0 | 0 | 0 | 0 | 0 | 0 | 0 | 0 | 0 | 0 | 0
F1_Industrial_Other Industrial_New_Process_Natural Gas_Commissioning_A_Achievable Economic RVT Potential | F1 | Industrial | Other Industrial | New | Process | Natural Gas | Commissioning | A | Integrated Unit Energy Savings (kWh or therms) | Achievable Economic RVT Potential | 0 | 0 | 0 | 0 | 0 | 7.8497 | 7.8492 | 7.849 | 7.8491 | 7.8493 | 7.8494 | 7.8495 | 7.8496 | 7.8497 | 7.8497 | 7.8498 | 7.8498 | 7.8499 | 7.8499 | 7.8499 | 7.85 | 7.85 | 7.85 | 7.85 | 7.8501 | 7.8501 | 7.8501 | 7.8501 | 0 | 0 | 0
F2_Industrial_Other Industrial_New_Process_Natural Gas_Commissioning_A_Achievable Economic RVT Potential | F2 | Industrial | Other Industrial | New | Process | Natural Gas | Commissioning | A | Integrated Unit Summer Peak Savings (kW) | Achievable Economic RVT Potential | 0 | 0 | 0 | 0 | 0 | 0 | 0 | 0 | 0 | 0 | 0 | 0 | 0 | 0 | 0 | 0 | 0 | 0 | 0 | 0 | 0 | 0 | 0 | 0 | 0 | 0 | 0 | 0 | 0 | 0 | 0
F3_Industrial_Other Industrial_New_Process_Natural Gas_Commissioning_A_Achievable Economic RVT Potential | F3 | Industrial | Other Industrial | New | Process | Natural Gas | Commissioning | A | Integrated Unit Winter Peak Savings (kW) | Achievable Economic RVT Potential | 0 | 0 | 0 | 0 | 0 | 0 | 0 | 0 | 0 | 0 | 0 | 0 | 0 | 0 | 0 | 0 | 0 | 0 | 0 | 0 | 0 | 0 | 0 | 0 | 0 | 0 | 0 | 0 | 0 | 0 | 0
F4_Industrial_Other Industrial_New_Process_Natural Gas_Commissioning_A_Achievable Economic RVT Potential | F4 | Industrial | Other Industrial | New | Process | Natural Gas | Commissioning | A | Incremental Energy Savings (MWh or mTherms) | Achievable Economic RVT Potential | 0 | 0 | 0 | 0 | 0 | 0 | 0 | 0 | 0 | 0 | 0 | 0 | 0 | 0 | 0 | 0 | 0 | 0 | 0 | 0 | 0 | 0 | 0 | 0 | 0 | 0 | 0 | 0 | 0 | 0 | 0
F5_Industrial_Other Industrial_New_Process_Natural Gas_Commissioning_A_Achievable Economic RVT Potential | F5 | Industrial | Other Industrial | New | Process | Natural Gas | Commissioning | A | Incremental Summer Peak Savings (MW) | Achievable Economic RVT Potential | 0 | 0 | 0 | 0 | 0 | 0 | 0 | 0 | 0 | 0 | 0 | 0 | 0 | 0 | 0 | 0 | 0 | 0 | 0 | 0 | 0 | 0 | 0 | 0 | 0 | 0 | 0 | 0 | 0 | 0 | 0
F6_Industrial_Other Industrial_New_Process_Natural Gas_Commissioning_A_Achievable Economic RVT Potential | F6 | Industrial | Other Industrial | New | Process | Natural Gas | Commissioning | A | Incremental Winter Peak Savings (MW) | Achievable Economic RVT Potential | 0 | 0 | 0 | 0 | 0 | 0 | 0 | 0 | 0 | 0 | 0 | 0 | 0 | 0 | 0 | 0 | 0 | 0 | 0 | 0 | 0 | 0 | 0 | 0 | 0 | 0 | 0 | 0 | 0 | 0 | 0
F7_Industrial_Other Industrial_New_Process_Natural Gas_Commissioning_A_Achievable Economic RVT Potential | F7 | Industrial | Other Industrial | New | Process | Natural Gas | Commissioning | A | Cumulative Energy Savings (MWh or mTherms) | Achievable Economic RVT Potential | 0 | 0 | 0 | 0 | 0 | 0 | 0 | 0 | 0 | 0 | 0 | 0 | 0 | 0 | 0 | 0 | 0 | 0 | 0 | 0 | 0 | 0 | 0 | 0 | 0 | 0 | 0 | 0 | 0 | 0 | 0
F8_Industrial_Other Industrial_New_Process_Natural Gas_Commissioning_A_Achievable Economic RVT Potential | F8 | Industrial | Other Industrial | New | Process | Natural Gas | Commissioning | A | Cumulative Summer Peak Savings (MW) | Achievable Economic RVT Potential | 0 | 0 | 0 | 0 | 0 | 0 | 0 | 0 | 0 | 0 | 0 | 0 | 0 | 0 | 0 | 0 | 0 | 0 | 0 | 0 | 0 | 0 | 0 | 0 | 0 | 0 | 0 | 0 | 0 | 0 | 0
F9_Industrial_Other Industrial_New_Process_Natural Gas_Commissioning_A_Achievable Economic RVT Potential | F9 | Industrial | Other Industrial | New | Process | Natural Gas | Commissioning | A | Cumulative Winter Peak Savings (MW) | Achievable Economic RVT Potential | 0 | 0 | 0 | 0 | 0 | 0 | 0 | 0 | 0 | 0 | 0 | 0 | 0 | 0 | 0 | 0 | 0 | 0 | 0 | 0 | 0 | 0 | 0 | 0 | 0 | 0 | 0 | 0 | 0 | 0 | 0
F10_Industrial_Other Industrial_New_Process_Natural Gas_Commissioning_A_Achievable Economic RVT Potential | F10 | Industrial | Other Industrial | New | Process | Natural Gas | Commissioning | A | Purchases (Incremental) | Achievable Economic RVT Potential | 0 | 0 | 0 | 0 | 0 | 0 | 0 | 0 | 0 | 0 | 0 | 0 | 0 | 0 | 0 | 0 | 0 | 0 | 0 | 0 | 0 | 0 | 0 | 0 | 0 | 0 | 0 | 0 | 0 | 0 | 0
F11_Industrial_Other Industrial_New_Process_Natural Gas_Commissioning_A_Achievable Economic RVT Potential | F11 | Industrial | Other Industrial | New | Process | Natural Gas | Commissioning | A | Purchases (Cumulative) | Achievable Economic RVT Potential | 0 | 0 | 0 | 0 | 0 | 0 | 0 | 0 | 0 | 0 | 0 | 0 | 0 | 0 | 0 | 0 | 0 | 0 | 0 | 0 | 0 | 0 | 0 | 0 | 0 | 0 | 0 | 0 | 0 | 0 | 0
F1_Industrial_Other Industrial_New_Space Heating_Natural Gas_Retrocommissioning_A_Achievable Economic RVT Potential | F1 | Industrial | Other Industrial | New | Space Heating | Natural Gas | Retrocommissioning | A | Integrated Unit Energy Savings (kWh or therms) | Achievable Economic RVT Potential | 0 | 0 | 0 | 0 | 0 | 0 | 0 | 0 | 0 | 0 | 0 | 0 | 0 | 0 | 0 | 0 | 0 | 0 | 0 | 0 | 0 | 0 | 0 | 0 | 0 | 0 | 0 | 0 | 0 | 0 | 0
F2_Industrial_Other Industrial_New_Space Heating_Natural Gas_Retrocommissioning_A_Achievable Economic RVT Potential | F2 | Industrial | Other Industrial | New | Space Heating | Natural Gas | Retrocommissioning | A | Integrated Unit Summer Peak Savings (kW) | Achievable Economic RVT Potential | 0 | 0 | 0 | 0 | 0 | 0 | 0 | 0 | 0 | 0 | 0 | 0 | 0 | 0 | 0 | 0 | 0 | 0 | 0 | 0 | 0 | 0 | 0 | 0 | 0 | 0 | 0 | 0 | 0 | 0 | 0
F3_Industrial_Other Industrial_New_Space Heating_Natural Gas_Retrocommissioning_A_Achievable Economic RVT Potential | F3 | Industrial | Other Industrial | New | Space Heating | Natural Gas | Retrocommissioning | A | Integrated Unit Winter Peak Savings (kW) | Achievable Economic RVT Potential | 0 | 0 | 0 | 0 | 0 | 0 | 0 | 0 | 0 | 0 | 0 | 0 | 0 | 0 | 0 | 0 | 0 | 0 | 0 | 0 | 0 | 0 | 0 | 0 | 0 | 0 | 0 | 0 | 0 | 0 | 0
F4_Industrial_Other Industrial_New_Space Heating_Natural Gas_Retrocommissioning_A_Achievable Economic RVT Potential | F4 | Industrial | Other Industrial | New | Space Heating | Natural Gas | Retrocommissioning | A | Incremental Energy Savings (MWh or mTherms) | Achievable Economic RVT Potential | 0 | 0 | 0 | 0 | 0 | 0 | 0 | 0 | 0 | 0 | 0 | 0 | 0 | 0 | 0 | 0 | 0 | 0 | 0 | 0 | 0 | 0 | 0 | 0 | 0 | 0 | 0 | 0 | 0 | 0 | 0
F5_Industrial_Other Industrial_New_Space Heating_Natural Gas_Retrocommissioning_A_Achievable Economic RVT Potential | F5 | Industrial | Other Industrial | New | Space Heating | Natural Gas | Retrocommissioning | A | Incremental Summer Peak Savings (MW) | Achievable Economic RVT Potential | 0 | 0 | 0 | 0 | 0 | 0 | 0 | 0 | 0 | 0 | 0 | 0 | 0 | 0 | 0 | 0 | 0 | 0 | 0 | 0 | 0 | 0 | 0 | 0 | 0 | 0 | 0 | 0 | 0 | 0 | 0
F6_Industrial_Other Industrial_New_Space Heating_Natural Gas_Retrocommissioning_A_Achievable Economic RVT Potential | F6 | Industrial | Other Industrial | New | Space Heating | Natural Gas | Retrocommissioning | A | Incremental Winter Peak Savings (MW) | Achievable Economic RVT Potential | 0 | 0 | 0 | 0 | 0 | 0 | 0 | 0 | 0 | 0 | 0 | 0 | 0 | 0 | 0 | 0 | 0 | 0 | 0 | 0 | 0 | 0 | 0 | 0 | 0 | 0 | 0 | 0 | 0 | 0 | 0
F7_Industrial_Other Industrial_New_Space Heating_Natural Gas_Retrocommissioning_A_Achievable Economic RVT Potential | F7 | Industrial | Other Industrial | New | Space Heating | Natural Gas | Retrocommissioning | A | Cumulative Energy Savings (MWh or mTherms) | Achievable Economic RVT Potential | 0 | 0 | 0 | 0 | 0 | 0 | 0 | 0 | 0 | 0 | 0 | 0 | 0 | 0 | 0 | 0 | 0 | 0 | 0 | 0 | 0 | 0 | 0 | 0 | 0 | 0 | 0 | 0 | 0 | 0 | 0
F8_Industrial_Other Industrial_New_Space Heating_Natural Gas_Retrocommissioning_A_Achievable Economic RVT Potential | F8 | Industrial | Other Industrial | New | Space Heating | Natural Gas | Retrocommissioning | A | Cumulative Summer Peak Savings (MW) | Achievable Economic RVT Potential | 0 | 0 | 0 | 0 | 0 | 0 | 0 | 0 | 0 | 0 | 0 | 0 | 0 | 0 | 0 | 0 | 0 | 0 | 0 | 0 | 0 | 0 | 0 | 0 | 0 | 0 | 0 | 0 | 0 | 0 | 0
F9_Industrial_Other Industrial_New_Space Heating_Natural Gas_Retrocommissioning_A_Achievable Economic RVT Potential | F9 | Industrial | Other Industrial | New | Space Heating | Natural Gas | Retrocommissioning | A | Cumulative Winter Peak Savings (MW) | Achievable Economic RVT Potential | 0 | 0 | 0 | 0 | 0 | 0 | 0 | 0 | 0 | 0 | 0 | 0 | 0 | 0 | 0 | 0 | 0 | 0 | 0 | 0 | 0 | 0 | 0 | 0 | 0 | 0 | 0 | 0 | 0 | 0 | 0
F10_Industrial_Other Industrial_New_Space Heating_Natural Gas_Retrocommissioning_A_Achievable Economic RVT Potential | F10 | Industrial | Other Industrial | New | Space Heating | Natural Gas | Retrocommissioning | A | Purchases (Incremental) | Achievable Economic RVT Potential | 0 | 0 | 0 | 0 | 0 | 0 | 0 | 0 | 0 | 0 | 0 | 0 | 0 | 0 | 0 | 0 | 0 | 0 | 0 | 0 | 0 | 0 | 0 | 0 | 0 | 0 | 0 | 0 | 0 | 0 | 0
F11_Industrial_Other Industrial_New_Space Heating_Natural Gas_Retrocommissioning_A_Achievable Economic RVT Potential | F11 | Industrial | Other Industrial | New | Space Heating | Natural Gas | Retrocommissioning | A | Purchases (Cumulative) | Achievable Economic RVT Potential | 0 | 0 | 0 | 0 | 0 | 0 | 0 | 0 | 0 | 0 | 0 | 0 | 0 | 0 | 0 | 0 | 0 | 0 | 0 | 0 | 0 | 0 | 0 | 0 | 0 | 0 | 0 | 0 | 0 | 0 | 0
F1_Industrial_Other Industrial_New_Process_Natural Gas_Retrocommissioning_A_Achievable Economic RVT Potential | F1 | Industrial | Other Industrial | New | Process | Natural Gas | Retrocommissioning | A | Integrated Unit Energy Savings (kWh or therms) | Achievable Economic RVT Potential | 0 | 0 | 0 | 0 | 0 | 0 | 0 | 0 | 0 | 0 | 0 | 0 | 0 | 0 | 0 | 0 | 0 | 0 | 0 | 0 | 0 | 0 | 0 | 0 | 0 | 0 | 0 | 0 | 0 | 0 | 0
F2_Industrial_Other Industrial_New_Process_Natural Gas_Retrocommissioning_A_Achievable Economic RVT Potential | F2 | Industrial | Other Industrial | New | Process | Natural Gas | Retrocommissioning | A | Integrated Unit Summer Peak Savings (kW) | Achievable Economic RVT Potential | 0 | 0 | 0 | 0 | 0 | 0 | 0 | 0 | 0 | 0 | 0 | 0 | 0 | 0 | 0 | 0 | 0 | 0 | 0 | 0 | 0 | 0 | 0 | 0 | 0 | 0 | 0 | 0 | 0 | 0 | 0
F3_Industrial_Other Industrial_New_Process_Natural Gas_Retrocommissioning_A_Achievable Economic RVT Potential | F3 | Industrial | Other Industrial | New | Process | Natural Gas | Retrocommissioning | A | Integrated Unit Winter Peak Savings (kW) | Achievable Economic RVT Potential | 0 | 0 | 0 | 0 | 0 | 0 | 0 | 0 | 0 | 0 | 0 | 0 | 0 | 0 | 0 | 0 | 0 | 0 | 0 | 0 | 0 | 0 | 0 | 0 | 0 | 0 | 0 | 0 | 0 | 0 | 0
F4_Industrial_Other Industrial_New_Process_Natural Gas_Retrocommissioning_A_Achievable Economic RVT Potential | F4 | Industrial | Other Industrial | New | Process | Natural Gas | Retrocommissioning | A | Incremental Energy Savings (MWh or mTherms) | Achievable Economic RVT Potential | 0 | 0 | 0 | 0 | 0 | 0 | 0 | 0 | 0 | 0 | 0 | 0 | 0 | 0 | 0 | 0 | 0 | 0 | 0 | 0 | 0 | 0 | 0 | 0 | 0 | 0 | 0 | 0 | 0 | 0 | 0
F5_Industrial_Other Industrial_New_Process_Natural Gas_Retrocommissioning_A_Achievable Economic RVT Potential | F5 | Industrial | Other Industrial | New | Process | Natural Gas | Retrocommissioning | A | Incremental Summer Peak Savings (MW) | Achievable Economic RVT Potential | 0 | 0 | 0 | 0 | 0 | 0 | 0 | 0 | 0 | 0 | 0 | 0 | 0 | 0 | 0 | 0 | 0 | 0 | 0 | 0 | 0 | 0 | 0 | 0 | 0 | 0 | 0 | 0 | 0 | 0 | 0
F6_Industrial_Other Industrial_New_Process_Natural Gas_Retrocommissioning_A_Achievable Economic RVT Potential | F6 | Industrial | Other Industrial | New | Process | Natural Gas | Retrocommissioning | A | Incremental Winter Peak Savings (MW) | Achievable Economic RVT Potential | 0 | 0 | 0 | 0 | 0 | 0 | 0 | 0 | 0 | 0 | 0 | 0 | 0 | 0 | 0 | 0 | 0 | 0 | 0 | 0 | 0 | 0 | 0 | 0 | 0 | 0 | 0 | 0 | 0 | 0 | 0
F7_Industrial_Other Industrial_New_Process_Natural Gas_Retrocommissioning_A_Achievable Economic RVT Potential | F7 | Industrial | Other Industrial | New | Process | Natural Gas | Retrocommissioning | A | Cumulative Energy Savings (MWh or mTherms) | Achievable Economic RVT Potential | 0 | 0 | 0 | 0 | 0 | 0 | 0 | 0 | 0 | 0 | 0 | 0 | 0 | 0 | 0 | 0 | 0 | 0 | 0 | 0 | 0 | 0 | 0 | 0 | 0 | 0 | 0 | 0 | 0 | 0 | 0
F8_Industrial_Other Industrial_New_Process_Natural Gas_Retrocommissioning_A_Achievable Economic RVT Potential | F8 | Industrial | Other Industrial | New | Process | Natural Gas | Retrocommissioning | A | Cumulative Summer Peak Savings (MW) | Achievable Economic RVT Potential | 0 | 0 | 0 | 0 | 0 | 0 | 0 | 0 | 0 | 0 | 0 | 0 | 0 | 0 | 0 | 0 | 0 | 0 | 0 | 0 | 0 | 0 | 0 | 0 | 0 | 0 | 0 | 0 | 0 | 0 | 0
F9_Industrial_Other Industrial_New_Process_Natural Gas_Retrocommissioning_A_Achievable Economic RVT Potential | F9 | Industrial | Other Industrial | New | Process | Natural Gas | Retrocommissioning | A | Cumulative Winter Peak Savings (MW) | Achievable Economic RVT Potential | 0 | 0 | 0 | 0 | 0 | 0 | 0 | 0 | 0 | 0 | 0 | 0 | 0 | 0 | 0 | 0 | 0 | 0 | 0 | 0 | 0 | 0 | 0 | 0 | 0 | 0 | 0 | 0 | 0 | 0 | 0
F10_Industrial_Other Industrial_New_Process_Natural Gas_Retrocommissioning_A_Achievable Economic RVT Potential | F10 | Industrial | Other Industrial | New | Process | Natural Gas | Retrocommissioning | A | Purchases (Incremental) | Achievable Economic RVT Potential | 0 | 0 | 0 | 0 | 0 | 0 | 0 | 0 | 0 | 0 | 0 | 0 | 0 | 0 | 0 | 0 | 0 | 0 | 0 | 0 | 0 | 0 | 0 | 0 | 0 | 0 | 0 | 0 | 0 | 0 | 0
F11_Industrial_Other Industrial_New_Process_Natural Gas_Retrocommissioning_A_Achievable Economic RVT Potential | F11 | Industrial | Other Industrial | New | Process | Natural Gas | Retrocommissioning | A | Purchases (Cumulative) | Achievable Economic RVT Potential | 0 | 0 | 0 | 0 | 0 | 0 | 0 | 0 | 0 | 0 | 0 | 0 | 0 | 0 | 0 | 0 | 0 | 0 | 0 | 0 | 0 | 0 | 0 | 0 | 0 | 0 | 0 | 0 | 0 | 0 | 0
F1_Industrial_Food Products_Existing_Space Heating_Natural Gas_Condensing RTU_A_Achievable Economic RVT Potential | F1 | Industrial | Food Products | Existing | Space Heating | Natural Gas | Condensing RTU | A | Integrated Unit Energy Savings (kWh or therms) | Achievable Economic RVT Potential | 0 | 0 | 0 | 0 | 0 | 23.6657 | 23.4451 | 23.1627 | 22.8708 | 22.5708 | 22.2695 | 21.9642 | 21.6682 | 21.378 | 21.0763 | 20.7991 | 20.5303 | 20.2758 | 20.0341 | 19.7989 | 19.573 | 19.3492 | 19.1337 | 18.9312 | 18.7393 | 18.5615 | 18.404 | 18.2561 | 19.0123 | 18.8951 | 18.7852
F2_Industrial_Food Products_Existing_Space Heating_Natural Gas_Condensing RTU_A_Achievable Economic RVT Potential | F2 | Industrial | Food Products | Existing | Space Heating | Natural Gas | Condensing RTU | A | Integrated Unit Summer Peak Savings (kW) | Achievable Economic RVT Potential | 0 | 0 | 0 | 0 | 0 | 0 | 0 | 0 | 0 | 0 | 0 | 0 | 0 | 0 | 0 | 0 | 0 | 0 | 0 | 0 | 0 | 0 | 0 | 0 | 0 | 0 | 0 | 0 | 0 | 0 | 0
F3_Industrial_Food Products_Existing_Space Heating_Natural Gas_Condensing RTU_A_Achievable Economic RVT Potential | F3 | Industrial | Food Products | Existing | Space Heating | Natural Gas | Condensing RTU | A | Integrated Unit Winter Peak Savings (kW) | Achievable Economic RVT Potential | 0 | 0 | 0 | 0 | 0 | 0 | 0 | 0 | 0 | 0 | 0 | 0 | 0 | 0 | 0 | 0 | 0 | 0 | 0 | 0 | 0 | 0 | 0 | 0 | 0 | 0 | 0 | 0 | 0 | 0 | 0
F4_Industrial_Food Products_Existing_Space Heating_Natural Gas_Condensing RTU_A_Achievable Economic RVT Potential | F4 | Industrial | Food Products | Existing | Space Heating | Natural Gas | Condensing RTU | A | Incremental Energy Savings (MWh or mTherms) | Achievable Economic RVT Potential | 0 | 0 | 0 | 0 | 0 | 0 | 0 | 0 | 0 | 0 | 0 | 0 | 0 | 0 | 0 | 0 | 0 | 0 | 0 | 0 | 0 | 0 | 0 | 0 | 0 | 0 | 0 | 0 | 0 | 0 | 0
F5_Industrial_Food Products_Existing_Space Heating_Natural Gas_Condensing RTU_A_Achievable Economic RVT Potential | F5 | Industrial | Food Products | Existing | Space Heating | Natural Gas | Condensing RTU | A | Incremental Summer Peak Savings (MW) | Achievable Economic RVT Potential | 0 | 0 | 0 | 0 | 0 | 0 | 0 | 0 | 0 | 0 | 0 | 0 | 0 | 0 | 0 | 0 | 0 | 0 | 0 | 0 | 0 | 0 | 0 | 0 | 0 | 0 | 0 | 0 | 0 | 0 | 0
F6_Industrial_Food Products_Existing_Space Heating_Natural Gas_Condensing RTU_A_Achievable Economic RVT Potential | F6 | Industrial | Food Products | Existing | Space Heating | Natural Gas | Condensing RTU | A | Incremental Winter Peak Savings (MW) | Achievable Economic RVT Potential | 0 | 0 | 0 | 0 | 0 | 0 | 0 | 0 | 0 | 0 | 0 | 0 | 0 | 0 | 0 | 0 | 0 | 0 | 0 | 0 | 0 | 0 | 0 | 0 | 0 | 0 | 0 | 0 | 0 | 0 | 0
F7_Industrial_Food Products_Existing_Space Heating_Natural Gas_Condensing RTU_A_Achievable Economic RVT Potential | F7 | Industrial | Food Products | Existing | Space Heating | Natural Gas | Condensing RTU | A | Cumulative Energy Savings (MWh or mTherms) | Achievable Economic RVT Potential | 0 | 0 | 0 | 0 | 0 | 0 | 0 | 0 | 0 | 0 | 0 | 0 | 0 | 0 | 0 | 0 | 0 | 0 | 0 | 0 | 0 | 0 | 0 | 0 | 0 | 0 | 0 | 0 | 0 | 0 | 0
F8_Industrial_Food Products_Existing_Space Heating_Natural Gas_Condensing RTU_A_Achievable Economic RVT Potential | F8 | Industrial | Food Products | Existing | Space Heating | Natural Gas | Condensing RTU | A | Cumulative Summer Peak Savings (MW) | Achievable Economic RVT Potential | 0 | 0 | 0 | 0 | 0 | 0 | 0 | 0 | 0 | 0 | 0 | 0 | 0 | 0 | 0 | 0 | 0 | 0 | 0 | 0 | 0 | 0 | 0 | 0 | 0 | 0 | 0 | 0 | 0 | 0 | 0
F9_Industrial_Food Products_Existing_Space Heating_Natural Gas_Condensing RTU_A_Achievable Economic RVT Potential | F9 | Industrial | Food Products | Existing | Space Heating | Natural Gas | Condensing RTU | A | Cumulative Winter Peak Savings (MW) | Achievable Economic RVT Potential | 0 | 0 | 0 | 0 | 0 | 0 | 0 | 0 | 0 | 0 | 0 | 0 | 0 | 0 | 0 | 0 | 0 | 0 | 0 | 0 | 0 | 0 | 0 | 0 | 0 | 0 | 0 | 0 | 0 | 0 | 0
F10_Industrial_Food Products_Existing_Space Heating_Natural Gas_Condensing RTU_A_Achievable Economic RVT Potential | F10 | Industrial | Food Products | Existing | Space Heating | Natural Gas | Condensing RTU | A | Purchases (Incremental) | Achievable Economic RVT Potential | 0 | 0 | 0 | 0 | 0 | 0 | 0 | 0 | 0 | 0 | 0 | 0 | 0 | 0 | 0 | 0 | 0 | 0 | 0 | 0 | 0 | 0 | 0 | 0 | 0 | 0 | 0 | 0 | 0 | 0 | 0
F11_Industrial_Food Products_Existing_Space Heating_Natural Gas_Condensing RTU_A_Achievable Economic RVT Potential | F11 | Industrial | Food Products | Existing | Space Heating | Natural Gas | Condensing RTU | A | Purchases (Cumulative) | Achievable Economic RVT Potential | 0 | 0 | 0 | 0 | 0 | 0 | 0 | 0 | 0 | 0 | 0 | 0 | 0 | 0 | 0 | 0 | 0 | 0 | 0 | 0 | 0 | 0 | 0 | 0 | 0 | 0 | 0 | 0 | 0 | 0 | 0
F1_Industrial_Food Products_New_Space Heating_Natural Gas_Condensing RTU_A_Achievable Economic RVT Potential | F1 | Industrial | Food Products | New | Space Heating | Natural Gas | Condensing RTU | A | Integrated Unit Energy Savings (kWh or therms) | Achievable Economic RVT Potential | 0 | 0 | 0 | 0 | 0 | 0 | 0 | 0 | 0 | 0 | 0 | 0 | 0 | 0 | 0 | 0 | 0 | 0 | 0 | 0 | 0 | 0 | 0 | 0 | 0 | 0 | 0 | 0 | 0 | 0 | 0
F2_Industrial_Food Products_New_Space Heating_Natural Gas_Condensing RTU_A_Achievable Economic RVT Potential | F2 | Industrial | Food Products | New | Space Heating | Natural Gas | Condensing RTU | A | Integrated Unit Summer Peak Savings (kW) | Achievable Economic RVT Potential | 0 | 0 | 0 | 0 | 0 | 0 | 0 | 0 | 0 | 0 | 0 | 0 | 0 | 0 | 0 | 0 | 0 | 0 | 0 | 0 | 0 | 0 | 0 | 0 | 0 | 0 | 0 | 0 | 0 | 0 | 0
F3_Industrial_Food Products_New_Space Heating_Natural Gas_Condensing RTU_A_Achievable Economic RVT Potential | F3 | Industrial | Food Products | New | Space Heating | Natural Gas | Condensing RTU | A | Integrated Unit Winter Peak Savings (kW) | Achievable Economic RVT Potential | 0 | 0 | 0 | 0 | 0 | 0 | 0 | 0 | 0 | 0 | 0 | 0 | 0 | 0 | 0 | 0 | 0 | 0 | 0 | 0 | 0 | 0 | 0 | 0 | 0 | 0 | 0 | 0 | 0 | 0 | 0
F4_Industrial_Food Products_New_Space Heating_Natural Gas_Condensing RTU_A_Achievable Economic RVT Potential | F4 | Industrial | Food Products | New | Space Heating | Natural Gas | Condensing RTU | A | Incremental Energy Savings (MWh or mTherms) | Achievable Economic RVT Potential | 0 | 0 | 0 | 0 | 0 | 0 | 0 | 0 | 0 | 0 | 0 | 0 | 0 | 0 | 0 | 0 | 0 | 0 | 0 | 0 | 0 | 0 | 0 | 0 | 0 | 0 | 0 | 0 | 0 | 0 | 0
F5_Industrial_Food Products_New_Space Heating_Natural Gas_Condensing RTU_A_Achievable Economic RVT Potential | F5 | Industrial | Food Products | New | Space Heating | Natural Gas | Condensing RTU | A | Incremental Summer Peak Savings (MW) | Achievable Economic RVT Potential | 0 | 0 | 0 | 0 | 0 | 0 | 0 | 0 | 0 | 0 | 0 | 0 | 0 | 0 | 0 | 0 | 0 | 0 | 0 | 0 | 0 | 0 | 0 | 0 | 0 | 0 | 0 | 0 | 0 | 0 | 0
F6_Industrial_Food Products_New_Space Heating_Natural Gas_Condensing RTU_A_Achievable Economic RVT Potential | F6 | Industrial | Food Products | New | Space Heating | Natural Gas | Condensing RTU | A | Incremental Winter Peak Savings (MW) | Achievable Economic RVT Potential | 0 | 0 | 0 | 0 | 0 | 0 | 0 | 0 | 0 | 0 | 0 | 0 | 0 | 0 | 0 | 0 | 0 | 0 | 0 | 0 | 0 | 0 | 0 | 0 | 0 | 0 | 0 | 0 | 0 | 0 | 0
F7_Industrial_Food Products_New_Space Heating_Natural Gas_Condensing RTU_A_Achievable Economic RVT Potential | F7 | Industrial | Food Products | New | Space Heating | Natural Gas | Condensing RTU | A | Cumulative Energy Savings (MWh or mTherms) | Achievable Economic RVT Potential | 0 | 0 | 0 | 0 | 0 | 0 | 0 | 0 | 0 | 0 | 0 | 0 | 0 | 0 | 0 | 0 | 0 | 0 | 0 | 0 | 0 | 0 | 0 | 0 | 0 | 0 | 0 | 0 | 0 | 0 | 0
F8_Industrial_Food Products_New_Space Heating_Natural Gas_Condensing RTU_A_Achievable Economic RVT Potential | F8 | Industrial | Food Products | New | Space Heating | Natural Gas | Condensing RTU | A | Cumulative Summer Peak Savings (MW) | Achievable Economic RVT Potential | 0 | 0 | 0 | 0 | 0 | 0 | 0 | 0 | 0 | 0 | 0 | 0 | 0 | 0 | 0 | 0 | 0 | 0 | 0 | 0 | 0 | 0 | 0 | 0 | 0 | 0 | 0 | 0 | 0 | 0 | 0
F9_Industrial_Food Products_New_Space Heating_Natural Gas_Condensing RTU_A_Achievable Economic RVT Potential | F9 | Industrial | Food Products | New | Space Heating | Natural Gas | Condensing RTU | A | Cumulative Winter Peak Savings (MW) | Achievable Economic RVT Potential | 0 | 0 | 0 | 0 | 0 | 0 | 0 | 0 | 0 | 0 | 0 | 0 | 0 | 0 | 0 | 0 | 0 | 0 | 0 | 0 | 0 | 0 | 0 | 0 | 0 | 0 | 0 | 0 | 0 | 0 | 0
F10_Industrial_Food Products_New_Space Heating_Natural Gas_Condensing RTU_A_Achievable Economic RVT Potential | F10 | Industrial | Food Products | New | Space Heating | Natural Gas | Condensing RTU | A | Purchases (Incremental) | Achievable Economic RVT Potential | 0 | 0 | 0 | 0 | 0 | 0 | 0 | 0 | 0 | 0 | 0 | 0 | 0 | 0 | 0 | 0 | 0 | 0 | 0 | 0 | 0 | 0 | 0 | 0 | 0 | 0 | 0 | 0 | 0 | 0 | 0
F11_Industrial_Food Products_New_Space Heating_Natural Gas_Condensing RTU_A_Achievable Economic RVT Potential | F11 | Industrial | Food Products | New | Space Heating | Natural Gas | Condensing RTU | A | Purchases (Cumulative) | Achievable Economic RVT Potential | 0 | 0 | 0 | 0 | 0 | 0 | 0 | 0 | 0 | 0 | 0 | 0 | 0 | 0 | 0 | 0 | 0 | 0 | 0 | 0 | 0 | 0 | 0 | 0 | 0 | 0 | 0 | 0 | 0 | 0 | 0
F1_Industrial_Agriculture_Existing_Space Heating_Natural Gas_Condensing RTU_A_Achievable Economic RVT Potential | F1 | Industrial | Agriculture | Existing | Space Heating | Natural Gas | Condensing RTU | A | Integrated Unit Energy Savings (kWh or therms) | Achievable Economic RVT Potential | 0 | 0 | 0 | 0 | 0 | 11.451 | 11.3442 | 11.2076 | 11.0663 | 10.9212 | 10.7754 | 10.6277 | 10.4844 | 10.344 | 10.198 | 10.0639 | 9.9339 | 9.8107 | 9.6938 | 9.5799 | 9.4707 | 9.3624 | 9.2581 | 9.1601 | 9.0673 | 8.9812 | 8.905 | 8.8334 | 9.1993 | 9.1426 | 9.0895
F2_Industrial_Agriculture_Existing_Space Heating_Natural Gas_Condensing RTU_A_Achievable Economic RVT Potential | F2 | Industrial | Agriculture | Existing | Space Heating | Natural Gas | Condensing RTU | A | Integrated Unit Summer Peak Savings (kW) | Achievable Economic RVT Potential | 0 | 0 | 0 | 0 | 0 | 0 | 0 | 0 | 0 | 0 | 0 | 0 | 0 | 0 | 0 | 0 | 0 | 0 | 0 | 0 | 0 | 0 | 0 | 0 | 0 | 0 | 0 | 0 | 0 | 0 | 0
F3_Industrial_Agriculture_Existing_Space Heating_Natural Gas_Condensing RTU_A_Achievable Economic RVT Potential | F3 | Industrial | Agriculture | Existing | Space Heating | Natural Gas | Condensing RTU | A | Integrated Unit Winter Peak Savings (kW) | Achievable Economic RVT Potential | 0 | 0 | 0 | 0 | 0 | 0 | 0 | 0 | 0 | 0 | 0 | 0 | 0 | 0 | 0 | 0 | 0 | 0 | 0 | 0 | 0 | 0 | 0 | 0 | 0 | 0 | 0 | 0 | 0 | 0 | 0
F4_Industrial_Agriculture_Existing_Space Heating_Natural Gas_Condensing RTU_A_Achievable Economic RVT Potential | F4 | Industrial | Agriculture | Existing | Space Heating | Natural Gas | Condensing RTU | A | Incremental Energy Savings (MWh or mTherms) | Achievable Economic RVT Potential | 0 | 0 | 0 | 0 | 0 | 0 | 0 | 0 | 0 | 0 | 0 | 0 | 0 | 0 | 0 | 0 | 0 | 0 | 0 | 0 | 0 | 0 | 0 | 0 | 0 | 0 | 0 | 0 | 0 | 0 | 0
F5_Industrial_Agriculture_Existing_Space Heating_Natural Gas_Condensing RTU_A_Achievable Economic RVT Potential | F5 | Industrial | Agriculture | Existing | Space Heating | Natural Gas | Condensing RTU | A | Incremental Summer Peak Savings (MW) | Achievable Economic RVT Potential | 0 | 0 | 0 | 0 | 0 | 0 | 0 | 0 | 0 | 0 | 0 | 0 | 0 | 0 | 0 | 0 | 0 | 0 | 0 | 0 | 0 | 0 | 0 | 0 | 0 | 0 | 0 | 0 | 0 | 0 | 0
F6_Industrial_Agriculture_Existing_Space Heating_Natural Gas_Condensing RTU_A_Achievable Economic RVT Potential | F6 | Industrial | Agriculture | Existing | Space Heating | Natural Gas | Condensing RTU | A | Incremental Winter Peak Savings (MW) | Achievable Economic RVT Potential | 0 | 0 | 0 | 0 | 0 | 0 | 0 | 0 | 0 | 0 | 0 | 0 | 0 | 0 | 0 | 0 | 0 | 0 | 0 | 0 | 0 | 0 | 0 | 0 | 0 | 0 | 0 | 0 | 0 | 0 | 0
F7_Industrial_Agriculture_Existing_Space Heating_Natural Gas_Condensing RTU_A_Achievable Economic RVT Potential | F7 | Industrial | Agriculture | Existing | Space Heating | Natural Gas | Condensing RTU | A | Cumulative Energy Savings (MWh or mTherms) | Achievable Economic RVT Potential | 0 | 0 | 0 | 0 | 0 | 0 | 0 | 0 | 0 | 0 | 0 | 0 | 0 | 0 | 0 | 0 | 0 | 0 | 0 | 0 | 0 | 0 | 0 | 0 | 0 | 0 | 0 | 0 | 0 | 0 | 0
F8_Industrial_Agriculture_Existing_Space Heating_Natural Gas_Condensing RTU_A_Achievable Economic RVT Potential | F8 | Industrial | Agriculture | Existing | Space Heating | Natural Gas | Condensing RTU | A | Cumulative Summer Peak Savings (MW) | Achievable Economic RVT Potential | 0 | 0 | 0 | 0 | 0 | 0 | 0 | 0 | 0 | 0 | 0 | 0 | 0 | 0 | 0 | 0 | 0 | 0 | 0 | 0 | 0 | 0 | 0 | 0 | 0 | 0 | 0 | 0 | 0 | 0 | 0
F9_Industrial_Agriculture_Existing_Space Heating_Natural Gas_Condensing RTU_A_Achievable Economic RVT Potential | F9 | Industrial | Agriculture | Existing | Space Heating | Natural Gas | Condensing RTU | A | Cumulative Winter Peak Savings (MW) | Achievable Economic RVT Potential | 0 | 0 | 0 | 0 | 0 | 0 | 0 | 0 | 0 | 0 | 0 | 0 | 0 | 0 | 0 | 0 | 0 | 0 | 0 | 0 | 0 | 0 | 0 | 0 | 0 | 0 | 0 | 0 | 0 | 0 | 0
F10_Industrial_Agriculture_Existing_Space Heating_Natural Gas_Condensing RTU_A_Achievable Economic RVT Potential | F10 | Industrial | Agriculture | Existing | Space Heating | Natural Gas | Condensing RTU | A | Purchases (Incremental) | Achievable Economic RVT Potential | 0 | 0 | 0 | 0 | 0 | 0 | 0 | 0 | 0 | 0 | 0 | 0 | 0 | 0 | 0 | 0 | 0 | 0 | 0 | 0 | 0 | 0 | 0 | 0 | 0 | 0 | 0 | 0 | 0 | 0 | 0
F11_Industrial_Agriculture_Existing_Space Heating_Natural Gas_Condensing RTU_A_Achievable Economic RVT Potential | F11 | Industrial | Agriculture | Existing | Space Heating | Natural Gas | Condensing RTU | A | Purchases (Cumulative) | Achievable Economic RVT Potential | 0 | 0 | 0 | 0 | 0 | 0 | 0 | 0 | 0 | 0 | 0 | 0 | 0 | 0 | 0 | 0 | 0 | 0 | 0 | 0 | 0 | 0 | 0 | 0 | 0 | 0 | 0 | 0 | 0 | 0 | 0
F1_Industrial_Agriculture_New_Space Heating_Natural Gas_Condensing RTU_A_Achievable Economic RVT Potential | F1 | Industrial | Agriculture | New | Space Heating | Natural Gas | Condensing RTU | A | Integrated Unit Energy Savings (kWh or therms) | Achievable Economic RVT Potential | 0 | 0 | 0 | 0 | 0 | 0 | 0 | 0 | 0 | 0 | 0 | 0 | 0 | 0 | 0 | 0 | 0 | 0 | 0 | 0 | 0 | 0 | 0 | 0 | 0 | 0 | 0 | 0 | 0 | 0 | 0
F2_Industrial_Agriculture_New_Space Heating_Natural Gas_Condensing RTU_A_Achievable Economic RVT Potential | F2 | Industrial | Agriculture | New | Space Heating | Natural Gas | Condensing RTU | A | Integrated Unit Summer Peak Savings (kW) | Achievable Economic RVT Potential | 0 | 0 | 0 | 0 | 0 | 0 | 0 | 0 | 0 | 0 | 0 | 0 | 0 | 0 | 0 | 0 | 0 | 0 | 0 | 0 | 0 | 0 | 0 | 0 | 0 | 0 | 0 | 0 | 0 | 0 | 0
F3_Industrial_Agriculture_New_Space Heating_Natural Gas_Condensing RTU_A_Achievable Economic RVT Potential | F3 | Industrial | Agriculture | New | Space Heating | Natural Gas | Condensing RTU | A | Integrated Unit Winter Peak Savings (kW) | Achievable Economic RVT Potential | 0 | 0 | 0 | 0 | 0 | 0 | 0 | 0 | 0 | 0 | 0 | 0 | 0 | 0 | 0 | 0 | 0 | 0 | 0 | 0 | 0 | 0 | 0 | 0 | 0 | 0 | 0 | 0 | 0 | 0 | 0
F4_Industrial_Agriculture_New_Space Heating_Natural Gas_Condensing RTU_A_Achievable Economic RVT Potential | F4 | Industrial | Agriculture | New | Space Heating | Natural Gas | Condensing RTU | A | Incremental Energy Savings (MWh or mTherms) | Achievable Economic RVT Potential | 0 | 0 | 0 | 0 | 0 | 0 | 0 | 0 | 0 | 0 | 0 | 0 | 0 | 0 | 0 | 0 | 0 | 0 | 0 | 0 | 0 | 0 | 0 | 0 | 0 | 0 | 0 | 0 | 0 | 0 | 0
F5_Industrial_Agriculture_New_Space Heating_Natural Gas_Condensing RTU_A_Achievable Economic RVT Potential | F5 | Industrial | Agriculture | New | Space Heating | Natural Gas | Condensing RTU | A | Incremental Summer Peak Savings (MW) | Achievable Economic RVT Potential | 0 | 0 | 0 | 0 | 0 | 0 | 0 | 0 | 0 | 0 | 0 | 0 | 0 | 0 | 0 | 0 | 0 | 0 | 0 | 0 | 0 | 0 | 0 | 0 | 0 | 0 | 0 | 0 | 0 | 0 | 0
F6_Industrial_Agriculture_New_Space Heating_Natural Gas_Condensing RTU_A_Achievable Economic RVT Potential | F6 | Industrial | Agriculture | New | Space Heating | Natural Gas | Condensing RTU | A | Incremental Winter Peak Savings (MW) | Achievable Economic RVT Potential | 0 | 0 | 0 | 0 | 0 | 0 | 0 | 0 | 0 | 0 | 0 | 0 | 0 | 0 | 0 | 0 | 0 | 0 | 0 | 0 | 0 | 0 | 0 | 0 | 0 | 0 | 0 | 0 | 0 | 0 | 0
F7_Industrial_Agriculture_New_Space Heating_Natural Gas_Condensing RTU_A_Achievable Economic RVT Potential | F7 | Industrial | Agriculture | New | Space Heating | Natural Gas | Condensing RTU | A | Cumulative Energy Savings (MWh or mTherms) | Achievable Economic RVT Potential | 0 | 0 | 0 | 0 | 0 | 0 | 0 | 0 | 0 | 0 | 0 | 0 | 0 | 0 | 0 | 0 | 0 | 0 | 0 | 0 | 0 | 0 | 0 | 0 | 0 | 0 | 0 | 0 | 0 | 0 | 0
F8_Industrial_Agriculture_New_Space Heating_Natural Gas_Condensing RTU_A_Achievable Economic RVT Potential | F8 | Industrial | Agriculture | New | Space Heating | Natural Gas | Condensing RTU | A | Cumulative Summer Peak Savings (MW) | Achievable Economic RVT Potential | 0 | 0 | 0 | 0 | 0 | 0 | 0 | 0 | 0 | 0 | 0 | 0 | 0 | 0 | 0 | 0 | 0 | 0 | 0 | 0 | 0 | 0 | 0 | 0 | 0 | 0 | 0 | 0 | 0 | 0 | 0
F9_Industrial_Agriculture_New_Space Heating_Natural Gas_Condensing RTU_A_Achievable Economic RVT Potential | F9 | Industrial | Agriculture | New | Space Heating | Natural Gas | Condensing RTU | A | Cumulative Winter Peak Savings (MW) | Achievable Economic RVT Potential | 0 | 0 | 0 | 0 | 0 | 0 | 0 | 0 | 0 | 0 | 0 | 0 | 0 | 0 | 0 | 0 | 0 | 0 | 0 | 0 | 0 | 0 | 0 | 0 | 0 | 0 | 0 | 0 | 0 | 0 | 0
F10_Industrial_Agriculture_New_Space Heating_Natural Gas_Condensing RTU_A_Achievable Economic RVT Potential | F10 | Industrial | Agriculture | New | Space Heating | Natural Gas | Condensing RTU | A | Purchases (Incremental) | Achievable Economic RVT Potential | 0 | 0 | 0 | 0 | 0 | 0 | 0 | 0 | 0 | 0 | 0 | 0 | 0 | 0 | 0 | 0 | 0 | 0 | 0 | 0 | 0 | 0 | 0 | 0 | 0 | 0 | 0 | 0 | 0 | 0 | 0
F11_Industrial_Agriculture_New_Space Heating_Natural Gas_Condensing RTU_A_Achievable Economic RVT Potential | F11 | Industrial | Agriculture | New | Space Heating | Natural Gas | Condensing RTU | A | Purchases (Cumulative) | Achievable Economic RVT Potential | 0 | 0 | 0 | 0 | 0 | 0 | 0 | 0 | 0 | 0 | 0 | 0 | 0 | 0 | 0 | 0 | 0 | 0 | 0 | 0 | 0 | 0 | 0 | 0 | 0 | 0 | 0 | 0 | 0 | 0 | 0
F1_Industrial_Primary Metals_Existing_Space Heating_Natural Gas_Condensing RTU_A_Achievable Economic RVT Potential | F1 | Industrial | Primary Metals | Existing | Space Heating | Natural Gas | Condensing RTU | A | Integrated Unit Energy Savings (kWh or therms) | Achievable Economic RVT Potential | 0 | 0 | 0 | 0 | 0 | 37.5347 | 37.1848 | 36.7369 | 36.2739 | 35.7981 | 35.3203 | 34.8361 | 34.3665 | 33.9063 | 33.4277 | 32.9882 | 32.5619 | 32.1582 | 31.7749 | 31.4017 | 31.0436 | 30.6886 | 30.3468 | 30.0256 | 29.7213 | 29.4392 | 29.1894 | 28.9548 | 30.1542 | 29.9683 | 29.7941
F2_Industrial_Primary Metals_Existing_Space Heating_Natural Gas_Condensing RTU_A_Achievable Economic RVT Potential | F2 | Industrial | Primary Metals | Existing | Space Heating | Natural Gas | Condensing RTU | A | Integrated Unit Summer Peak Savings (kW) | Achievable Economic RVT Potential | 0 | 0 | 0 | 0 | 0 | 0 | 0 | 0 | 0 | 0 | 0 | 0 | 0 | 0 | 0 | 0 | 0 | 0 | 0 | 0 | 0 | 0 | 0 | 0 | 0 | 0 | 0 | 0 | 0 | 0 | 0
F3_Industrial_Primary Metals_Existing_Space Heating_Natural Gas_Condensing RTU_A_Achievable Economic RVT Potential | F3 | Industrial | Primary Metals | Existing | Space Heating | Natural Gas | Condensing RTU | A | Integrated Unit Winter Peak Savings (kW) | Achievable Economic RVT Potential | 0 | 0 | 0 | 0 | 0 | 0 | 0 | 0 | 0 | 0 | 0 | 0 | 0 | 0 | 0 | 0 | 0 | 0 | 0 | 0 | 0 | 0 | 0 | 0 | 0 | 0 | 0 | 0 | 0 | 0 | 0
F4_Industrial_Primary Metals_Existing_Space Heating_Natural Gas_Condensing RTU_A_Achievable Economic RVT Potential | F4 | Industrial | Primary Metals | Existing | Space Heating | Natural Gas | Condensing RTU | A | Incremental Energy Savings (MWh or mTherms) | Achievable Economic RVT Potential | 0 | 0 | 0 | 0 | 0 | 0 | 0 | 0 | 0 | 0 | 0 | 0 | 0 | 0 | 0 | 0 | 0 | 0 | 0 | 0 | 0 | 0 | 0 | 0 | 0 | 0 | 0 | 0 | 0 | 0 | 0
F5_Industrial_Primary Metals_Existing_Space Heating_Natural Gas_Condensing RTU_A_Achievable Economic RVT Potential | F5 | Industrial | Primary Metals | Existing | Space Heating | Natural Gas | Condensing RTU | A | Incremental Summer Peak Savings (MW) | Achievable Economic RVT Potential | 0 | 0 | 0 | 0 | 0 | 0 | 0 | 0 | 0 | 0 | 0 | 0 | 0 | 0 | 0 | 0 | 0 | 0 | 0 | 0 | 0 | 0 | 0 | 0 | 0 | 0 | 0 | 0 | 0 | 0 | 0
F6_Industrial_Primary Metals_Existing_Space Heating_Natural Gas_Condensing RTU_A_Achievable Economic RVT Potential | F6 | Industrial | Primary Metals | Existing | Space Heating | Natural Gas | Condensing RTU | A | Incremental Winter Peak Savings (MW) | Achievable Economic RVT Potential | 0 | 0 | 0 | 0 | 0 | 0 | 0 | 0 | 0 | 0 | 0 | 0 | 0 | 0 | 0 | 0 | 0 | 0 | 0 | 0 | 0 | 0 | 0 | 0 | 0 | 0 | 0 | 0 | 0 | 0 | 0
F7_Industrial_Primary Metals_Existing_Space Heating_Natural Gas_Condensing RTU_A_Achievable Economic RVT Potential | F7 | Industrial | Primary Metals | Existing | Space Heating | Natural Gas | Condensing RTU | A | Cumulative Energy Savings (MWh or mTherms) | Achievable Economic RVT Potential | 0 | 0 | 0 | 0 | 0 | 0 | 0 | 0 | 0 | 0 | 0 | 0 | 0 | 0 | 0 | 0 | 0 | 0 | 0 | 0 | 0 | 0 | 0 | 0 | 0 | 0 | 0 | 0 | 0 | 0 | 0
F8_Industrial_Primary Metals_Existing_Space Heating_Natural Gas_Condensing RTU_A_Achievable Economic RVT Potential | F8 | Industrial | Primary Metals | Existing | Space Heating | Natural Gas | Condensing RTU | A | Cumulative Summer Peak Savings (MW) | Achievable Economic RVT Potential | 0 | 0 | 0 | 0 | 0 | 0 | 0 | 0 | 0 | 0 | 0 | 0 | 0 | 0 | 0 | 0 | 0 | 0 | 0 | 0 | 0 | 0 | 0 | 0 | 0 | 0 | 0 | 0 | 0 | 0 | 0
F9_Industrial_Primary Metals_Existing_Space Heating_Natural Gas_Condensing RTU_A_Achievable Economic RVT Potential | F9 | Industrial | Primary Metals | Existing | Space Heating | Natural Gas | Condensing RTU | A | Cumulative Winter Peak Savings (MW) | Achievable Economic RVT Potential | 0 | 0 | 0 | 0 | 0 | 0 | 0 | 0 | 0 | 0 | 0 | 0 | 0 | 0 | 0 | 0 | 0 | 0 | 0 | 0 | 0 | 0 | 0 | 0 | 0 | 0 | 0 | 0 | 0 | 0 | 0
F10_Industrial_Primary Metals_Existing_Space Heating_Natural Gas_Condensing RTU_A_Achievable Economic RVT Potential | F10 | Industrial | Primary Metals | Existing | Space Heating | Natural Gas | Condensing RTU | A | Purchases (Incremental) | Achievable Economic RVT Potential | 0 | 0 | 0 | 0 | 0 | 0 | 0 | 0 | 0 | 0 | 0 | 0 | 0 | 0 | 0 | 0 | 0 | 0 | 0 | 0 | 0 | 0 | 0 | 0 | 0 | 0 | 0 | 0 | 0 | 0 | 0
F11_Industrial_Primary Metals_Existing_Space Heating_Natural Gas_Condensing RTU_A_Achievable Economic RVT Potential | F11 | Industrial | Primary Metals | Existing | Space Heating | Natural Gas | Condensing RTU | A | Purchases (Cumulative) | Achievable Economic RVT Potential | 0 | 0 | 0 | 0 | 0 | 0 | 0 | 0 | 0 | 0 | 0 | 0 | 0 | 0 | 0 | 0 | 0 | 0 | 0 | 0 | 0 | 0 | 0 | 0 | 0 | 0 | 0 | 0 | 0 | 0 | 0
F1_Industrial_Primary Metals_New_Space Heating_Natural Gas_Condensing RTU_A_Achievable Economic RVT Potential | F1 | Industrial | Primary Metals | New | Space Heating | Natural Gas | Condensing RTU | A | Integrated Unit Energy Savings (kWh or therms) | Achievable Economic RVT Potential | 0 | 0 | 0 | 0 | 0 | 0 | 0 | 0 | 0 | 0 | 0 | 0 | 0 | 0 | 0 | 0 | 0 | 0 | 0 | 0 | 0 | 0 | 0 | 0 | 0 | 0 | 0 | 0 | 0 | 0 | 0
F2_Industrial_Primary Metals_New_Space Heating_Natural Gas_Condensing RTU_A_Achievable Economic RVT Potential | F2 | Industrial | Primary Metals | New | Space Heating | Natural Gas | Condensing RTU | A | Integrated Unit Summer Peak Savings (kW) | Achievable Economic RVT Potential | 0 | 0 | 0 | 0 | 0 | 0 | 0 | 0 | 0 | 0 | 0 | 0 | 0 | 0 | 0 | 0 | 0 | 0 | 0 | 0 | 0 | 0 | 0 | 0 | 0 | 0 | 0 | 0 | 0 | 0 | 0
F3_Industrial_Primary Metals_New_Space Heating_Natural Gas_Condensing RTU_A_Achievable Economic RVT Potential | F3 | Industrial | Primary Metals | New | Space Heating | Natural Gas | Condensing RTU | A | Integrated Unit Winter Peak Savings (kW) | Achievable Economic RVT Potential | 0 | 0 | 0 | 0 | 0 | 0 | 0 | 0 | 0 | 0 | 0 | 0 | 0 | 0 | 0 | 0 | 0 | 0 | 0 | 0 | 0 | 0 | 0 | 0 | 0 | 0 | 0 | 0 | 0 | 0 | 0
F4_Industrial_Primary Metals_New_Space Heating_Natural Gas_Condensing RTU_A_Achievable Economic RVT Potential | F4 | Industrial | Primary Metals | New | Space Heating | Natural Gas | Condensing RTU | A | Incremental Energy Savings (MWh or mTherms) | Achievable Economic RVT Potential | 0 | 0 | 0 | 0 | 0 | 0 | 0 | 0 | 0 | 0 | 0 | 0 | 0 | 0 | 0 | 0 | 0 | 0 | 0 | 0 | 0 | 0 | 0 | 0 | 0 | 0 | 0 | 0 | 0 | 0 | 0
F5_Industrial_Primary Metals_New_Space Heating_Natural Gas_Condensing RTU_A_Achievable Economic RVT Potential | F5 | Industrial | Primary Metals | New | Space Heating | Natural Gas | Condensing RTU | A | Incremental Summer Peak Savings (MW) | Achievable Economic RVT Potential | 0 | 0 | 0 | 0 | 0 | 0 | 0 | 0 | 0 | 0 | 0 | 0 | 0 | 0 | 0 | 0 | 0 | 0 | 0 | 0 | 0 | 0 | 0 | 0 | 0 | 0 | 0 | 0 | 0 | 0 | 0
F6_Industrial_Primary Metals_New_Space Heating_Natural Gas_Condensing RTU_A_Achievable Economic RVT Potential | F6 | Industrial | Primary Metals | New | Space Heating | Natural Gas | Condensing RTU | A | Incremental Winter Peak Savings (MW) | Achievable Economic RVT Potential | 0 | 0 | 0 | 0 | 0 | 0 | 0 | 0 | 0 | 0 | 0 | 0 | 0 | 0 | 0 | 0 | 0 | 0 | 0 | 0 | 0 | 0 | 0 | 0 | 0 | 0 | 0 | 0 | 0 | 0 | 0
F7_Industrial_Primary Metals_New_Space Heating_Natural Gas_Condensing RTU_A_Achievable Economic RVT Potential | F7 | Industrial | Primary Metals | New | Space Heating | Natural Gas | Condensing RTU | A | Cumulative Energy Savings (MWh or mTherms) | Achievable Economic RVT Potential | 0 | 0 | 0 | 0 | 0 | 0 | 0 | 0 | 0 | 0 | 0 | 0 | 0 | 0 | 0 | 0 | 0 | 0 | 0 | 0 | 0 | 0 | 0 | 0 | 0 | 0 | 0 | 0 | 0 | 0 | 0
F8_Industrial_Primary Metals_New_Space Heating_Natural Gas_Condensing RTU_A_Achievable Economic RVT Potential | F8 | Industrial | Primary Metals | New | Space Heating | Natural Gas | Condensing RTU | A | Cumulative Summer Peak Savings (MW) | Achievable Economic RVT Potential | 0 | 0 | 0 | 0 | 0 | 0 | 0 | 0 | 0 | 0 | 0 | 0 | 0 | 0 | 0 | 0 | 0 | 0 | 0 | 0 | 0 | 0 | 0 | 0 | 0 | 0 | 0 | 0 | 0 | 0 | 0
F9_Industrial_Primary Metals_New_Space Heating_Natural Gas_Condensing RTU_A_Achievable Economic RVT Potential | F9 | Industrial | Primary Metals | New | Space Heating | Natural Gas | Condensing RTU | A | Cumulative Winter Peak Savings (MW) | Achievable Economic RVT Potential | 0 | 0 | 0 | 0 | 0 | 0 | 0 | 0 | 0 | 0 | 0 | 0 | 0 | 0 | 0 | 0 | 0 | 0 | 0 | 0 | 0 | 0 | 0 | 0 | 0 | 0 | 0 | 0 | 0 | 0 | 0
F10_Industrial_Primary Metals_New_Space Heating_Natural Gas_Condensing RTU_A_Achievable Economic RVT Potential | F10 | Industrial | Primary Metals | New | Space Heating | Natural Gas | Condensing RTU | A | Purchases (Incremental) | Achievable Economic RVT Potential | 0 | 0 | 0 | 0 | 0 | 0 | 0 | 0 | 0 | 0 | 0 | 0 | 0 | 0 | 0 | 0 | 0 | 0 | 0 | 0 | 0 | 0 | 0 | 0 | 0 | 0 | 0 | 0 | 0 | 0 | 0
F11_Industrial_Primary Metals_New_Space Heating_Natural Gas_Condensing RTU_A_Achievable Economic RVT Potential | F11 | Industrial | Primary Metals | New | Space Heating | Natural Gas | Condensing RTU | A | Purchases (Cumulative) | Achievable Economic RVT Potential | 0 | 0 | 0 | 0 | 0 | 0 | 0 | 0 | 0 | 0 | 0 | 0 | 0 | 0 | 0 | 0 | 0 | 0 | 0 | 0 | 0 | 0 | 0 | 0 | 0 | 0 | 0 | 0 | 0 | 0 | 0
F1_Industrial_Stone, Clay, and Glass_Existing_Space Heating_Natural Gas_Condensing RTU_A_Achievable Economic RVT Potential | F1 | Industrial | Stone, Clay, and Glass | Existing | Space Heating | Natural Gas | Condensing RTU | A | Integrated Unit Energy Savings (kWh or therms) | Achievable Economic RVT Potential | 0 | 0 | 0 | 0 | 0 | 44.1417 | 43.7303 | 43.2035 | 42.659 | 42.0995 | 41.5375 | 40.9682 | 40.4159 | 39.8747 | 39.3119 | 38.7949 | 38.2936 | 37.8188 | 37.3681 | 36.9292 | 36.508 | 36.0905 | 35.6886 | 35.3108 | 34.953 | 34.6213 | 34.3275 | 34.0516 | 35.4621 | 35.2435 | 35.0386
F2_Industrial_Stone, Clay, and Glass_Existing_Space Heating_Natural Gas_Condensing RTU_A_Achievable Economic RVT Potential | F2 | Industrial | Stone, Clay, and Glass | Existing | Space Heating | Natural Gas | Condensing RTU | A | Integrated Unit Summer Peak Savings (kW) | Achievable Economic RVT Potential | 0 | 0 | 0 | 0 | 0 | 0 | 0 | 0 | 0 | 0 | 0 | 0 | 0 | 0 | 0 | 0 | 0 | 0 | 0 | 0 | 0 | 0 | 0 | 0 | 0 | 0 | 0 | 0 | 0 | 0 | 0
F3_Industrial_Stone, Clay, and Glass_Existing_Space Heating_Natural Gas_Condensing RTU_A_Achievable Economic RVT Potential | F3 | Industrial | Stone, Clay, and Glass | Existing | Space Heating | Natural Gas | Condensing RTU | A | Integrated Unit Winter Peak Savings (kW) | Achievable Economic RVT Potential | 0 | 0 | 0 | 0 | 0 | 0 | 0 | 0 | 0 | 0 | 0 | 0 | 0 | 0 | 0 | 0 | 0 | 0 | 0 | 0 | 0 | 0 | 0 | 0 | 0 | 0 | 0 | 0 | 0 | 0 | 0
F4_Industrial_Stone, Clay, and Glass_Existing_Space Heating_Natural Gas_Condensing RTU_A_Achievable Economic RVT Potential | F4 | Industrial | Stone, Clay, and Glass | Existing | Space Heating | Natural Gas | Condensing RTU | A | Incremental Energy Savings (MWh or mTherms) | Achievable Economic RVT Potential | 0 | 0 | 0 | 0 | 0 | 0 | 0 | 0 | 0 | 0 | 0 | 0 | 0 | 0 | 0 | 0 | 0 | 0 | 0 | 0 | 0 | 0 | 0 | 0 | 0 | 0 | 0 | 0 | 0 | 0 | 0
F5_Industrial_Stone, Clay, and Glass_Existing_Space Heating_Natural Gas_Condensing RTU_A_Achievable Economic RVT Potential | F5 | Industrial | Stone, Clay, and Glass | Existing | Space Heating | Natural Gas | Condensing RTU | A | Incremental Summer Peak Savings (MW) | Achievable Economic RVT Potential | 0 | 0 | 0 | 0 | 0 | 0 | 0 | 0 | 0 | 0 | 0 | 0 | 0 | 0 | 0 | 0 | 0 | 0 | 0 | 0 | 0 | 0 | 0 | 0 | 0 | 0 | 0 | 0 | 0 | 0 | 0
F6_Industrial_Stone, Clay, and Glass_Existing_Space Heating_Natural Gas_Condensing RTU_A_Achievable Economic RVT Potential | F6 | Industrial | Stone, Clay, and Glass | Existing | Space Heating | Natural Gas | Condensing RTU | A | Incremental Winter Peak Savings (MW) | Achievable Economic RVT Potential | 0 | 0 | 0 | 0 | 0 | 0 | 0 | 0 | 0 | 0 | 0 | 0 | 0 | 0 | 0 | 0 | 0 | 0 | 0 | 0 | 0 | 0 | 0 | 0 | 0 | 0 | 0 | 0 | 0 | 0 | 0
F7_Industrial_Stone, Clay, and Glass_Existing_Space Heating_Natural Gas_Condensing RTU_A_Achievable Economic RVT Potential | F7 | Industrial | Stone, Clay, and Glass | Existing | Space Heating | Natural Gas | Condensing RTU | A | Cumulative Energy Savings (MWh or mTherms) | Achievable Economic RVT Potential | 0 | 0 | 0 | 0 | 0 | 0 | 0 | 0 | 0 | 0 | 0 | 0 | 0 | 0 | 0 | 0 | 0 | 0 | 0 | 0 | 0 | 0 | 0 | 0 | 0 | 0 | 0 | 0 | 0 | 0 | 0
F8_Industrial_Stone, Clay, and Glass_Existing_Space Heating_Natural Gas_Condensing RTU_A_Achievable Economic RVT Potential | F8 | Industrial | Stone, Clay, and Glass | Existing | Space Heating | Natural Gas | Condensing RTU | A | Cumulative Summer Peak Savings (MW) | Achievable Economic RVT Potential | 0 | 0 | 0 | 0 | 0 | 0 | 0 | 0 | 0 | 0 | 0 | 0 | 0 | 0 | 0 | 0 | 0 | 0 | 0 | 0 | 0 | 0 | 0 | 0 | 0 | 0 | 0 | 0 | 0 | 0 | 0
F9_Industrial_Stone, Clay, and Glass_Existing_Space Heating_Natural Gas_Condensing RTU_A_Achievable Economic RVT Potential | F9 | Industrial | Stone, Clay, and Glass | Existing | Space Heating | Natural Gas | Condensing RTU | A | Cumulative Winter Peak Savings (MW) | Achievable Economic RVT Potential | 0 | 0 | 0 | 0 | 0 | 0 | 0 | 0 | 0 | 0 | 0 | 0 | 0 | 0 | 0 | 0 | 0 | 0 | 0 | 0 | 0 | 0 | 0 | 0 | 0 | 0 | 0 | 0 | 0 | 0 | 0
F10_Industrial_Stone, Clay, and Glass_Existing_Space Heating_Natural Gas_Condensing RTU_A_Achievable Economic RVT Potential | F10 | Industrial | Stone, Clay, and Glass | Existing | Space Heating | Natural Gas | Condensing RTU | A | Purchases (Incremental) | Achievable Economic RVT Potential | 0 | 0 | 0 | 0 | 0 | 0 | 0 | 0 | 0 | 0 | 0 | 0 | 0 | 0 | 0 | 0 | 0 | 0 | 0 | 0 | 0 | 0 | 0 | 0 | 0 | 0 | 0 | 0 | 0 | 0 | 0
F11_Industrial_Stone, Clay, and Glass_Existing_Space Heating_Natural Gas_Condensing RTU_A_Achievable Economic RVT Potential | F11 | Industrial | Stone, Clay, and Glass | Existing | Space Heating | Natural Gas | Condensing RTU | A | Purchases (Cumulative) | Achievable Economic RVT Potential | 0 | 0 | 0 | 0 | 0 | 0 | 0 | 0 | 0 | 0 | 0 | 0 | 0 | 0 | 0 | 0 | 0 | 0 | 0 | 0 | 0 | 0 | 0 | 0 | 0 | 0 | 0 | 0 | 0 | 0 | 0
F1_Industrial_Stone, Clay, and Glass_New_Space Heating_Natural Gas_Condensing RTU_A_Achievable Economic RVT Potential | F1 | Industrial | Stone, Clay, and Glass | New | Space Heating | Natural Gas | Condensing RTU | A | Integrated Unit Energy Savings (kWh or therms) | Achievable Economic RVT Potential | 0 | 0 | 0 | 0 | 0 | 0 | 0 | 0 | 0 | 0 | 0 | 0 | 0 | 0 | 0 | 0 | 0 | 0 | 0 | 0 | 0 | 0 | 0 | 0 | 0 | 0 | 0 | 0 | 0 | 0 | 0
F2_Industrial_Stone, Clay, and Glass_New_Space Heating_Natural Gas_Condensing RTU_A_Achievable Economic RVT Potential | F2 | Industrial | Stone, Clay, and Glass | New | Space Heating | Natural Gas | Condensing RTU | A | Integrated Unit Summer Peak Savings (kW) | Achievable Economic RVT Potential | 0 | 0 | 0 | 0 | 0 | 0 | 0 | 0 | 0 | 0 | 0 | 0 | 0 | 0 | 0 | 0 | 0 | 0 | 0 | 0 | 0 | 0 | 0 | 0 | 0 | 0 | 0 | 0 | 0 | 0 | 0
F3_Industrial_Stone, Clay, and Glass_New_Space Heating_Natural Gas_Condensing RTU_A_Achievable Economic RVT Potential | F3 | Industrial | Stone, Clay, and Glass | New | Space Heating | Natural Gas | Condensing RTU | A | Integrated Unit Winter Peak Savings (kW) | Achievable Economic RVT Potential | 0 | 0 | 0 | 0 | 0 | 0 | 0 | 0 | 0 | 0 | 0 | 0 | 0 | 0 | 0 | 0 | 0 | 0 | 0 | 0 | 0 | 0 | 0 | 0 | 0 | 0 | 0 | 0 | 0 | 0 | 0
F4_Industrial_Stone, Clay, and Glass_New_Space Heating_Natural Gas_Condensing RTU_A_Achievable Economic RVT Potential | F4 | Industrial | Stone, Clay, and Glass | New | Space Heating | Natural Gas | Condensing RTU | A | Incremental Energy Savings (MWh or mTherms) | Achievable Economic RVT Potential | 0 | 0 | 0 | 0 | 0 | 0 | 0 | 0 | 0 | 0 | 0 | 0 | 0 | 0 | 0 | 0 | 0 | 0 | 0 | 0 | 0 | 0 | 0 | 0 | 0 | 0 | 0 | 0 | 0 | 0 | 0
F5_Industrial_Stone, Clay, and Glass_New_Space Heating_Natural Gas_Condensing RTU_A_Achievable Economic RVT Potential | F5 | Industrial | Stone, Clay, and Glass | New | Space Heating | Natural Gas | Condensing RTU | A | Incremental Summer Peak Savings (MW) | Achievable Economic RVT Potential | 0 | 0 | 0 | 0 | 0 | 0 | 0 | 0 | 0 | 0 | 0 | 0 | 0 | 0 | 0 | 0 | 0 | 0 | 0 | 0 | 0 | 0 | 0 | 0 | 0 | 0 | 0 | 0 | 0 | 0 | 0
F6_Industrial_Stone, Clay, and Glass_New_Space Heating_Natural Gas_Condensing RTU_A_Achievable Economic RVT Potential | F6 | Industrial | Stone, Clay, and Glass | New | Space Heating | Natural Gas | Condensing RTU | A | Incremental Winter Peak Savings (MW) | Achievable Economic RVT Potential | 0 | 0 | 0 | 0 | 0 | 0 | 0 | 0 | 0 | 0 | 0 | 0 | 0 | 0 | 0 | 0 | 0 | 0 | 0 | 0 | 0 | 0 | 0 | 0 | 0 | 0 | 0 | 0 | 0 | 0 | 0
F7_Industrial_Stone, Clay, and Glass_New_Space Heating_Natural Gas_Condensing RTU_A_Achievable Economic RVT Potential | F7 | Industrial | Stone, Clay, and Glass | New | Space Heating | Natural Gas | Condensing RTU | A | Cumulative Energy Savings (MWh or mTherms) | Achievable Economic RVT Potential | 0 | 0 | 0 | 0 | 0 | 0 | 0 | 0 | 0 | 0 | 0 | 0 | 0 | 0 | 0 | 0 | 0 | 0 | 0 | 0 | 0 | 0 | 0 | 0 | 0 | 0 | 0 | 0 | 0 | 0 | 0
F8_Industrial_Stone, Clay, and Glass_New_Space Heating_Natural Gas_Condensing RTU_A_Achievable Economic RVT Potential | F8 | Industrial | Stone, Clay, and Glass | New | Space Heating | Natural Gas | Condensing RTU | A | Cumulative Summer Peak Savings (MW) | Achievable Economic RVT Potential | 0 | 0 | 0 | 0 | 0 | 0 | 0 | 0 | 0 | 0 | 0 | 0 | 0 | 0 | 0 | 0 | 0 | 0 | 0 | 0 | 0 | 0 | 0 | 0 | 0 | 0 | 0 | 0 | 0 | 0 | 0
F9_Industrial_Stone, Clay, and Glass_New_Space Heating_Natural Gas_Condensing RTU_A_Achievable Economic RVT Potential | F9 | Industrial | Stone, Clay, and Glass | New | Space Heating | Natural Gas | Condensing RTU | A | Cumulative Winter Peak Savings (MW) | Achievable Economic RVT Potential | 0 | 0 | 0 | 0 | 0 | 0 | 0 | 0 | 0 | 0 | 0 | 0 | 0 | 0 | 0 | 0 | 0 | 0 | 0 | 0 | 0 | 0 | 0 | 0 | 0 | 0 | 0 | 0 | 0 | 0 | 0
F10_Industrial_Stone, Clay, and Glass_New_Space Heating_Natural Gas_Condensing RTU_A_Achievable Economic RVT Potential | F10 | Industrial | Stone, Clay, and Glass | New | Space Heating | Natural Gas | Condensing RTU | A | Purchases (Incremental) | Achievable Economic RVT Potential | 0 | 0 | 0 | 0 | 0 | 0 | 0 | 0 | 0 | 0 | 0 | 0 | 0 | 0 | 0 | 0 | 0 | 0 | 0 | 0 | 0 | 0 | 0 | 0 | 0 | 0 | 0 | 0 | 0 | 0 | 0
F11_Industrial_Stone, Clay, and Glass_New_Space Heating_Natural Gas_Condensing RTU_A_Achievable Economic RVT Potential | F11 | Industrial | Stone, Clay, and Glass | New | Space Heating | Natural Gas | Condensing RTU | A | Purchases (Cumulative) | Achievable Economic RVT Potential | 0 | 0 | 0 | 0 | 0 | 0 | 0 | 0 | 0 | 0 | 0 | 0 | 0 | 0 | 0 | 0 | 0 | 0 | 0 | 0 | 0 | 0 | 0 | 0 | 0 | 0 | 0 | 0 | 0 | 0 | 0
F1_Industrial_Petroleum_Existing_Space Heating_Natural Gas_Condensing RTU_A_Achievable Economic RVT Potential | F1 | Industrial | Petroleum | Existing | Space Heating | Natural Gas | Condensing RTU | A | Integrated Unit Energy Savings (kWh or therms) | Achievable Economic RVT Potential | 0 | 0 | 0 | 0 | 0 | 9323.2776 | 9236.8037 | 9127.5932 | 9016.8568 | 8905.6845 | 8796.889 | 8689.3546 | 8588.3065 | 8493.0995 | 8397.5013 | 8313.7219 | 8234.9203 | 8160.9048 | 8091.1999 | 8020.9536 | 7952.7915 | 7885.139 | 7815.414 | 7748.4168 | 7683.9292 | 7623.4999 | 7566.8526 | 7513.7447 | 7490.5897 | 7444.4046 | 7401.1322
F2_Industrial_Petroleum_Existing_Space Heating_Natural Gas_Condensing RTU_A_Achievable Economic RVT Potential | F2 | Industrial | Petroleum | Existing | Space Heating | Natural Gas | Condensing RTU | A | Integrated Unit Summer Peak Savings (kW) | Achievable Economic RVT Potential | 0 | 0 | 0 | 0 | 0 | 0 | 0 | 0 | 0 | 0 | 0 | 0 | 0 | 0 | 0 | 0 | 0 | 0 | 0 | 0 | 0 | 0 | 0 | 0 | 0 | 0 | 0 | 0 | 0 | 0 | 0
F3_Industrial_Petroleum_Existing_Space Heating_Natural Gas_Condensing RTU_A_Achievable Economic RVT Potential | F3 | Industrial | Petroleum | Existing | Space Heating | Natural Gas | Condensing RTU | A | Integrated Unit Winter Peak Savings (kW) | Achievable Economic RVT Potential | 0 | 0 | 0 | 0 | 0 | 0 | 0 | 0 | 0 | 0 | 0 | 0 | 0 | 0 | 0 | 0 | 0 | 0 | 0 | 0 | 0 | 0 | 0 | 0 | 0 | 0 | 0 | 0 | 0 | 0 | 0
F4_Industrial_Petroleum_Existing_Space Heating_Natural Gas_Condensing RTU_A_Achievable Economic RVT Potential | F4 | Industrial | Petroleum | Existing | Space Heating | Natural Gas | Condensing RTU | A | Incremental Energy Savings (MWh or mTherms) | Achievable Economic RVT Potential | 0 | 0 | 0 | 0 | 0 | 0 | 0 | 0 | 0 | 0 | 0 | 0 | 0 | 0 | 0 | 0 | 0 | 0 | 0 | 0 | 0 | 0 | 0 | 0 | 0 | 0 | 0 | 0 | 0 | 0 | 0
F5_Industrial_Petroleum_Existing_Space Heating_Natural Gas_Condensing RTU_A_Achievable Economic RVT Potential | F5 | Industrial | Petroleum | Existing | Space Heating | Natural Gas | Condensing RTU | A | Incremental Summer Peak Savings (MW) | Achievable Economic RVT Potential | 0 | 0 | 0 | 0 | 0 | 0 | 0 | 0 | 0 | 0 | 0 | 0 | 0 | 0 | 0 | 0 | 0 | 0 | 0 | 0 | 0 | 0 | 0 | 0 | 0 | 0 | 0 | 0 | 0 | 0 | 0
F6_Industrial_Petroleum_Existing_Space Heating_Natural Gas_Condensing RTU_A_Achievable Economic RVT Potential | F6 | Industrial | Petroleum | Existing | Space Heating | Natural Gas | Condensing RTU | A | Incremental Winter Peak Savings (MW) | Achievable Economic RVT Potential | 0 | 0 | 0 | 0 | 0 | 0 | 0 | 0 | 0 | 0 | 0 | 0 | 0 | 0 | 0 | 0 | 0 | 0 | 0 | 0 | 0 | 0 | 0 | 0 | 0 | 0 | 0 | 0 | 0 | 0 | 0
F7_Industrial_Petroleum_Existing_Space Heating_Natural Gas_Condensing RTU_A_Achievable Economic RVT Potential | F7 | Industrial | Petroleum | Existing | Space Heating | Natural Gas | Condensing RTU | A | Cumulative Energy Savings (MWh or mTherms) | Achievable Economic RVT Potential | 0 | 0 | 0 | 0 | 0 | 0 | 0 | 0 | 0 | 0 | 0 | 0 | 0 | 0 | 0 | 0 | 0 | 0 | 0 | 0 | 0 | 0 | 0 | 0 | 0 | 0 | 0 | 0 | 0 | 0 | 0
F8_Industrial_Petroleum_Existing_Space Heating_Natural Gas_Condensing RTU_A_Achievable Economic RVT Potential | F8 | Industrial | Petroleum | Existing | Space Heating | Natural Gas | Condensing RTU | A | Cumulative Summer Peak Savings (MW) | Achievable Economic RVT Potential | 0 | 0 | 0 | 0 | 0 | 0 | 0 | 0 | 0 | 0 | 0 | 0 | 0 | 0 | 0 | 0 | 0 | 0 | 0 | 0 | 0 | 0 | 0 | 0 | 0 | 0 | 0 | 0 | 0 | 0 | 0
F9_Industrial_Petroleum_Existing_Space Heating_Natural Gas_Condensing RTU_A_Achievable Economic RVT Potential | F9 | Industrial | Petroleum | Existing | Space Heating | Natural Gas | Condensing RTU | A | Cumulative Winter Peak Savings (MW) | Achievable Economic RVT Potential | 0 | 0 | 0 | 0 | 0 | 0 | 0 | 0 | 0 | 0 | 0 | 0 | 0 | 0 | 0 | 0 | 0 | 0 | 0 | 0 | 0 | 0 | 0 | 0 | 0 | 0 | 0 | 0 | 0 | 0 | 0
F10_Industrial_Petroleum_Existing_Space Heating_Natural Gas_Condensing RTU_A_Achievable Economic RVT Potential | F10 | Industrial | Petroleum | Existing | Space Heating | Natural Gas | Condensing RTU | A | Purchases (Incremental) | Achievable Economic RVT Potential | 0 | 0 | 0 | 0 | 0 | 0 | 0 | 0 | 0 | 0 | 0 | 0 | 0 | 0 | 0 | 0 | 0 | 0 | 0 | 0 | 0 | 0 | 0 | 0 | 0 | 0 | 0 | 0 | 0 | 0 | 0
F11_Industrial_Petroleum_Existing_Space Heating_Natural Gas_Condensing RTU_A_Achievable Economic RVT Potential | F11 | Industrial | Petroleum | Existing | Space Heating | Natural Gas | Condensing RTU | A | Purchases (Cumulative) | Achievable Economic RVT Potential | 0 | 0 | 0 | 0 | 0 | 0 | 0 | 0 | 0 | 0 | 0 | 0 | 0 | 0 | 0 | 0 | 0 | 0 | 0 | 0 | 0 | 0 | 0 | 0 | 0 | 0 | 0 | 0 | 0 | 0 | 0
F1_Industrial_Petroleum_New_Space Heating_Natural Gas_Condensing RTU_A_Achievable Economic RVT Potential | F1 | Industrial | Petroleum | New | Space Heating | Natural Gas | Condensing RTU | A | Integrated Unit Energy Savings (kWh or therms) | Achievable Economic RVT Potential | 0 | 0 | 0 | 0 | 0 | 0 | 0 | 0 | 0 | 0 | 0 | 0 | 0 | 0 | 0 | 0 | 0 | 0 | 0 | 0 | 0 | 0 | 0 | 0 | 0 | 0 | 0 | 0 | 0 | 0 | 0
F2_Industrial_Petroleum_New_Space Heating_Natural Gas_Condensing RTU_A_Achievable Economic RVT Potential | F2 | Industrial | Petroleum | New | Space Heating | Natural Gas | Condensing RTU | A | Integrated Unit Summer Peak Savings (kW) | Achievable Economic RVT Potential | 0 | 0 | 0 | 0 | 0 | 0 | 0 | 0 | 0 | 0 | 0 | 0 | 0 | 0 | 0 | 0 | 0 | 0 | 0 | 0 | 0 | 0 | 0 | 0 | 0 | 0 | 0 | 0 | 0 | 0 | 0
F3_Industrial_Petroleum_New_Space Heating_Natural Gas_Condensing RTU_A_Achievable Economic RVT Potential | F3 | Industrial | Petroleum | New | Space Heating | Natural Gas | Condensing RTU | A | Integrated Unit Winter Peak Savings (kW) | Achievable Economic RVT Potential | 0 | 0 | 0 | 0 | 0 | 0 | 0 | 0 | 0 | 0 | 0 | 0 | 0 | 0 | 0 | 0 | 0 | 0 | 0 | 0 | 0 | 0 | 0 | 0 | 0 | 0 | 0 | 0 | 0 | 0 | 0
F4_Industrial_Petroleum_New_Space Heating_Natural Gas_Condensing RTU_A_Achievable Economic RVT Potential | F4 | Industrial | Petroleum | New | Space Heating | Natural Gas | Condensing RTU | A | Incremental Energy Savings (MWh or mTherms) | Achievable Economic RVT Potential | 0 | 0 | 0 | 0 | 0 | 0 | 0 | 0 | 0 | 0 | 0 | 0 | 0 | 0 | 0 | 0 | 0 | 0 | 0 | 0 | 0 | 0 | 0 | 0 | 0 | 0 | 0 | 0 | 0 | 0 | 0
F5_Industrial_Petroleum_New_Space Heating_Natural Gas_Condensing RTU_A_Achievable Economic RVT Potential | F5 | Industrial | Petroleum | New | Space Heating | Natural Gas | Condensing RTU | A | Incremental Summer Peak Savings (MW) | Achievable Economic RVT Potential | 0 | 0 | 0 | 0 | 0 | 0 | 0 | 0 | 0 | 0 | 0 | 0 | 0 | 0 | 0 | 0 | 0 | 0 | 0 | 0 | 0 | 0 | 0 | 0 | 0 | 0 | 0 | 0 | 0 | 0 | 0
F6_Industrial_Petroleum_New_Space Heating_Natural Gas_Condensing RTU_A_Achievable Economic RVT Potential | F6 | Industrial | Petroleum | New | Space Heating | Natural Gas | Condensing RTU | A | Incremental Winter Peak Savings (MW) | Achievable Economic RVT Potential | 0 | 0 | 0 | 0 | 0 | 0 | 0 | 0 | 0 | 0 | 0 | 0 | 0 | 0 | 0 | 0 | 0 | 0 | 0 | 0 | 0 | 0 | 0 | 0 | 0 | 0 | 0 | 0 | 0 | 0 | 0
F7_Industrial_Petroleum_New_Space Heating_Natural Gas_Condensing RTU_A_Achievable Economic RVT Potential | F7 | Industrial | Petroleum | New | Space Heating | Natural Gas | Condensing RTU | A | Cumulative Energy Savings (MWh or mTherms) | Achievable Economic RVT Potential | 0 | 0 | 0 | 0 | 0 | 0 | 0 | 0 | 0 | 0 | 0 | 0 | 0 | 0 | 0 | 0 | 0 | 0 | 0 | 0 | 0 | 0 | 0 | 0 | 0 | 0 | 0 | 0 | 0 | 0 | 0
F8_Industrial_Petroleum_New_Space Heating_Natural Gas_Condensing RTU_A_Achievable Economic RVT Potential | F8 | Industrial | Petroleum | New | Space Heating | Natural Gas | Condensing RTU | A | Cumulative Summer Peak Savings (MW) | Achievable Economic RVT Potential | 0 | 0 | 0 | 0 | 0 | 0 | 0 | 0 | 0 | 0 | 0 | 0 | 0 | 0 | 0 | 0 | 0 | 0 | 0 | 0 | 0 | 0 | 0 | 0 | 0 | 0 | 0 | 0 | 0 | 0 | 0
F9_Industrial_Petroleum_New_Space Heating_Natural Gas_Condensing RTU_A_Achievable Economic RVT Potential | F9 | Industrial | Petroleum | New | Space Heating | Natural Gas | Condensing RTU | A | Cumulative Winter Peak Savings (MW) | Achievable Economic RVT Potential | 0 | 0 | 0 | 0 | 0 | 0 | 0 | 0 | 0 | 0 | 0 | 0 | 0 | 0 | 0 | 0 | 0 | 0 | 0 | 0 | 0 | 0 | 0 | 0 | 0 | 0 | 0 | 0 | 0 | 0 | 0
F10_Industrial_Petroleum_New_Space Heating_Natural Gas_Condensing RTU_A_Achievable Economic RVT Potential | F10 | Industrial | Petroleum | New | Space Heating | Natural Gas | Condensing RTU | A | Purchases (Incremental) | Achievable Economic RVT Potential | 0 | 0 | 0 | 0 | 0 | 0 | 0 | 0 | 0 | 0 | 0 | 0 | 0 | 0 | 0 | 0 | 0 | 0 | 0 | 0 | 0 | 0 | 0 | 0 | 0 | 0 | 0 | 0 | 0 | 0 | 0
F11_Industrial_Petroleum_New_Space Heating_Natural Gas_Condensing RTU_A_Achievable Economic RVT Potential | F11 | Industrial | Petroleum | New | Space Heating | Natural Gas | Condensing RTU | A | Purchases (Cumulative) | Achievable Economic RVT Potential | 0 | 0 | 0 | 0 | 0 | 0 | 0 | 0 | 0 | 0 | 0 | 0 | 0 | 0 | 0 | 0 | 0 | 0 | 0 | 0 | 0 | 0 | 0 | 0 | 0 | 0 | 0 | 0 | 0 | 0 | 0
F1_Industrial_Paper and Printing_Existing_Space Heating_Natural Gas_Condensing RTU_A_Achievable Economic RVT Potential | F1 | Industrial | Paper and Printing | Existing | Space Heating | Natural Gas | Condensing RTU | A | Integrated Unit Energy Savings (kWh or therms) | Achievable Economic RVT Potential | 0 | 0 | 0 | 0 | 0 | 132.2159 | 130.9834 | 129.4056 | 127.7749 | 126.0988 | 124.4156 | 122.7102 | 121.0561 | 119.435 | 117.7492 | 116.2008 | 114.6992 | 113.2771 | 111.9271 | 110.6126 | 109.351 | 108.1005 | 106.8966 | 105.7651 | 104.6933 | 103.6997 | 102.8198 | 101.9934 | 106.2183 | 105.5633 | 104.9497
F2_Industrial_Paper and Printing_Existing_Space Heating_Natural Gas_Condensing RTU_A_Achievable Economic RVT Potential | F2 | Industrial | Paper and Printing | Existing | Space Heating | Natural Gas | Condensing RTU | A | Integrated Unit Summer Peak Savings (kW) | Achievable Economic RVT Potential | 0 | 0 | 0 | 0 | 0 | 0 | 0 | 0 | 0 | 0 | 0 | 0 | 0 | 0 | 0 | 0 | 0 | 0 | 0 | 0 | 0 | 0 | 0 | 0 | 0 | 0 | 0 | 0 | 0 | 0 | 0
F3_Industrial_Paper and Printing_Existing_Space Heating_Natural Gas_Condensing RTU_A_Achievable Economic RVT Potential | F3 | Industrial | Paper and Printing | Existing | Space Heating | Natural Gas | Condensing RTU | A | Integrated Unit Winter Peak Savings (kW) | Achievable Economic RVT Potential | 0 | 0 | 0 | 0 | 0 | 0 | 0 | 0 | 0 | 0 | 0 | 0 | 0 | 0 | 0 | 0 | 0 | 0 | 0 | 0 | 0 | 0 | 0 | 0 | 0 | 0 | 0 | 0 | 0 | 0 | 0
F4_Industrial_Paper and Printing_Existing_Space Heating_Natural Gas_Condensing RTU_A_Achievable Economic RVT Potential | F4 | Industrial | Paper and Printing | Existing | Space Heating | Natural Gas | Condensing RTU | A | Incremental Energy Savings (MWh or mTherms) | Achievable Economic RVT Potential | 0 | 0 | 0 | 0 | 0 | 0 | 0 | 0 | 0 | 0 | 0 | 0 | 0 | 0 | 0 | 0 | 0 | 0 | 0 | 0 | 0 | 0 | 0 | 0 | 0 | 0 | 0 | 0 | 0 | 0 | 0
F5_Industrial_Paper and Printing_Existing_Space Heating_Natural Gas_Condensing RTU_A_Achievable Economic RVT Potential | F5 | Industrial | Paper and Printing | Existing | Space Heating | Natural Gas | Condensing RTU | A | Incremental Summer Peak Savings (MW) | Achievable Economic RVT Potential | 0 | 0 | 0 | 0 | 0 | 0 | 0 | 0 | 0 | 0 | 0 | 0 | 0 | 0 | 0 | 0 | 0 | 0 | 0 | 0 | 0 | 0 | 0 | 0 | 0 | 0 | 0 | 0 | 0 | 0 | 0
F6_Industrial_Paper and Printing_Existing_Space Heating_Natural Gas_Condensing RTU_A_Achievable Economic RVT Potential | F6 | Industrial | Paper and Printing | Existing | Space Heating | Natural Gas | Condensing RTU | A | Incremental Winter Peak Savings (MW) | Achievable Economic RVT Potential | 0 | 0 | 0 | 0 | 0 | 0 | 0 | 0 | 0 | 0 | 0 | 0 | 0 | 0 | 0 | 0 | 0 | 0 | 0 | 0 | 0 | 0 | 0 | 0 | 0 | 0 | 0 | 0 | 0 | 0 | 0
F7_Industrial_Paper and Printing_Existing_Space Heating_Natural Gas_Condensing RTU_A_Achievable Economic RVT Potential | F7 | Industrial | Paper and Printing | Existing | Space Heating | Natural Gas | Condensing RTU | A | Cumulative Energy Savings (MWh or mTherms) | Achievable Economic RVT Potential | 0 | 0 | 0 | 0 | 0 | 0 | 0 | 0 | 0 | 0 | 0 | 0 | 0 | 0 | 0 | 0 | 0 | 0 | 0 | 0 | 0 | 0 | 0 | 0 | 0 | 0 | 0 | 0 | 0 | 0 | 0
F8_Industrial_Paper and Printing_Existing_Space Heating_Natural Gas_Condensing RTU_A_Achievable Economic RVT Potential | F8 | Industrial | Paper and Printing | Existing | Space Heating | Natural Gas | Condensing RTU | A | Cumulative Summer Peak Savings (MW) | Achievable Economic RVT Potential | 0 | 0 | 0 | 0 | 0 | 0 | 0 | 0 | 0 | 0 | 0 | 0 | 0 | 0 | 0 | 0 | 0 | 0 | 0 | 0 | 0 | 0 | 0 | 0 | 0 | 0 | 0 | 0 | 0 | 0 | 0
F9_Industrial_Paper and Printing_Existing_Space Heating_Natural Gas_Condensing RTU_A_Achievable Economic RVT Potential | F9 | Industrial | Paper and Printing | Existing | Space Heating | Natural Gas | Condensing RTU | A | Cumulative Winter Peak Savings (MW) | Achievable Economic RVT Potential | 0 | 0 | 0 | 0 | 0 | 0 | 0 | 0 | 0 | 0 | 0 | 0 | 0 | 0 | 0 | 0 | 0 | 0 | 0 | 0 | 0 | 0 | 0 | 0 | 0 | 0 | 0 | 0 | 0 | 0 | 0
F10_Industrial_Paper and Printing_Existing_Space Heating_Natural Gas_Condensing RTU_A_Achievable Economic RVT Potential | F10 | Industrial | Paper and Printing | Existing | Space Heating | Natural Gas | Condensing RTU | A | Purchases (Incremental) | Achievable Economic RVT Potential | 0 | 0 | 0 | 0 | 0 | 0 | 0 | 0 | 0 | 0 | 0 | 0 | 0 | 0 | 0 | 0 | 0 | 0 | 0 | 0 | 0 | 0 | 0 | 0 | 0 | 0 | 0 | 0 | 0 | 0 | 0
F11_Industrial_Paper and Printing_Existing_Space Heating_Natural Gas_Condensing RTU_A_Achievable Economic RVT Potential | F11 | Industrial | Paper and Printing | Existing | Space Heating | Natural Gas | Condensing RTU | A | Purchases (Cumulative) | Achievable Economic RVT Potential | 0 | 0 | 0 | 0 | 0 | 0 | 0 | 0 | 0 | 0 | 0 | 0 | 0 | 0 | 0 | 0 | 0 | 0 | 0 | 0 | 0 | 0 | 0 | 0 | 0 | 0 | 0 | 0 | 0 | 0 | 0
F1_Industrial_Paper and Printing_New_Space Heating_Natural Gas_Condensing RTU_A_Achievable Economic RVT Potential | F1 | Industrial | Paper and Printing | New | Space Heating | Natural Gas | Condensing RTU | A | Integrated Unit Energy Savings (kWh or therms) | Achievable Economic RVT Potential | 0 | 0 | 0 | 0 | 0 | 0 | 0 | 0 | 0 | 0 | 0 | 0 | 0 | 0 | 0 | 0 | 0 | 0 | 0 | 0 | 0 | 0 | 0 | 0 | 0 | 0 | 0 | 0 | 0 | 0 | 0
F2_Industrial_Paper and Printing_New_Space Heating_Natural Gas_Condensing RTU_A_Achievable Economic RVT Potential | F2 | Industrial | Paper and Printing | New | Space Heating | Natural Gas | Condensing RTU | A | Integrated Unit Summer Peak Savings (kW) | Achievable Economic RVT Potential | 0 | 0 | 0 | 0 | 0 | 0 | 0 | 0 | 0 | 0 | 0 | 0 | 0 | 0 | 0 | 0 | 0 | 0 | 0 | 0 | 0 | 0 | 0 | 0 | 0 | 0 | 0 | 0 | 0 | 0 | 0
F3_Industrial_Paper and Printing_New_Space Heating_Natural Gas_Condensing RTU_A_Achievable Economic RVT Potential | F3 | Industrial | Paper and Printing | New | Space Heating | Natural Gas | Condensing RTU | A | Integrated Unit Winter Peak Savings (kW) | Achievable Economic RVT Potential | 0 | 0 | 0 | 0 | 0 | 0 | 0 | 0 | 0 | 0 | 0 | 0 | 0 | 0 | 0 | 0 | 0 | 0 | 0 | 0 | 0 | 0 | 0 | 0 | 0 | 0 | 0 | 0 | 0 | 0 | 0
F4_Industrial_Paper and Printing_New_Space Heating_Natural Gas_Condensing RTU_A_Achievable Economic RVT Potential | F4 | Industrial | Paper and Printing | New | Space Heating | Natural Gas | Condensing RTU | A | Incremental Energy Savings (MWh or mTherms) | Achievable Economic RVT Potential | 0 | 0 | 0 | 0 | 0 | 0 | 0 | 0 | 0 | 0 | 0 | 0 | 0 | 0 | 0 | 0 | 0 | 0 | 0 | 0 | 0 | 0 | 0 | 0 | 0 | 0 | 0 | 0 | 0 | 0 | 0
F5_Industrial_Paper and Printing_New_Space Heating_Natural Gas_Condensing RTU_A_Achievable Economic RVT Potential | F5 | Industrial | Paper and Printing | New | Space Heating | Natural Gas | Condensing RTU | A | Incremental Summer Peak Savings (MW) | Achievable Economic RVT Potential | 0 | 0 | 0 | 0 | 0 | 0 | 0 | 0 | 0 | 0 | 0 | 0 | 0 | 0 | 0 | 0 | 0 | 0 | 0 | 0 | 0 | 0 | 0 | 0 | 0 | 0 | 0 | 0 | 0 | 0 | 0
F6_Industrial_Paper and Printing_New_Space Heating_Natural Gas_Condensing RTU_A_Achievable Economic RVT Potential | F6 | Industrial | Paper and Printing | New | Space Heating | Natural Gas | Condensing RTU | A | Incremental Winter Peak Savings (MW) | Achievable Economic RVT Potential | 0 | 0 | 0 | 0 | 0 | 0 | 0 | 0 | 0 | 0 | 0 | 0 | 0 | 0 | 0 | 0 | 0 | 0 | 0 | 0 | 0 | 0 | 0 | 0 | 0 | 0 | 0 | 0 | 0 | 0 | 0
F7_Industrial_Paper and Printing_New_Space Heating_Natural Gas_Condensing RTU_A_Achievable Economic RVT Potential | F7 | Industrial | Paper and Printing | New | Space Heating | Natural Gas | Condensing RTU | A | Cumulative Energy Savings (MWh or mTherms) | Achievable Economic RVT Potential | 0 | 0 | 0 | 0 | 0 | 0 | 0 | 0 | 0 | 0 | 0 | 0 | 0 | 0 | 0 | 0 | 0 | 0 | 0 | 0 | 0 | 0 | 0 | 0 | 0 | 0 | 0 | 0 | 0 | 0 | 0
F8_Industrial_Paper and Printing_New_Space Heating_Natural Gas_Condensing RTU_A_Achievable Economic RVT Potential | F8 | Industrial | Paper and Printing | New | Space Heating | Natural Gas | Condensing RTU | A | Cumulative Summer Peak Savings (MW) | Achievable Economic RVT Potential | 0 | 0 | 0 | 0 | 0 | 0 | 0 | 0 | 0 | 0 | 0 | 0 | 0 | 0 | 0 | 0 | 0 | 0 | 0 | 0 | 0 | 0 | 0 | 0 | 0 | 0 | 0 | 0 | 0 | 0 | 0
F9_Industrial_Paper and Printing_New_Space Heating_Natural Gas_Condensing RTU_A_Achievable Economic RVT Potential | F9 | Industrial | Paper and Printing | New | Space Heating | Natural Gas | Condensing RTU | A | Cumulative Winter Peak Savings (MW) | Achievable Economic RVT Potential | 0 | 0 | 0 | 0 | 0 | 0 | 0 | 0 | 0 | 0 | 0 | 0 | 0 | 0 | 0 | 0 | 0 | 0 | 0 | 0 | 0 | 0 | 0 | 0 | 0 | 0 | 0 | 0 | 0 | 0 | 0
F10_Industrial_Paper and Printing_New_Space Heating_Natural Gas_Condensing RTU_A_Achievable Economic RVT Potential | F10 | Industrial | Paper and Printing | New | Space Heating | Natural Gas | Condensing RTU | A | Purchases (Incremental) | Achievable Economic RVT Potential | 0 | 0 | 0 | 0 | 0 | 0 | 0 | 0 | 0 | 0 | 0 | 0 | 0 | 0 | 0 | 0 | 0 | 0 | 0 | 0 | 0 | 0 | 0 | 0 | 0 | 0 | 0 | 0 | 0 | 0 | 0
F11_Industrial_Paper and Printing_New_Space Heating_Natural Gas_Condensing RTU_A_Achievable Economic RVT Potential | F11 | Industrial | Paper and Printing | New | Space Heating | Natural Gas | Condensing RTU | A | Purchases (Cumulative) | Achievable Economic RVT Potential | 0 | 0 | 0 | 0 | 0 | 0 | 0 | 0 | 0 | 0 | 0 | 0 | 0 | 0 | 0 | 0 | 0 | 0 | 0 | 0 | 0 | 0 | 0 | 0 | 0 | 0 | 0 | 0 | 0 | 0 | 0
F1_Industrial_Instruments_Existing_Space Heating_Natural Gas_Condensing RTU_A_Achievable Economic RVT Potential | F1 | Industrial | Instruments | Existing | Space Heating | Natural Gas | Condensing RTU | A | Integrated Unit Energy Savings (kWh or therms) | Achievable Economic RVT Potential | 0 | 0 | 0 | 0 | 0 | 6.7972 | 6.7338 | 6.6527 | 6.5689 | 6.4827 | 6.3962 | 6.3085 | 6.2235 | 6.1401 | 6.0534 | 5.9738 | 5.8966 | 5.8235 | 5.7541 | 5.6866 | 5.6217 | 5.5574 | 5.4955 | 5.4373 | 5.3822 | 5.3312 | 5.2859 | 5.2434 | 5.4606 | 5.427 | 5.3954
F2_Industrial_Instruments_Existing_Space Heating_Natural Gas_Condensing RTU_A_Achievable Economic RVT Potential | F2 | Industrial | Instruments | Existing | Space Heating | Natural Gas | Condensing RTU | A | Integrated Unit Summer Peak Savings (kW) | Achievable Economic RVT Potential | 0 | 0 | 0 | 0 | 0 | 0 | 0 | 0 | 0 | 0 | 0 | 0 | 0 | 0 | 0 | 0 | 0 | 0 | 0 | 0 | 0 | 0 | 0 | 0 | 0 | 0 | 0 | 0 | 0 | 0 | 0
F3_Industrial_Instruments_Existing_Space Heating_Natural Gas_Condensing RTU_A_Achievable Economic RVT Potential | F3 | Industrial | Instruments | Existing | Space Heating | Natural Gas | Condensing RTU | A | Integrated Unit Winter Peak Savings (kW) | Achievable Economic RVT Potential | 0 | 0 | 0 | 0 | 0 | 0 | 0 | 0 | 0 | 0 | 0 | 0 | 0 | 0 | 0 | 0 | 0 | 0 | 0 | 0 | 0 | 0 | 0 | 0 | 0 | 0 | 0 | 0 | 0 | 0 | 0
F4_Industrial_Instruments_Existing_Space Heating_Natural Gas_Condensing RTU_A_Achievable Economic RVT Potential | F4 | Industrial | Instruments | Existing | Space Heating | Natural Gas | Condensing RTU | A | Incremental Energy Savings (MWh or mTherms) | Achievable Economic RVT Potential | 0 | 0 | 0 | 0 | 0 | 0 | 0 | 0 | 0 | 0 | 0 | 0 | 0 | 0 | 0 | 0 | 0 | 0 | 0 | 0 | 0 | 0 | 0 | 0 | 0 | 0 | 0 | 0 | 0 | 0 | 0
F5_Industrial_Instruments_Existing_Space Heating_Natural Gas_Condensing RTU_A_Achievable Economic RVT Potential | F5 | Industrial | Instruments | Existing | Space Heating | Natural Gas | Condensing RTU | A | Incremental Summer Peak Savings (MW) | Achievable Economic RVT Potential | 0 | 0 | 0 | 0 | 0 | 0 | 0 | 0 | 0 | 0 | 0 | 0 | 0 | 0 | 0 | 0 | 0 | 0 | 0 | 0 | 0 | 0 | 0 | 0 | 0 | 0 | 0 | 0 | 0 | 0 | 0
F6_Industrial_Instruments_Existing_Space Heating_Natural Gas_Condensing RTU_A_Achievable Economic RVT Potential | F6 | Industrial | Instruments | Existing | Space Heating | Natural Gas | Condensing RTU | A | Incremental Winter Peak Savings (MW) | Achievable Economic RVT Potential | 0 | 0 | 0 | 0 | 0 | 0 | 0 | 0 | 0 | 0 | 0 | 0 | 0 | 0 | 0 | 0 | 0 | 0 | 0 | 0 | 0 | 0 | 0 | 0 | 0 | 0 | 0 | 0 | 0 | 0 | 0
F7_Industrial_Instruments_Existing_Space Heating_Natural Gas_Condensing RTU_A_Achievable Economic RVT Potential | F7 | Industrial | Instruments | Existing | Space Heating | Natural Gas | Condensing RTU | A | Cumulative Energy Savings (MWh or mTherms) | Achievable Economic RVT Potential | 0 | 0 | 0 | 0 | 0 | 0 | 0 | 0 | 0 | 0 | 0 | 0 | 0 | 0 | 0 | 0 | 0 | 0 | 0 | 0 | 0 | 0 | 0 | 0 | 0 | 0 | 0 | 0 | 0 | 0 | 0
F8_Industrial_Instruments_Existing_Space Heating_Natural Gas_Condensing RTU_A_Achievable Economic RVT Potential | F8 | Industrial | Instruments | Existing | Space Heating | Natural Gas | Condensing RTU | A | Cumulative Summer Peak Savings (MW) | Achievable Economic RVT Potential | 0 | 0 | 0 | 0 | 0 | 0 | 0 | 0 | 0 | 0 | 0 | 0 | 0 | 0 | 0 | 0 | 0 | 0 | 0 | 0 | 0 | 0 | 0 | 0 | 0 | 0 | 0 | 0 | 0 | 0 | 0
F9_Industrial_Instruments_Existing_Space Heating_Natural Gas_Condensing RTU_A_Achievable Economic RVT Potential | F9 | Industrial | Instruments | Existing | Space Heating | Natural Gas | Condensing RTU | A | Cumulative Winter Peak Savings (MW) | Achievable Economic RVT Potential | 0 | 0 | 0 | 0 | 0 | 0 | 0 | 0 | 0 | 0 | 0 | 0 | 0 | 0 | 0 | 0 | 0 | 0 | 0 | 0 | 0 | 0 | 0 | 0 | 0 | 0 | 0 | 0 | 0 | 0 | 0
F10_Industrial_Instruments_Existing_Space Heating_Natural Gas_Condensing RTU_A_Achievable Economic RVT Potential | F10 | Industrial | Instruments | Existing | Space Heating | Natural Gas | Condensing RTU | A | Purchases (Incremental) | Achievable Economic RVT Potential | 0 | 0 | 0 | 0 | 0 | 0 | 0 | 0 | 0 | 0 | 0 | 0 | 0 | 0 | 0 | 0 | 0 | 0 | 0 | 0 | 0 | 0 | 0 | 0 | 0 | 0 | 0 | 0 | 0 | 0 | 0
F11_Industrial_Instruments_Existing_Space Heating_Natural Gas_Condensing RTU_A_Achievable Economic RVT Potential | F11 | Industrial | Instruments | Existing | Space Heating | Natural Gas | Condensing RTU | A | Purchases (Cumulative) | Achievable Economic RVT Potential | 0 | 0 | 0 | 0 | 0 | 0 | 0 | 0 | 0 | 0 | 0 | 0 | 0 | 0 | 0 | 0 | 0 | 0 | 0 | 0 | 0 | 0 | 0 | 0 | 0 | 0 | 0 | 0 | 0 | 0 | 0
F1_Industrial_Instruments_New_Space Heating_Natural Gas_Condensing RTU_A_Achievable Economic RVT Potential | F1 | Industrial | Instruments | New | Space Heating | Natural Gas | Condensing RTU | A | Integrated Unit Energy Savings (kWh or therms) | Achievable Economic RVT Potential | 0 | 0 | 0 | 0 | 0 | 0 | 0 | 0 | 0 | 0 | 0 | 0 | 0 | 0 | 0 | 0 | 0 | 0 | 0 | 0 | 0 | 0 | 0 | 0 | 0 | 0 | 0 | 0 | 0 | 0 | 0
F2_Industrial_Instruments_New_Space Heating_Natural Gas_Condensing RTU_A_Achievable Economic RVT Potential | F2 | Industrial | Instruments | New | Space Heating | Natural Gas | Condensing RTU | A | Integrated Unit Summer Peak Savings (kW) | Achievable Economic RVT Potential | 0 | 0 | 0 | 0 | 0 | 0 | 0 | 0 | 0 | 0 | 0 | 0 | 0 | 0 | 0 | 0 | 0 | 0 | 0 | 0 | 0 | 0 | 0 | 0 | 0 | 0 | 0 | 0 | 0 | 0 | 0
F3_Industrial_Instruments_New_Space Heating_Natural Gas_Condensing RTU_A_Achievable Economic RVT Potential | F3 | Industrial | Instruments | New | Space Heating | Natural Gas | Condensing RTU | A | Integrated Unit Winter Peak Savings (kW) | Achievable Economic RVT Potential | 0 | 0 | 0 | 0 | 0 | 0 | 0 | 0 | 0 | 0 | 0 | 0 | 0 | 0 | 0 | 0 | 0 | 0 | 0 | 0 | 0 | 0 | 0 | 0 | 0 | 0 | 0 | 0 | 0 | 0 | 0
F4_Industrial_Instruments_New_Space Heating_Natural Gas_Condensing RTU_A_Achievable Economic RVT Potential | F4 | Industrial | Instruments | New | Space Heating | Natural Gas | Condensing RTU | A | Incremental Energy Savings (MWh or mTherms) | Achievable Economic RVT Potential | 0 | 0 | 0 | 0 | 0 | 0 | 0 | 0 | 0 | 0 | 0 | 0 | 0 | 0 | 0 | 0 | 0 | 0 | 0 | 0 | 0 | 0 | 0 | 0 | 0 | 0 | 0 | 0 | 0 | 0 | 0
F5_Industrial_Instruments_New_Space Heating_Natural Gas_Condensing RTU_A_Achievable Economic RVT Potential | F5 | Industrial | Instruments | New | Space Heating | Natural Gas | Condensing RTU | A | Incremental Summer Peak Savings (MW) | Achievable Economic RVT Potential | 0 | 0 | 0 | 0 | 0 | 0 | 0 | 0 | 0 | 0 | 0 | 0 | 0 | 0 | 0 | 0 | 0 | 0 | 0 | 0 | 0 | 0 | 0 | 0 | 0 | 0 | 0 | 0 | 0 | 0 | 0
F6_Industrial_Instruments_New_Space Heating_Natural Gas_Condensing RTU_A_Achievable Economic RVT Potential | F6 | Industrial | Instruments | New | Space Heating | Natural Gas | Condensing RTU | A | Incremental Winter Peak Savings (MW) | Achievable Economic RVT Potential | 0 | 0 | 0 | 0 | 0 | 0 | 0 | 0 | 0 | 0 | 0 | 0 | 0 | 0 | 0 | 0 | 0 | 0 | 0 | 0 | 0 | 0 | 0 | 0 | 0 | 0 | 0 | 0 | 0 | 0 | 0
F7_Industrial_Instruments_New_Space Heating_Natural Gas_Condensing RTU_A_Achievable Economic RVT Potential | F7 | Industrial | Instruments | New | Space Heating | Natural Gas | Condensing RTU | A | Cumulative Energy Savings (MWh or mTherms) | Achievable Economic RVT Potential | 0 | 0 | 0 | 0 | 0 | 0 | 0 | 0 | 0 | 0 | 0 | 0 | 0 | 0 | 0 | 0 | 0 | 0 | 0 | 0 | 0 | 0 | 0 | 0 | 0 | 0 | 0 | 0 | 0 | 0 | 0
F8_Industrial_Instruments_New_Space Heating_Natural Gas_Condensing RTU_A_Achievable Economic RVT Potential | F8 | Industrial | Instruments | New | Space Heating | Natural Gas | Condensing RTU | A | Cumulative Summer Peak Savings (MW) | Achievable Economic RVT Potential | 0 | 0 | 0 | 0 | 0 | 0 | 0 | 0 | 0 | 0 | 0 | 0 | 0 | 0 | 0 | 0 | 0 | 0 | 0 | 0 | 0 | 0 | 0 | 0 | 0 | 0 | 0 | 0 | 0 | 0 | 0
F9_Industrial_Instruments_New_Space Heating_Natural Gas_Condensing RTU_A_Achievable Economic RVT Potential | F9 | Industrial | Instruments | New | Space Heating | Natural Gas | Condensing RTU | A | Cumulative Winter Peak Savings (MW) | Achievable Economic RVT Potential | 0 | 0 | 0 | 0 | 0 | 0 | 0 | 0 | 0 | 0 | 0 | 0 | 0 | 0 | 0 | 0 | 0 | 0 | 0 | 0 | 0 | 0 | 0 | 0 | 0 | 0 | 0 | 0 | 0 | 0 | 0
F10_Industrial_Instruments_New_Space Heating_Natural Gas_Condensing RTU_A_Achievable Economic RVT Potential | F10 | Industrial | Instruments | New | Space Heating | Natural Gas | Condensing RTU | A | Purchases (Incremental) | Achievable Economic RVT Potential | 0 | 0 | 0 | 0 | 0 | 0 | 0 | 0 | 0 | 0 | 0 | 0 | 0 | 0 | 0 | 0 | 0 | 0 | 0 | 0 | 0 | 0 | 0 | 0 | 0 | 0 | 0 | 0 | 0 | 0 | 0
F11_Industrial_Instruments_New_Space Heating_Natural Gas_Condensing RTU_A_Achievable Economic RVT Potential | F11 | Industrial | Instruments | New | Space Heating | Natural Gas | Condensing RTU | A | Purchases (Cumulative) | Achievable Economic RVT Potential | 0 | 0 | 0 | 0 | 0 | 0 | 0 | 0 | 0 | 0 | 0 | 0 | 0 | 0 | 0 | 0 | 0 | 0 | 0 | 0 | 0 | 0 | 0 | 0 | 0 | 0 | 0 | 0 | 0 | 0 | 0
F1_Industrial_Wood and Lumber Products_Existing_Space Heating_Natural Gas_Condensing RTU_A_Achievable Economic RVT Potential | F1 | Industrial | Wood and Lumber Products | Existing | Space Heating | Natural Gas | Condensing RTU | A | Integrated Unit Energy Savings (kWh or therms) | Achievable Economic RVT Potential | 0 | 0 | 0 | 0 | 0 | 10.5177 | 10.4196 | 10.2941 | 10.1644 | 10.0311 | 9.8972 | 9.7615 | 9.6299 | 9.5009 | 9.3668 | 9.2437 | 9.1242 | 9.0111 | 8.9037 | 8.7991 | 8.6988 | 8.5993 | 8.5035 | 8.4135 | 8.3283 | 8.2492 | 8.1792 | 8.1135 | 8.4496 | 8.3975 | 8.3487
F2_Industrial_Wood and Lumber Products_Existing_Space Heating_Natural Gas_Condensing RTU_A_Achievable Economic RVT Potential | F2 | Industrial | Wood and Lumber Products | Existing | Space Heating | Natural Gas | Condensing RTU | A | Integrated Unit Summer Peak Savings (kW) | Achievable Economic RVT Potential | 0 | 0 | 0 | 0 | 0 | 0 | 0 | 0 | 0 | 0 | 0 | 0 | 0 | 0 | 0 | 0 | 0 | 0 | 0 | 0 | 0 | 0 | 0 | 0 | 0 | 0 | 0 | 0 | 0 | 0 | 0
F3_Industrial_Wood and Lumber Products_Existing_Space Heating_Natural Gas_Condensing RTU_A_Achievable Economic RVT Potential | F3 | Industrial | Wood and Lumber Products | Existing | Space Heating | Natural Gas | Condensing RTU | A | Integrated Unit Winter Peak Savings (kW) | Achievable Economic RVT Potential | 0 | 0 | 0 | 0 | 0 | 0 | 0 | 0 | 0 | 0 | 0 | 0 | 0 | 0 | 0 | 0 | 0 | 0 | 0 | 0 | 0 | 0 | 0 | 0 | 0 | 0 | 0 | 0 | 0 | 0 | 0
F4_Industrial_Wood and Lumber Products_Existing_Space Heating_Natural Gas_Condensing RTU_A_Achievable Economic RVT Potential | F4 | Industrial | Wood and Lumber Products | Existing | Space Heating | Natural Gas | Condensing RTU | A | Incremental Energy Savings (MWh or mTherms) | Achievable Economic RVT Potential | 0 | 0 | 0 | 0 | 0 | 0 | 0 | 0 | 0 | 0 | 0 | 0 | 0 | 0 | 0 | 0 | 0 | 0 | 0 | 0 | 0 | 0 | 0 | 0 | 0 | 0 | 0 | 0 | 0 | 0 | 0
F5_Industrial_Wood and Lumber Products_Existing_Space Heating_Natural Gas_Condensing RTU_A_Achievable Economic RVT Potential | F5 | Industrial | Wood and Lumber Products | Existing | Space Heating | Natural Gas | Condensing RTU | A | Incremental Summer Peak Savings (MW) | Achievable Economic RVT Potential | 0 | 0 | 0 | 0 | 0 | 0 | 0 | 0 | 0 | 0 | 0 | 0 | 0 | 0 | 0 | 0 | 0 | 0 | 0 | 0 | 0 | 0 | 0 | 0 | 0 | 0 | 0 | 0 | 0 | 0 | 0
F6_Industrial_Wood and Lumber Products_Existing_Space Heating_Natural Gas_Condensing RTU_A_Achievable Economic RVT Potential | F6 | Industrial | Wood and Lumber Products | Existing | Space Heating | Natural Gas | Condensing RTU | A | Incremental Winter Peak Savings (MW) | Achievable Economic RVT Potential | 0 | 0 | 0 | 0 | 0 | 0 | 0 | 0 | 0 | 0 | 0 | 0 | 0 | 0 | 0 | 0 | 0 | 0 | 0 | 0 | 0 | 0 | 0 | 0 | 0 | 0 | 0 | 0 | 0 | 0 | 0
F7_Industrial_Wood and Lumber Products_Existing_Space Heating_Natural Gas_Condensing RTU_A_Achievable Economic RVT Potential | F7 | Industrial | Wood and Lumber Products | Existing | Space Heating | Natural Gas | Condensing RTU | A | Cumulative Energy Savings (MWh or mTherms) | Achievable Economic RVT Potential | 0 | 0 | 0 | 0 | 0 | 0 | 0 | 0 | 0 | 0 | 0 | 0 | 0 | 0 | 0 | 0 | 0 | 0 | 0 | 0 | 0 | 0 | 0 | 0 | 0 | 0 | 0 | 0 | 0 | 0 | 0
F8_Industrial_Wood and Lumber Products_Existing_Space Heating_Natural Gas_Condensing RTU_A_Achievable Economic RVT Potential | F8 | Industrial | Wood and Lumber Products | Existing | Space Heating | Natural Gas | Condensing RTU | A | Cumulative Summer Peak Savings (MW) | Achievable Economic RVT Potential | 0 | 0 | 0 | 0 | 0 | 0 | 0 | 0 | 0 | 0 | 0 | 0 | 0 | 0 | 0 | 0 | 0 | 0 | 0 | 0 | 0 | 0 | 0 | 0 | 0 | 0 | 0 | 0 | 0 | 0 | 0
F9_Industrial_Wood and Lumber Products_Existing_Space Heating_Natural Gas_Condensing RTU_A_Achievable Economic RVT Potential | F9 | Industrial | Wood and Lumber Products | Existing | Space Heating | Natural Gas | Condensing RTU | A | Cumulative Winter Peak Savings (MW) | Achievable Economic RVT Potential | 0 | 0 | 0 | 0 | 0 | 0 | 0 | 0 | 0 | 0 | 0 | 0 | 0 | 0 | 0 | 0 | 0 | 0 | 0 | 0 | 0 | 0 | 0 | 0 | 0 | 0 | 0 | 0 | 0 | 0 | 0
F10_Industrial_Wood and Lumber Products_Existing_Space Heating_Natural Gas_Condensing RTU_A_Achievable Economic RVT Potential | F10 | Industrial | Wood and Lumber Products | Existing | Space Heating | Natural Gas | Condensing RTU | A | Purchases (Incremental) | Achievable Economic RVT Potential | 0 | 0 | 0 | 0 | 0 | 0 | 0 | 0 | 0 | 0 | 0 | 0 | 0 | 0 | 0 | 0 | 0 | 0 | 0 | 0 | 0 | 0 | 0 | 0 | 0 | 0 | 0 | 0 | 0 | 0 | 0
F11_Industrial_Wood and Lumber Products_Existing_Space Heating_Natural Gas_Condensing RTU_A_Achievable Economic RVT Potential | F11 | Industrial | Wood and Lumber Products | Existing | Space Heating | Natural Gas | Condensing RTU | A | Purchases (Cumulative) | Achievable Economic RVT Potential | 0 | 0 | 0 | 0 | 0 | 0 | 0 | 0 | 0 | 0 | 0 | 0 | 0 | 0 | 0 | 0 | 0 | 0 | 0 | 0 | 0 | 0 | 0 | 0 | 0 | 0 | 0 | 0 | 0 | 0 | 0
F1_Industrial_Wood and Lumber Products_New_Space Heating_Natural Gas_Condensing RTU_A_Achievable Economic RVT Potential | F1 | Industrial | Wood and Lumber Products | New | Space Heating | Natural Gas | Condensing RTU | A | Integrated Unit Energy Savings (kWh or therms) | Achievable Economic RVT Potential | 0 | 0 | 0 | 0 | 0 | 0 | 0 | 0 | 0 | 0 | 0 | 0 | 0 | 0 | 0 | 0 | 0 | 0 | 0 | 0 | 0 | 0 | 0 | 0 | 0 | 0 | 0 | 0 | 0 | 0 | 0
F2_Industrial_Wood and Lumber Products_New_Space Heating_Natural Gas_Condensing RTU_A_Achievable Economic RVT Potential | F2 | Industrial | Wood and Lumber Products | New | Space Heating | Natural Gas | Condensing RTU | A | Integrated Unit Summer Peak Savings (kW) | Achievable Economic RVT Potential | 0 | 0 | 0 | 0 | 0 | 0 | 0 | 0 | 0 | 0 | 0 | 0 | 0 | 0 | 0 | 0 | 0 | 0 | 0 | 0 | 0 | 0 | 0 | 0 | 0 | 0 | 0 | 0 | 0 | 0 | 0
F3_Industrial_Wood and Lumber Products_New_Space Heating_Natural Gas_Condensing RTU_A_Achievable Economic RVT Potential | F3 | Industrial | Wood and Lumber Products | New | Space Heating | Natural Gas | Condensing RTU | A | Integrated Unit Winter Peak Savings (kW) | Achievable Economic RVT Potential | 0 | 0 | 0 | 0 | 0 | 0 | 0 | 0 | 0 | 0 | 0 | 0 | 0 | 0 | 0 | 0 | 0 | 0 | 0 | 0 | 0 | 0 | 0 | 0 | 0 | 0 | 0 | 0 | 0 | 0 | 0
F4_Industrial_Wood and Lumber Products_New_Space Heating_Natural Gas_Condensing RTU_A_Achievable Economic RVT Potential | F4 | Industrial | Wood and Lumber Products | New | Space Heating | Natural Gas | Condensing RTU | A | Incremental Energy Savings (MWh or mTherms) | Achievable Economic RVT Potential | 0 | 0 | 0 | 0 | 0 | 0 | 0 | 0 | 0 | 0 | 0 | 0 | 0 | 0 | 0 | 0 | 0 | 0 | 0 | 0 | 0 | 0 | 0 | 0 | 0 | 0 | 0 | 0 | 0 | 0 | 0
F5_Industrial_Wood and Lumber Products_New_Space Heating_Natural Gas_Condensing RTU_A_Achievable Economic RVT Potential | F5 | Industrial | Wood and Lumber Products | New | Space Heating | Natural Gas | Condensing RTU | A | Incremental Summer Peak Savings (MW) | Achievable Economic RVT Potential | 0 | 0 | 0 | 0 | 0 | 0 | 0 | 0 | 0 | 0 | 0 | 0 | 0 | 0 | 0 | 0 | 0 | 0 | 0 | 0 | 0 | 0 | 0 | 0 | 0 | 0 | 0 | 0 | 0 | 0 | 0
F6_Industrial_Wood and Lumber Products_New_Space Heating_Natural Gas_Condensing RTU_A_Achievable Economic RVT Potential | F6 | Industrial | Wood and Lumber Products | New | Space Heating | Natural Gas | Condensing RTU | A | Incremental Winter Peak Savings (MW) | Achievable Economic RVT Potential | 0 | 0 | 0 | 0 | 0 | 0 | 0 | 0 | 0 | 0 | 0 | 0 | 0 | 0 | 0 | 0 | 0 | 0 | 0 | 0 | 0 | 0 | 0 | 0 | 0 | 0 | 0 | 0 | 0 | 0 | 0
F7_Industrial_Wood and Lumber Products_New_Space Heating_Natural Gas_Condensing RTU_A_Achievable Economic RVT Potential | F7 | Industrial | Wood and Lumber Products | New | Space Heating | Natural Gas | Condensing RTU | A | Cumulative Energy Savings (MWh or mTherms) | Achievable Economic RVT Potential | 0 | 0 | 0 | 0 | 0 | 0 | 0 | 0 | 0 | 0 | 0 | 0 | 0 | 0 | 0 | 0 | 0 | 0 | 0 | 0 | 0 | 0 | 0 | 0 | 0 | 0 | 0 | 0 | 0 | 0 | 0
F8_Industrial_Wood and Lumber Products_New_Space Heating_Natural Gas_Condensing RTU_A_Achievable Economic RVT Potential | F8 | Industrial | Wood and Lumber Products | New | Space Heating | Natural Gas | Condensing RTU | A | Cumulative Summer Peak Savings (MW) | Achievable Economic RVT Potential | 0 | 0 | 0 | 0 | 0 | 0 | 0 | 0 | 0 | 0 | 0 | 0 | 0 | 0 | 0 | 0 | 0 | 0 | 0 | 0 | 0 | 0 | 0 | 0 | 0 | 0 | 0 | 0 | 0 | 0 | 0
F9_Industrial_Wood and Lumber Products_New_Space Heating_Natural Gas_Condensing RTU_A_Achievable Economic RVT Potential | F9 | Industrial | Wood and Lumber Products | New | Space Heating | Natural Gas | Condensing RTU | A | Cumulative Winter Peak Savings (MW) | Achievable Economic RVT Potential | 0 | 0 | 0 | 0 | 0 | 0 | 0 | 0 | 0 | 0 | 0 | 0 | 0 | 0 | 0 | 0 | 0 | 0 | 0 | 0 | 0 | 0 | 0 | 0 | 0 | 0 | 0 | 0 | 0 | 0 | 0
F10_Industrial_Wood and Lumber Products_New_Space Heating_Natural Gas_Condensing RTU_A_Achievable Economic RVT Potential | F10 | Industrial | Wood and Lumber Products | New | Space Heating | Natural Gas | Condensing RTU | A | Purchases (Incremental) | Achievable Economic RVT Potential | 0 | 0 | 0 | 0 | 0 | 0 | 0 | 0 | 0 | 0 | 0 | 0 | 0 | 0 | 0 | 0 | 0 | 0 | 0 | 0 | 0 | 0 | 0 | 0 | 0 | 0 | 0 | 0 | 0 | 0 | 0
F11_Industrial_Wood and Lumber Products_New_Space Heating_Natural Gas_Condensing RTU_A_Achievable Economic RVT Potential | F11 | Industrial | Wood and Lumber Products | New | Space Heating | Natural Gas | Condensing RTU | A | Purchases (Cumulative) | Achievable Economic RVT Potential | 0 | 0 | 0 | 0 | 0 | 0 | 0 | 0 | 0 | 0 | 0 | 0 | 0 | 0 | 0 | 0 | 0 | 0 | 0 | 0 | 0 | 0 | 0 | 0 | 0 | 0 | 0 | 0 | 0 | 0 | 0
F1_Industrial_Other Industrial_Existing_Space Heating_Natural Gas_Condensing RTU_A_Achievable Economic RVT Potential | F1 | Industrial | Other Industrial | Existing | Space Heating | Natural Gas | Condensing RTU | A | Integrated Unit Energy Savings (kWh or therms) | Achievable Economic RVT Potential | 0 | 0 | 0 | 0 | 0 | 6.0004 | 5.9444 | 5.8728 | 5.7988 | 5.7227 | 5.6464 | 5.569 | 5.4939 | 5.4203 | 5.3438 | 5.2735 | 5.2054 | 5.1409 | 5.0796 | 5.0199 | 4.9627 | 4.9059 | 4.8513 | 4.7999 | 4.7513 | 4.7062 | 4.6663 | 4.6288 | 4.8205 | 4.7908 | 4.7629
F2_Industrial_Other Industrial_Existing_Space Heating_Natural Gas_Condensing RTU_A_Achievable Economic RVT Potential | F2 | Industrial | Other Industrial | Existing | Space Heating | Natural Gas | Condensing RTU | A | Integrated Unit Summer Peak Savings (kW) | Achievable Economic RVT Potential | 0 | 0 | 0 | 0 | 0 | 0 | 0 | 0 | 0 | 0 | 0 | 0 | 0 | 0 | 0 | 0 | 0 | 0 | 0 | 0 | 0 | 0 | 0 | 0 | 0 | 0 | 0 | 0 | 0 | 0 | 0
F3_Industrial_Other Industrial_Existing_Space Heating_Natural Gas_Condensing RTU_A_Achievable Economic RVT Potential | F3 | Industrial | Other Industrial | Existing | Space Heating | Natural Gas | Condensing RTU | A | Integrated Unit Winter Peak Savings (kW) | Achievable Economic RVT Potential | 0 | 0 | 0 | 0 | 0 | 0 | 0 | 0 | 0 | 0 | 0 | 0 | 0 | 0 | 0 | 0 | 0 | 0 | 0 | 0 | 0 | 0 | 0 | 0 | 0 | 0 | 0 | 0 | 0 | 0 | 0
F4_Industrial_Other Industrial_Existing_Space Heating_Natural Gas_Condensing RTU_A_Achievable Economic RVT Potential | F4 | Industrial | Other Industrial | Existing | Space Heating | Natural Gas | Condensing RTU | A | Incremental Energy Savings (MWh or mTherms) | Achievable Economic RVT Potential | 0 | 0 | 0 | 0 | 0 | 0 | 0 | 0 | 0 | 0 | 0 | 0 | 0 | 0 | 0 | 0 | 0 | 0 | 0 | 0 | 0 | 0 | 0 | 0 | 0 | 0 | 0 | 0 | 0 | 0 | 0
F5_Industrial_Other Industrial_Existing_Space Heating_Natural Gas_Condensing RTU_A_Achievable Economic RVT Potential | F5 | Industrial | Other Industrial | Existing | Space Heating | Natural Gas | Condensing RTU | A | Incremental Summer Peak Savings (MW) | Achievable Economic RVT Potential | 0 | 0 | 0 | 0 | 0 | 0 | 0 | 0 | 0 | 0 | 0 | 0 | 0 | 0 | 0 | 0 | 0 | 0 | 0 | 0 | 0 | 0 | 0 | 0 | 0 | 0 | 0 | 0 | 0 | 0 | 0
F6_Industrial_Other Industrial_Existing_Space Heating_Natural Gas_Condensing RTU_A_Achievable Economic RVT Potential | F6 | Industrial | Other Industrial | Existing | Space Heating | Natural Gas | Condensing RTU | A | Incremental Winter Peak Savings (MW) | Achievable Economic RVT Potential | 0 | 0 | 0 | 0 | 0 | 0 | 0 | 0 | 0 | 0 | 0 | 0 | 0 | 0 | 0 | 0 | 0 | 0 | 0 | 0 | 0 | 0 | 0 | 0 | 0 | 0 | 0 | 0 | 0 | 0 | 0
F7_Industrial_Other Industrial_Existing_Space Heating_Natural Gas_Condensing RTU_A_Achievable Economic RVT Potential | F7 | Industrial | Other Industrial | Existing | Space Heating | Natural Gas | Condensing RTU | A | Cumulative Energy Savings (MWh or mTherms) | Achievable Economic RVT Potential | 0 | 0 | 0 | 0 | 0 | 0 | 0 | 0 | 0 | 0 | 0 | 0 | 0 | 0 | 0 | 0 | 0 | 0 | 0 | 0 | 0 | 0 | 0 | 0 | 0 | 0 | 0 | 0 | 0 | 0 | 0
F8_Industrial_Other Industrial_Existing_Space Heating_Natural Gas_Condensing RTU_A_Achievable Economic RVT Potential | F8 | Industrial | Other Industrial | Existing | Space Heating | Natural Gas | Condensing RTU | A | Cumulative Summer Peak Savings (MW) | Achievable Economic RVT Potential | 0 | 0 | 0 | 0 | 0 | 0 | 0 | 0 | 0 | 0 | 0 | 0 | 0 | 0 | 0 | 0 | 0 | 0 | 0 | 0 | 0 | 0 | 0 | 0 | 0 | 0 | 0 | 0 | 0 | 0 | 0
F9_Industrial_Other Industrial_Existing_Space Heating_Natural Gas_Condensing RTU_A_Achievable Economic RVT Potential | F9 | Industrial | Other Industrial | Existing | Space Heating | Natural Gas | Condensing RTU | A | Cumulative Winter Peak Savings (MW) | Achievable Economic RVT Potential | 0 | 0 | 0 | 0 | 0 | 0 | 0 | 0 | 0 | 0 | 0 | 0 | 0 | 0 | 0 | 0 | 0 | 0 | 0 | 0 | 0 | 0 | 0 | 0 | 0 | 0 | 0 | 0 | 0 | 0 | 0
F10_Industrial_Other Industrial_Existing_Space Heating_Natural Gas_Condensing RTU_A_Achievable Economic RVT Potential | F10 | Industrial | Other Industrial | Existing | Space Heating | Natural Gas | Condensing RTU | A | Purchases (Incremental) | Achievable Economic RVT Potential | 0 | 0 | 0 | 0 | 0 | 0 | 0 | 0 | 0 | 0 | 0 | 0 | 0 | 0 | 0 | 0 | 0 | 0 | 0 | 0 | 0 | 0 | 0 | 0 | 0 | 0 | 0 | 0 | 0 | 0 | 0
F11_Industrial_Other Industrial_Existing_Space Heating_Natural Gas_Condensing RTU_A_Achievable Economic RVT Potential | F11 | Industrial | Other Industrial | Existing | Space Heating | Natural Gas | Condensing RTU | A | Purchases (Cumulative) | Achievable Economic RVT Potential | 0 | 0 | 0 | 0 | 0 | 0 | 0 | 0 | 0 | 0 | 0 | 0 | 0 | 0 | 0 | 0 | 0 | 0 | 0 | 0 | 0 | 0 | 0 | 0 | 0 | 0 | 0 | 0 | 0 | 0 | 0
F1_Industrial_Other Industrial_New_Space Heating_Natural Gas_Condensing RTU_A_Achievable Economic RVT Potential | F1 | Industrial | Other Industrial | New | Space Heating | Natural Gas | Condensing RTU | A | Integrated Unit Energy Savings (kWh or therms) | Achievable Economic RVT Potential | 0 | 0 | 0 | 0 | 0 | 0 | 0 | 0 | 0 | 0 | 0 | 0 | 0 | 0 | 0 | 0 | 0 | 0 | 0 | 0 | 0 | 0 | 0 | 0 | 0 | 0 | 0 | 0 | 0 | 0 | 0
F2_Industrial_Other Industrial_New_Space Heating_Natural Gas_Condensing RTU_A_Achievable Economic RVT Potential | F2 | Industrial | Other Industrial | New | Space Heating | Natural Gas | Condensing RTU | A | Integrated Unit Summer Peak Savings (kW) | Achievable Economic RVT Potential | 0 | 0 | 0 | 0 | 0 | 0 | 0 | 0 | 0 | 0 | 0 | 0 | 0 | 0 | 0 | 0 | 0 | 0 | 0 | 0 | 0 | 0 | 0 | 0 | 0 | 0 | 0 | 0 | 0 | 0 | 0
F3_Industrial_Other Industrial_New_Space Heating_Natural Gas_Condensing RTU_A_Achievable Economic RVT Potential | F3 | Industrial | Other Industrial | New | Space Heating | Natural Gas | Condensing RTU | A | Integrated Unit Winter Peak Savings (kW) | Achievable Economic RVT Potential | 0 | 0 | 0 | 0 | 0 | 0 | 0 | 0 | 0 | 0 | 0 | 0 | 0 | 0 | 0 | 0 | 0 | 0 | 0 | 0 | 0 | 0 | 0 | 0 | 0 | 0 | 0 | 0 | 0 | 0 | 0
F4_Industrial_Other Industrial_New_Space Heating_Natural Gas_Condensing RTU_A_Achievable Economic RVT Potential | F4 | Industrial | Other Industrial | New | Space Heating | Natural Gas | Condensing RTU | A | Incremental Energy Savings (MWh or mTherms) | Achievable Economic RVT Potential | 0 | 0 | 0 | 0 | 0 | 0 | 0 | 0 | 0 | 0 | 0 | 0 | 0 | 0 | 0 | 0 | 0 | 0 | 0 | 0 | 0 | 0 | 0 | 0 | 0 | 0 | 0 | 0 | 0 | 0 | 0
F5_Industrial_Other Industrial_New_Space Heating_Natural Gas_Condensing RTU_A_Achievable Economic RVT Potential | F5 | Industrial | Other Industrial | New | Space Heating | Natural Gas | Condensing RTU | A | Incremental Summer Peak Savings (MW) | Achievable Economic RVT Potential | 0 | 0 | 0 | 0 | 0 | 0 | 0 | 0 | 0 | 0 | 0 | 0 | 0 | 0 | 0 | 0 | 0 | 0 | 0 | 0 | 0 | 0 | 0 | 0 | 0 | 0 | 0 | 0 | 0 | 0 | 0
F6_Industrial_Other Industrial_New_Space Heating_Natural Gas_Condensing RTU_A_Achievable Economic RVT Potential | F6 | Industrial | Other Industrial | New | Space Heating | Natural Gas | Condensing RTU | A | Incremental Winter Peak Savings (MW) | Achievable Economic RVT Potential | 0 | 0 | 0 | 0 | 0 | 0 | 0 | 0 | 0 | 0 | 0 | 0 | 0 | 0 | 0 | 0 | 0 | 0 | 0 | 0 | 0 | 0 | 0 | 0 | 0 | 0 | 0 | 0 | 0 | 0 | 0
F7_Industrial_Other Industrial_New_Space Heating_Natural Gas_Condensing RTU_A_Achievable Economic RVT Potential | F7 | Industrial | Other Industrial | New | Space Heating | Natural Gas | Condensing RTU | A | Cumulative Energy Savings (MWh or mTherms) | Achievable Economic RVT Potential | 0 | 0 | 0 | 0 | 0 | 0 | 0 | 0 | 0 | 0 | 0 | 0 | 0 | 0 | 0 | 0 | 0 | 0 | 0 | 0 | 0 | 0 | 0 | 0 | 0 | 0 | 0 | 0 | 0 | 0 | 0
F8_Industrial_Other Industrial_New_Space Heating_Natural Gas_Condensing RTU_A_Achievable Economic RVT Potential | F8 | Industrial | Other Industrial | New | Space Heating | Natural Gas | Condensing RTU | A | Cumulative Summer Peak Savings (MW) | Achievable Economic RVT Potential | 0 | 0 | 0 | 0 | 0 | 0 | 0 | 0 | 0 | 0 | 0 | 0 | 0 | 0 | 0 | 0 | 0 | 0 | 0 | 0 | 0 | 0 | 0 | 0 | 0 | 0 | 0 | 0 | 0 | 0 | 0
F9_Industrial_Other Industrial_New_Space Heating_Natural Gas_Condensing RTU_A_Achievable Economic RVT Potential | F9 | Industrial | Other Industrial | New | Space Heating | Natural Gas | Condensing RTU | A | Cumulative Winter Peak Savings (MW) | Achievable Economic RVT Potential | 0 | 0 | 0 | 0 | 0 | 0 | 0 | 0 | 0 | 0 | 0 | 0 | 0 | 0 | 0 | 0 | 0 | 0 | 0 | 0 | 0 | 0 | 0 | 0 | 0 | 0 | 0 | 0 | 0 | 0 | 0
F10_Industrial_Other Industrial_New_Space Heating_Natural Gas_Condensing RTU_A_Achievable Economic RVT Potential | F10 | Industrial | Other Industrial | New | Space Heating | Natural Gas | Condensing RTU | A | Purchases (Incremental) | Achievable Economic RVT Potential | 0 | 0 | 0 | 0 | 0 | 0 | 0 | 0 | 0 | 0 | 0 | 0 | 0 | 0 | 0 | 0 | 0 | 0 | 0 | 0 | 0 | 0 | 0 | 0 | 0 | 0 | 0 | 0 | 0 | 0 | 0
F11_Industrial_Other Industrial_New_Space Heating_Natural Gas_Condensing RTU_A_Achievable Economic RVT Potential | F11 | Industrial | Other Industrial | New | Space Heating | Natural Gas | Condensing RTU | A | Purchases (Cumulative) | Achievable Economic RVT Potential | 0 | 0 | 0 | 0 | 0 | 0 | 0 | 0 | 0 | 0 | 0 | 0 | 0 | 0 | 0 | 0 | 0 | 0 | 0 | 0 | 0 | 0 | 0 | 0 | 0 | 0 | 0 | 0 | 0 | 0 | 0

## Unstacked Savings
Key | Field | Sector | Segment | Vintage | End Use | Fuel | Measure | Option | Label | Case | 2019 | 2020 | 2021 | 2022 | 2023 | 2024 | 2025 | 2026 | 2027 | 2028 | 2029 | 2030 | 2031 | 2032 | 2033 | 2034 | 2035 | 2036 | 2037 | 2038 | 2039 | 2040 | 2041 | 2042 | 2043 | 2044 | 2045
F1_Industrial_Food Products_Existing_Space Heating_Natural Gas_Furnace_A_Technical Potential | F1 | Industrial | Food Products | Existing | Space Heating | Natural Gas | Furnace | A | Original Unit Energy Savings (kWh or therms) | Technical Potential | 0 | 505.0924 | 505.0924 | 505.0924 | 505.0924 | 138.7616 | 138.7616 | 799.267 | 799.267 | 799.267 | 799.267 | 799.267 | 799.267 | 799.267 | 799.267 | 799.267 | 799.267 | 799.267 | 799.267 | 799.267 | 799.267 | 799.267 | 799.267 | 799.267 | 799.267 | 799.267 | 799.267 | 799.267 | 799.267 | 799.267 | 799.267
F2_Industrial_Food Products_Existing_Space Heating_Natural Gas_Furnace_A_Technical Potential | F2 | Industrial | Food Products | Existing | Space Heating | Natural Gas | Furnace | A | Original Unit Summer Peak Savings (kW) | Technical Potential | 0 | 0 | 0 | 0 | 0 | 0 | 0 | 0 | 0 | 0 | 0 | 0 | 0 | 0 | 0 | 0 | 0 | 0 | 0 | 0 | 0 | 0 | 0 | 0 | 0 | 0 | 0 | 0 | 0 | 0 | 0
F3_Industrial_Food Products_Existing_Space Heating_Natural Gas_Furnace_A_Technical Potential | F3 | Industrial | Food Products | Existing | Space Heating | Natural Gas | Furnace | A | Original Unit Winter Peak Savings (kW) | Technical Potential | 0 | 0 | 0 | 0 | 0 | 0 | 0 | 0 | 0 | 0 | 0 | 0 | 0 | 0 | 0 | 0 | 0 | 0 | 0 | 0 | 0 | 0 | 0 | 0 | 0 | 0 | 0 | 0 | 0 | 0 | 0
F4_Industrial_Food Products_Existing_Space Heating_Natural Gas_Furnace_A_Technical Potential | F4 | Industrial | Food Products | Existing | Space Heating | Natural Gas | Furnace | A | Standalone Impact on Baseline Energy (%) | Technical Potential | 0% | 0% | 0% | 0% | 0% | 0.01504% | 0.03086% | 0.09766% | 0.1684% | 0.2427% | 0.3218% | 0.4017% | 0.4782% | 0.5584% | 0.6336% | 0.7062% | 0.7701% | 0.8349% | 0.9004% | 0.9613% | 1.026% | 1.094% | 1.165% | 1.239% | 0.013136 | 0.013901 | 0.014681 | 0.015479 | 0 | 0 | 0
F5_Industrial_Food Products_Existing_Space Heating_Natural Gas_Furnace_A_Technical Potential | F5 | Industrial | Food Products | Existing | Space Heating | Natural Gas | Furnace | A | Standalone Impact on Baseline Summer Peak (%) | Technical Potential | 0% | 0% | 0% | 0% | 0% | 0% | 0% | 0% | 0% | 0% | 0% | 0% | 0% | 0% | 0% | 0% | 0% | 0% | 0% | 0% | 0% | 0% | 0% | 0% | 0 | 0 | 0 | 0 | 0 | 0 | 0
F6_Industrial_Food Products_Existing_Space Heating_Natural Gas_Furnace_A_Technical Potential | F6 | Industrial | Food Products | Existing | Space Heating | Natural Gas | Furnace | A | Standalone Impact on Baseline Winter Peak (%) | Technical Potential | 0% | 0% | 0% | 0% | 0% | 0% | 0% | 0% | 0% | 0% | 0% | 0% | 0% | 0% | 0% | 0% | 0% | 0% | 0% | 0% | 0% | 0% | 0% | 0% | 0 | 0 | 0 | 0 | 0 | 0 | 0
F7_Industrial_Food Products_Existing_Space Heating_Natural Gas_Furnace_A_Technical Potential | F7 | Industrial | Food Products | Existing | Space Heating | Natural Gas | Furnace | A | Incremental Energy Savings (MWh or mTherms) | Technical Potential | 0 | 0 | 0 | 0 | 0 | 0.050131 | 0.052198 | 0.2176 | 0.22847 | 0.23729 | 0.23564 | 0.24111 | 0.22647 | 0.20976 | 0.22075 | 0.18404 | 0.174 | 0.1622 | 0.1513 | 0.16127 | 0.15679 | 0.15975 | 0.17095 | 0.17378 | 0.17685 | 0.18011 | 0.18377 | 0.18766 | 0.23862 | 0.24846 | 0
F8_Industrial_Food Products_Existing_Space Heating_Natural Gas_Furnace_A_Technical Potential | F8 | Industrial | Food Products | Existing | Space Heating | Natural Gas | Furnace | A | Incremental Summer Peak Savings (MW) | Technical Potential | 0 | 0 | 0 | 0 | 0 | 0 | 0 | 0 | 0 | 0 | 0 | 0 | 0 | 0 | 0 | 0 | 0 | 0 | 0 | 0 | 0 | 0 | 0 | 0 | 0 | 0 | 0 | 0 | 0 | 0 | 0
F9_Industrial_Food Products_Existing_Space Heating_Natural Gas_Furnace_A_Technical Potential | F9 | Industrial | Food Products | Existing | Space Heating | Natural Gas | Furnace | A | Incremental Winter Peak Savings (MW) | Technical Potential | 0 | 0 | 0 | 0 | 0 | 0 | 0 | 0 | 0 | 0 | 0 | 0 | 0 | 0 | 0 | 0 | 0 | 0 | 0 | 0 | 0 | 0 | 0 | 0 | 0 | 0 | 0 | 0 | 0 | 0 | 0
F10_Industrial_Food Products_Existing_Space Heating_Natural Gas_Furnace_A_Technical Potential | F10 | Industrial | Food Products | Existing | Space Heating | Natural Gas | Furnace | A | Cumulative Energy Savings (MWh or mTherms) | Technical Potential | 0 | 0 | 0 | 0 | 0 | 0.050131 | 0.10233 | 0.31993 | 0.5484 | 0.78569 | 1.0213 | 1.2624 | 1.4889 | 1.6987 | 1.9194 | 2.1035 | 2.2775 | 2.4397 | 2.591 | 2.7522 | 2.909 | 3.0688 | 3.2397 | 3.4135 | 3.5903 | 3.7705 | 3.9542 | 4.1419 | 4.3805 | 4.629 | 4.629
F11_Industrial_Food Products_Existing_Space Heating_Natural Gas_Furnace_A_Technical Potential | F11 | Industrial | Food Products | Existing | Space Heating | Natural Gas | Furnace | A | Cumulative Summer Peak Savings (MW) | Technical Potential | 0 | 0 | 0 | 0 | 0 | 0 | 0 | 0 | 0 | 0 | 0 | 0 | 0 | 0 | 0 | 0 | 0 | 0 | 0 | 0 | 0 | 0 | 0 | 0 | 0 | 0 | 0 | 0 | 0 | 0 | 0
F12_Industrial_Food Products_Existing_Space Heating_Natural Gas_Furnace_A_Technical Potential | F12 | Industrial | Food Products | Existing | Space Heating | Natural Gas | Furnace | A | Cumulative Winter Peak Savings (MW) | Technical Potential | 0 | 0 | 0 | 0 | 0 | 0 | 0 | 0 | 0 | 0 | 0 | 0 | 0 | 0 | 0 | 0 | 0 | 0 | 0 | 0 | 0 | 0 | 0 | 0 | 0 | 0 | 0 | 0 | 0 | 0 | 0
F13_Industrial_Food Products_Existing_Space Heating_Natural Gas_Furnace_A_Technical Potential | F13 | Industrial | Food Products | Existing | Space Heating | Natural Gas | Furnace | A | Purchases (Incremental) | Technical Potential | 0 | 0 | 0 | 0 | 0 | 0.36127 | 0.37617 | 0.27225 | 0.28584 | 0.29688 | 0.29482 | 0.30167 | 0.28335 | 0.26244 | 0.27619 | 0.23026 | 0.2177 | 0.20294 | 0.1893 | 0.20177 | 0.19617 | 0.19987 | 0.21388 | 0.21742 | 0.22127 | 0.22535 | 0.22992 | 0.23479 | 0.36127 | 0.37617 | 0.27225
F14_Industrial_Food Products_Existing_Space Heating_Natural Gas_Furnace_A_Technical Potential | F14 | Industrial | Food Products | Existing | Space Heating | Natural Gas | Furnace | A | Purchases (Cumulative) | Technical Potential | 0 | 0 | 0 | 0 | 0 | 0.36127 | 0.73744 | 1.0097 | 1.2955 | 1.5924 | 1.8872 | 2.1889 | 2.4723 | 2.7347 | 3.0109 | 3.2411 | 3.4588 | 3.6618 | 3.8511 | 4.0529 | 4.249 | 4.4489 | 4.6628 | 4.8802 | 5.1015 | 5.3268 | 5.5567 | 5.7915 | 5.7915 | 5.7915 | 5.7915
F1_Industrial_Food Products_Existing_Space Heating_Natural Gas_Boiler_A_Technical Potential | F1 | Industrial | Food Products | Existing | Space Heating | Natural Gas | Boiler | A | Original Unit Energy Savings (kWh or therms) | Technical Potential | 0 | 8772.191 | 8772.191 | 8772.191 | 8772.191 | 5375.3 | 5375.3 | 5375.3 | 5375.3 | 5375.3 | 5375.3 | 5375.3 | 5375.3 | 5375.3 | 5375.3 | 5375.3 | 5375.3 | 5375.3 | 5375.3 | 5375.3 | 5375.3 | 5375.3 | 5375.3 | 5375.3 | 5375.3 | 5375.3 | 5375.3 | 5375.3 | 5375.3 | 5375.3 | 5375.3
F2_Industrial_Food Products_Existing_Space Heating_Natural Gas_Boiler_A_Technical Potential | F2 | Industrial | Food Products | Existing | Space Heating | Natural Gas | Boiler | A | Original Unit Summer Peak Savings (kW) | Technical Potential | 0 | 0 | 0 | 0 | 0 | 0 | 0 | 0 | 0 | 0 | 0 | 0 | 0 | 0 | 0 | 0 | 0 | 0 | 0 | 0 | 0 | 0 | 0 | 0 | 0 | 0 | 0 | 0 | 0 | 0 | 0
F3_Industrial_Food Products_Existing_Space Heating_Natural Gas_Boiler_A_Technical Potential | F3 | Industrial | Food Products | Existing | Space Heating | Natural Gas | Boiler | A | Original Unit Winter Peak Savings (kW) | Technical Potential | 0 | 0 | 0 | 0 | 0 | 0 | 0 | 0 | 0 | 0 | 0 | 0 | 0 | 0 | 0 | 0 | 0 | 0 | 0 | 0 | 0 | 0 | 0 | 0 | 0 | 0 | 0 | 0 | 0 | 0 | 0
F4_Industrial_Food Products_Existing_Space Heating_Natural Gas_Boiler_A_Technical Potential | F4 | Industrial | Food Products | Existing | Space Heating | Natural Gas | Boiler | A | Standalone Impact on Baseline Energy (%) | Technical Potential | 0% | 0% | 0% | 0% | 0% | 0.07071% | 0.1426% | 0.2166% | 0.2923% | 0.3699% | 0.4519% | 0.532% | 0.6132% | 0.7048% | 0.7946% | 0.8865% | 0.9724% | 1.064% | 1.161% | 1.251% | 1.345% | 1.447% | 1.547% | 1.646% | 0.017469 | 0.018469 | 0.019456 | 0.020433 | 0 | 0 | 0
F5_Industrial_Food Products_Existing_Space Heating_Natural Gas_Boiler_A_Technical Potential | F5 | Industrial | Food Products | Existing | Space Heating | Natural Gas | Boiler | A | Standalone Impact on Baseline Summer Peak (%) | Technical Potential | 0% | 0% | 0% | 0% | 0% | 0% | 0% | 0% | 0% | 0% | 0% | 0% | 0% | 0% | 0% | 0% | 0% | 0% | 0% | 0% | 0% | 0% | 0% | 0% | 0 | 0 | 0 | 0 | 0 | 0 | 0
F6_Industrial_Food Products_Existing_Space Heating_Natural Gas_Boiler_A_Technical Potential | F6 | Industrial | Food Products | Existing | Space Heating | Natural Gas | Boiler | A | Standalone Impact on Baseline Winter Peak (%) | Technical Potential | 0% | 0% | 0% | 0% | 0% | 0% | 0% | 0% | 0% | 0% | 0% | 0% | 0% | 0% | 0% | 0% | 0% | 0% | 0% | 0% | 0% | 0% | 0% | 0% | 0 | 0 | 0 | 0 | 0 | 0 | 0
F7_Industrial_Food Products_Existing_Space Heating_Natural Gas_Boiler_A_Technical Potential | F7 | Industrial | Food Products | Existing | Space Heating | Natural Gas | Boiler | A | Incremental Energy Savings (MWh or mTherms) | Technical Potential | 0 | 0 | 0 | 0 | 0 | 0.23575 | 0.23703 | 0.23692 | 0.24221 | 0.24545 | 0.23706 | 0.23727 | 0.23757 | 0.2345 | 0.26333 | 0.23346 | 0.23494 | 0.23328 | 0.23162 | 0.24058 | 0.2314 | 0.24717 | 0.24056 | 0.23492 | 0.23968 | 0.23486 | 0.23076 | 0.22729 | 0.22467 | 0.22266 | 0
F8_Industrial_Food Products_Existing_Space Heating_Natural Gas_Boiler_A_Technical Potential | F8 | Industrial | Food Products | Existing | Space Heating | Natural Gas | Boiler | A | Incremental Summer Peak Savings (MW) | Technical Potential | 0 | 0 | 0 | 0 | 0 | 0 | 0 | 0 | 0 | 0 | 0 | 0 | 0 | 0 | 0 | 0 | 0 | 0 | 0 | 0 | 0 | 0 | 0 | 0 | 0 | 0 | 0 | 0 | 0 | 0 | 0
F9_Industrial_Food Products_Existing_Space Heating_Natural Gas_Boiler_A_Technical Potential | F9 | Industrial | Food Products | Existing | Space Heating | Natural Gas | Boiler | A | Incremental Winter Peak Savings (MW) | Technical Potential | 0 | 0 | 0 | 0 | 0 | 0 | 0 | 0 | 0 | 0 | 0 | 0 | 0 | 0 | 0 | 0 | 0 | 0 | 0 | 0 | 0 | 0 | 0 | 0 | 0 | 0 | 0 | 0 | 0 | 0 | 0
F10_Industrial_Food Products_Existing_Space Heating_Natural Gas_Boiler_A_Technical Potential | F10 | Industrial | Food Products | Existing | Space Heating | Natural Gas | Boiler | A | Cumulative Energy Savings (MWh or mTherms) | Technical Potential | 0 | 0 | 0 | 0 | 0 | 0.23575 | 0.47278 | 0.7097 | 0.95191 | 1.1974 | 1.4344 | 1.6717 | 1.9093 | 2.1438 | 2.4071 | 2.6405 | 2.8755 | 3.1088 | 3.3404 | 3.581 | 3.8124 | 4.0595 | 4.3001 | 4.535 | 4.7747 | 5.0096 | 5.2403 | 5.4676 | 5.6923 | 5.9149 | 5.9149
F11_Industrial_Food Products_Existing_Space Heating_Natural Gas_Boiler_A_Technical Potential | F11 | Industrial | Food Products | Existing | Space Heating | Natural Gas | Boiler | A | Cumulative Summer Peak Savings (MW) | Technical Potential | 0 | 0 | 0 | 0 | 0 | 0 | 0 | 0 | 0 | 0 | 0 | 0 | 0 | 0 | 0 | 0 | 0 | 0 | 0 | 0 | 0 | 0 | 0 | 0 | 0 | 0 | 0 | 0 | 0 | 0 | 0
F12_Industrial_Food Products_Existing_Space Heating_Natural Gas_Boiler_A_Technical Potential | F12 | Industrial | Food Products | Existing | Space Heating | Natural Gas | Boiler | A | Cumulative Winter Peak Savings (MW) | Technical Potential | 0 | 0 | 0 | 0 | 0 | 0 | 0 | 0 | 0 | 0 | 0 | 0 | 0 | 0 | 0 | 0 | 0 | 0 | 0 | 0 | 0 | 0 | 0 | 0 | 0 | 0 | 0 | 0 | 0 | 0 | 0
F13_Industrial_Food Products_Existing_Space Heating_Natural Gas_Boiler_A_Technical Potential | F13 | Industrial | Food Products | Existing | Space Heating | Natural Gas | Boiler | A | Purchases (Incremental) | Technical Potential | 0 | 0 | 0 | 0 | 0 | 0.043857 | 0.044097 | 0.044075 | 0.045059 | 0.045663 | 0.044101 | 0.044141 | 0.044197 | 0.043625 | 0.048988 | 0.043433 | 0.043707 | 0.043398 | 0.04309 | 0.044757 | 0.043048 | 0.045983 | 0.044754 | 0.043703 | 0.044588 | 0.043693 | 0.04293 | 0.042285 | 0.041797 | 0.041424 | 0.043857
F14_Industrial_Food Products_Existing_Space Heating_Natural Gas_Boiler_A_Technical Potential | F14 | Industrial | Food Products | Existing | Space Heating | Natural Gas | Boiler | A | Purchases (Cumulative) | Technical Potential | 0 | 0 | 0 | 0 | 0 | 0.043857 | 0.087954 | 0.13203 | 0.17709 | 0.22275 | 0.26685 | 0.31099 | 0.35519 | 0.39882 | 0.4478 | 0.49124 | 0.53494 | 0.57834 | 0.62143 | 0.66619 | 0.70924 | 0.75522 | 0.79997 | 0.84368 | 0.88827 | 0.93196 | 0.97489 | 1.0172 | 1.059 | 1.1004 | 1.1004
F1_Industrial_Food Products_Existing_Space Heating_Natural Gas_Unit Heater_A_Technical Potential | F1 | Industrial | Food Products | Existing | Space Heating | Natural Gas | Unit Heater | A | Original Unit Energy Savings (kWh or therms) | Technical Potential | 0 | 28641.12 | 28641.12 | 28641.12 | 28641.12 | 15772.4108 | 15772.4108 | 15772.4108 | 15772.4108 | 15772.4108 | 15772.4108 | 15772.4108 | 15772.4108 | 15772.4108 | 15772.4108 | 15772.4108 | 15772.4108 | 15772.4108 | 15772.4108 | 15772.4108 | 15772.4108 | 15772.4108 | 15772.4108 | 15772.4108 | 15772.4108 | 15772.4108 | 15772.4108 | 15772.4108 | 15772.4108 | 15772.4108 | 15772.4108
F2_Industrial_Food Products_Existing_Space Heating_Natural Gas_Unit Heater_A_Technical Potential | F2 | Industrial | Food Products | Existing | Space Heating | Natural Gas | Unit Heater | A | Original Unit Summer Peak Savings (kW) | Technical Potential | 0 | 0 | 0 | 0 | 0 | 0 | 0 | 0 | 0 | 0 | 0 | 0 | 0 | 0 | 0 | 0 | 0 | 0 | 0 | 0 | 0 | 0 | 0 | 0 | 0 | 0 | 0 | 0 | 0 | 0 | 0
F3_Industrial_Food Products_Existing_Space Heating_Natural Gas_Unit Heater_A_Technical Potential | F3 | Industrial | Food Products | Existing | Space Heating | Natural Gas | Unit Heater | A | Original Unit Winter Peak Savings (kW) | Technical Potential | 0 | 0 | 0 | 0 | 0 | 0 | 0 | 0 | 0 | 0 | 0 | 0 | 0 | 0 | 0 | 0 | 0 | 0 | 0 | 0 | 0 | 0 | 0 | 0 | 0 | 0 | 0 | 0 | 0 | 0 | 0
F4_Industrial_Food Products_Existing_Space Heating_Natural Gas_Unit Heater_A_Technical Potential | F4 | Industrial | Food Products | Existing | Space Heating | Natural Gas | Unit Heater | A | Standalone Impact on Baseline Energy (%) | Technical Potential | 0% | 0% | 0% | 0% | 0% | 0.07019% | 0.1665% | 0.2936% | 0.4562% | 0.6569% | 0.8952% | 1.16% | 1.458% | 1.809% | 2.205% | 2.635% | 3.078% | 3.438% | 3.774% | 4.046% | 4.291% | 4.536% | 4.719% | 4.878% | 0.050244 | 0.051604 | 0.052336 | 0.053164 | 0 | 0 | 0
F5_Industrial_Food Products_Existing_Space Heating_Natural Gas_Unit Heater_A_Technical Potential | F5 | Industrial | Food Products | Existing | Space Heating | Natural Gas | Unit Heater | A | Standalone Impact on Baseline Summer Peak (%) | Technical Potential | 0% | 0% | 0% | 0% | 0% | 0% | 0% | 0% | 0% | 0% | 0% | 0% | 0% | 0% | 0% | 0% | 0% | 0% | 0% | 0% | 0% | 0% | 0% | 0% | 0 | 0 | 0 | 0 | 0 | 0 | 0
F6_Industrial_Food Products_Existing_Space Heating_Natural Gas_Unit Heater_A_Technical Potential | F6 | Industrial | Food Products | Existing | Space Heating | Natural Gas | Unit Heater | A | Standalone Impact on Baseline Winter Peak (%) | Technical Potential | 0% | 0% | 0% | 0% | 0% | 0% | 0% | 0% | 0% | 0% | 0% | 0% | 0% | 0% | 0% | 0% | 0% | 0% | 0% | 0% | 0% | 0% | 0% | 0% | 0 | 0 | 0 | 0 | 0 | 0 | 0
F7_Industrial_Food Products_Existing_Space Heating_Natural Gas_Unit Heater_A_Technical Potential | F7 | Industrial | Food Products | Existing | Space Heating | Natural Gas | Unit Heater | A | Incremental Energy Savings (MWh or mTherms) | Technical Potential | 0 | 0 | 0 | 0 | 0 | 0.23401 | 0.31812 | 0.40985 | 0.52386 | 0.64065 | 0.71464 | 0.80525 | 0.89215 | 0.96345 | 1.1784 | 1.1684 | 1.2531 | 0.94575 | 0.81141 | 0.72484 | 0.57744 | 0.56572 | 0.39056 | 0.32566 | 0.28961 | 0.26445 | 0.098682 | 0.12994 | 0.058771 | 0.14144 | 0.19354
F8_Industrial_Food Products_Existing_Space Heating_Natural Gas_Unit Heater_A_Technical Potential | F8 | Industrial | Food Products | Existing | Space Heating | Natural Gas | Unit Heater | A | Incremental Summer Peak Savings (MW) | Technical Potential | 0 | 0 | 0 | 0 | 0 | 0 | 0 | 0 | 0 | 0 | 0 | 0 | 0 | 0 | 0 | 0 | 0 | 0 | 0 | 0 | 0 | 0 | 0 | 0 | 0 | 0 | 0 | 0 | 0 | 0 | 0
F9_Industrial_Food Products_Existing_Space Heating_Natural Gas_Unit Heater_A_Technical Potential | F9 | Industrial | Food Products | Existing | Space Heating | Natural Gas | Unit Heater | A | Incremental Winter Peak Savings (MW) | Technical Potential | 0 | 0 | 0 | 0 | 0 | 0 | 0 | 0 | 0 | 0 | 0 | 0 | 0 | 0 | 0 | 0 | 0 | 0 | 0 | 0 | 0 | 0 | 0 | 0 | 0 | 0 | 0 | 0 | 0 | 0 | 0
F10_Industrial_Food Products_Existing_Space Heating_Natural Gas_Unit Heater_A_Technical Potential | F10 | Industrial | Food Products | Existing | Space Heating | Natural Gas | Unit Heater | A | Cumulative Energy Savings (MWh or mTherms) | Technical Potential | 0 | 0 | 0 | 0 | 0 | 0.23401 | 0.55213 | 0.96199 | 1.4858 | 2.1265 | 2.8411 | 3.6464 | 4.5385 | 5.502 | 6.6804 | 7.8488 | 9.1019 | 10.0476 | 10.859 | 11.5839 | 12.1613 | 12.727 | 13.1176 | 13.4433 | 13.7329 | 13.9973 | 14.096 | 14.2259 | 14.2847 | 14.4262 | 14.6197
F11_Industrial_Food Products_Existing_Space Heating_Natural Gas_Unit Heater_A_Technical Potential | F11 | Industrial | Food Products | Existing | Space Heating | Natural Gas | Unit Heater | A | Cumulative Summer Peak Savings (MW) | Technical Potential | 0 | 0 | 0 | 0 | 0 | 0 | 0 | 0 | 0 | 0 | 0 | 0 | 0 | 0 | 0 | 0 | 0 | 0 | 0 | 0 | 0 | 0 | 0 | 0 | 0 | 0 | 0 | 0 | 0 | 0 | 0
F12_Industrial_Food Products_Existing_Space Heating_Natural Gas_Unit Heater_A_Technical Potential | F12 | Industrial | Food Products | Existing | Space Heating | Natural Gas | Unit Heater | A | Cumulative Winter Peak Savings (MW) | Technical Potential | 0 | 0 | 0 | 0 | 0 | 0 | 0 | 0 | 0 | 0 | 0 | 0 | 0 | 0 | 0 | 0 | 0 | 0 | 0 | 0 | 0 | 0 | 0 | 0 | 0 | 0 | 0 | 0 | 0 | 0 | 0
F13_Industrial_Food Products_Existing_Space Heating_Natural Gas_Unit Heater_A_Technical Potential | F13 | Industrial | Food Products | Existing | Space Heating | Natural Gas | Unit Heater | A | Purchases (Incremental) | Technical Potential | 0 | 0 | 0 | 0 | 0 | 0.014837 | 0.02017 | 0.025986 | 0.033214 | 0.040619 | 0.04531 | 0.051054 | 0.056564 | 0.061085 | 0.07471 | 0.07408 | 0.079449 | 0.074799 | 0.071614 | 0.071942 | 0.069825 | 0.076487 | 0.070072 | 0.071702 | 0.074926 | 0.077851 | 0.080967 | 0.082319 | 0.083175 | 0.083767 | 0.083885
F14_Industrial_Food Products_Existing_Space Heating_Natural Gas_Unit Heater_A_Technical Potential | F14 | Industrial | Food Products | Existing | Space Heating | Natural Gas | Unit Heater | A | Purchases (Cumulative) | Technical Potential | 0 | 0 | 0 | 0 | 0 | 0.014837 | 0.035006 | 0.060992 | 0.094206 | 0.13482 | 0.18013 | 0.23119 | 0.28775 | 0.34884 | 0.42355 | 0.49763 | 0.57708 | 0.63704 | 0.68848 | 0.73444 | 0.77105 | 0.80692 | 0.83168 | 0.85233 | 0.87069 | 0.88746 | 0.89371 | 0.90195 | 0.90568 | 0.91465 | 0.92692
F1_Industrial_Food Products_New_Space Heating_Natural Gas_Furnace_A_Technical Potential | F1 | Industrial | Food Products | New | Space Heating | Natural Gas | Furnace | A | Original Unit Energy Savings (kWh or therms) | Technical Potential | 0 | 0 | 0 | 0 | 0 | 0 | 0 | 0 | 0 | 0 | 0 | 0 | 0 | 0 | 0 | 0 | 0 | 0 | 0 | 0 | 0 | 0 | 0 | 0 | 0 | 0 | 0 | 0 | 0 | 0 | 0
F2_Industrial_Food Products_New_Space Heating_Natural Gas_Furnace_A_Technical Potential | F2 | Industrial | Food Products | New | Space Heating | Natural Gas | Furnace | A | Original Unit Summer Peak Savings (kW) | Technical Potential | 0 | 0 | 0 | 0 | 0 | 0 | 0 | 0 | 0 | 0 | 0 | 0 | 0 | 0 | 0 | 0 | 0 | 0 | 0 | 0 | 0 | 0 | 0 | 0 | 0 | 0 | 0 | 0 | 0 | 0 | 0
F3_Industrial_Food Products_New_Space Heating_Natural Gas_Furnace_A_Technical Potential | F3 | Industrial | Food Products | New | Space Heating | Natural Gas | Furnace | A | Original Unit Winter Peak Savings (kW) | Technical Potential | 0 | 0 | 0 | 0 | 0 | 0 | 0 | 0 | 0 | 0 | 0 | 0 | 0 | 0 | 0 | 0 | 0 | 0 | 0 | 0 | 0 | 0 | 0 | 0 | 0 | 0 | 0 | 0 | 0 | 0 | 0
F4_Industrial_Food Products_New_Space Heating_Natural Gas_Furnace_A_Technical Potential | F4 | Industrial | Food Products | New | Space Heating | Natural Gas | Furnace | A | Standalone Impact on Baseline Energy (%) | Technical Potential | 0% | 0% | 0% | 0% | 0% | 0% | 0% | 0% | 0% | 0% | 0% | 0% | 0% | 0% | 0% | 0% | 0% | 0% | 0% | 0% | 0% | 0% | 0% | 0% | 0 | 0 | 0 | 0 | 0 | 0 | 0
F5_Industrial_Food Products_New_Space Heating_Natural Gas_Furnace_A_Technical Potential | F5 | Industrial | Food Products | New | Space Heating | Natural Gas | Furnace | A | Standalone Impact on Baseline Summer Peak (%) | Technical Potential | 0% | 0% | 0% | 0% | 0% | 0% | 0% | 0% | 0% | 0% | 0% | 0% | 0% | 0% | 0% | 0% | 0% | 0% | 0% | 0% | 0% | 0% | 0% | 0% | 0 | 0 | 0 | 0 | 0 | 0 | 0
F6_Industrial_Food Products_New_Space Heating_Natural Gas_Furnace_A_Technical Potential | F6 | Industrial | Food Products | New | Space Heating | Natural Gas | Furnace | A | Standalone Impact on Baseline Winter Peak (%) | Technical Potential | 0% | 0% | 0% | 0% | 0% | 0% | 0% | 0% | 0% | 0% | 0% | 0% | 0% | 0% | 0% | 0% | 0% | 0% | 0% | 0% | 0% | 0% | 0% | 0% | 0 | 0 | 0 | 0 | 0 | 0 | 0
F7_Industrial_Food Products_New_Space Heating_Natural Gas_Furnace_A_Technical Potential | F7 | Industrial | Food Products | New | Space Heating | Natural Gas | Furnace | A | Incremental Energy Savings (MWh or mTherms) | Technical Potential | 0 | 0 | 0 | 0 | 0 | 0 | 0 | 0 | 0 | 0 | 0 | 0 | 0 | 0 | 0 | 0 | 0 | 0 | 0 | 0 | 0 | 0 | 0 | 0 | 0 | 0 | 0 | 0 | 0 | 0 | 0
F8_Industrial_Food Products_New_Space Heating_Natural Gas_Furnace_A_Technical Potential | F8 | Industrial | Food Products | New | Space Heating | Natural Gas | Furnace | A | Incremental Summer Peak Savings (MW) | Technical Potential | 0 | 0 | 0 | 0 | 0 | 0 | 0 | 0 | 0 | 0 | 0 | 0 | 0 | 0 | 0 | 0 | 0 | 0 | 0 | 0 | 0 | 0 | 0 | 0 | 0 | 0 | 0 | 0 | 0 | 0 | 0
F9_Industrial_Food Products_New_Space Heating_Natural Gas_Furnace_A_Technical Potential | F9 | Industrial | Food Products | New | Space Heating | Natural Gas | Furnace | A | Incremental Winter Peak Savings (MW) | Technical Potential | 0 | 0 | 0 | 0 | 0 | 0 | 0 | 0 | 0 | 0 | 0 | 0 | 0 | 0 | 0 | 0 | 0 | 0 | 0 | 0 | 0 | 0 | 0 | 0 | 0 | 0 | 0 | 0 | 0 | 0 | 0
F10_Industrial_Food Products_New_Space Heating_Natural Gas_Furnace_A_Technical Potential | F10 | Industrial | Food Products | New | Space Heating | Natural Gas | Furnace | A | Cumulative Energy Savings (MWh or mTherms) | Technical Potential | 0 | 0 | 0 | 0 | 0 | 0 | 0 | 0 | 0 | 0 | 0 | 0 | 0 | 0 | 0 | 0 | 0 | 0 | 0 | 0 | 0 | 0 | 0 | 0 | 0 | 0 | 0 | 0 | 0 | 0 | 0
F11_Industrial_Food Products_New_Space Heating_Natural Gas_Furnace_A_Technical Potential | F11 | Industrial | Food Products | New | Space Heating | Natural Gas | Furnace | A | Cumulative Summer Peak Savings (MW) | Technical Potential | 0 | 0 | 0 | 0 | 0 | 0 | 0 | 0 | 0 | 0 | 0 | 0 | 0 | 0 | 0 | 0 | 0 | 0 | 0 | 0 | 0 | 0 | 0 | 0 | 0 | 0 | 0 | 0 | 0 | 0 | 0
F12_Industrial_Food Products_New_Space Heating_Natural Gas_Furnace_A_Technical Potential | F12 | Industrial | Food Products | New | Space Heating | Natural Gas | Furnace | A | Cumulative Winter Peak Savings (MW) | Technical Potential | 0 | 0 | 0 | 0 | 0 | 0 | 0 | 0 | 0 | 0 | 0 | 0 | 0 | 0 | 0 | 0 | 0 | 0 | 0 | 0 | 0 | 0 | 0 | 0 | 0 | 0 | 0 | 0 | 0 | 0 | 0
F13_Industrial_Food Products_New_Space Heating_Natural Gas_Furnace_A_Technical Potential | F13 | Industrial | Food Products | New | Space Heating | Natural Gas | Furnace | A | Purchases (Incremental) | Technical Potential | 0 | 0 | 0 | 0 | 0 | 0 | 0 | 0 | 0 | 0 | 0 | 0 | 0 | 0 | 0 | 0 | 0 | 0 | 0 | 0 | 0 | 0 | 0 | 0 | 0 | 0 | 0 | 0 | 0 | 0 | 0
F14_Industrial_Food Products_New_Space Heating_Natural Gas_Furnace_A_Technical Potential | F14 | Industrial | Food Products | New | Space Heating | Natural Gas | Furnace | A | Purchases (Cumulative) | Technical Potential | 0 | 0 | 0 | 0 | 0 | 0 | 0 | 0 | 0 | 0 | 0 | 0 | 0 | 0 | 0 | 0 | 0 | 0 | 0 | 0 | 0 | 0 | 0 | 0 | 0 | 0 | 0 | 0 | 0 | 0 | 0
F1_Industrial_Food Products_New_Space Heating_Natural Gas_Boiler_A_Technical Potential | F1 | Industrial | Food Products | New | Space Heating | Natural Gas | Boiler | A | Original Unit Energy Savings (kWh or therms) | Technical Potential | 0 | 0 | 0 | 0 | 0 | 0 | 0 | 0 | 0 | 0 | 0 | 0 | 0 | 0 | 0 | 0 | 0 | 0 | 0 | 0 | 0 | 0 | 0 | 0 | 0 | 0 | 0 | 0 | 0 | 0 | 0
F2_Industrial_Food Products_New_Space Heating_Natural Gas_Boiler_A_Technical Potential | F2 | Industrial | Food Products | New | Space Heating | Natural Gas | Boiler | A | Original Unit Summer Peak Savings (kW) | Technical Potential | 0 | 0 | 0 | 0 | 0 | 0 | 0 | 0 | 0 | 0 | 0 | 0 | 0 | 0 | 0 | 0 | 0 | 0 | 0 | 0 | 0 | 0 | 0 | 0 | 0 | 0 | 0 | 0 | 0 | 0 | 0
F3_Industrial_Food Products_New_Space Heating_Natural Gas_Boiler_A_Technical Potential | F3 | Industrial | Food Products | New | Space Heating | Natural Gas | Boiler | A | Original Unit Winter Peak Savings (kW) | Technical Potential | 0 | 0 | 0 | 0 | 0 | 0 | 0 | 0 | 0 | 0 | 0 | 0 | 0 | 0 | 0 | 0 | 0 | 0 | 0 | 0 | 0 | 0 | 0 | 0 | 0 | 0 | 0 | 0 | 0 | 0 | 0
F4_Industrial_Food Products_New_Space Heating_Natural Gas_Boiler_A_Technical Potential | F4 | Industrial | Food Products | New | Space Heating | Natural Gas | Boiler | A | Standalone Impact on Baseline Energy (%) | Technical Potential | 0% | 0% | 0% | 0% | 0% | 0% | 0% | 0% | 0% | 0% | 0% | 0% | 0% | 0% | 0% | 0% | 0% | 0% | 0% | 0% | 0% | 0% | 0% | 0% | 0 | 0 | 0 | 0 | 0 | 0 | 0
F5_Industrial_Food Products_New_Space Heating_Natural Gas_Boiler_A_Technical Potential | F5 | Industrial | Food Products | New | Space Heating | Natural Gas | Boiler | A | Standalone Impact on Baseline Summer Peak (%) | Technical Potential | 0% | 0% | 0% | 0% | 0% | 0% | 0% | 0% | 0% | 0% | 0% | 0% | 0% | 0% | 0% | 0% | 0% | 0% | 0% | 0% | 0% | 0% | 0% | 0% | 0 | 0 | 0 | 0 | 0 | 0 | 0
F6_Industrial_Food Products_New_Space Heating_Natural Gas_Boiler_A_Technical Potential | F6 | Industrial | Food Products | New | Space Heating | Natural Gas | Boiler | A | Standalone Impact on Baseline Winter Peak (%) | Technical Potential | 0% | 0% | 0% | 0% | 0% | 0% | 0% | 0% | 0% | 0% | 0% | 0% | 0% | 0% | 0% | 0% | 0% | 0% | 0% | 0% | 0% | 0% | 0% | 0% | 0 | 0 | 0 | 0 | 0 | 0 | 0
F7_Industrial_Food Products_New_Space Heating_Natural Gas_Boiler_A_Technical Potential | F7 | Industrial | Food Products | New | Space Heating | Natural Gas | Boiler | A | Incremental Energy Savings (MWh or mTherms) | Technical Potential | 0 | 0 | 0 | 0 | 0 | 0 | 0 | 0 | 0 | 0 | 0 | 0 | 0 | 0 | 0 | 0 | 0 | 0 | 0 | 0 | 0 | 0 | 0 | 0 | 0 | 0 | 0 | 0 | 0 | 0 | 0
F8_Industrial_Food Products_New_Space Heating_Natural Gas_Boiler_A_Technical Potential | F8 | Industrial | Food Products | New | Space Heating | Natural Gas | Boiler | A | Incremental Summer Peak Savings (MW) | Technical Potential | 0 | 0 | 0 | 0 | 0 | 0 | 0 | 0 | 0 | 0 | 0 | 0 | 0 | 0 | 0 | 0 | 0 | 0 | 0 | 0 | 0 | 0 | 0 | 0 | 0 | 0 | 0 | 0 | 0 | 0 | 0
F9_Industrial_Food Products_New_Space Heating_Natural Gas_Boiler_A_Technical Potential | F9 | Industrial | Food Products | New | Space Heating | Natural Gas | Boiler | A | Incremental Winter Peak Savings (MW) | Technical Potential | 0 | 0 | 0 | 0 | 0 | 0 | 0 | 0 | 0 | 0 | 0 | 0 | 0 | 0 | 0 | 0 | 0 | 0 | 0 | 0 | 0 | 0 | 0 | 0 | 0 | 0 | 0 | 0 | 0 | 0 | 0
F10_Industrial_Food Products_New_Space Heating_Natural Gas_Boiler_A_Technical Potential | F10 | Industrial | Food Products | New | Space Heating | Natural Gas | Boiler | A | Cumulative Energy Savings (MWh or mTherms) | Technical Potential | 0 | 0 | 0 | 0 | 0 | 0 | 0 | 0 | 0 | 0 | 0 | 0 | 0 | 0 | 0 | 0 | 0 | 0 | 0 | 0 | 0 | 0 | 0 | 0 | 0 | 0 | 0 | 0 | 0 | 0 | 0
F11_Industrial_Food Products_New_Space Heating_Natural Gas_Boiler_A_Technical Potential | F11 | Industrial | Food Products | New | Space Heating | Natural Gas | Boiler | A | Cumulative Summer Peak Savings (MW) | Technical Potential | 0 | 0 | 0 | 0 | 0 | 0 | 0 | 0 | 0 | 0 | 0 | 0 | 0 | 0 | 0 | 0 | 0 | 0 | 0 | 0 | 0 | 0 | 0 | 0 | 0 | 0 | 0 | 0 | 0 | 0 | 0
F12_Industrial_Food Products_New_Space Heating_Natural Gas_Boiler_A_Technical Potential | F12 | Industrial | Food Products | New | Space Heating | Natural Gas | Boiler | A | Cumulative Winter Peak Savings (MW) | Technical Potential | 0 | 0 | 0 | 0 | 0 | 0 | 0 | 0 | 0 | 0 | 0 | 0 | 0 | 0 | 0 | 0 | 0 | 0 | 0 | 0 | 0 | 0 | 0 | 0 | 0 | 0 | 0 | 0 | 0 | 0 | 0
F13_Industrial_Food Products_New_Space Heating_Natural Gas_Boiler_A_Technical Potential | F13 | Industrial | Food Products | New | Space Heating | Natural Gas | Boiler | A | Purchases (Incremental) | Technical Potential | 0 | 0 | 0 | 0 | 0 | 0 | 0 | 0 | 0 | 0 | 0 | 0 | 0 | 0 | 0 | 0 | 0 | 0 | 0 | 0 | 0 | 0 | 0 | 0 | 0 | 0 | 0 | 0 | 0 | 0 | 0
F14_Industrial_Food Products_New_Space Heating_Natural Gas_Boiler_A_Technical Potential | F14 | Industrial | Food Products | New | Space Heating | Natural Gas | Boiler | A | Purchases (Cumulative) | Technical Potential | 0 | 0 | 0 | 0 | 0 | 0 | 0 | 0 | 0 | 0 | 0 | 0 | 0 | 0 | 0 | 0 | 0 | 0 | 0 | 0 | 0 | 0 | 0 | 0 | 0 | 0 | 0 | 0 | 0 | 0 | 0
F1_Industrial_Food Products_New_Space Heating_Natural Gas_Unit Heater_A_Technical Potential | F1 | Industrial | Food Products | New | Space Heating | Natural Gas | Unit Heater | A | Original Unit Energy Savings (kWh or therms) | Technical Potential | 0 | 28641.12 | 28641.12 | 28641.12 | 28641.12 | 15772.4108 | 15772.4108 | 15772.4108 | 15772.4108 | 15772.4108 | 15772.4108 | 15772.4108 | 15772.4108 | 15772.4108 | 15772.4108 | 15772.4108 | 15772.4108 | 15772.4108 | 15772.4108 | 15772.4108 | 15772.4108 | 15772.4108 | 15772.4108 | 15772.4108 | 15772.4108 | 15772.4108 | 15772.4108 | 15772.4108 | 15772.4108 | 15772.4108 | 15772.4108
F2_Industrial_Food Products_New_Space Heating_Natural Gas_Unit Heater_A_Technical Potential | F2 | Industrial | Food Products | New | Space Heating | Natural Gas | Unit Heater | A | Original Unit Summer Peak Savings (kW) | Technical Potential | 0 | 0 | 0 | 0 | 0 | 0 | 0 | 0 | 0 | 0 | 0 | 0 | 0 | 0 | 0 | 0 | 0 | 0 | 0 | 0 | 0 | 0 | 0 | 0 | 0 | 0 | 0 | 0 | 0 | 0 | 0
F3_Industrial_Food Products_New_Space Heating_Natural Gas_Unit Heater_A_Technical Potential | F3 | Industrial | Food Products | New | Space Heating | Natural Gas | Unit Heater | A | Original Unit Winter Peak Savings (kW) | Technical Potential | 0 | 0 | 0 | 0 | 0 | 0 | 0 | 0 | 0 | 0 | 0 | 0 | 0 | 0 | 0 | 0 | 0 | 0 | 0 | 0 | 0 | 0 | 0 | 0 | 0 | 0 | 0 | 0 | 0 | 0 | 0
F4_Industrial_Food Products_New_Space Heating_Natural Gas_Unit Heater_A_Technical Potential | F4 | Industrial | Food Products | New | Space Heating | Natural Gas | Unit Heater | A | Standalone Impact on Baseline Energy (%) | Technical Potential | 0% | 0% | 0% | 0% | 0% | 2.35% | 3.985% | 5.206% | 6.147% | 6.9% | 7.516% | 8.243% | 9.016% | 9.787% | 10.54% | 11.27% | 11.96% | 11.81% | 12.03% | 12.17% | 12.27% | 12.37% | 12.47% | 12.49% | 0.12454 | 0.12398 | 0.12339 | 0.12272 | 0 | 0 | 0
F5_Industrial_Food Products_New_Space Heating_Natural Gas_Unit Heater_A_Technical Potential | F5 | Industrial | Food Products | New | Space Heating | Natural Gas | Unit Heater | A | Standalone Impact on Baseline Summer Peak (%) | Technical Potential | 0% | 0% | 0% | 0% | 0% | 0% | 0% | 0% | 0% | 0% | 0% | 0% | 0% | 0% | 0% | 0% | 0% | 0% | 0% | 0% | 0% | 0% | 0% | 0% | 0 | 0 | 0 | 0 | 0 | 0 | 0
F6_Industrial_Food Products_New_Space Heating_Natural Gas_Unit Heater_A_Technical Potential | F6 | Industrial | Food Products | New | Space Heating | Natural Gas | Unit Heater | A | Standalone Impact on Baseline Winter Peak (%) | Technical Potential | 0% | 0% | 0% | 0% | 0% | 0% | 0% | 0% | 0% | 0% | 0% | 0% | 0% | 0% | 0% | 0% | 0% | 0% | 0% | 0% | 0% | 0% | 0% | 0% | 0 | 0 | 0 | 0 | 0 | 0 | 0
F7_Industrial_Food Products_New_Space Heating_Natural Gas_Unit Heater_A_Technical Potential | F7 | Industrial | Food Products | New | Space Heating | Natural Gas | Unit Heater | A | Incremental Energy Savings (MWh or mTherms) | Technical Potential | 0 | 0 | 0 | 0 | 0 | 0.086585 | 0.085097 | 0.08505 | 0.084549 | 0.084594 | 0.084664 | 0.098933 | 0.11026 | 0.11844 | 0.12424 | 0.13087 | 0.13529 | 0.053164 | 0.08928 | 0.084103 | 0.080916 | 0.082434 | 0.085821 | 0.074784 | 0.067449 | 0.063491 | 0.06209 | 0.059858 | 0.068283 | 0.073219 | 0.045196
F8_Industrial_Food Products_New_Space Heating_Natural Gas_Unit Heater_A_Technical Potential | F8 | Industrial | Food Products | New | Space Heating | Natural Gas | Unit Heater | A | Incremental Summer Peak Savings (MW) | Technical Potential | 0 | 0 | 0 | 0 | 0 | 0 | 0 | 0 | 0 | 0 | 0 | 0 | 0 | 0 | 0 | 0 | 0 | 0 | 0 | 0 | 0 | 0 | 0 | 0 | 0 | 0 | 0 | 0 | 0 | 0 | 0
F9_Industrial_Food Products_New_Space Heating_Natural Gas_Unit Heater_A_Technical Potential | F9 | Industrial | Food Products | New | Space Heating | Natural Gas | Unit Heater | A | Incremental Winter Peak Savings (MW) | Technical Potential | 0 | 0 | 0 | 0 | 0 | 0 | 0 | 0 | 0 | 0 | 0 | 0 | 0 | 0 | 0 | 0 | 0 | 0 | 0 | 0 | 0 | 0 | 0 | 0 | 0 | 0 | 0 | 0 | 0 | 0 | 0
F10_Industrial_Food Products_New_Space Heating_Natural Gas_Unit Heater_A_Technical Potential | F10 | Industrial | Food Products | New | Space Heating | Natural Gas | Unit Heater | A | Cumulative Energy Savings (MWh or mTherms) | Technical Potential | 0 | 0 | 0 | 0 | 0 | 0.086585 | 0.17168 | 0.25673 | 0.34128 | 0.42588 | 0.51054 | 0.60947 | 0.71974 | 0.83818 | 0.96242 | 1.0933 | 1.2286 | 1.2817 | 1.371 | 1.4551 | 1.536 | 1.6185 | 1.7043 | 1.7791 | 1.8465 | 1.91 | 1.9721 | 2.032 | 2.1002 | 2.1735 | 2.2187
F11_Industrial_Food Products_New_Space Heating_Natural Gas_Unit Heater_A_Technical Potential | F11 | Industrial | Food Products | New | Space Heating | Natural Gas | Unit Heater | A | Cumulative Summer Peak Savings (MW) | Technical Potential | 0 | 0 | 0 | 0 | 0 | 0 | 0 | 0 | 0 | 0 | 0 | 0 | 0 | 0 | 0 | 0 | 0 | 0 | 0 | 0 | 0 | 0 | 0 | 0 | 0 | 0 | 0 | 0 | 0 | 0 | 0
F12_Industrial_Food Products_New_Space Heating_Natural Gas_Unit Heater_A_Technical Potential | F12 | Industrial | Food Products | New | Space Heating | Natural Gas | Unit Heater | A | Cumulative Winter Peak Savings (MW) | Technical Potential | 0 | 0 | 0 | 0 | 0 | 0 | 0 | 0 | 0 | 0 | 0 | 0 | 0 | 0 | 0 | 0 | 0 | 0 | 0 | 0 | 0 | 0 | 0 | 0 | 0 | 0 | 0 | 0 | 0 | 0 | 0
F13_Industrial_Food Products_New_Space Heating_Natural Gas_Unit Heater_A_Technical Potential | F13 | Industrial | Food Products | New | Space Heating | Natural Gas | Unit Heater | A | Purchases (Incremental) | Technical Potential | 0 | 0 | 0 | 0 | 0 | 0.0054896 | 0.0053953 | 0.0053923 | 0.0053605 | 0.0053634 | 0.0053679 | 0.0062725 | 0.006991 | 0.0075096 | 0.007877 | 0.0082973 | 0.0085774 | 0.0088603 | 0.011056 | 0.010725 | 0.010491 | 0.01059 | 0.010809 | 0.011014 | 0.011267 | 0.011535 | 0.011814 | 0.012092 | 0.012907 | 0.013503 | 0.013921
F14_Industrial_Food Products_New_Space Heating_Natural Gas_Unit Heater_A_Technical Potential | F14 | Industrial | Food Products | New | Space Heating | Natural Gas | Unit Heater | A | Purchases (Cumulative) | Technical Potential | 0 | 0 | 0 | 0 | 0 | 0.0054896 | 0.010885 | 0.016277 | 0.021638 | 0.027001 | 0.032369 | 0.038642 | 0.045633 | 0.053142 | 0.061019 | 0.069317 | 0.077894 | 0.081265 | 0.086925 | 0.092257 | 0.097388 | 0.10261 | 0.10806 | 0.1128 | 0.11707 | 0.1211 | 0.12504 | 0.12883 | 0.13316 | 0.1378 | 0.14067
F1_Industrial_Agriculture_Existing_Space Heating_Natural Gas_Furnace_A_Technical Potential | F1 | Industrial | Agriculture | Existing | Space Heating | Natural Gas | Furnace | A | Original Unit Energy Savings (kWh or therms) | Technical Potential | 0 | 505.0924 | 505.0924 | 505.0924 | 505.0924 | 138.7616 | 138.7616 | 799.267 | 799.267 | 799.267 | 799.267 | 799.267 | 799.267 | 799.267 | 799.267 | 799.267 | 799.267 | 799.267 | 799.267 | 799.267 | 799.267 | 799.267 | 799.267 | 799.267 | 799.267 | 799.267 | 799.267 | 799.267 | 799.267 | 799.267 | 799.267
F2_Industrial_Agriculture_Existing_Space Heating_Natural Gas_Furnace_A_Technical Potential | F2 | Industrial | Agriculture | Existing | Space Heating | Natural Gas | Furnace | A | Original Unit Summer Peak Savings (kW) | Technical Potential | 0 | 0 | 0 | 0 | 0 | 0 | 0 | 0 | 0 | 0 | 0 | 0 | 0 | 0 | 0 | 0 | 0 | 0 | 0 | 0 | 0 | 0 | 0 | 0 | 0 | 0 | 0 | 0 | 0 | 0 | 0
F3_Industrial_Agriculture_Existing_Space Heating_Natural Gas_Furnace_A_Technical Potential | F3 | Industrial | Agriculture | Existing | Space Heating | Natural Gas | Furnace | A | Original Unit Winter Peak Savings (kW) | Technical Potential | 0 | 0 | 0 | 0 | 0 | 0 | 0 | 0 | 0 | 0 | 0 | 0 | 0 | 0 | 0 | 0 | 0 | 0 | 0 | 0 | 0 | 0 | 0 | 0 | 0 | 0 | 0 | 0 | 0 | 0 | 0
F4_Industrial_Agriculture_Existing_Space Heating_Natural Gas_Furnace_A_Technical Potential | F4 | Industrial | Agriculture | Existing | Space Heating | Natural Gas | Furnace | A | Standalone Impact on Baseline Energy (%) | Technical Potential | 0% | 0% | 0% | 0% | 0% | 0.01504% | 0.03086% | 0.09766% | 0.1684% | 0.2427% | 0.3218% | 0.4017% | 0.4782% | 0.5584% | 0.6336% | 0.7062% | 0.7701% | 0.8349% | 0.9004% | 0.9613% | 1.026% | 1.094% | 1.165% | 1.239% | 0.013136 | 0.013901 | 0.014681 | 0.015479 | 0 | 0 | 0
F5_Industrial_Agriculture_Existing_Space Heating_Natural Gas_Furnace_A_Technical Potential | F5 | Industrial | Agriculture | Existing | Space Heating | Natural Gas | Furnace | A | Standalone Impact on Baseline Summer Peak (%) | Technical Potential | 0% | 0% | 0% | 0% | 0% | 0% | 0% | 0% | 0% | 0% | 0% | 0% | 0% | 0% | 0% | 0% | 0% | 0% | 0% | 0% | 0% | 0% | 0% | 0% | 0 | 0 | 0 | 0 | 0 | 0 | 0
F6_Industrial_Agriculture_Existing_Space Heating_Natural Gas_Furnace_A_Technical Potential | F6 | Industrial | Agriculture | Existing | Space Heating | Natural Gas | Furnace | A | Standalone Impact on Baseline Winter Peak (%) | Technical Potential | 0% | 0% | 0% | 0% | 0% | 0% | 0% | 0% | 0% | 0% | 0% | 0% | 0% | 0% | 0% | 0% | 0% | 0% | 0% | 0% | 0% | 0% | 0% | 0% | 0 | 0 | 0 | 0 | 0 | 0 | 0
F7_Industrial_Agriculture_Existing_Space Heating_Natural Gas_Furnace_A_Technical Potential | F7 | Industrial | Agriculture | Existing | Space Heating | Natural Gas | Furnace | A | Incremental Energy Savings (MWh or mTherms) | Technical Potential | 0 | 0 | 0 | 0 | 0 | 0.1291 | 0.13442 | 0.56037 | 0.58834 | 0.61106 | 0.60681 | 0.62091 | 0.5832 | 0.54018 | 0.56846 | 0.47393 | 0.44808 | 0.4177 | 0.38963 | 0.41529 | 0.40376 | 0.41138 | 0.44021 | 0.44751 | 0.45542 | 0.46382 | 0.47324 | 0.48325 | 0.61449 | 0.63983 | 0
F8_Industrial_Agriculture_Existing_Space Heating_Natural Gas_Furnace_A_Technical Potential | F8 | Industrial | Agriculture | Existing | Space Heating | Natural Gas | Furnace | A | Incremental Summer Peak Savings (MW) | Technical Potential | 0 | 0 | 0 | 0 | 0 | 0 | 0 | 0 | 0 | 0 | 0 | 0 | 0 | 0 | 0 | 0 | 0 | 0 | 0 | 0 | 0 | 0 | 0 | 0 | 0 | 0 | 0 | 0 | 0 | 0 | 0
F9_Industrial_Agriculture_Existing_Space Heating_Natural Gas_Furnace_A_Technical Potential | F9 | Industrial | Agriculture | Existing | Space Heating | Natural Gas | Furnace | A | Incremental Winter Peak Savings (MW) | Technical Potential | 0 | 0 | 0 | 0 | 0 | 0 | 0 | 0 | 0 | 0 | 0 | 0 | 0 | 0 | 0 | 0 | 0 | 0 | 0 | 0 | 0 | 0 | 0 | 0 | 0 | 0 | 0 | 0 | 0 | 0 | 0
F10_Industrial_Agriculture_Existing_Space Heating_Natural Gas_Furnace_A_Technical Potential | F10 | Industrial | Agriculture | Existing | Space Heating | Natural Gas | Furnace | A | Cumulative Energy Savings (MWh or mTherms) | Technical Potential | 0 | 0 | 0 | 0 | 0 | 0.1291 | 0.26351 | 0.82388 | 1.4122 | 2.0233 | 2.6301 | 3.251 | 3.8342 | 4.3744 | 4.9428 | 5.4168 | 5.8649 | 6.2826 | 6.6722 | 7.0875 | 7.4912 | 7.9026 | 8.3428 | 8.7903 | 9.2457 | 9.7096 | 10.1828 | 10.6661 | 11.2806 | 11.9204 | 11.9204
F11_Industrial_Agriculture_Existing_Space Heating_Natural Gas_Furnace_A_Technical Potential | F11 | Industrial | Agriculture | Existing | Space Heating | Natural Gas | Furnace | A | Cumulative Summer Peak Savings (MW) | Technical Potential | 0 | 0 | 0 | 0 | 0 | 0 | 0 | 0 | 0 | 0 | 0 | 0 | 0 | 0 | 0 | 0 | 0 | 0 | 0 | 0 | 0 | 0 | 0 | 0 | 0 | 0 | 0 | 0 | 0 | 0 | 0
F12_Industrial_Agriculture_Existing_Space Heating_Natural Gas_Furnace_A_Technical Potential | F12 | Industrial | Agriculture | Existing | Space Heating | Natural Gas | Furnace | A | Cumulative Winter Peak Savings (MW) | Technical Potential | 0 | 0 | 0 | 0 | 0 | 0 | 0 | 0 | 0 | 0 | 0 | 0 | 0 | 0 | 0 | 0 | 0 | 0 | 0 | 0 | 0 | 0 | 0 | 0 | 0 | 0 | 0 | 0 | 0 | 0 | 0
F13_Industrial_Agriculture_Existing_Space Heating_Natural Gas_Furnace_A_Technical Potential | F13 | Industrial | Agriculture | Existing | Space Heating | Natural Gas | Furnace | A | Purchases (Incremental) | Technical Potential | 0 | 0 | 0 | 0 | 0 | 0.93034 | 0.96869 | 0.7011 | 0.7361 | 0.76452 | 0.75921 | 0.77685 | 0.72967 | 0.67584 | 0.71123 | 0.59296 | 0.56062 | 0.52261 | 0.48748 | 0.51959 | 0.50516 | 0.51469 | 0.55077 | 0.5599 | 0.5698 | 0.58031 | 0.5921 | 0.60462 | 0.93034 | 0.96869 | 0.7011
F14_Industrial_Agriculture_Existing_Space Heating_Natural Gas_Furnace_A_Technical Potential | F14 | Industrial | Agriculture | Existing | Space Heating | Natural Gas | Furnace | A | Purchases (Cumulative) | Technical Potential | 0 | 0 | 0 | 0 | 0 | 0.93034 | 1.899 | 2.6001 | 3.3362 | 4.1008 | 4.86 | 5.6368 | 6.3665 | 7.0423 | 7.7535 | 8.3465 | 8.9071 | 9.4297 | 9.9172 | 10.4368 | 10.942 | 11.4567 | 12.0074 | 12.5673 | 13.1371 | 13.7174 | 14.3095 | 14.9141 | 14.9141 | 14.9141 | 14.9141
F1_Industrial_Agriculture_Existing_Space Heating_Natural Gas_Boiler_A_Technical Potential | F1 | Industrial | Agriculture | Existing | Space Heating | Natural Gas | Boiler | A | Original Unit Energy Savings (kWh or therms) | Technical Potential | 0 | 8772.191 | 8772.191 | 8772.191 | 8772.191 | 5375.3 | 5375.3 | 5375.3 | 5375.3 | 5375.3 | 5375.3 | 5375.3 | 5375.3 | 5375.3 | 5375.3 | 5375.3 | 5375.3 | 5375.3 | 5375.3 | 5375.3 | 5375.3 | 5375.3 | 5375.3 | 5375.3 | 5375.3 | 5375.3 | 5375.3 | 5375.3 | 5375.3 | 5375.3 | 5375.3
F2_Industrial_Agriculture_Existing_Space Heating_Natural Gas_Boiler_A_Technical Potential | F2 | Industrial | Agriculture | Existing | Space Heating | Natural Gas | Boiler | A | Original Unit Summer Peak Savings (kW) | Technical Potential | 0 | 0 | 0 | 0 | 0 | 0 | 0 | 0 | 0 | 0 | 0 | 0 | 0 | 0 | 0 | 0 | 0 | 0 | 0 | 0 | 0 | 0 | 0 | 0 | 0 | 0 | 0 | 0 | 0 | 0 | 0
F3_Industrial_Agriculture_Existing_Space Heating_Natural Gas_Boiler_A_Technical Potential | F3 | Industrial | Agriculture | Existing | Space Heating | Natural Gas | Boiler | A | Original Unit Winter Peak Savings (kW) | Technical Potential | 0 | 0 | 0 | 0 | 0 | 0 | 0 | 0 | 0 | 0 | 0 | 0 | 0 | 0 | 0 | 0 | 0 | 0 | 0 | 0 | 0 | 0 | 0 | 0 | 0 | 0 | 0 | 0 | 0 | 0 | 0
F4_Industrial_Agriculture_Existing_Space Heating_Natural Gas_Boiler_A_Technical Potential | F4 | Industrial | Agriculture | Existing | Space Heating | Natural Gas | Boiler | A | Standalone Impact on Baseline Energy (%) | Technical Potential | 0% | 0% | 0% | 0% | 0% | 0.07071% | 0.1426% | 0.2166% | 0.2923% | 0.3699% | 0.4519% | 0.532% | 0.6132% | 0.7048% | 0.7946% | 0.8865% | 0.9724% | 1.064% | 1.161% | 1.251% | 1.345% | 1.447% | 1.547% | 1.646% | 0.017469 | 0.018469 | 0.019456 | 0.020433 | 0 | 0 | 0
F5_Industrial_Agriculture_Existing_Space Heating_Natural Gas_Boiler_A_Technical Potential | F5 | Industrial | Agriculture | Existing | Space Heating | Natural Gas | Boiler | A | Standalone Impact on Baseline Summer Peak (%) | Technical Potential | 0% | 0% | 0% | 0% | 0% | 0% | 0% | 0% | 0% | 0% | 0% | 0% | 0% | 0% | 0% | 0% | 0% | 0% | 0% | 0% | 0% | 0% | 0% | 0% | 0 | 0 | 0 | 0 | 0 | 0 | 0
F6_Industrial_Agriculture_Existing_Space Heating_Natural Gas_Boiler_A_Technical Potential | F6 | Industrial | Agriculture | Existing | Space Heating | Natural Gas | Boiler | A | Standalone Impact on Baseline Winter Peak (%) | Technical Potential | 0% | 0% | 0% | 0% | 0% | 0% | 0% | 0% | 0% | 0% | 0% | 0% | 0% | 0% | 0% | 0% | 0% | 0% | 0% | 0% | 0% | 0% | 0% | 0% | 0 | 0 | 0 | 0 | 0 | 0 | 0
F7_Industrial_Agriculture_Existing_Space Heating_Natural Gas_Boiler_A_Technical Potential | F7 | Industrial | Agriculture | Existing | Space Heating | Natural Gas | Boiler | A | Incremental Energy Savings (MWh or mTherms) | Technical Potential | 0 | 0 | 0 | 0 | 0 | 0.60709 | 0.61041 | 0.61011 | 0.62372 | 0.63208 | 0.61046 | 0.61101 | 0.61179 | 0.60387 | 0.67811 | 0.60121 | 0.605 | 0.60073 | 0.59646 | 0.61954 | 0.59589 | 0.63652 | 0.61949 | 0.60496 | 0.61721 | 0.60481 | 0.59426 | 0.58532 | 0.57857 | 0.5734 | 0
F8_Industrial_Agriculture_Existing_Space Heating_Natural Gas_Boiler_A_Technical Potential | F8 | Industrial | Agriculture | Existing | Space Heating | Natural Gas | Boiler | A | Incremental Summer Peak Savings (MW) | Technical Potential | 0 | 0 | 0 | 0 | 0 | 0 | 0 | 0 | 0 | 0 | 0 | 0 | 0 | 0 | 0 | 0 | 0 | 0 | 0 | 0 | 0 | 0 | 0 | 0 | 0 | 0 | 0 | 0 | 0 | 0 | 0
F9_Industrial_Agriculture_Existing_Space Heating_Natural Gas_Boiler_A_Technical Potential | F9 | Industrial | Agriculture | Existing | Space Heating | Natural Gas | Boiler | A | Incremental Winter Peak Savings (MW) | Technical Potential | 0 | 0 | 0 | 0 | 0 | 0 | 0 | 0 | 0 | 0 | 0 | 0 | 0 | 0 | 0 | 0 | 0 | 0 | 0 | 0 | 0 | 0 | 0 | 0 | 0 | 0 | 0 | 0 | 0 | 0 | 0
F10_Industrial_Agriculture_Existing_Space Heating_Natural Gas_Boiler_A_Technical Potential | F10 | Industrial | Agriculture | Existing | Space Heating | Natural Gas | Boiler | A | Cumulative Energy Savings (MWh or mTherms) | Technical Potential | 0 | 0 | 0 | 0 | 0 | 0.60709 | 1.2175 | 1.8276 | 2.4513 | 3.0834 | 3.6939 | 4.3049 | 4.9167 | 5.5205 | 6.1986 | 6.7999 | 7.4049 | 8.0056 | 8.6021 | 9.2216 | 9.8175 | 10.454 | 11.0735 | 11.6784 | 12.2957 | 12.9005 | 13.4947 | 14.08 | 14.6586 | 15.232 | 15.232
F11_Industrial_Agriculture_Existing_Space Heating_Natural Gas_Boiler_A_Technical Potential | F11 | Industrial | Agriculture | Existing | Space Heating | Natural Gas | Boiler | A | Cumulative Summer Peak Savings (MW) | Technical Potential | 0 | 0 | 0 | 0 | 0 | 0 | 0 | 0 | 0 | 0 | 0 | 0 | 0 | 0 | 0 | 0 | 0 | 0 | 0 | 0 | 0 | 0 | 0 | 0 | 0 | 0 | 0 | 0 | 0 | 0 | 0
F12_Industrial_Agriculture_Existing_Space Heating_Natural Gas_Boiler_A_Technical Potential | F12 | Industrial | Agriculture | Existing | Space Heating | Natural Gas | Boiler | A | Cumulative Winter Peak Savings (MW) | Technical Potential | 0 | 0 | 0 | 0 | 0 | 0 | 0 | 0 | 0 | 0 | 0 | 0 | 0 | 0 | 0 | 0 | 0 | 0 | 0 | 0 | 0 | 0 | 0 | 0 | 0 | 0 | 0 | 0 | 0 | 0 | 0
F13_Industrial_Agriculture_Existing_Space Heating_Natural Gas_Boiler_A_Technical Potential | F13 | Industrial | Agriculture | Existing | Space Heating | Natural Gas | Boiler | A | Purchases (Incremental) | Technical Potential | 0 | 0 | 0 | 0 | 0 | 0.11294 | 0.11356 | 0.1135 | 0.11604 | 0.11759 | 0.11357 | 0.11367 | 0.11381 | 0.11234 | 0.12615 | 0.11185 | 0.11255 | 0.11176 | 0.11096 | 0.11526 | 0.11086 | 0.11842 | 0.11525 | 0.11254 | 0.11482 | 0.11252 | 0.11055 | 0.10889 | 0.10763 | 0.10667 | 0.11294
F14_Industrial_Agriculture_Existing_Space Heating_Natural Gas_Boiler_A_Technical Potential | F14 | Industrial | Agriculture | Existing | Space Heating | Natural Gas | Boiler | A | Purchases (Cumulative) | Technical Potential | 0 | 0 | 0 | 0 | 0 | 0.11294 | 0.2265 | 0.34 | 0.45603 | 0.57362 | 0.68719 | 0.80086 | 0.91468 | 1.027 | 1.1532 | 1.265 | 1.3776 | 1.4893 | 1.6003 | 1.7155 | 1.8264 | 1.9448 | 2.0601 | 2.1726 | 2.2874 | 2.4 | 2.5105 | 2.6194 | 2.727 | 2.8337 | 2.8337
F1_Industrial_Agriculture_Existing_Space Heating_Natural Gas_Unit Heater_A_Technical Potential | F1 | Industrial | Agriculture | Existing | Space Heating | Natural Gas | Unit Heater | A | Original Unit Energy Savings (kWh or therms) | Technical Potential | 0 | 28641.12 | 28641.12 | 28641.12 | 28641.12 | 15772.4108 | 15772.4108 | 15772.4108 | 15772.4108 | 15772.4108 | 15772.4108 | 15772.4108 | 15772.4108 | 15772.4108 | 15772.4108 | 15772.4108 | 15772.4108 | 15772.4108 | 15772.4108 | 15772.4108 | 15772.4108 | 15772.4108 | 15772.4108 | 15772.4108 | 15772.4108 | 15772.4108 | 15772.4108 | 15772.4108 | 15772.4108 | 15772.4108 | 15772.4108
F2_Industrial_Agriculture_Existing_Space Heating_Natural Gas_Unit Heater_A_Technical Potential | F2 | Industrial | Agriculture | Existing | Space Heating | Natural Gas | Unit Heater | A | Original Unit Summer Peak Savings (kW) | Technical Potential | 0 | 0 | 0 | 0 | 0 | 0 | 0 | 0 | 0 | 0 | 0 | 0 | 0 | 0 | 0 | 0 | 0 | 0 | 0 | 0 | 0 | 0 | 0 | 0 | 0 | 0 | 0 | 0 | 0 | 0 | 0
F3_Industrial_Agriculture_Existing_Space Heating_Natural Gas_Unit Heater_A_Technical Potential | F3 | Industrial | Agriculture | Existing | Space Heating | Natural Gas | Unit Heater | A | Original Unit Winter Peak Savings (kW) | Technical Potential | 0 | 0 | 0 | 0 | 0 | 0 | 0 | 0 | 0 | 0 | 0 | 0 | 0 | 0 | 0 | 0 | 0 | 0 | 0 | 0 | 0 | 0 | 0 | 0 | 0 | 0 | 0 | 0 | 0 | 0 | 0
F4_Industrial_Agriculture_Existing_Space Heating_Natural Gas_Unit Heater_A_Technical Potential | F4 | Industrial | Agriculture | Existing | Space Heating | Natural Gas | Unit Heater | A | Standalone Impact on Baseline Energy (%) | Technical Potential | 0% | 0% | 0% | 0% | 0% | 0.07019% | 0.1665% | 0.2936% | 0.4562% | 0.6569% | 0.8952% | 1.16% | 1.458% | 1.809% | 2.205% | 2.635% | 3.078% | 3.438% | 3.774% | 4.046% | 4.291% | 4.536% | 4.719% | 4.878% | 0.050244 | 0.051604 | 0.052336 | 0.053164 | 0 | 0 | 0
F5_Industrial_Agriculture_Existing_Space Heating_Natural Gas_Unit Heater_A_Technical Potential | F5 | Industrial | Agriculture | Existing | Space Heating | Natural Gas | Unit Heater | A | Standalone Impact on Baseline Summer Peak (%) | Technical Potential | 0% | 0% | 0% | 0% | 0% | 0% | 0% | 0% | 0% | 0% | 0% | 0% | 0% | 0% | 0% | 0% | 0% | 0% | 0% | 0% | 0% | 0% | 0% | 0% | 0 | 0 | 0 | 0 | 0 | 0 | 0
F6_Industrial_Agriculture_Existing_Space Heating_Natural Gas_Unit Heater_A_Technical Potential | F6 | Industrial | Agriculture | Existing | Space Heating | Natural Gas | Unit Heater | A | Standalone Impact on Baseline Winter Peak (%) | Technical Potential | 0% | 0% | 0% | 0% | 0% | 0% | 0% | 0% | 0% | 0% | 0% | 0% | 0% | 0% | 0% | 0% | 0% | 0% | 0% | 0% | 0% | 0% | 0% | 0% | 0 | 0 | 0 | 0 | 0 | 0 | 0
F7_Industrial_Agriculture_Existing_Space Heating_Natural Gas_Unit Heater_A_Technical Potential | F7 | Industrial | Agriculture | Existing | Space Heating | Natural Gas | Unit Heater | A | Incremental Energy Savings (MWh or mTherms) | Technical Potential | 0 | 0 | 0 | 0 | 0 | 0.60262 | 0.81922 | 1.0554 | 1.349 | 1.6498 | 1.8403 | 2.0737 | 2.2974 | 2.4811 | 3.0345 | 3.0089 | 3.2269 | 2.4355 | 2.0895 | 1.8666 | 1.487 | 1.4568 | 1.0058 | 0.83863 | 0.74579 | 0.681 | 0.25412 | 0.33463 | 0.15135 | 0.36424 | 0.49841
F8_Industrial_Agriculture_Existing_Space Heating_Natural Gas_Unit Heater_A_Technical Potential | F8 | Industrial | Agriculture | Existing | Space Heating | Natural Gas | Unit Heater | A | Incremental Summer Peak Savings (MW) | Technical Potential | 0 | 0 | 0 | 0 | 0 | 0 | 0 | 0 | 0 | 0 | 0 | 0 | 0 | 0 | 0 | 0 | 0 | 0 | 0 | 0 | 0 | 0 | 0 | 0 | 0 | 0 | 0 | 0 | 0 | 0 | 0
F9_Industrial_Agriculture_Existing_Space Heating_Natural Gas_Unit Heater_A_Technical Potential | F9 | Industrial | Agriculture | Existing | Space Heating | Natural Gas | Unit Heater | A | Incremental Winter Peak Savings (MW) | Technical Potential | 0 | 0 | 0 | 0 | 0 | 0 | 0 | 0 | 0 | 0 | 0 | 0 | 0 | 0 | 0 | 0 | 0 | 0 | 0 | 0 | 0 | 0 | 0 | 0 | 0 | 0 | 0 | 0 | 0 | 0 | 0
F10_Industrial_Agriculture_Existing_Space Heating_Natural Gas_Unit Heater_A_Technical Potential | F10 | Industrial | Agriculture | Existing | Space Heating | Natural Gas | Unit Heater | A | Cumulative Energy Savings (MWh or mTherms) | Technical Potential | 0 | 0 | 0 | 0 | 0 | 0.60262 | 1.4218 | 2.4773 | 3.8263 | 5.4761 | 7.3164 | 9.3901 | 11.6875 | 14.1686 | 17.2031 | 20.212 | 23.4389 | 25.8744 | 27.9639 | 29.8305 | 31.3175 | 32.7743 | 33.7801 | 34.6187 | 35.3645 | 36.0455 | 36.2996 | 36.6343 | 36.7856 | 37.1498 | 37.6483
F11_Industrial_Agriculture_Existing_Space Heating_Natural Gas_Unit Heater_A_Technical Potential | F11 | Industrial | Agriculture | Existing | Space Heating | Natural Gas | Unit Heater | A | Cumulative Summer Peak Savings (MW) | Technical Potential | 0 | 0 | 0 | 0 | 0 | 0 | 0 | 0 | 0 | 0 | 0 | 0 | 0 | 0 | 0 | 0 | 0 | 0 | 0 | 0 | 0 | 0 | 0 | 0 | 0 | 0 | 0 | 0 | 0 | 0 | 0
F12_Industrial_Agriculture_Existing_Space Heating_Natural Gas_Unit Heater_A_Technical Potential | F12 | Industrial | Agriculture | Existing | Space Heating | Natural Gas | Unit Heater | A | Cumulative Winter Peak Savings (MW) | Technical Potential | 0 | 0 | 0 | 0 | 0 | 0 | 0 | 0 | 0 | 0 | 0 | 0 | 0 | 0 | 0 | 0 | 0 | 0 | 0 | 0 | 0 | 0 | 0 | 0 | 0 | 0 | 0 | 0 | 0 | 0 | 0
F13_Industrial_Agriculture_Existing_Space Heating_Natural Gas_Unit Heater_A_Technical Potential | F13 | Industrial | Agriculture | Existing | Space Heating | Natural Gas | Unit Heater | A | Purchases (Incremental) | Technical Potential | 0 | 0 | 0 | 0 | 0 | 0.038207 | 0.05194 | 0.066917 | 0.085531 | 0.1046 | 0.11668 | 0.13147 | 0.14566 | 0.1573 | 0.19239 | 0.19077 | 0.20459 | 0.19262 | 0.18442 | 0.18526 | 0.17981 | 0.19697 | 0.18045 | 0.18464 | 0.19295 | 0.20048 | 0.2085 | 0.21199 | 0.21419 | 0.21571 | 0.21602
F14_Industrial_Agriculture_Existing_Space Heating_Natural Gas_Unit Heater_A_Technical Potential | F14 | Industrial | Agriculture | Existing | Space Heating | Natural Gas | Unit Heater | A | Purchases (Cumulative) | Technical Potential | 0 | 0 | 0 | 0 | 0 | 0.038207 | 0.090147 | 0.15706 | 0.2426 | 0.3472 | 0.46388 | 0.59535 | 0.74101 | 0.89832 | 1.0907 | 1.2815 | 1.4861 | 1.6405 | 1.773 | 1.8913 | 1.9856 | 2.078 | 2.1417 | 2.1949 | 2.2422 | 2.2854 | 2.3015 | 2.3227 | 2.3323 | 2.3554 | 2.387
F1_Industrial_Agriculture_New_Space Heating_Natural Gas_Furnace_A_Technical Potential | F1 | Industrial | Agriculture | New | Space Heating | Natural Gas | Furnace | A | Original Unit Energy Savings (kWh or therms) | Technical Potential | 0 | 0 | 0 | 0 | 0 | 0 | 0 | 0 | 0 | 0 | 0 | 0 | 0 | 0 | 0 | 0 | 0 | 0 | 0 | 0 | 0 | 0 | 0 | 0 | 0 | 0 | 0 | 0 | 0 | 0 | 0
F2_Industrial_Agriculture_New_Space Heating_Natural Gas_Furnace_A_Technical Potential | F2 | Industrial | Agriculture | New | Space Heating | Natural Gas | Furnace | A | Original Unit Summer Peak Savings (kW) | Technical Potential | 0 | 0 | 0 | 0 | 0 | 0 | 0 | 0 | 0 | 0 | 0 | 0 | 0 | 0 | 0 | 0 | 0 | 0 | 0 | 0 | 0 | 0 | 0 | 0 | 0 | 0 | 0 | 0 | 0 | 0 | 0
F3_Industrial_Agriculture_New_Space Heating_Natural Gas_Furnace_A_Technical Potential | F3 | Industrial | Agriculture | New | Space Heating | Natural Gas | Furnace | A | Original Unit Winter Peak Savings (kW) | Technical Potential | 0 | 0 | 0 | 0 | 0 | 0 | 0 | 0 | 0 | 0 | 0 | 0 | 0 | 0 | 0 | 0 | 0 | 0 | 0 | 0 | 0 | 0 | 0 | 0 | 0 | 0 | 0 | 0 | 0 | 0 | 0
F4_Industrial_Agriculture_New_Space Heating_Natural Gas_Furnace_A_Technical Potential | F4 | Industrial | Agriculture | New | Space Heating | Natural Gas | Furnace | A | Standalone Impact on Baseline Energy (%) | Technical Potential | 0% | 0% | 0% | 0% | 0% | 0% | 0% | 0% | 0% | 0% | 0% | 0% | 0% | 0% | 0% | 0% | 0% | 0% | 0% | 0% | 0% | 0% | 0% | 0% | 0 | 0 | 0 | 0 | 0 | 0 | 0
F5_Industrial_Agriculture_New_Space Heating_Natural Gas_Furnace_A_Technical Potential | F5 | Industrial | Agriculture | New | Space Heating | Natural Gas | Furnace | A | Standalone Impact on Baseline Summer Peak (%) | Technical Potential | 0% | 0% | 0% | 0% | 0% | 0% | 0% | 0% | 0% | 0% | 0% | 0% | 0% | 0% | 0% | 0% | 0% | 0% | 0% | 0% | 0% | 0% | 0% | 0% | 0 | 0 | 0 | 0 | 0 | 0 | 0
F6_Industrial_Agriculture_New_Space Heating_Natural Gas_Furnace_A_Technical Potential | F6 | Industrial | Agriculture | New | Space Heating | Natural Gas | Furnace | A | Standalone Impact on Baseline Winter Peak (%) | Technical Potential | 0% | 0% | 0% | 0% | 0% | 0% | 0% | 0% | 0% | 0% | 0% | 0% | 0% | 0% | 0% | 0% | 0% | 0% | 0% | 0% | 0% | 0% | 0% | 0% | 0 | 0 | 0 | 0 | 0 | 0 | 0
F7_Industrial_Agriculture_New_Space Heating_Natural Gas_Furnace_A_Technical Potential | F7 | Industrial | Agriculture | New | Space Heating | Natural Gas | Furnace | A | Incremental Energy Savings (MWh or mTherms) | Technical Potential | 0 | 0 | 0 | 0 | 0 | 0 | 0 | 0 | 0 | 0 | 0 | 0 | 0 | 0 | 0 | 0 | 0 | 0 | 0 | 0 | 0 | 0 | 0 | 0 | 0 | 0 | 0 | 0 | 0 | 0 | 0
F8_Industrial_Agriculture_New_Space Heating_Natural Gas_Furnace_A_Technical Potential | F8 | Industrial | Agriculture | New | Space Heating | Natural Gas | Furnace | A | Incremental Summer Peak Savings (MW) | Technical Potential | 0 | 0 | 0 | 0 | 0 | 0 | 0 | 0 | 0 | 0 | 0 | 0 | 0 | 0 | 0 | 0 | 0 | 0 | 0 | 0 | 0 | 0 | 0 | 0 | 0 | 0 | 0 | 0 | 0 | 0 | 0
F9_Industrial_Agriculture_New_Space Heating_Natural Gas_Furnace_A_Technical Potential | F9 | Industrial | Agriculture | New | Space Heating | Natural Gas | Furnace | A | Incremental Winter Peak Savings (MW) | Technical Potential | 0 | 0 | 0 | 0 | 0 | 0 | 0 | 0 | 0 | 0 | 0 | 0 | 0 | 0 | 0 | 0 | 0 | 0 | 0 | 0 | 0 | 0 | 0 | 0 | 0 | 0 | 0 | 0 | 0 | 0 | 0
F10_Industrial_Agriculture_New_Space Heating_Natural Gas_Furnace_A_Technical Potential | F10 | Industrial | Agriculture | New | Space Heating | Natural Gas | Furnace | A | Cumulative Energy Savings (MWh or mTherms) | Technical Potential | 0 | 0 | 0 | 0 | 0 | 0 | 0 | 0 | 0 | 0 | 0 | 0 | 0 | 0 | 0 | 0 | 0 | 0 | 0 | 0 | 0 | 0 | 0 | 0 | 0 | 0 | 0 | 0 | 0 | 0 | 0
F11_Industrial_Agriculture_New_Space Heating_Natural Gas_Furnace_A_Technical Potential | F11 | Industrial | Agriculture | New | Space Heating | Natural Gas | Furnace | A | Cumulative Summer Peak Savings (MW) | Technical Potential | 0 | 0 | 0 | 0 | 0 | 0 | 0 | 0 | 0 | 0 | 0 | 0 | 0 | 0 | 0 | 0 | 0 | 0 | 0 | 0 | 0 | 0 | 0 | 0 | 0 | 0 | 0 | 0 | 0 | 0 | 0
F12_Industrial_Agriculture_New_Space Heating_Natural Gas_Furnace_A_Technical Potential | F12 | Industrial | Agriculture | New | Space Heating | Natural Gas | Furnace | A | Cumulative Winter Peak Savings (MW) | Technical Potential | 0 | 0 | 0 | 0 | 0 | 0 | 0 | 0 | 0 | 0 | 0 | 0 | 0 | 0 | 0 | 0 | 0 | 0 | 0 | 0 | 0 | 0 | 0 | 0 | 0 | 0 | 0 | 0 | 0 | 0 | 0
F13_Industrial_Agriculture_New_Space Heating_Natural Gas_Furnace_A_Technical Potential | F13 | Industrial | Agriculture | New | Space Heating | Natural Gas | Furnace | A | Purchases (Incremental) | Technical Potential | 0 | 0 | 0 | 0 | 0 | 0 | 0 | 0 | 0 | 0 | 0 | 0 | 0 | 0 | 0 | 0 | 0 | 0 | 0 | 0 | 0 | 0 | 0 | 0 | 0 | 0 | 0 | 0 | 0 | 0 | 0
F14_Industrial_Agriculture_New_Space Heating_Natural Gas_Furnace_A_Technical Potential | F14 | Industrial | Agriculture | New | Space Heating | Natural Gas | Furnace | A | Purchases (Cumulative) | Technical Potential | 0 | 0 | 0 | 0 | 0 | 0 | 0 | 0 | 0 | 0 | 0 | 0 | 0 | 0 | 0 | 0 | 0 | 0 | 0 | 0 | 0 | 0 | 0 | 0 | 0 | 0 | 0 | 0 | 0 | 0 | 0
F1_Industrial_Agriculture_New_Space Heating_Natural Gas_Boiler_A_Technical Potential | F1 | Industrial | Agriculture | New | Space Heating | Natural Gas | Boiler | A | Original Unit Energy Savings (kWh or therms) | Technical Potential | 0 | 0 | 0 | 0 | 0 | 0 | 0 | 0 | 0 | 0 | 0 | 0 | 0 | 0 | 0 | 0 | 0 | 0 | 0 | 0 | 0 | 0 | 0 | 0 | 0 | 0 | 0 | 0 | 0 | 0 | 0
F2_Industrial_Agriculture_New_Space Heating_Natural Gas_Boiler_A_Technical Potential | F2 | Industrial | Agriculture | New | Space Heating | Natural Gas | Boiler | A | Original Unit Summer Peak Savings (kW) | Technical Potential | 0 | 0 | 0 | 0 | 0 | 0 | 0 | 0 | 0 | 0 | 0 | 0 | 0 | 0 | 0 | 0 | 0 | 0 | 0 | 0 | 0 | 0 | 0 | 0 | 0 | 0 | 0 | 0 | 0 | 0 | 0
F3_Industrial_Agriculture_New_Space Heating_Natural Gas_Boiler_A_Technical Potential | F3 | Industrial | Agriculture | New | Space Heating | Natural Gas | Boiler | A | Original Unit Winter Peak Savings (kW) | Technical Potential | 0 | 0 | 0 | 0 | 0 | 0 | 0 | 0 | 0 | 0 | 0 | 0 | 0 | 0 | 0 | 0 | 0 | 0 | 0 | 0 | 0 | 0 | 0 | 0 | 0 | 0 | 0 | 0 | 0 | 0 | 0
F4_Industrial_Agriculture_New_Space Heating_Natural Gas_Boiler_A_Technical Potential | F4 | Industrial | Agriculture | New | Space Heating | Natural Gas | Boiler | A | Standalone Impact on Baseline Energy (%) | Technical Potential | 0% | 0% | 0% | 0% | 0% | 0% | 0% | 0% | 0% | 0% | 0% | 0% | 0% | 0% | 0% | 0% | 0% | 0% | 0% | 0% | 0% | 0% | 0% | 0% | 0 | 0 | 0 | 0 | 0 | 0 | 0
F5_Industrial_Agriculture_New_Space Heating_Natural Gas_Boiler_A_Technical Potential | F5 | Industrial | Agriculture | New | Space Heating | Natural Gas | Boiler | A | Standalone Impact on Baseline Summer Peak (%) | Technical Potential | 0% | 0% | 0% | 0% | 0% | 0% | 0% | 0% | 0% | 0% | 0% | 0% | 0% | 0% | 0% | 0% | 0% | 0% | 0% | 0% | 0% | 0% | 0% | 0% | 0 | 0 | 0 | 0 | 0 | 0 | 0
F6_Industrial_Agriculture_New_Space Heating_Natural Gas_Boiler_A_Technical Potential | F6 | Industrial | Agriculture | New | Space Heating | Natural Gas | Boiler | A | Standalone Impact on Baseline Winter Peak (%) | Technical Potential | 0% | 0% | 0% | 0% | 0% | 0% | 0% | 0% | 0% | 0% | 0% | 0% | 0% | 0% | 0% | 0% | 0% | 0% | 0% | 0% | 0% | 0% | 0% | 0% | 0 | 0 | 0 | 0 | 0 | 0 | 0
F7_Industrial_Agriculture_New_Space Heating_Natural Gas_Boiler_A_Technical Potential | F7 | Industrial | Agriculture | New | Space Heating | Natural Gas | Boiler | A | Incremental Energy Savings (MWh or mTherms) | Technical Potential | 0 | 0 | 0 | 0 | 0 | 0 | 0 | 0 | 0 | 0 | 0 | 0 | 0 | 0 | 0 | 0 | 0 | 0 | 0 | 0 | 0 | 0 | 0 | 0 | 0 | 0 | 0 | 0 | 0 | 0 | 0
F8_Industrial_Agriculture_New_Space Heating_Natural Gas_Boiler_A_Technical Potential | F8 | Industrial | Agriculture | New | Space Heating | Natural Gas | Boiler | A | Incremental Summer Peak Savings (MW) | Technical Potential | 0 | 0 | 0 | 0 | 0 | 0 | 0 | 0 | 0 | 0 | 0 | 0 | 0 | 0 | 0 | 0 | 0 | 0 | 0 | 0 | 0 | 0 | 0 | 0 | 0 | 0 | 0 | 0 | 0 | 0 | 0
F9_Industrial_Agriculture_New_Space Heating_Natural Gas_Boiler_A_Technical Potential | F9 | Industrial | Agriculture | New | Space Heating | Natural Gas | Boiler | A | Incremental Winter Peak Savings (MW) | Technical Potential | 0 | 0 | 0 | 0 | 0 | 0 | 0 | 0 | 0 | 0 | 0 | 0 | 0 | 0 | 0 | 0 | 0 | 0 | 0 | 0 | 0 | 0 | 0 | 0 | 0 | 0 | 0 | 0 | 0 | 0 | 0
F10_Industrial_Agriculture_New_Space Heating_Natural Gas_Boiler_A_Technical Potential | F10 | Industrial | Agriculture | New | Space Heating | Natural Gas | Boiler | A | Cumulative Energy Savings (MWh or mTherms) | Technical Potential | 0 | 0 | 0 | 0 | 0 | 0 | 0 | 0 | 0 | 0 | 0 | 0 | 0 | 0 | 0 | 0 | 0 | 0 | 0 | 0 | 0 | 0 | 0 | 0 | 0 | 0 | 0 | 0 | 0 | 0 | 0
F11_Industrial_Agriculture_New_Space Heating_Natural Gas_Boiler_A_Technical Potential | F11 | Industrial | Agriculture | New | Space Heating | Natural Gas | Boiler | A | Cumulative Summer Peak Savings (MW) | Technical Potential | 0 | 0 | 0 | 0 | 0 | 0 | 0 | 0 | 0 | 0 | 0 | 0 | 0 | 0 | 0 | 0 | 0 | 0 | 0 | 0 | 0 | 0 | 0 | 0 | 0 | 0 | 0 | 0 | 0 | 0 | 0
F12_Industrial_Agriculture_New_Space Heating_Natural Gas_Boiler_A_Technical Potential | F12 | Industrial | Agriculture | New | Space Heating | Natural Gas | Boiler | A | Cumulative Winter Peak Savings (MW) | Technical Potential | 0 | 0 | 0 | 0 | 0 | 0 | 0 | 0 | 0 | 0 | 0 | 0 | 0 | 0 | 0 | 0 | 0 | 0 | 0 | 0 | 0 | 0 | 0 | 0 | 0 | 0 | 0 | 0 | 0 | 0 | 0
F13_Industrial_Agriculture_New_Space Heating_Natural Gas_Boiler_A_Technical Potential | F13 | Industrial | Agriculture | New | Space Heating | Natural Gas | Boiler | A | Purchases (Incremental) | Technical Potential | 0 | 0 | 0 | 0 | 0 | 0 | 0 | 0 | 0 | 0 | 0 | 0 | 0 | 0 | 0 | 0 | 0 | 0 | 0 | 0 | 0 | 0 | 0 | 0 | 0 | 0 | 0 | 0 | 0 | 0 | 0
F14_Industrial_Agriculture_New_Space Heating_Natural Gas_Boiler_A_Technical Potential | F14 | Industrial | Agriculture | New | Space Heating | Natural Gas | Boiler | A | Purchases (Cumulative) | Technical Potential | 0 | 0 | 0 | 0 | 0 | 0 | 0 | 0 | 0 | 0 | 0 | 0 | 0 | 0 | 0 | 0 | 0 | 0 | 0 | 0 | 0 | 0 | 0 | 0 | 0 | 0 | 0 | 0 | 0 | 0 | 0
F1_Industrial_Agriculture_New_Space Heating_Natural Gas_Unit Heater_A_Technical Potential | F1 | Industrial | Agriculture | New | Space Heating | Natural Gas | Unit Heater | A | Original Unit Energy Savings (kWh or therms) | Technical Potential | 0 | 28641.12 | 28641.12 | 28641.12 | 28641.12 | 15772.4108 | 15772.4108 | 15772.4108 | 15772.4108 | 15772.4108 | 15772.4108 | 15772.4108 | 15772.4108 | 15772.4108 | 15772.4108 | 15772.4108 | 15772.4108 | 15772.4108 | 15772.4108 | 15772.4108 | 15772.4108 | 15772.4108 | 15772.4108 | 15772.4108 | 15772.4108 | 15772.4108 | 15772.4108 | 15772.4108 | 15772.4108 | 15772.4108 | 15772.4108
F2_Industrial_Agriculture_New_Space Heating_Natural Gas_Unit Heater_A_Technical Potential | F2 | Industrial | Agriculture | New | Space Heating | Natural Gas | Unit Heater | A | Original Unit Summer Peak Savings (kW) | Technical Potential | 0 | 0 | 0 | 0 | 0 | 0 | 0 | 0 | 0 | 0 | 0 | 0 | 0 | 0 | 0 | 0 | 0 | 0 | 0 | 0 | 0 | 0 | 0 | 0 | 0 | 0 | 0 | 0 | 0 | 0 | 0
F3_Industrial_Agriculture_New_Space Heating_Natural Gas_Unit Heater_A_Technical Potential | F3 | Industrial | Agriculture | New | Space Heating | Natural Gas | Unit Heater | A | Original Unit Winter Peak Savings (kW) | Technical Potential | 0 | 0 | 0 | 0 | 0 | 0 | 0 | 0 | 0 | 0 | 0 | 0 | 0 | 0 | 0 | 0 | 0 | 0 | 0 | 0 | 0 | 0 | 0 | 0 | 0 | 0 | 0 | 0 | 0 | 0 | 0
F4_Industrial_Agriculture_New_Space Heating_Natural Gas_Unit Heater_A_Technical Potential | F4 | Industrial | Agriculture | New | Space Heating | Natural Gas | Unit Heater | A | Standalone Impact on Baseline Energy (%) | Technical Potential | 0% | 0% | 0% | 0% | 0% | 2.35% | 3.985% | 5.206% | 6.147% | 6.9% | 7.516% | 8.243% | 9.016% | 9.787% | 10.54% | 11.27% | 11.96% | 11.81% | 12.03% | 12.17% | 12.27% | 12.37% | 12.47% | 12.49% | 0.12454 | 0.12398 | 0.12339 | 0.12272 | 0 | 0 | 0
F5_Industrial_Agriculture_New_Space Heating_Natural Gas_Unit Heater_A_Technical Potential | F5 | Industrial | Agriculture | New | Space Heating | Natural Gas | Unit Heater | A | Standalone Impact on Baseline Summer Peak (%) | Technical Potential | 0% | 0% | 0% | 0% | 0% | 0% | 0% | 0% | 0% | 0% | 0% | 0% | 0% | 0% | 0% | 0% | 0% | 0% | 0% | 0% | 0% | 0% | 0% | 0% | 0 | 0 | 0 | 0 | 0 | 0 | 0
F6_Industrial_Agriculture_New_Space Heating_Natural Gas_Unit Heater_A_Technical Potential | F6 | Industrial | Agriculture | New | Space Heating | Natural Gas | Unit Heater | A | Standalone Impact on Baseline Winter Peak (%) | Technical Potential | 0% | 0% | 0% | 0% | 0% | 0% | 0% | 0% | 0% | 0% | 0% | 0% | 0% | 0% | 0% | 0% | 0% | 0% | 0% | 0% | 0% | 0% | 0% | 0% | 0 | 0 | 0 | 0 | 0 | 0 | 0
F7_Industrial_Agriculture_New_Space Heating_Natural Gas_Unit Heater_A_Technical Potential | F7 | Industrial | Agriculture | New | Space Heating | Natural Gas | Unit Heater | A | Incremental Energy Savings (MWh or mTherms) | Technical Potential | 0 | 0 | 0 | 0 | 0 | 0.22297 | 0.21914 | 0.21902 | 0.21773 | 0.21785 | 0.21803 | 0.25477 | 0.28395 | 0.30501 | 0.31994 | 0.33701 | 0.34839 | 0.13691 | 0.22991 | 0.21658 | 0.20837 | 0.21228 | 0.221 | 0.19258 | 0.17369 | 0.1635 | 0.15989 | 0.15415 | 0.17584 | 0.18855 | 0.11639
F8_Industrial_Agriculture_New_Space Heating_Natural Gas_Unit Heater_A_Technical Potential | F8 | Industrial | Agriculture | New | Space Heating | Natural Gas | Unit Heater | A | Incremental Summer Peak Savings (MW) | Technical Potential | 0 | 0 | 0 | 0 | 0 | 0 | 0 | 0 | 0 | 0 | 0 | 0 | 0 | 0 | 0 | 0 | 0 | 0 | 0 | 0 | 0 | 0 | 0 | 0 | 0 | 0 | 0 | 0 | 0 | 0 | 0
F9_Industrial_Agriculture_New_Space Heating_Natural Gas_Unit Heater_A_Technical Potential | F9 | Industrial | Agriculture | New | Space Heating | Natural Gas | Unit Heater | A | Incremental Winter Peak Savings (MW) | Technical Potential | 0 | 0 | 0 | 0 | 0 | 0 | 0 | 0 | 0 | 0 | 0 | 0 | 0 | 0 | 0 | 0 | 0 | 0 | 0 | 0 | 0 | 0 | 0 | 0 | 0 | 0 | 0 | 0 | 0 | 0 | 0
F10_Industrial_Agriculture_New_Space Heating_Natural Gas_Unit Heater_A_Technical Potential | F10 | Industrial | Agriculture | New | Space Heating | Natural Gas | Unit Heater | A | Cumulative Energy Savings (MWh or mTherms) | Technical Potential | 0 | 0 | 0 | 0 | 0 | 0.22297 | 0.44211 | 0.66113 | 0.87886 | 1.0967 | 1.3147 | 1.5695 | 1.8534 | 2.1585 | 2.4784 | 2.8154 | 3.1638 | 3.3007 | 3.5306 | 3.7472 | 3.9556 | 4.1678 | 4.3888 | 4.5814 | 4.7551 | 4.9186 | 5.0785 | 5.2327 | 5.4085 | 5.5971 | 5.7134
F11_Industrial_Agriculture_New_Space Heating_Natural Gas_Unit Heater_A_Technical Potential | F11 | Industrial | Agriculture | New | Space Heating | Natural Gas | Unit Heater | A | Cumulative Summer Peak Savings (MW) | Technical Potential | 0 | 0 | 0 | 0 | 0 | 0 | 0 | 0 | 0 | 0 | 0 | 0 | 0 | 0 | 0 | 0 | 0 | 0 | 0 | 0 | 0 | 0 | 0 | 0 | 0 | 0 | 0 | 0 | 0 | 0 | 0
F12_Industrial_Agriculture_New_Space Heating_Natural Gas_Unit Heater_A_Technical Potential | F12 | Industrial | Agriculture | New | Space Heating | Natural Gas | Unit Heater | A | Cumulative Winter Peak Savings (MW) | Technical Potential | 0 | 0 | 0 | 0 | 0 | 0 | 0 | 0 | 0 | 0 | 0 | 0 | 0 | 0 | 0 | 0 | 0 | 0 | 0 | 0 | 0 | 0 | 0 | 0 | 0 | 0 | 0 | 0 | 0 | 0 | 0
F13_Industrial_Agriculture_New_Space Heating_Natural Gas_Unit Heater_A_Technical Potential | F13 | Industrial | Agriculture | New | Space Heating | Natural Gas | Unit Heater | A | Purchases (Incremental) | Technical Potential | 0 | 0 | 0 | 0 | 0 | 0.014137 | 0.013894 | 0.013886 | 0.013804 | 0.013812 | 0.013823 | 0.016153 | 0.018003 | 0.019338 | 0.020285 | 0.021367 | 0.022088 | 0.022817 | 0.028471 | 0.027618 | 0.027016 | 0.027271 | 0.027835 | 0.028363 | 0.029015 | 0.029705 | 0.030422 | 0.03114 | 0.033237 | 0.034771 | 0.03585
F14_Industrial_Agriculture_New_Space Heating_Natural Gas_Unit Heater_A_Technical Potential | F14 | Industrial | Agriculture | New | Space Heating | Natural Gas | Unit Heater | A | Purchases (Cumulative) | Technical Potential | 0 | 0 | 0 | 0 | 0 | 0.014137 | 0.028031 | 0.041917 | 0.055721 | 0.069533 | 0.083356 | 0.099509 | 0.11751 | 0.13685 | 0.15714 | 0.1785 | 0.20059 | 0.20927 | 0.22385 | 0.23758 | 0.25079 | 0.26425 | 0.27826 | 0.29047 | 0.30148 | 0.31185 | 0.32199 | 0.33176 | 0.34291 | 0.35486 | 0.36224
F1_Industrial_Primary Metals_Existing_Space Heating_Natural Gas_Furnace_A_Technical Potential | F1 | Industrial | Primary Metals | Existing | Space Heating | Natural Gas | Furnace | A | Original Unit Energy Savings (kWh or therms) | Technical Potential | 0 | 505.0924 | 505.0924 | 505.0924 | 505.0924 | 138.7616 | 138.7616 | 799.267 | 799.267 | 799.267 | 799.267 | 799.267 | 799.267 | 799.267 | 799.267 | 799.267 | 799.267 | 799.267 | 799.267 | 799.267 | 799.267 | 799.267 | 799.267 | 799.267 | 799.267 | 799.267 | 799.267 | 799.267 | 799.267 | 799.267 | 799.267
F2_Industrial_Primary Metals_Existing_Space Heating_Natural Gas_Furnace_A_Technical Potential | F2 | Industrial | Primary Metals | Existing | Space Heating | Natural Gas | Furnace | A | Original Unit Summer Peak Savings (kW) | Technical Potential | 0 | 0 | 0 | 0 | 0 | 0 | 0 | 0 | 0 | 0 | 0 | 0 | 0 | 0 | 0 | 0 | 0 | 0 | 0 | 0 | 0 | 0 | 0 | 0 | 0 | 0 | 0 | 0 | 0 | 0 | 0
F3_Industrial_Primary Metals_Existing_Space Heating_Natural Gas_Furnace_A_Technical Potential | F3 | Industrial | Primary Metals | Existing | Space Heating | Natural Gas | Furnace | A | Original Unit Winter Peak Savings (kW) | Technical Potential | 0 | 0 | 0 | 0 | 0 | 0 | 0 | 0 | 0 | 0 | 0 | 0 | 0 | 0 | 0 | 0 | 0 | 0 | 0 | 0 | 0 | 0 | 0 | 0 | 0 | 0 | 0 | 0 | 0 | 0 | 0
F4_Industrial_Primary Metals_Existing_Space Heating_Natural Gas_Furnace_A_Technical Potential | F4 | Industrial | Primary Metals | Existing | Space Heating | Natural Gas | Furnace | A | Standalone Impact on Baseline Energy (%) | Technical Potential | 0% | 0% | 0% | 0% | 0% | 0.01504% | 0.03086% | 0.09766% | 0.1684% | 0.2427% | 0.3218% | 0.4017% | 0.4782% | 0.5584% | 0.6336% | 0.7062% | 0.7701% | 0.8349% | 0.9004% | 0.9613% | 1.026% | 1.094% | 1.165% | 1.239% | 0.013136 | 0.013901 | 0.014681 | 0.015479 | 0 | 0 | 0
F5_Industrial_Primary Metals_Existing_Space Heating_Natural Gas_Furnace_A_Technical Potential | F5 | Industrial | Primary Metals | Existing | Space Heating | Natural Gas | Furnace | A | Standalone Impact on Baseline Summer Peak (%) | Technical Potential | 0% | 0% | 0% | 0% | 0% | 0% | 0% | 0% | 0% | 0% | 0% | 0% | 0% | 0% | 0% | 0% | 0% | 0% | 0% | 0% | 0% | 0% | 0% | 0% | 0 | 0 | 0 | 0 | 0 | 0 | 0
F6_Industrial_Primary Metals_Existing_Space Heating_Natural Gas_Furnace_A_Technical Potential | F6 | Industrial | Primary Metals | Existing | Space Heating | Natural Gas | Furnace | A | Standalone Impact on Baseline Winter Peak (%) | Technical Potential | 0% | 0% | 0% | 0% | 0% | 0% | 0% | 0% | 0% | 0% | 0% | 0% | 0% | 0% | 0% | 0% | 0% | 0% | 0% | 0% | 0% | 0% | 0% | 0% | 0 | 0 | 0 | 0 | 0 | 0 | 0
F7_Industrial_Primary Metals_Existing_Space Heating_Natural Gas_Furnace_A_Technical Potential | F7 | Industrial | Primary Metals | Existing | Space Heating | Natural Gas | Furnace | A | Incremental Energy Savings (MWh or mTherms) | Technical Potential | 0 | 0 | 0 | 0 | 0 | 0.011699 | 0.012182 | 0.050783 | 0.053318 | 0.055377 | 0.054993 | 0.05627 | 0.052853 | 0.048954 | 0.051517 | 0.04295 | 0.040608 | 0.037854 | 0.03531 | 0.037636 | 0.036591 | 0.037281 | 0.039894 | 0.040556 | 0.041272 | 0.042034 | 0.042888 | 0.043795 | 0.055689 | 0.057985 | 0
F8_Industrial_Primary Metals_Existing_Space Heating_Natural Gas_Furnace_A_Technical Potential | F8 | Industrial | Primary Metals | Existing | Space Heating | Natural Gas | Furnace | A | Incremental Summer Peak Savings (MW) | Technical Potential | 0 | 0 | 0 | 0 | 0 | 0 | 0 | 0 | 0 | 0 | 0 | 0 | 0 | 0 | 0 | 0 | 0 | 0 | 0 | 0 | 0 | 0 | 0 | 0 | 0 | 0 | 0 | 0 | 0 | 0 | 0
F9_Industrial_Primary Metals_Existing_Space Heating_Natural Gas_Furnace_A_Technical Potential | F9 | Industrial | Primary Metals | Existing | Space Heating | Natural Gas | Furnace | A | Incremental Winter Peak Savings (MW) | Technical Potential | 0 | 0 | 0 | 0 | 0 | 0 | 0 | 0 | 0 | 0 | 0 | 0 | 0 | 0 | 0 | 0 | 0 | 0 | 0 | 0 | 0 | 0 | 0 | 0 | 0 | 0 | 0 | 0 | 0 | 0 | 0
F10_Industrial_Primary Metals_Existing_Space Heating_Natural Gas_Furnace_A_Technical Potential | F10 | Industrial | Primary Metals | Existing | Space Heating | Natural Gas | Furnace | A | Cumulative Energy Savings (MWh or mTherms) | Technical Potential | 0 | 0 | 0 | 0 | 0 | 0.011699 | 0.023881 | 0.074664 | 0.12798 | 0.18336 | 0.23835 | 0.29462 | 0.34748 | 0.39643 | 0.44795 | 0.4909 | 0.5315 | 0.56936 | 0.60467 | 0.6423 | 0.67889 | 0.71618 | 0.75607 | 0.79663 | 0.8379 | 0.87993 | 0.92282 | 0.96662 | 1.0223 | 1.0803 | 1.0803
F11_Industrial_Primary Metals_Existing_Space Heating_Natural Gas_Furnace_A_Technical Potential | F11 | Industrial | Primary Metals | Existing | Space Heating | Natural Gas | Furnace | A | Cumulative Summer Peak Savings (MW) | Technical Potential | 0 | 0 | 0 | 0 | 0 | 0 | 0 | 0 | 0 | 0 | 0 | 0 | 0 | 0 | 0 | 0 | 0 | 0 | 0 | 0 | 0 | 0 | 0 | 0 | 0 | 0 | 0 | 0 | 0 | 0 | 0
F12_Industrial_Primary Metals_Existing_Space Heating_Natural Gas_Furnace_A_Technical Potential | F12 | Industrial | Primary Metals | Existing | Space Heating | Natural Gas | Furnace | A | Cumulative Winter Peak Savings (MW) | Technical Potential | 0 | 0 | 0 | 0 | 0 | 0 | 0 | 0 | 0 | 0 | 0 | 0 | 0 | 0 | 0 | 0 | 0 | 0 | 0 | 0 | 0 | 0 | 0 | 0 | 0 | 0 | 0 | 0 | 0 | 0 | 0
F13_Industrial_Primary Metals_Existing_Space Heating_Natural Gas_Furnace_A_Technical Potential | F13 | Industrial | Primary Metals | Existing | Space Heating | Natural Gas | Furnace | A | Purchases (Incremental) | Technical Potential | 0 | 0 | 0 | 0 | 0 | 0.084312 | 0.087788 | 0.063537 | 0.066709 | 0.069285 | 0.068804 | 0.070402 | 0.066126 | 0.061248 | 0.064455 | 0.053737 | 0.050806 | 0.047361 | 0.044178 | 0.047088 | 0.04578 | 0.046644 | 0.049914 | 0.050741 | 0.051638 | 0.052591 | 0.053659 | 0.054794 | 0.084312 | 0.087788 | 0.063537
F14_Industrial_Primary Metals_Existing_Space Heating_Natural Gas_Furnace_A_Technical Potential | F14 | Industrial | Primary Metals | Existing | Space Heating | Natural Gas | Furnace | A | Purchases (Cumulative) | Technical Potential | 0 | 0 | 0 | 0 | 0 | 0.084312 | 0.1721 | 0.23564 | 0.30235 | 0.37163 | 0.44044 | 0.51084 | 0.57696 | 0.63821 | 0.70267 | 0.75641 | 0.80721 | 0.85457 | 0.89875 | 0.94584 | 0.99162 | 1.0383 | 1.0882 | 1.1389 | 1.1906 | 1.2431 | 1.2968 | 1.3516 | 1.3516 | 1.3516 | 1.3516
F1_Industrial_Primary Metals_Existing_Space Heating_Natural Gas_Boiler_A_Technical Potential | F1 | Industrial | Primary Metals | Existing | Space Heating | Natural Gas | Boiler | A | Original Unit Energy Savings (kWh or therms) | Technical Potential | 0 | 8772.191 | 8772.191 | 8772.191 | 8772.191 | 5375.3 | 5375.3 | 5375.3 | 5375.3 | 5375.3 | 5375.3 | 5375.3 | 5375.3 | 5375.3 | 5375.3 | 5375.3 | 5375.3 | 5375.3 | 5375.3 | 5375.3 | 5375.3 | 5375.3 | 5375.3 | 5375.3 | 5375.3 | 5375.3 | 5375.3 | 5375.3 | 5375.3 | 5375.3 | 5375.3
F2_Industrial_Primary Metals_Existing_Space Heating_Natural Gas_Boiler_A_Technical Potential | F2 | Industrial | Primary Metals | Existing | Space Heating | Natural Gas | Boiler | A | Original Unit Summer Peak Savings (kW) | Technical Potential | 0 | 0 | 0 | 0 | 0 | 0 | 0 | 0 | 0 | 0 | 0 | 0 | 0 | 0 | 0 | 0 | 0 | 0 | 0 | 0 | 0 | 0 | 0 | 0 | 0 | 0 | 0 | 0 | 0 | 0 | 0
F3_Industrial_Primary Metals_Existing_Space Heating_Natural Gas_Boiler_A_Technical Potential | F3 | Industrial | Primary Metals | Existing | Space Heating | Natural Gas | Boiler | A | Original Unit Winter Peak Savings (kW) | Technical Potential | 0 | 0 | 0 | 0 | 0 | 0 | 0 | 0 | 0 | 0 | 0 | 0 | 0 | 0 | 0 | 0 | 0 | 0 | 0 | 0 | 0 | 0 | 0 | 0 | 0 | 0 | 0 | 0 | 0 | 0 | 0
F4_Industrial_Primary Metals_Existing_Space Heating_Natural Gas_Boiler_A_Technical Potential | F4 | Industrial | Primary Metals | Existing | Space Heating | Natural Gas | Boiler | A | Standalone Impact on Baseline Energy (%) | Technical Potential | 0% | 0% | 0% | 0% | 0% | 0.07071% | 0.1426% | 0.2166% | 0.2923% | 0.3699% | 0.4519% | 0.532% | 0.6132% | 0.7048% | 0.7946% | 0.8865% | 0.9724% | 1.064% | 1.161% | 1.251% | 1.345% | 1.447% | 1.547% | 1.646% | 0.017469 | 0.018469 | 0.019456 | 0.020433 | 0 | 0 | 0
F5_Industrial_Primary Metals_Existing_Space Heating_Natural Gas_Boiler_A_Technical Potential | F5 | Industrial | Primary Metals | Existing | Space Heating | Natural Gas | Boiler | A | Standalone Impact on Baseline Summer Peak (%) | Technical Potential | 0% | 0% | 0% | 0% | 0% | 0% | 0% | 0% | 0% | 0% | 0% | 0% | 0% | 0% | 0% | 0% | 0% | 0% | 0% | 0% | 0% | 0% | 0% | 0% | 0 | 0 | 0 | 0 | 0 | 0 | 0
F6_Industrial_Primary Metals_Existing_Space Heating_Natural Gas_Boiler_A_Technical Potential | F6 | Industrial | Primary Metals | Existing | Space Heating | Natural Gas | Boiler | A | Standalone Impact on Baseline Winter Peak (%) | Technical Potential | 0% | 0% | 0% | 0% | 0% | 0% | 0% | 0% | 0% | 0% | 0% | 0% | 0% | 0% | 0% | 0% | 0% | 0% | 0% | 0% | 0% | 0% | 0% | 0% | 0 | 0 | 0 | 0 | 0 | 0 | 0
F7_Industrial_Primary Metals_Existing_Space Heating_Natural Gas_Boiler_A_Technical Potential | F7 | Industrial | Primary Metals | Existing | Space Heating | Natural Gas | Boiler | A | Incremental Energy Savings (MWh or mTherms) | Technical Potential | 0 | 0 | 0 | 0 | 0 | 0.055017 | 0.055318 | 0.055291 | 0.056525 | 0.057283 | 0.055323 | 0.055373 | 0.055443 | 0.054726 | 0.061454 | 0.054485 | 0.054829 | 0.054441 | 0.054055 | 0.056146 | 0.054002 | 0.057685 | 0.056142 | 0.054824 | 0.055935 | 0.054811 | 0.053855 | 0.053045 | 0.052433 | 0.051965 | 0
F8_Industrial_Primary Metals_Existing_Space Heating_Natural Gas_Boiler_A_Technical Potential | F8 | Industrial | Primary Metals | Existing | Space Heating | Natural Gas | Boiler | A | Incremental Summer Peak Savings (MW) | Technical Potential | 0 | 0 | 0 | 0 | 0 | 0 | 0 | 0 | 0 | 0 | 0 | 0 | 0 | 0 | 0 | 0 | 0 | 0 | 0 | 0 | 0 | 0 | 0 | 0 | 0 | 0 | 0 | 0 | 0 | 0 | 0
F9_Industrial_Primary Metals_Existing_Space Heating_Natural Gas_Boiler_A_Technical Potential | F9 | Industrial | Primary Metals | Existing | Space Heating | Natural Gas | Boiler | A | Incremental Winter Peak Savings (MW) | Technical Potential | 0 | 0 | 0 | 0 | 0 | 0 | 0 | 0 | 0 | 0 | 0 | 0 | 0 | 0 | 0 | 0 | 0 | 0 | 0 | 0 | 0 | 0 | 0 | 0 | 0 | 0 | 0 | 0 | 0 | 0 | 0
F10_Industrial_Primary Metals_Existing_Space Heating_Natural Gas_Boiler_A_Technical Potential | F10 | Industrial | Primary Metals | Existing | Space Heating | Natural Gas | Boiler | A | Cumulative Energy Savings (MWh or mTherms) | Technical Potential | 0 | 0 | 0 | 0 | 0 | 0.055017 | 0.11034 | 0.16563 | 0.22215 | 0.27943 | 0.33476 | 0.39013 | 0.44557 | 0.5003 | 0.56175 | 0.61624 | 0.67107 | 0.72551 | 0.77956 | 0.83571 | 0.88971 | 0.9474 | 1.0035 | 1.0584 | 1.1143 | 1.1691 | 1.223 | 1.276 | 1.3284 | 1.3804 | 1.3804
F11_Industrial_Primary Metals_Existing_Space Heating_Natural Gas_Boiler_A_Technical Potential | F11 | Industrial | Primary Metals | Existing | Space Heating | Natural Gas | Boiler | A | Cumulative Summer Peak Savings (MW) | Technical Potential | 0 | 0 | 0 | 0 | 0 | 0 | 0 | 0 | 0 | 0 | 0 | 0 | 0 | 0 | 0 | 0 | 0 | 0 | 0 | 0 | 0 | 0 | 0 | 0 | 0 | 0 | 0 | 0 | 0 | 0 | 0
F12_Industrial_Primary Metals_Existing_Space Heating_Natural Gas_Boiler_A_Technical Potential | F12 | Industrial | Primary Metals | Existing | Space Heating | Natural Gas | Boiler | A | Cumulative Winter Peak Savings (MW) | Technical Potential | 0 | 0 | 0 | 0 | 0 | 0 | 0 | 0 | 0 | 0 | 0 | 0 | 0 | 0 | 0 | 0 | 0 | 0 | 0 | 0 | 0 | 0 | 0 | 0 | 0 | 0 | 0 | 0 | 0 | 0 | 0
F13_Industrial_Primary Metals_Existing_Space Heating_Natural Gas_Boiler_A_Technical Potential | F13 | Industrial | Primary Metals | Existing | Space Heating | Natural Gas | Boiler | A | Purchases (Incremental) | Technical Potential | 0 | 0 | 0 | 0 | 0 | 0.010235 | 0.010291 | 0.010286 | 0.010516 | 0.010657 | 0.010292 | 0.010301 | 0.010314 | 0.010181 | 0.011433 | 0.010136 | 0.0102 | 0.010128 | 0.010056 | 0.010445 | 0.010046 | 0.010731 | 0.010444 | 0.010199 | 0.010406 | 0.010197 | 0.010019 | 0.0098683 | 0.0097544 | 0.0096673 | 0.010235
F14_Industrial_Primary Metals_Existing_Space Heating_Natural Gas_Boiler_A_Technical Potential | F14 | Industrial | Primary Metals | Existing | Space Heating | Natural Gas | Boiler | A | Purchases (Cumulative) | Technical Potential | 0 | 0 | 0 | 0 | 0 | 0.010235 | 0.020526 | 0.030813 | 0.041328 | 0.051985 | 0.062277 | 0.072578 | 0.082893 | 0.093074 | 0.10451 | 0.11464 | 0.12484 | 0.13497 | 0.14503 | 0.15547 | 0.16552 | 0.17625 | 0.18669 | 0.19689 | 0.2073 | 0.2175 | 0.22752 | 0.23738 | 0.24714 | 0.25681 | 0.25681
F1_Industrial_Primary Metals_Existing_Space Heating_Natural Gas_Unit Heater_A_Technical Potential | F1 | Industrial | Primary Metals | Existing | Space Heating | Natural Gas | Unit Heater | A | Original Unit Energy Savings (kWh or therms) | Technical Potential | 0 | 28641.12 | 28641.12 | 28641.12 | 28641.12 | 15772.4108 | 15772.4108 | 15772.4108 | 15772.4108 | 15772.4108 | 15772.4108 | 15772.4108 | 15772.4108 | 15772.4108 | 15772.4108 | 15772.4108 | 15772.4108 | 15772.4108 | 15772.4108 | 15772.4108 | 15772.4108 | 15772.4108 | 15772.4108 | 15772.4108 | 15772.4108 | 15772.4108 | 15772.4108 | 15772.4108 | 15772.4108 | 15772.4108 | 15772.4108
F2_Industrial_Primary Metals_Existing_Space Heating_Natural Gas_Unit Heater_A_Technical Potential | F2 | Industrial | Primary Metals | Existing | Space Heating | Natural Gas | Unit Heater | A | Original Unit Summer Peak Savings (kW) | Technical Potential | 0 | 0 | 0 | 0 | 0 | 0 | 0 | 0 | 0 | 0 | 0 | 0 | 0 | 0 | 0 | 0 | 0 | 0 | 0 | 0 | 0 | 0 | 0 | 0 | 0 | 0 | 0 | 0 | 0 | 0 | 0
F3_Industrial_Primary Metals_Existing_Space Heating_Natural Gas_Unit Heater_A_Technical Potential | F3 | Industrial | Primary Metals | Existing | Space Heating | Natural Gas | Unit Heater | A | Original Unit Winter Peak Savings (kW) | Technical Potential | 0 | 0 | 0 | 0 | 0 | 0 | 0 | 0 | 0 | 0 | 0 | 0 | 0 | 0 | 0 | 0 | 0 | 0 | 0 | 0 | 0 | 0 | 0 | 0 | 0 | 0 | 0 | 0 | 0 | 0 | 0
F4_Industrial_Primary Metals_Existing_Space Heating_Natural Gas_Unit Heater_A_Technical Potential | F4 | Industrial | Primary Metals | Existing | Space Heating | Natural Gas | Unit Heater | A | Standalone Impact on Baseline Energy (%) | Technical Potential | 0% | 0% | 0% | 0% | 0% | 0.07019% | 0.1665% | 0.2936% | 0.4562% | 0.6569% | 0.8952% | 1.16% | 1.458% | 1.809% | 2.205% | 2.635% | 3.078% | 3.438% | 3.774% | 4.046% | 4.291% | 4.536% | 4.719% | 4.878% | 0.050244 | 0.051604 | 0.052336 | 0.053164 | 0 | 0 | 0
F5_Industrial_Primary Metals_Existing_Space Heating_Natural Gas_Unit Heater_A_Technical Potential | F5 | Industrial | Primary Metals | Existing | Space Heating | Natural Gas | Unit Heater | A | Standalone Impact on Baseline Summer Peak (%) | Technical Potential | 0% | 0% | 0% | 0% | 0% | 0% | 0% | 0% | 0% | 0% | 0% | 0% | 0% | 0% | 0% | 0% | 0% | 0% | 0% | 0% | 0% | 0% | 0% | 0% | 0 | 0 | 0 | 0 | 0 | 0 | 0
F6_Industrial_Primary Metals_Existing_Space Heating_Natural Gas_Unit Heater_A_Technical Potential | F6 | Industrial | Primary Metals | Existing | Space Heating | Natural Gas | Unit Heater | A | Standalone Impact on Baseline Winter Peak (%) | Technical Potential | 0% | 0% | 0% | 0% | 0% | 0% | 0% | 0% | 0% | 0% | 0% | 0% | 0% | 0% | 0% | 0% | 0% | 0% | 0% | 0% | 0% | 0% | 0% | 0% | 0 | 0 | 0 | 0 | 0 | 0 | 0
F7_Industrial_Primary Metals_Existing_Space Heating_Natural Gas_Unit Heater_A_Technical Potential | F7 | Industrial | Primary Metals | Existing | Space Heating | Natural Gas | Unit Heater | A | Incremental Energy Savings (MWh or mTherms) | Technical Potential | 0 | 0 | 0 | 0 | 0 | 0.054613 | 0.074242 | 0.09565 | 0.12226 | 0.14951 | 0.16678 | 0.18793 | 0.20821 | 0.22485 | 0.275 | 0.27268 | 0.29244 | 0.22071 | 0.18936 | 0.16916 | 0.13476 | 0.13203 | 0.091147 | 0.076001 | 0.067588 | 0.061716 | 0.02303 | 0.030326 | 0.013716 | 0.033009 | 0.045168
F8_Industrial_Primary Metals_Existing_Space Heating_Natural Gas_Unit Heater_A_Technical Potential | F8 | Industrial | Primary Metals | Existing | Space Heating | Natural Gas | Unit Heater | A | Incremental Summer Peak Savings (MW) | Technical Potential | 0 | 0 | 0 | 0 | 0 | 0 | 0 | 0 | 0 | 0 | 0 | 0 | 0 | 0 | 0 | 0 | 0 | 0 | 0 | 0 | 0 | 0 | 0 | 0 | 0 | 0 | 0 | 0 | 0 | 0 | 0
F9_Industrial_Primary Metals_Existing_Space Heating_Natural Gas_Unit Heater_A_Technical Potential | F9 | Industrial | Primary Metals | Existing | Space Heating | Natural Gas | Unit Heater | A | Incremental Winter Peak Savings (MW) | Technical Potential | 0 | 0 | 0 | 0 | 0 | 0 | 0 | 0 | 0 | 0 | 0 | 0 | 0 | 0 | 0 | 0 | 0 | 0 | 0 | 0 | 0 | 0 | 0 | 0 | 0 | 0 | 0 | 0 | 0 | 0 | 0
F10_Industrial_Primary Metals_Existing_Space Heating_Natural Gas_Unit Heater_A_Technical Potential | F10 | Industrial | Primary Metals | Existing | Space Heating | Natural Gas | Unit Heater | A | Cumulative Energy Savings (MWh or mTherms) | Technical Potential | 0 | 0 | 0 | 0 | 0 | 0.054613 | 0.12885 | 0.2245 | 0.34676 | 0.49627 | 0.66305 | 0.85098 | 1.0592 | 1.284 | 1.559 | 1.8317 | 2.1242 | 2.3449 | 2.5342 | 2.7034 | 2.8382 | 2.9702 | 3.0613 | 3.1373 | 3.2049 | 3.2666 | 3.2897 | 3.32 | 3.3337 | 3.3667 | 3.4119
F11_Industrial_Primary Metals_Existing_Space Heating_Natural Gas_Unit Heater_A_Technical Potential | F11 | Industrial | Primary Metals | Existing | Space Heating | Natural Gas | Unit Heater | A | Cumulative Summer Peak Savings (MW) | Technical Potential | 0 | 0 | 0 | 0 | 0 | 0 | 0 | 0 | 0 | 0 | 0 | 0 | 0 | 0 | 0 | 0 | 0 | 0 | 0 | 0 | 0 | 0 | 0 | 0 | 0 | 0 | 0 | 0 | 0 | 0 | 0
F12_Industrial_Primary Metals_Existing_Space Heating_Natural Gas_Unit Heater_A_Technical Potential | F12 | Industrial | Primary Metals | Existing | Space Heating | Natural Gas | Unit Heater | A | Cumulative Winter Peak Savings (MW) | Technical Potential | 0 | 0 | 0 | 0 | 0 | 0 | 0 | 0 | 0 | 0 | 0 | 0 | 0 | 0 | 0 | 0 | 0 | 0 | 0 | 0 | 0 | 0 | 0 | 0 | 0 | 0 | 0 | 0 | 0 | 0 | 0
F13_Industrial_Primary Metals_Existing_Space Heating_Natural Gas_Unit Heater_A_Technical Potential | F13 | Industrial | Primary Metals | Existing | Space Heating | Natural Gas | Unit Heater | A | Purchases (Incremental) | Technical Potential | 0 | 0 | 0 | 0 | 0 | 0.0034625 | 0.0047071 | 0.0060644 | 0.0077513 | 0.0094794 | 0.010574 | 0.011915 | 0.013201 | 0.014256 | 0.017436 | 0.017289 | 0.018541 | 0.017456 | 0.016713 | 0.016789 | 0.016295 | 0.01785 | 0.016353 | 0.016734 | 0.017486 | 0.018169 | 0.018896 | 0.019211 | 0.019411 | 0.019549 | 0.019577
F14_Industrial_Primary Metals_Existing_Space Heating_Natural Gas_Unit Heater_A_Technical Potential | F14 | Industrial | Primary Metals | Existing | Space Heating | Natural Gas | Unit Heater | A | Purchases (Cumulative) | Technical Potential | 0 | 0 | 0 | 0 | 0 | 0.0034625 | 0.0081696 | 0.014234 | 0.021985 | 0.031465 | 0.042039 | 0.053954 | 0.067154 | 0.08141 | 0.098846 | 0.11613 | 0.13468 | 0.14867 | 0.16068 | 0.1714 | 0.17994 | 0.18832 | 0.19409 | 0.19891 | 0.2032 | 0.20711 | 0.20857 | 0.21049 | 0.21136 | 0.21346 | 0.21632
F1_Industrial_Primary Metals_New_Space Heating_Natural Gas_Furnace_A_Technical Potential | F1 | Industrial | Primary Metals | New | Space Heating | Natural Gas | Furnace | A | Original Unit Energy Savings (kWh or therms) | Technical Potential | 0 | 0 | 0 | 0 | 0 | 0 | 0 | 0 | 0 | 0 | 0 | 0 | 0 | 0 | 0 | 0 | 0 | 0 | 0 | 0 | 0 | 0 | 0 | 0 | 0 | 0 | 0 | 0 | 0 | 0 | 0
F2_Industrial_Primary Metals_New_Space Heating_Natural Gas_Furnace_A_Technical Potential | F2 | Industrial | Primary Metals | New | Space Heating | Natural Gas | Furnace | A | Original Unit Summer Peak Savings (kW) | Technical Potential | 0 | 0 | 0 | 0 | 0 | 0 | 0 | 0 | 0 | 0 | 0 | 0 | 0 | 0 | 0 | 0 | 0 | 0 | 0 | 0 | 0 | 0 | 0 | 0 | 0 | 0 | 0 | 0 | 0 | 0 | 0
F3_Industrial_Primary Metals_New_Space Heating_Natural Gas_Furnace_A_Technical Potential | F3 | Industrial | Primary Metals | New | Space Heating | Natural Gas | Furnace | A | Original Unit Winter Peak Savings (kW) | Technical Potential | 0 | 0 | 0 | 0 | 0 | 0 | 0 | 0 | 0 | 0 | 0 | 0 | 0 | 0 | 0 | 0 | 0 | 0 | 0 | 0 | 0 | 0 | 0 | 0 | 0 | 0 | 0 | 0 | 0 | 0 | 0
F4_Industrial_Primary Metals_New_Space Heating_Natural Gas_Furnace_A_Technical Potential | F4 | Industrial | Primary Metals | New | Space Heating | Natural Gas | Furnace | A | Standalone Impact on Baseline Energy (%) | Technical Potential | 0% | 0% | 0% | 0% | 0% | 0% | 0% | 0% | 0% | 0% | 0% | 0% | 0% | 0% | 0% | 0% | 0% | 0% | 0% | 0% | 0% | 0% | 0% | 0% | 0 | 0 | 0 | 0 | 0 | 0 | 0
F5_Industrial_Primary Metals_New_Space Heating_Natural Gas_Furnace_A_Technical Potential | F5 | Industrial | Primary Metals | New | Space Heating | Natural Gas | Furnace | A | Standalone Impact on Baseline Summer Peak (%) | Technical Potential | 0% | 0% | 0% | 0% | 0% | 0% | 0% | 0% | 0% | 0% | 0% | 0% | 0% | 0% | 0% | 0% | 0% | 0% | 0% | 0% | 0% | 0% | 0% | 0% | 0 | 0 | 0 | 0 | 0 | 0 | 0
F6_Industrial_Primary Metals_New_Space Heating_Natural Gas_Furnace_A_Technical Potential | F6 | Industrial | Primary Metals | New | Space Heating | Natural Gas | Furnace | A | Standalone Impact on Baseline Winter Peak (%) | Technical Potential | 0% | 0% | 0% | 0% | 0% | 0% | 0% | 0% | 0% | 0% | 0% | 0% | 0% | 0% | 0% | 0% | 0% | 0% | 0% | 0% | 0% | 0% | 0% | 0% | 0 | 0 | 0 | 0 | 0 | 0 | 0
F7_Industrial_Primary Metals_New_Space Heating_Natural Gas_Furnace_A_Technical Potential | F7 | Industrial | Primary Metals | New | Space Heating | Natural Gas | Furnace | A | Incremental Energy Savings (MWh or mTherms) | Technical Potential | 0 | 0 | 0 | 0 | 0 | 0 | 0 | 0 | 0 | 0 | 0 | 0 | 0 | 0 | 0 | 0 | 0 | 0 | 0 | 0 | 0 | 0 | 0 | 0 | 0 | 0 | 0 | 0 | 0 | 0 | 0
F8_Industrial_Primary Metals_New_Space Heating_Natural Gas_Furnace_A_Technical Potential | F8 | Industrial | Primary Metals | New | Space Heating | Natural Gas | Furnace | A | Incremental Summer Peak Savings (MW) | Technical Potential | 0 | 0 | 0 | 0 | 0 | 0 | 0 | 0 | 0 | 0 | 0 | 0 | 0 | 0 | 0 | 0 | 0 | 0 | 0 | 0 | 0 | 0 | 0 | 0 | 0 | 0 | 0 | 0 | 0 | 0 | 0
F9_Industrial_Primary Metals_New_Space Heating_Natural Gas_Furnace_A_Technical Potential | F9 | Industrial | Primary Metals | New | Space Heating | Natural Gas | Furnace | A | Incremental Winter Peak Savings (MW) | Technical Potential | 0 | 0 | 0 | 0 | 0 | 0 | 0 | 0 | 0 | 0 | 0 | 0 | 0 | 0 | 0 | 0 | 0 | 0 | 0 | 0 | 0 | 0 | 0 | 0 | 0 | 0 | 0 | 0 | 0 | 0 | 0
F10_Industrial_Primary Metals_New_Space Heating_Natural Gas_Furnace_A_Technical Potential | F10 | Industrial | Primary Metals | New | Space Heating | Natural Gas | Furnace | A | Cumulative Energy Savings (MWh or mTherms) | Technical Potential | 0 | 0 | 0 | 0 | 0 | 0 | 0 | 0 | 0 | 0 | 0 | 0 | 0 | 0 | 0 | 0 | 0 | 0 | 0 | 0 | 0 | 0 | 0 | 0 | 0 | 0 | 0 | 0 | 0 | 0 | 0
F11_Industrial_Primary Metals_New_Space Heating_Natural Gas_Furnace_A_Technical Potential | F11 | Industrial | Primary Metals | New | Space Heating | Natural Gas | Furnace | A | Cumulative Summer Peak Savings (MW) | Technical Potential | 0 | 0 | 0 | 0 | 0 | 0 | 0 | 0 | 0 | 0 | 0 | 0 | 0 | 0 | 0 | 0 | 0 | 0 | 0 | 0 | 0 | 0 | 0 | 0 | 0 | 0 | 0 | 0 | 0 | 0 | 0
F12_Industrial_Primary Metals_New_Space Heating_Natural Gas_Furnace_A_Technical Potential | F12 | Industrial | Primary Metals | New | Space Heating | Natural Gas | Furnace | A | Cumulative Winter Peak Savings (MW) | Technical Potential | 0 | 0 | 0 | 0 | 0 | 0 | 0 | 0 | 0 | 0 | 0 | 0 | 0 | 0 | 0 | 0 | 0 | 0 | 0 | 0 | 0 | 0 | 0 | 0 | 0 | 0 | 0 | 0 | 0 | 0 | 0
F13_Industrial_Primary Metals_New_Space Heating_Natural Gas_Furnace_A_Technical Potential | F13 | Industrial | Primary Metals | New | Space Heating | Natural Gas | Furnace | A | Purchases (Incremental) | Technical Potential | 0 | 0 | 0 | 0 | 0 | 0 | 0 | 0 | 0 | 0 | 0 | 0 | 0 | 0 | 0 | 0 | 0 | 0 | 0 | 0 | 0 | 0 | 0 | 0 | 0 | 0 | 0 | 0 | 0 | 0 | 0
F14_Industrial_Primary Metals_New_Space Heating_Natural Gas_Furnace_A_Technical Potential | F14 | Industrial | Primary Metals | New | Space Heating | Natural Gas | Furnace | A | Purchases (Cumulative) | Technical Potential | 0 | 0 | 0 | 0 | 0 | 0 | 0 | 0 | 0 | 0 | 0 | 0 | 0 | 0 | 0 | 0 | 0 | 0 | 0 | 0 | 0 | 0 | 0 | 0 | 0 | 0 | 0 | 0 | 0 | 0 | 0
F1_Industrial_Primary Metals_New_Space Heating_Natural Gas_Boiler_A_Technical Potential | F1 | Industrial | Primary Metals | New | Space Heating | Natural Gas | Boiler | A | Original Unit Energy Savings (kWh or therms) | Technical Potential | 0 | 0 | 0 | 0 | 0 | 0 | 0 | 0 | 0 | 0 | 0 | 0 | 0 | 0 | 0 | 0 | 0 | 0 | 0 | 0 | 0 | 0 | 0 | 0 | 0 | 0 | 0 | 0 | 0 | 0 | 0
F2_Industrial_Primary Metals_New_Space Heating_Natural Gas_Boiler_A_Technical Potential | F2 | Industrial | Primary Metals | New | Space Heating | Natural Gas | Boiler | A | Original Unit Summer Peak Savings (kW) | Technical Potential | 0 | 0 | 0 | 0 | 0 | 0 | 0 | 0 | 0 | 0 | 0 | 0 | 0 | 0 | 0 | 0 | 0 | 0 | 0 | 0 | 0 | 0 | 0 | 0 | 0 | 0 | 0 | 0 | 0 | 0 | 0
F3_Industrial_Primary Metals_New_Space Heating_Natural Gas_Boiler_A_Technical Potential | F3 | Industrial | Primary Metals | New | Space Heating | Natural Gas | Boiler | A | Original Unit Winter Peak Savings (kW) | Technical Potential | 0 | 0 | 0 | 0 | 0 | 0 | 0 | 0 | 0 | 0 | 0 | 0 | 0 | 0 | 0 | 0 | 0 | 0 | 0 | 0 | 0 | 0 | 0 | 0 | 0 | 0 | 0 | 0 | 0 | 0 | 0
F4_Industrial_Primary Metals_New_Space Heating_Natural Gas_Boiler_A_Technical Potential | F4 | Industrial | Primary Metals | New | Space Heating | Natural Gas | Boiler | A | Standalone Impact on Baseline Energy (%) | Technical Potential | 0% | 0% | 0% | 0% | 0% | 0% | 0% | 0% | 0% | 0% | 0% | 0% | 0% | 0% | 0% | 0% | 0% | 0% | 0% | 0% | 0% | 0% | 0% | 0% | 0 | 0 | 0 | 0 | 0 | 0 | 0
F5_Industrial_Primary Metals_New_Space Heating_Natural Gas_Boiler_A_Technical Potential | F5 | Industrial | Primary Metals | New | Space Heating | Natural Gas | Boiler | A | Standalone Impact on Baseline Summer Peak (%) | Technical Potential | 0% | 0% | 0% | 0% | 0% | 0% | 0% | 0% | 0% | 0% | 0% | 0% | 0% | 0% | 0% | 0% | 0% | 0% | 0% | 0% | 0% | 0% | 0% | 0% | 0 | 0 | 0 | 0 | 0 | 0 | 0
F6_Industrial_Primary Metals_New_Space Heating_Natural Gas_Boiler_A_Technical Potential | F6 | Industrial | Primary Metals | New | Space Heating | Natural Gas | Boiler | A | Standalone Impact on Baseline Winter Peak (%) | Technical Potential | 0% | 0% | 0% | 0% | 0% | 0% | 0% | 0% | 0% | 0% | 0% | 0% | 0% | 0% | 0% | 0% | 0% | 0% | 0% | 0% | 0% | 0% | 0% | 0% | 0 | 0 | 0 | 0 | 0 | 0 | 0
F7_Industrial_Primary Metals_New_Space Heating_Natural Gas_Boiler_A_Technical Potential | F7 | Industrial | Primary Metals | New | Space Heating | Natural Gas | Boiler | A | Incremental Energy Savings (MWh or mTherms) | Technical Potential | 0 | 0 | 0 | 0 | 0 | 0 | 0 | 0 | 0 | 0 | 0 | 0 | 0 | 0 | 0 | 0 | 0 | 0 | 0 | 0 | 0 | 0 | 0 | 0 | 0 | 0 | 0 | 0 | 0 | 0 | 0
F8_Industrial_Primary Metals_New_Space Heating_Natural Gas_Boiler_A_Technical Potential | F8 | Industrial | Primary Metals | New | Space Heating | Natural Gas | Boiler | A | Incremental Summer Peak Savings (MW) | Technical Potential | 0 | 0 | 0 | 0 | 0 | 0 | 0 | 0 | 0 | 0 | 0 | 0 | 0 | 0 | 0 | 0 | 0 | 0 | 0 | 0 | 0 | 0 | 0 | 0 | 0 | 0 | 0 | 0 | 0 | 0 | 0
F9_Industrial_Primary Metals_New_Space Heating_Natural Gas_Boiler_A_Technical Potential | F9 | Industrial | Primary Metals | New | Space Heating | Natural Gas | Boiler | A | Incremental Winter Peak Savings (MW) | Technical Potential | 0 | 0 | 0 | 0 | 0 | 0 | 0 | 0 | 0 | 0 | 0 | 0 | 0 | 0 | 0 | 0 | 0 | 0 | 0 | 0 | 0 | 0 | 0 | 0 | 0 | 0 | 0 | 0 | 0 | 0 | 0
F10_Industrial_Primary Metals_New_Space Heating_Natural Gas_Boiler_A_Technical Potential | F10 | Industrial | Primary Metals | New | Space Heating | Natural Gas | Boiler | A | Cumulative Energy Savings (MWh or mTherms) | Technical Potential | 0 | 0 | 0 | 0 | 0 | 0 | 0 | 0 | 0 | 0 | 0 | 0 | 0 | 0 | 0 | 0 | 0 | 0 | 0 | 0 | 0 | 0 | 0 | 0 | 0 | 0 | 0 | 0 | 0 | 0 | 0
F11_Industrial_Primary Metals_New_Space Heating_Natural Gas_Boiler_A_Technical Potential | F11 | Industrial | Primary Metals | New | Space Heating | Natural Gas | Boiler | A | Cumulative Summer Peak Savings (MW) | Technical Potential | 0 | 0 | 0 | 0 | 0 | 0 | 0 | 0 | 0 | 0 | 0 | 0 | 0 | 0 | 0 | 0 | 0 | 0 | 0 | 0 | 0 | 0 | 0 | 0 | 0 | 0 | 0 | 0 | 0 | 0 | 0
F12_Industrial_Primary Metals_New_Space Heating_Natural Gas_Boiler_A_Technical Potential | F12 | Industrial | Primary Metals | New | Space Heating | Natural Gas | Boiler | A | Cumulative Winter Peak Savings (MW) | Technical Potential | 0 | 0 | 0 | 0 | 0 | 0 | 0 | 0 | 0 | 0 | 0 | 0 | 0 | 0 | 0 | 0 | 0 | 0 | 0 | 0 | 0 | 0 | 0 | 0 | 0 | 0 | 0 | 0 | 0 | 0 | 0
F13_Industrial_Primary Metals_New_Space Heating_Natural Gas_Boiler_A_Technical Potential | F13 | Industrial | Primary Metals | New | Space Heating | Natural Gas | Boiler | A | Purchases (Incremental) | Technical Potential | 0 | 0 | 0 | 0 | 0 | 0 | 0 | 0 | 0 | 0 | 0 | 0 | 0 | 0 | 0 | 0 | 0 | 0 | 0 | 0 | 0 | 0 | 0 | 0 | 0 | 0 | 0 | 0 | 0 | 0 | 0
F14_Industrial_Primary Metals_New_Space Heating_Natural Gas_Boiler_A_Technical Potential | F14 | Industrial | Primary Metals | New | Space Heating | Natural Gas | Boiler | A | Purchases (Cumulative) | Technical Potential | 0 | 0 | 0 | 0 | 0 | 0 | 0 | 0 | 0 | 0 | 0 | 0 | 0 | 0 | 0 | 0 | 0 | 0 | 0 | 0 | 0 | 0 | 0 | 0 | 0 | 0 | 0 | 0 | 0 | 0 | 0
F1_Industrial_Primary Metals_New_Space Heating_Natural Gas_Unit Heater_A_Technical Potential | F1 | Industrial | Primary Metals | New | Space Heating | Natural Gas | Unit Heater | A | Original Unit Energy Savings (kWh or therms) | Technical Potential | 0 | 28641.12 | 28641.12 | 28641.12 | 28641.12 | 15772.4108 | 15772.4108 | 15772.4108 | 15772.4108 | 15772.4108 | 15772.4108 | 15772.4108 | 15772.4108 | 15772.4108 | 15772.4108 | 15772.4108 | 15772.4108 | 15772.4108 | 15772.4108 | 15772.4108 | 15772.4108 | 15772.4108 | 15772.4108 | 15772.4108 | 15772.4108 | 15772.4108 | 15772.4108 | 15772.4108 | 15772.4108 | 15772.4108 | 15772.4108
F2_Industrial_Primary Metals_New_Space Heating_Natural Gas_Unit Heater_A_Technical Potential | F2 | Industrial | Primary Metals | New | Space Heating | Natural Gas | Unit Heater | A | Original Unit Summer Peak Savings (kW) | Technical Potential | 0 | 0 | 0 | 0 | 0 | 0 | 0 | 0 | 0 | 0 | 0 | 0 | 0 | 0 | 0 | 0 | 0 | 0 | 0 | 0 | 0 | 0 | 0 | 0 | 0 | 0 | 0 | 0 | 0 | 0 | 0
F3_Industrial_Primary Metals_New_Space Heating_Natural Gas_Unit Heater_A_Technical Potential | F3 | Industrial | Primary Metals | New | Space Heating | Natural Gas | Unit Heater | A | Original Unit Winter Peak Savings (kW) | Technical Potential | 0 | 0 | 0 | 0 | 0 | 0 | 0 | 0 | 0 | 0 | 0 | 0 | 0 | 0 | 0 | 0 | 0 | 0 | 0 | 0 | 0 | 0 | 0 | 0 | 0 | 0 | 0 | 0 | 0 | 0 | 0
F4_Industrial_Primary Metals_New_Space Heating_Natural Gas_Unit Heater_A_Technical Potential | F4 | Industrial | Primary Metals | New | Space Heating | Natural Gas | Unit Heater | A | Standalone Impact on Baseline Energy (%) | Technical Potential | 0% | 0% | 0% | 0% | 0% | 2.35% | 3.985% | 5.206% | 6.147% | 6.9% | 7.516% | 8.243% | 9.016% | 9.787% | 10.54% | 11.27% | 11.96% | 11.81% | 12.03% | 12.17% | 12.27% | 12.37% | 12.47% | 12.49% | 0.12454 | 0.12398 | 0.12339 | 0.12272 | 0 | 0 | 0
F5_Industrial_Primary Metals_New_Space Heating_Natural Gas_Unit Heater_A_Technical Potential | F5 | Industrial | Primary Metals | New | Space Heating | Natural Gas | Unit Heater | A | Standalone Impact on Baseline Summer Peak (%) | Technical Potential | 0% | 0% | 0% | 0% | 0% | 0% | 0% | 0% | 0% | 0% | 0% | 0% | 0% | 0% | 0% | 0% | 0% | 0% | 0% | 0% | 0% | 0% | 0% | 0% | 0 | 0 | 0 | 0 | 0 | 0 | 0
F6_Industrial_Primary Metals_New_Space Heating_Natural Gas_Unit Heater_A_Technical Potential | F6 | Industrial | Primary Metals | New | Space Heating | Natural Gas | Unit Heater | A | Standalone Impact on Baseline Winter Peak (%) | Technical Potential | 0% | 0% | 0% | 0% | 0% | 0% | 0% | 0% | 0% | 0% | 0% | 0% | 0% | 0% | 0% | 0% | 0% | 0% | 0% | 0% | 0% | 0% | 0% | 0% | 0 | 0 | 0 | 0 | 0 | 0 | 0
F7_Industrial_Primary Metals_New_Space Heating_Natural Gas_Unit Heater_A_Technical Potential | F7 | Industrial | Primary Metals | New | Space Heating | Natural Gas | Unit Heater | A | Incremental Energy Savings (MWh or mTherms) | Technical Potential | 0 | 0 | 0 | 0 | 0 | 0.020207 | 0.01986 | 0.019849 | 0.019732 | 0.019742 | 0.019759 | 0.023089 | 0.025733 | 0.027642 | 0.028994 | 0.030541 | 0.031573 | 0.012407 | 0.020836 | 0.019628 | 0.018884 | 0.019238 | 0.020029 | 0.017453 | 0.015741 | 0.014817 | 0.01449 | 0.01397 | 0.015936 | 0.017088 | 0.010548
F8_Industrial_Primary Metals_New_Space Heating_Natural Gas_Unit Heater_A_Technical Potential | F8 | Industrial | Primary Metals | New | Space Heating | Natural Gas | Unit Heater | A | Incremental Summer Peak Savings (MW) | Technical Potential | 0 | 0 | 0 | 0 | 0 | 0 | 0 | 0 | 0 | 0 | 0 | 0 | 0 | 0 | 0 | 0 | 0 | 0 | 0 | 0 | 0 | 0 | 0 | 0 | 0 | 0 | 0 | 0 | 0 | 0 | 0
F9_Industrial_Primary Metals_New_Space Heating_Natural Gas_Unit Heater_A_Technical Potential | F9 | Industrial | Primary Metals | New | Space Heating | Natural Gas | Unit Heater | A | Incremental Winter Peak Savings (MW) | Technical Potential | 0 | 0 | 0 | 0 | 0 | 0 | 0 | 0 | 0 | 0 | 0 | 0 | 0 | 0 | 0 | 0 | 0 | 0 | 0 | 0 | 0 | 0 | 0 | 0 | 0 | 0 | 0 | 0 | 0 | 0 | 0
F10_Industrial_Primary Metals_New_Space Heating_Natural Gas_Unit Heater_A_Technical Potential | F10 | Industrial | Primary Metals | New | Space Heating | Natural Gas | Unit Heater | A | Cumulative Energy Savings (MWh or mTherms) | Technical Potential | 0 | 0 | 0 | 0 | 0 | 0.020207 | 0.040066 | 0.059915 | 0.079647 | 0.099389 | 0.11915 | 0.14224 | 0.16797 | 0.19561 | 0.22461 | 0.25515 | 0.28672 | 0.29913 | 0.31996 | 0.33959 | 0.35847 | 0.37771 | 0.39774 | 0.41519 | 0.43093 | 0.44575 | 0.46024 | 0.47421 | 0.49015 | 0.50723 | 0.51778
F11_Industrial_Primary Metals_New_Space Heating_Natural Gas_Unit Heater_A_Technical Potential | F11 | Industrial | Primary Metals | New | Space Heating | Natural Gas | Unit Heater | A | Cumulative Summer Peak Savings (MW) | Technical Potential | 0 | 0 | 0 | 0 | 0 | 0 | 0 | 0 | 0 | 0 | 0 | 0 | 0 | 0 | 0 | 0 | 0 | 0 | 0 | 0 | 0 | 0 | 0 | 0 | 0 | 0 | 0 | 0 | 0 | 0 | 0
F12_Industrial_Primary Metals_New_Space Heating_Natural Gas_Unit Heater_A_Technical Potential | F12 | Industrial | Primary Metals | New | Space Heating | Natural Gas | Unit Heater | A | Cumulative Winter Peak Savings (MW) | Technical Potential | 0 | 0 | 0 | 0 | 0 | 0 | 0 | 0 | 0 | 0 | 0 | 0 | 0 | 0 | 0 | 0 | 0 | 0 | 0 | 0 | 0 | 0 | 0 | 0 | 0 | 0 | 0 | 0 | 0 | 0 | 0
F13_Industrial_Primary Metals_New_Space Heating_Natural Gas_Unit Heater_A_Technical Potential | F13 | Industrial | Primary Metals | New | Space Heating | Natural Gas | Unit Heater | A | Purchases (Incremental) | Technical Potential | 0 | 0 | 0 | 0 | 0 | 0.0012812 | 0.0012591 | 0.0012584 | 0.001251 | 0.0012517 | 0.0012527 | 0.0014639 | 0.0016315 | 0.0017526 | 0.0018383 | 0.0019364 | 0.0020018 | 0.0020678 | 0.0025802 | 0.0025029 | 0.0024483 | 0.0024714 | 0.0025226 | 0.0025704 | 0.0026295 | 0.002692 | 0.002757 | 0.0028221 | 0.0030121 | 0.0031512 | 0.0032489
F14_Industrial_Primary Metals_New_Space Heating_Natural Gas_Unit Heater_A_Technical Potential | F14 | Industrial | Primary Metals | New | Space Heating | Natural Gas | Unit Heater | A | Purchases (Cumulative) | Technical Potential | 0 | 0 | 0 | 0 | 0 | 0.0012812 | 0.0025403 | 0.0037987 | 0.0050498 | 0.0063015 | 0.0075542 | 0.009018 | 0.01065 | 0.012402 | 0.01424 | 0.016177 | 0.018179 | 0.018965 | 0.020286 | 0.021531 | 0.022728 | 0.023948 | 0.025218 | 0.026324 | 0.027322 | 0.028261 | 0.02918 | 0.030066 | 0.031076 | 0.03216 | 0.032828
F1_Industrial_Stone, Clay, and Glass_Existing_Space Heating_Natural Gas_Furnace_A_Technical Potential | F1 | Industrial | Stone, Clay, and Glass | Existing | Space Heating | Natural Gas | Furnace | A | Original Unit Energy Savings (kWh or therms) | Technical Potential | 0 | 505.0924 | 505.0924 | 505.0924 | 505.0924 | 138.7616 | 138.7616 | 799.267 | 799.267 | 799.267 | 799.267 | 799.267 | 799.267 | 799.267 | 799.267 | 799.267 | 799.267 | 799.267 | 799.267 | 799.267 | 799.267 | 799.267 | 799.267 | 799.267 | 799.267 | 799.267 | 799.267 | 799.267 | 799.267 | 799.267 | 799.267
F2_Industrial_Stone, Clay, and Glass_Existing_Space Heating_Natural Gas_Furnace_A_Technical Potential | F2 | Industrial | Stone, Clay, and Glass | Existing | Space Heating | Natural Gas | Furnace | A | Original Unit Summer Peak Savings (kW) | Technical Potential | 0 | 0 | 0 | 0 | 0 | 0 | 0 | 0 | 0 | 0 | 0 | 0 | 0 | 0 | 0 | 0 | 0 | 0 | 0 | 0 | 0 | 0 | 0 | 0 | 0 | 0 | 0 | 0 | 0 | 0 | 0
F3_Industrial_Stone, Clay, and Glass_Existing_Space Heating_Natural Gas_Furnace_A_Technical Potential | F3 | Industrial | Stone, Clay, and Glass | Existing | Space Heating | Natural Gas | Furnace | A | Original Unit Winter Peak Savings (kW) | Technical Potential | 0 | 0 | 0 | 0 | 0 | 0 | 0 | 0 | 0 | 0 | 0 | 0 | 0 | 0 | 0 | 0 | 0 | 0 | 0 | 0 | 0 | 0 | 0 | 0 | 0 | 0 | 0 | 0 | 0 | 0 | 0
F4_Industrial_Stone, Clay, and Glass_Existing_Space Heating_Natural Gas_Furnace_A_Technical Potential | F4 | Industrial | Stone, Clay, and Glass | Existing | Space Heating | Natural Gas | Furnace | A | Standalone Impact on Baseline Energy (%) | Technical Potential | 0% | 0% | 0% | 0% | 0% | 0.01504% | 0.03086% | 0.09766% | 0.1684% | 0.2427% | 0.3218% | 0.4017% | 0.4782% | 0.5584% | 0.6336% | 0.7062% | 0.7701% | 0.8349% | 0.9004% | 0.9613% | 1.026% | 1.094% | 1.165% | 1.239% | 0.013136 | 0.013901 | 0.014681 | 0.015479 | 0 | 0 | 0
F5_Industrial_Stone, Clay, and Glass_Existing_Space Heating_Natural Gas_Furnace_A_Technical Potential | F5 | Industrial | Stone, Clay, and Glass | Existing | Space Heating | Natural Gas | Furnace | A | Standalone Impact on Baseline Summer Peak (%) | Technical Potential | 0% | 0% | 0% | 0% | 0% | 0% | 0% | 0% | 0% | 0% | 0% | 0% | 0% | 0% | 0% | 0% | 0% | 0% | 0% | 0% | 0% | 0% | 0% | 0% | 0 | 0 | 0 | 0 | 0 | 0 | 0
F6_Industrial_Stone, Clay, and Glass_Existing_Space Heating_Natural Gas_Furnace_A_Technical Potential | F6 | Industrial | Stone, Clay, and Glass | Existing | Space Heating | Natural Gas | Furnace | A | Standalone Impact on Baseline Winter Peak (%) | Technical Potential | 0% | 0% | 0% | 0% | 0% | 0% | 0% | 0% | 0% | 0% | 0% | 0% | 0% | 0% | 0% | 0% | 0% | 0% | 0% | 0% | 0% | 0% | 0% | 0% | 0 | 0 | 0 | 0 | 0 | 0 | 0
F7_Industrial_Stone, Clay, and Glass_Existing_Space Heating_Natural Gas_Furnace_A_Technical Potential | F7 | Industrial | Stone, Clay, and Glass | Existing | Space Heating | Natural Gas | Furnace | A | Incremental Energy Savings (MWh or mTherms) | Technical Potential | 0 | 0 | 0 | 0 | 0 | 0.011972 | 0.012465 | 0.051966 | 0.05456 | 0.056667 | 0.056274 | 0.057581 | 0.054084 | 0.050094 | 0.052717 | 0.043951 | 0.041554 | 0.038736 | 0.036132 | 0.038512 | 0.037443 | 0.03815 | 0.040824 | 0.041501 | 0.042234 | 0.043013 | 0.043887 | 0.044815 | 0.056986 | 0.059335 | 6.6613e-16
F8_Industrial_Stone, Clay, and Glass_Existing_Space Heating_Natural Gas_Furnace_A_Technical Potential | F8 | Industrial | Stone, Clay, and Glass | Existing | Space Heating | Natural Gas | Furnace | A | Incremental Summer Peak Savings (MW) | Technical Potential | 0 | 0 | 0 | 0 | 0 | 0 | 0 | 0 | 0 | 0 | 0 | 0 | 0 | 0 | 0 | 0 | 0 | 0 | 0 | 0 | 0 | 0 | 0 | 0 | 0 | 0 | 0 | 0 | 0 | 0 | 0
F9_Industrial_Stone, Clay, and Glass_Existing_Space Heating_Natural Gas_Furnace_A_Technical Potential | F9 | Industrial | Stone, Clay, and Glass | Existing | Space Heating | Natural Gas | Furnace | A | Incremental Winter Peak Savings (MW) | Technical Potential | 0 | 0 | 0 | 0 | 0 | 0 | 0 | 0 | 0 | 0 | 0 | 0 | 0 | 0 | 0 | 0 | 0 | 0 | 0 | 0 | 0 | 0 | 0 | 0 | 0 | 0 | 0 | 0 | 0 | 0 | 0
F10_Industrial_Stone, Clay, and Glass_Existing_Space Heating_Natural Gas_Furnace_A_Technical Potential | F10 | Industrial | Stone, Clay, and Glass | Existing | Space Heating | Natural Gas | Furnace | A | Cumulative Energy Savings (MWh or mTherms) | Technical Potential | 0 | 0 | 0 | 0 | 0 | 0.011972 | 0.024437 | 0.076403 | 0.13096 | 0.18763 | 0.2439 | 0.30149 | 0.35557 | 0.40566 | 0.45838 | 0.50233 | 0.54388 | 0.58262 | 0.61875 | 0.65726 | 0.69471 | 0.73286 | 0.77368 | 0.81518 | 0.85742 | 0.90043 | 0.94432 | 0.98913 | 1.0461 | 1.1055 | 1.1055
F11_Industrial_Stone, Clay, and Glass_Existing_Space Heating_Natural Gas_Furnace_A_Technical Potential | F11 | Industrial | Stone, Clay, and Glass | Existing | Space Heating | Natural Gas | Furnace | A | Cumulative Summer Peak Savings (MW) | Technical Potential | 0 | 0 | 0 | 0 | 0 | 0 | 0 | 0 | 0 | 0 | 0 | 0 | 0 | 0 | 0 | 0 | 0 | 0 | 0 | 0 | 0 | 0 | 0 | 0 | 0 | 0 | 0 | 0 | 0 | 0 | 0
F12_Industrial_Stone, Clay, and Glass_Existing_Space Heating_Natural Gas_Furnace_A_Technical Potential | F12 | Industrial | Stone, Clay, and Glass | Existing | Space Heating | Natural Gas | Furnace | A | Cumulative Winter Peak Savings (MW) | Technical Potential | 0 | 0 | 0 | 0 | 0 | 0 | 0 | 0 | 0 | 0 | 0 | 0 | 0 | 0 | 0 | 0 | 0 | 0 | 0 | 0 | 0 | 0 | 0 | 0 | 0 | 0 | 0 | 0 | 0 | 0 | 0
F13_Industrial_Stone, Clay, and Glass_Existing_Space Heating_Natural Gas_Furnace_A_Technical Potential | F13 | Industrial | Stone, Clay, and Glass | Existing | Space Heating | Natural Gas | Furnace | A | Purchases (Incremental) | Technical Potential | 0 | 0 | 0 | 0 | 0 | 0.086276 | 0.089833 | 0.065017 | 0.068263 | 0.070899 | 0.070407 | 0.072042 | 0.067667 | 0.062675 | 0.065956 | 0.054989 | 0.05199 | 0.048465 | 0.045207 | 0.048185 | 0.046847 | 0.047731 | 0.051076 | 0.051923 | 0.052841 | 0.053816 | 0.054909 | 0.05607 | 0.086276 | 0.089833 | 0.065017
F14_Industrial_Stone, Clay, and Glass_Existing_Space Heating_Natural Gas_Furnace_A_Technical Potential | F14 | Industrial | Stone, Clay, and Glass | Existing | Space Heating | Natural Gas | Furnace | A | Purchases (Cumulative) | Technical Potential | 0 | 0 | 0 | 0 | 0 | 0.086276 | 0.17611 | 0.24113 | 0.30939 | 0.38029 | 0.45069 | 0.52274 | 0.5904 | 0.65308 | 0.71903 | 0.77402 | 0.82601 | 0.87448 | 0.91968 | 0.96787 | 1.0147 | 1.0624 | 1.1135 | 1.1654 | 1.2183 | 1.2721 | 1.327 | 1.3831 | 1.3831 | 1.3831 | 1.3831
F1_Industrial_Stone, Clay, and Glass_Existing_Space Heating_Natural Gas_Boiler_A_Technical Potential | F1 | Industrial | Stone, Clay, and Glass | Existing | Space Heating | Natural Gas | Boiler | A | Original Unit Energy Savings (kWh or therms) | Technical Potential | 0 | 8772.191 | 8772.191 | 8772.191 | 8772.191 | 5375.3 | 5375.3 | 5375.3 | 5375.3 | 5375.3 | 5375.3 | 5375.3 | 5375.3 | 5375.3 | 5375.3 | 5375.3 | 5375.3 | 5375.3 | 5375.3 | 5375.3 | 5375.3 | 5375.3 | 5375.3 | 5375.3 | 5375.3 | 5375.3 | 5375.3 | 5375.3 | 5375.3 | 5375.3 | 5375.3
F2_Industrial_Stone, Clay, and Glass_Existing_Space Heating_Natural Gas_Boiler_A_Technical Potential | F2 | Industrial | Stone, Clay, and Glass | Existing | Space Heating | Natural Gas | Boiler | A | Original Unit Summer Peak Savings (kW) | Technical Potential | 0 | 0 | 0 | 0 | 0 | 0 | 0 | 0 | 0 | 0 | 0 | 0 | 0 | 0 | 0 | 0 | 0 | 0 | 0 | 0 | 0 | 0 | 0 | 0 | 0 | 0 | 0 | 0 | 0 | 0 | 0
F3_Industrial_Stone, Clay, and Glass_Existing_Space Heating_Natural Gas_Boiler_A_Technical Potential | F3 | Industrial | Stone, Clay, and Glass | Existing | Space Heating | Natural Gas | Boiler | A | Original Unit Winter Peak Savings (kW) | Technical Potential | 0 | 0 | 0 | 0 | 0 | 0 | 0 | 0 | 0 | 0 | 0 | 0 | 0 | 0 | 0 | 0 | 0 | 0 | 0 | 0 | 0 | 0 | 0 | 0 | 0 | 0 | 0 | 0 | 0 | 0 | 0
F4_Industrial_Stone, Clay, and Glass_Existing_Space Heating_Natural Gas_Boiler_A_Technical Potential | F4 | Industrial | Stone, Clay, and Glass | Existing | Space Heating | Natural Gas | Boiler | A | Standalone Impact on Baseline Energy (%) | Technical Potential | 0% | 0% | 0% | 0% | 0% | 0.07071% | 0.1426% | 0.2166% | 0.2923% | 0.3699% | 0.4519% | 0.532% | 0.6132% | 0.7048% | 0.7946% | 0.8865% | 0.9724% | 1.064% | 1.161% | 1.251% | 1.345% | 1.447% | 1.547% | 1.646% | 0.017469 | 0.018469 | 0.019456 | 0.020433 | 0 | 0 | 0
F5_Industrial_Stone, Clay, and Glass_Existing_Space Heating_Natural Gas_Boiler_A_Technical Potential | F5 | Industrial | Stone, Clay, and Glass | Existing | Space Heating | Natural Gas | Boiler | A | Standalone Impact on Baseline Summer Peak (%) | Technical Potential | 0% | 0% | 0% | 0% | 0% | 0% | 0% | 0% | 0% | 0% | 0% | 0% | 0% | 0% | 0% | 0% | 0% | 0% | 0% | 0% | 0% | 0% | 0% | 0% | 0 | 0 | 0 | 0 | 0 | 0 | 0
F6_Industrial_Stone, Clay, and Glass_Existing_Space Heating_Natural Gas_Boiler_A_Technical Potential | F6 | Industrial | Stone, Clay, and Glass | Existing | Space Heating | Natural Gas | Boiler | A | Standalone Impact on Baseline Winter Peak (%) | Technical Potential | 0% | 0% | 0% | 0% | 0% | 0% | 0% | 0% | 0% | 0% | 0% | 0% | 0% | 0% | 0% | 0% | 0% | 0% | 0% | 0% | 0% | 0% | 0% | 0% | 0 | 0 | 0 | 0 | 0 | 0 | 0
F7_Industrial_Stone, Clay, and Glass_Existing_Space Heating_Natural Gas_Boiler_A_Technical Potential | F7 | Industrial | Stone, Clay, and Glass | Existing | Space Heating | Natural Gas | Boiler | A | Incremental Energy Savings (MWh or mTherms) | Technical Potential | 0 | 0 | 0 | 0 | 0 | 0.056299 | 0.056607 | 0.056579 | 0.057842 | 0.058617 | 0.056612 | 0.056663 | 0.056735 | 0.056001 | 0.062886 | 0.055754 | 0.056106 | 0.055709 | 0.055314 | 0.057454 | 0.05526 | 0.059028 | 0.057449 | 0.056101 | 0.057238 | 0.056088 | 0.055109 | 0.054281 | 0.053654 | 0.053175 | 0
F8_Industrial_Stone, Clay, and Glass_Existing_Space Heating_Natural Gas_Boiler_A_Technical Potential | F8 | Industrial | Stone, Clay, and Glass | Existing | Space Heating | Natural Gas | Boiler | A | Incremental Summer Peak Savings (MW) | Technical Potential | 0 | 0 | 0 | 0 | 0 | 0 | 0 | 0 | 0 | 0 | 0 | 0 | 0 | 0 | 0 | 0 | 0 | 0 | 0 | 0 | 0 | 0 | 0 | 0 | 0 | 0 | 0 | 0 | 0 | 0 | 0
F9_Industrial_Stone, Clay, and Glass_Existing_Space Heating_Natural Gas_Boiler_A_Technical Potential | F9 | Industrial | Stone, Clay, and Glass | Existing | Space Heating | Natural Gas | Boiler | A | Incremental Winter Peak Savings (MW) | Technical Potential | 0 | 0 | 0 | 0 | 0 | 0 | 0 | 0 | 0 | 0 | 0 | 0 | 0 | 0 | 0 | 0 | 0 | 0 | 0 | 0 | 0 | 0 | 0 | 0 | 0 | 0 | 0 | 0 | 0 | 0 | 0
F10_Industrial_Stone, Clay, and Glass_Existing_Space Heating_Natural Gas_Boiler_A_Technical Potential | F10 | Industrial | Stone, Clay, and Glass | Existing | Space Heating | Natural Gas | Boiler | A | Cumulative Energy Savings (MWh or mTherms) | Technical Potential | 0 | 0 | 0 | 0 | 0 | 0.056299 | 0.11291 | 0.16948 | 0.22733 | 0.28594 | 0.34255 | 0.39922 | 0.45595 | 0.51195 | 0.57484 | 0.63059 | 0.6867 | 0.74241 | 0.79772 | 0.85518 | 0.91044 | 0.96946 | 1.0269 | 1.083 | 1.1403 | 1.1963 | 1.2514 | 1.3057 | 1.3594 | 1.4126 | 1.4126
F11_Industrial_Stone, Clay, and Glass_Existing_Space Heating_Natural Gas_Boiler_A_Technical Potential | F11 | Industrial | Stone, Clay, and Glass | Existing | Space Heating | Natural Gas | Boiler | A | Cumulative Summer Peak Savings (MW) | Technical Potential | 0 | 0 | 0 | 0 | 0 | 0 | 0 | 0 | 0 | 0 | 0 | 0 | 0 | 0 | 0 | 0 | 0 | 0 | 0 | 0 | 0 | 0 | 0 | 0 | 0 | 0 | 0 | 0 | 0 | 0 | 0
F12_Industrial_Stone, Clay, and Glass_Existing_Space Heating_Natural Gas_Boiler_A_Technical Potential | F12 | Industrial | Stone, Clay, and Glass | Existing | Space Heating | Natural Gas | Boiler | A | Cumulative Winter Peak Savings (MW) | Technical Potential | 0 | 0 | 0 | 0 | 0 | 0 | 0 | 0 | 0 | 0 | 0 | 0 | 0 | 0 | 0 | 0 | 0 | 0 | 0 | 0 | 0 | 0 | 0 | 0 | 0 | 0 | 0 | 0 | 0 | 0 | 0
F13_Industrial_Stone, Clay, and Glass_Existing_Space Heating_Natural Gas_Boiler_A_Technical Potential | F13 | Industrial | Stone, Clay, and Glass | Existing | Space Heating | Natural Gas | Boiler | A | Purchases (Incremental) | Technical Potential | 0 | 0 | 0 | 0 | 0 | 0.010474 | 0.010531 | 0.010526 | 0.010761 | 0.010905 | 0.010532 | 0.010541 | 0.010555 | 0.010418 | 0.011699 | 0.010372 | 0.010438 | 0.010364 | 0.01029 | 0.010689 | 0.01028 | 0.010981 | 0.010688 | 0.010437 | 0.010648 | 0.010434 | 0.010252 | 0.010098 | 0.0099816 | 0.0098924 | 0.010474
F14_Industrial_Stone, Clay, and Glass_Existing_Space Heating_Natural Gas_Boiler_A_Technical Potential | F14 | Industrial | Stone, Clay, and Glass | Existing | Space Heating | Natural Gas | Boiler | A | Purchases (Cumulative) | Technical Potential | 0 | 0 | 0 | 0 | 0 | 0.010474 | 0.021005 | 0.03153 | 0.042291 | 0.053196 | 0.063728 | 0.074269 | 0.084824 | 0.095242 | 0.10694 | 0.11731 | 0.12775 | 0.13811 | 0.1484 | 0.15909 | 0.16937 | 0.18036 | 0.19104 | 0.20148 | 0.21213 | 0.22256 | 0.23281 | 0.24291 | 0.25289 | 0.26279 | 0.26279
F1_Industrial_Stone, Clay, and Glass_Existing_Space Heating_Natural Gas_Unit Heater_A_Technical Potential | F1 | Industrial | Stone, Clay, and Glass | Existing | Space Heating | Natural Gas | Unit Heater | A | Original Unit Energy Savings (kWh or therms) | Technical Potential | 0 | 28641.12 | 28641.12 | 28641.12 | 28641.12 | 15772.4108 | 15772.4108 | 15772.4108 | 15772.4108 | 15772.4108 | 15772.4108 | 15772.4108 | 15772.4108 | 15772.4108 | 15772.4108 | 15772.4108 | 15772.4108 | 15772.4108 | 15772.4108 | 15772.4108 | 15772.4108 | 15772.4108 | 15772.4108 | 15772.4108 | 15772.4108 | 15772.4108 | 15772.4108 | 15772.4108 | 15772.4108 | 15772.4108 | 15772.4108
F2_Industrial_Stone, Clay, and Glass_Existing_Space Heating_Natural Gas_Unit Heater_A_Technical Potential | F2 | Industrial | Stone, Clay, and Glass | Existing | Space Heating | Natural Gas | Unit Heater | A | Original Unit Summer Peak Savings (kW) | Technical Potential | 0 | 0 | 0 | 0 | 0 | 0 | 0 | 0 | 0 | 0 | 0 | 0 | 0 | 0 | 0 | 0 | 0 | 0 | 0 | 0 | 0 | 0 | 0 | 0 | 0 | 0 | 0 | 0 | 0 | 0 | 0
F3_Industrial_Stone, Clay, and Glass_Existing_Space Heating_Natural Gas_Unit Heater_A_Technical Potential | F3 | Industrial | Stone, Clay, and Glass | Existing | Space Heating | Natural Gas | Unit Heater | A | Original Unit Winter Peak Savings (kW) | Technical Potential | 0 | 0 | 0 | 0 | 0 | 0 | 0 | 0 | 0 | 0 | 0 | 0 | 0 | 0 | 0 | 0 | 0 | 0 | 0 | 0 | 0 | 0 | 0 | 0 | 0 | 0 | 0 | 0 | 0 | 0 | 0
F4_Industrial_Stone, Clay, and Glass_Existing_Space Heating_Natural Gas_Unit Heater_A_Technical Potential | F4 | Industrial | Stone, Clay, and Glass | Existing | Space Heating | Natural Gas | Unit Heater | A | Standalone Impact on Baseline Energy (%) | Technical Potential | 0% | 0% | 0% | 0% | 0% | 0.07019% | 0.1665% | 0.2936% | 0.4562% | 0.6569% | 0.8952% | 1.16% | 1.458% | 1.809% | 2.205% | 2.635% | 3.078% | 3.438% | 3.774% | 4.046% | 4.291% | 4.536% | 4.719% | 4.878% | 0.050244 | 0.051604 | 0.052336 | 0.053164 | 0 | 0 | 0
F5_Industrial_Stone, Clay, and Glass_Existing_Space Heating_Natural Gas_Unit Heater_A_Technical Potential | F5 | Industrial | Stone, Clay, and Glass | Existing | Space Heating | Natural Gas | Unit Heater | A | Standalone Impact on Baseline Summer Peak (%) | Technical Potential | 0% | 0% | 0% | 0% | 0% | 0% | 0% | 0% | 0% | 0% | 0% | 0% | 0% | 0% | 0% | 0% | 0% | 0% | 0% | 0% | 0% | 0% | 0% | 0% | 0 | 0 | 0 | 0 | 0 | 0 | 0
F6_Industrial_Stone, Clay, and Glass_Existing_Space Heating_Natural Gas_Unit Heater_A_Technical Potential | F6 | Industrial | Stone, Clay, and Glass | Existing | Space Heating | Natural Gas | Unit Heater | A | Standalone Impact on Baseline Winter Peak (%) | Technical Potential | 0% | 0% | 0% | 0% | 0% | 0% | 0% | 0% | 0% | 0% | 0% | 0% | 0% | 0% | 0% | 0% | 0% | 0% | 0% | 0% | 0% | 0% | 0% | 0% | 0 | 0 | 0 | 0 | 0 | 0 | 0
F7_Industrial_Stone, Clay, and Glass_Existing_Space Heating_Natural Gas_Unit Heater_A_Technical Potential | F7 | Industrial | Stone, Clay, and Glass | Existing | Space Heating | Natural Gas | Unit Heater | A | Incremental Energy Savings (MWh or mTherms) | Technical Potential | 0 | 0 | 0 | 0 | 0 | 0.055885 | 0.075971 | 0.097878 | 0.1251 | 0.153 | 0.17066 | 0.1923 | 0.21306 | 0.23008 | 0.28141 | 0.27903 | 0.29925 | 0.22586 | 0.19377 | 0.1731 | 0.1379 | 0.1351 | 0.09327 | 0.077772 | 0.069162 | 0.063153 | 0.023566 | 0.031032 | 0.014035 | 0.033778 | 0.04622
F8_Industrial_Stone, Clay, and Glass_Existing_Space Heating_Natural Gas_Unit Heater_A_Technical Potential | F8 | Industrial | Stone, Clay, and Glass | Existing | Space Heating | Natural Gas | Unit Heater | A | Incremental Summer Peak Savings (MW) | Technical Potential | 0 | 0 | 0 | 0 | 0 | 0 | 0 | 0 | 0 | 0 | 0 | 0 | 0 | 0 | 0 | 0 | 0 | 0 | 0 | 0 | 0 | 0 | 0 | 0 | 0 | 0 | 0 | 0 | 0 | 0 | 0
F9_Industrial_Stone, Clay, and Glass_Existing_Space Heating_Natural Gas_Unit Heater_A_Technical Potential | F9 | Industrial | Stone, Clay, and Glass | Existing | Space Heating | Natural Gas | Unit Heater | A | Incremental Winter Peak Savings (MW) | Technical Potential | 0 | 0 | 0 | 0 | 0 | 0 | 0 | 0 | 0 | 0 | 0 | 0 | 0 | 0 | 0 | 0 | 0 | 0 | 0 | 0 | 0 | 0 | 0 | 0 | 0 | 0 | 0 | 0 | 0 | 0 | 0
F10_Industrial_Stone, Clay, and Glass_Existing_Space Heating_Natural Gas_Unit Heater_A_Technical Potential | F10 | Industrial | Stone, Clay, and Glass | Existing | Space Heating | Natural Gas | Unit Heater | A | Cumulative Energy Savings (MWh or mTherms) | Technical Potential | 0 | 0 | 0 | 0 | 0 | 0.055885 | 0.13186 | 0.22973 | 0.35484 | 0.50783 | 0.6785 | 0.8708 | 1.0839 | 1.3139 | 1.5953 | 1.8744 | 2.1736 | 2.3995 | 2.5933 | 2.7664 | 2.9043 | 3.0394 | 3.1326 | 3.2104 | 3.2796 | 3.3427 | 3.3663 | 3.3973 | 3.4114 | 3.4451 | 3.4914
F11_Industrial_Stone, Clay, and Glass_Existing_Space Heating_Natural Gas_Unit Heater_A_Technical Potential | F11 | Industrial | Stone, Clay, and Glass | Existing | Space Heating | Natural Gas | Unit Heater | A | Cumulative Summer Peak Savings (MW) | Technical Potential | 0 | 0 | 0 | 0 | 0 | 0 | 0 | 0 | 0 | 0 | 0 | 0 | 0 | 0 | 0 | 0 | 0 | 0 | 0 | 0 | 0 | 0 | 0 | 0 | 0 | 0 | 0 | 0 | 0 | 0 | 0
F12_Industrial_Stone, Clay, and Glass_Existing_Space Heating_Natural Gas_Unit Heater_A_Technical Potential | F12 | Industrial | Stone, Clay, and Glass | Existing | Space Heating | Natural Gas | Unit Heater | A | Cumulative Winter Peak Savings (MW) | Technical Potential | 0 | 0 | 0 | 0 | 0 | 0 | 0 | 0 | 0 | 0 | 0 | 0 | 0 | 0 | 0 | 0 | 0 | 0 | 0 | 0 | 0 | 0 | 0 | 0 | 0 | 0 | 0 | 0 | 0 | 0 | 0
F13_Industrial_Stone, Clay, and Glass_Existing_Space Heating_Natural Gas_Unit Heater_A_Technical Potential | F13 | Industrial | Stone, Clay, and Glass | Existing | Space Heating | Natural Gas | Unit Heater | A | Purchases (Incremental) | Technical Potential | 0 | 0 | 0 | 0 | 0 | 0.0035432 | 0.0048167 | 0.0062057 | 0.0079318 | 0.0097002 | 0.01082 | 0.012192 | 0.013508 | 0.014588 | 0.017842 | 0.017691 | 0.018973 | 0.017863 | 0.017102 | 0.01718 | 0.016675 | 0.018266 | 0.016734 | 0.017123 | 0.017893 | 0.018592 | 0.019336 | 0.019659 | 0.019863 | 0.020004 | 0.020033
F14_Industrial_Stone, Clay, and Glass_Existing_Space Heating_Natural Gas_Unit Heater_A_Technical Potential | F14 | Industrial | Stone, Clay, and Glass | Existing | Space Heating | Natural Gas | Unit Heater | A | Purchases (Cumulative) | Technical Potential | 0 | 0 | 0 | 0 | 0 | 0.0035432 | 0.0083599 | 0.014566 | 0.022497 | 0.032198 | 0.043018 | 0.05521 | 0.068719 | 0.083306 | 0.10115 | 0.11884 | 0.13781 | 0.15213 | 0.16442 | 0.17539 | 0.18414 | 0.1927 | 0.19861 | 0.20355 | 0.20793 | 0.21193 | 0.21343 | 0.2154 | 0.21629 | 0.21843 | 0.22136
F1_Industrial_Stone, Clay, and Glass_New_Space Heating_Natural Gas_Furnace_A_Technical Potential | F1 | Industrial | Stone, Clay, and Glass | New | Space Heating | Natural Gas | Furnace | A | Original Unit Energy Savings (kWh or therms) | Technical Potential | 0 | 0 | 0 | 0 | 0 | 0 | 0 | 0 | 0 | 0 | 0 | 0 | 0 | 0 | 0 | 0 | 0 | 0 | 0 | 0 | 0 | 0 | 0 | 0 | 0 | 0 | 0 | 0 | 0 | 0 | 0
F2_Industrial_Stone, Clay, and Glass_New_Space Heating_Natural Gas_Furnace_A_Technical Potential | F2 | Industrial | Stone, Clay, and Glass | New | Space Heating | Natural Gas | Furnace | A | Original Unit Summer Peak Savings (kW) | Technical Potential | 0 | 0 | 0 | 0 | 0 | 0 | 0 | 0 | 0 | 0 | 0 | 0 | 0 | 0 | 0 | 0 | 0 | 0 | 0 | 0 | 0 | 0 | 0 | 0 | 0 | 0 | 0 | 0 | 0 | 0 | 0
F3_Industrial_Stone, Clay, and Glass_New_Space Heating_Natural Gas_Furnace_A_Technical Potential | F3 | Industrial | Stone, Clay, and Glass | New | Space Heating | Natural Gas | Furnace | A | Original Unit Winter Peak Savings (kW) | Technical Potential | 0 | 0 | 0 | 0 | 0 | 0 | 0 | 0 | 0 | 0 | 0 | 0 | 0 | 0 | 0 | 0 | 0 | 0 | 0 | 0 | 0 | 0 | 0 | 0 | 0 | 0 | 0 | 0 | 0 | 0 | 0
F4_Industrial_Stone, Clay, and Glass_New_Space Heating_Natural Gas_Furnace_A_Technical Potential | F4 | Industrial | Stone, Clay, and Glass | New | Space Heating | Natural Gas | Furnace | A | Standalone Impact on Baseline Energy (%) | Technical Potential | 0% | 0% | 0% | 0% | 0% | 0% | 0% | 0% | 0% | 0% | 0% | 0% | 0% | 0% | 0% | 0% | 0% | 0% | 0% | 0% | 0% | 0% | 0% | 0% | 0 | 0 | 0 | 0 | 0 | 0 | 0
F5_Industrial_Stone, Clay, and Glass_New_Space Heating_Natural Gas_Furnace_A_Technical Potential | F5 | Industrial | Stone, Clay, and Glass | New | Space Heating | Natural Gas | Furnace | A | Standalone Impact on Baseline Summer Peak (%) | Technical Potential | 0% | 0% | 0% | 0% | 0% | 0% | 0% | 0% | 0% | 0% | 0% | 0% | 0% | 0% | 0% | 0% | 0% | 0% | 0% | 0% | 0% | 0% | 0% | 0% | 0 | 0 | 0 | 0 | 0 | 0 | 0
F6_Industrial_Stone, Clay, and Glass_New_Space Heating_Natural Gas_Furnace_A_Technical Potential | F6 | Industrial | Stone, Clay, and Glass | New | Space Heating | Natural Gas | Furnace | A | Standalone Impact on Baseline Winter Peak (%) | Technical Potential | 0% | 0% | 0% | 0% | 0% | 0% | 0% | 0% | 0% | 0% | 0% | 0% | 0% | 0% | 0% | 0% | 0% | 0% | 0% | 0% | 0% | 0% | 0% | 0% | 0 | 0 | 0 | 0 | 0 | 0 | 0
F7_Industrial_Stone, Clay, and Glass_New_Space Heating_Natural Gas_Furnace_A_Technical Potential | F7 | Industrial | Stone, Clay, and Glass | New | Space Heating | Natural Gas | Furnace | A | Incremental Energy Savings (MWh or mTherms) | Technical Potential | 0 | 0 | 0 | 0 | 0 | 0 | 0 | 0 | 0 | 0 | 0 | 0 | 0 | 0 | 0 | 0 | 0 | 0 | 0 | 0 | 0 | 0 | 0 | 0 | 0 | 0 | 0 | 0 | 0 | 0 | 0
F8_Industrial_Stone, Clay, and Glass_New_Space Heating_Natural Gas_Furnace_A_Technical Potential | F8 | Industrial | Stone, Clay, and Glass | New | Space Heating | Natural Gas | Furnace | A | Incremental Summer Peak Savings (MW) | Technical Potential | 0 | 0 | 0 | 0 | 0 | 0 | 0 | 0 | 0 | 0 | 0 | 0 | 0 | 0 | 0 | 0 | 0 | 0 | 0 | 0 | 0 | 0 | 0 | 0 | 0 | 0 | 0 | 0 | 0 | 0 | 0
F9_Industrial_Stone, Clay, and Glass_New_Space Heating_Natural Gas_Furnace_A_Technical Potential | F9 | Industrial | Stone, Clay, and Glass | New | Space Heating | Natural Gas | Furnace | A | Incremental Winter Peak Savings (MW) | Technical Potential | 0 | 0 | 0 | 0 | 0 | 0 | 0 | 0 | 0 | 0 | 0 | 0 | 0 | 0 | 0 | 0 | 0 | 0 | 0 | 0 | 0 | 0 | 0 | 0 | 0 | 0 | 0 | 0 | 0 | 0 | 0
F10_Industrial_Stone, Clay, and Glass_New_Space Heating_Natural Gas_Furnace_A_Technical Potential | F10 | Industrial | Stone, Clay, and Glass | New | Space Heating | Natural Gas | Furnace | A | Cumulative Energy Savings (MWh or mTherms) | Technical Potential | 0 | 0 | 0 | 0 | 0 | 0 | 0 | 0 | 0 | 0 | 0 | 0 | 0 | 0 | 0 | 0 | 0 | 0 | 0 | 0 | 0 | 0 | 0 | 0 | 0 | 0 | 0 | 0 | 0 | 0 | 0
F11_Industrial_Stone, Clay, and Glass_New_Space Heating_Natural Gas_Furnace_A_Technical Potential | F11 | Industrial | Stone, Clay, and Glass | New | Space Heating | Natural Gas | Furnace | A | Cumulative Summer Peak Savings (MW) | Technical Potential | 0 | 0 | 0 | 0 | 0 | 0 | 0 | 0 | 0 | 0 | 0 | 0 | 0 | 0 | 0 | 0 | 0 | 0 | 0 | 0 | 0 | 0 | 0 | 0 | 0 | 0 | 0 | 0 | 0 | 0 | 0
F12_Industrial_Stone, Clay, and Glass_New_Space Heating_Natural Gas_Furnace_A_Technical Potential | F12 | Industrial | Stone, Clay, and Glass | New | Space Heating | Natural Gas | Furnace | A | Cumulative Winter Peak Savings (MW) | Technical Potential | 0 | 0 | 0 | 0 | 0 | 0 | 0 | 0 | 0 | 0 | 0 | 0 | 0 | 0 | 0 | 0 | 0 | 0 | 0 | 0 | 0 | 0 | 0 | 0 | 0 | 0 | 0 | 0 | 0 | 0 | 0
F13_Industrial_Stone, Clay, and Glass_New_Space Heating_Natural Gas_Furnace_A_Technical Potential | F13 | Industrial | Stone, Clay, and Glass | New | Space Heating | Natural Gas | Furnace | A | Purchases (Incremental) | Technical Potential | 0 | 0 | 0 | 0 | 0 | 0 | 0 | 0 | 0 | 0 | 0 | 0 | 0 | 0 | 0 | 0 | 0 | 0 | 0 | 0 | 0 | 0 | 0 | 0 | 0 | 0 | 0 | 0 | 0 | 0 | 0
F14_Industrial_Stone, Clay, and Glass_New_Space Heating_Natural Gas_Furnace_A_Technical Potential | F14 | Industrial | Stone, Clay, and Glass | New | Space Heating | Natural Gas | Furnace | A | Purchases (Cumulative) | Technical Potential | 0 | 0 | 0 | 0 | 0 | 0 | 0 | 0 | 0 | 0 | 0 | 0 | 0 | 0 | 0 | 0 | 0 | 0 | 0 | 0 | 0 | 0 | 0 | 0 | 0 | 0 | 0 | 0 | 0 | 0 | 0
F1_Industrial_Stone, Clay, and Glass_New_Space Heating_Natural Gas_Boiler_A_Technical Potential | F1 | Industrial | Stone, Clay, and Glass | New | Space Heating | Natural Gas | Boiler | A | Original Unit Energy Savings (kWh or therms) | Technical Potential | 0 | 0 | 0 | 0 | 0 | 0 | 0 | 0 | 0 | 0 | 0 | 0 | 0 | 0 | 0 | 0 | 0 | 0 | 0 | 0 | 0 | 0 | 0 | 0 | 0 | 0 | 0 | 0 | 0 | 0 | 0
F2_Industrial_Stone, Clay, and Glass_New_Space Heating_Natural Gas_Boiler_A_Technical Potential | F2 | Industrial | Stone, Clay, and Glass | New | Space Heating | Natural Gas | Boiler | A | Original Unit Summer Peak Savings (kW) | Technical Potential | 0 | 0 | 0 | 0 | 0 | 0 | 0 | 0 | 0 | 0 | 0 | 0 | 0 | 0 | 0 | 0 | 0 | 0 | 0 | 0 | 0 | 0 | 0 | 0 | 0 | 0 | 0 | 0 | 0 | 0 | 0
F3_Industrial_Stone, Clay, and Glass_New_Space Heating_Natural Gas_Boiler_A_Technical Potential | F3 | Industrial | Stone, Clay, and Glass | New | Space Heating | Natural Gas | Boiler | A | Original Unit Winter Peak Savings (kW) | Technical Potential | 0 | 0 | 0 | 0 | 0 | 0 | 0 | 0 | 0 | 0 | 0 | 0 | 0 | 0 | 0 | 0 | 0 | 0 | 0 | 0 | 0 | 0 | 0 | 0 | 0 | 0 | 0 | 0 | 0 | 0 | 0
F4_Industrial_Stone, Clay, and Glass_New_Space Heating_Natural Gas_Boiler_A_Technical Potential | F4 | Industrial | Stone, Clay, and Glass | New | Space Heating | Natural Gas | Boiler | A | Standalone Impact on Baseline Energy (%) | Technical Potential | 0% | 0% | 0% | 0% | 0% | 0% | 0% | 0% | 0% | 0% | 0% | 0% | 0% | 0% | 0% | 0% | 0% | 0% | 0% | 0% | 0% | 0% | 0% | 0% | 0 | 0 | 0 | 0 | 0 | 0 | 0
F5_Industrial_Stone, Clay, and Glass_New_Space Heating_Natural Gas_Boiler_A_Technical Potential | F5 | Industrial | Stone, Clay, and Glass | New | Space Heating | Natural Gas | Boiler | A | Standalone Impact on Baseline Summer Peak (%) | Technical Potential | 0% | 0% | 0% | 0% | 0% | 0% | 0% | 0% | 0% | 0% | 0% | 0% | 0% | 0% | 0% | 0% | 0% | 0% | 0% | 0% | 0% | 0% | 0% | 0% | 0 | 0 | 0 | 0 | 0 | 0 | 0
F6_Industrial_Stone, Clay, and Glass_New_Space Heating_Natural Gas_Boiler_A_Technical Potential | F6 | Industrial | Stone, Clay, and Glass | New | Space Heating | Natural Gas | Boiler | A | Standalone Impact on Baseline Winter Peak (%) | Technical Potential | 0% | 0% | 0% | 0% | 0% | 0% | 0% | 0% | 0% | 0% | 0% | 0% | 0% | 0% | 0% | 0% | 0% | 0% | 0% | 0% | 0% | 0% | 0% | 0% | 0 | 0 | 0 | 0 | 0 | 0 | 0
F7_Industrial_Stone, Clay, and Glass_New_Space Heating_Natural Gas_Boiler_A_Technical Potential | F7 | Industrial | Stone, Clay, and Glass | New | Space Heating | Natural Gas | Boiler | A | Incremental Energy Savings (MWh or mTherms) | Technical Potential | 0 | 0 | 0 | 0 | 0 | 0 | 0 | 0 | 0 | 0 | 0 | 0 | 0 | 0 | 0 | 0 | 0 | 0 | 0 | 0 | 0 | 0 | 0 | 0 | 0 | 0 | 0 | 0 | 0 | 0 | 0
F8_Industrial_Stone, Clay, and Glass_New_Space Heating_Natural Gas_Boiler_A_Technical Potential | F8 | Industrial | Stone, Clay, and Glass | New | Space Heating | Natural Gas | Boiler | A | Incremental Summer Peak Savings (MW) | Technical Potential | 0 | 0 | 0 | 0 | 0 | 0 | 0 | 0 | 0 | 0 | 0 | 0 | 0 | 0 | 0 | 0 | 0 | 0 | 0 | 0 | 0 | 0 | 0 | 0 | 0 | 0 | 0 | 0 | 0 | 0 | 0
F9_Industrial_Stone, Clay, and Glass_New_Space Heating_Natural Gas_Boiler_A_Technical Potential | F9 | Industrial | Stone, Clay, and Glass | New | Space Heating | Natural Gas | Boiler | A | Incremental Winter Peak Savings (MW) | Technical Potential | 0 | 0 | 0 | 0 | 0 | 0 | 0 | 0 | 0 | 0 | 0 | 0 | 0 | 0 | 0 | 0 | 0 | 0 | 0 | 0 | 0 | 0 | 0 | 0 | 0 | 0 | 0 | 0 | 0 | 0 | 0
F10_Industrial_Stone, Clay, and Glass_New_Space Heating_Natural Gas_Boiler_A_Technical Potential | F10 | Industrial | Stone, Clay, and Glass | New | Space Heating | Natural Gas | Boiler | A | Cumulative Energy Savings (MWh or mTherms) | Technical Potential | 0 | 0 | 0 | 0 | 0 | 0 | 0 | 0 | 0 | 0 | 0 | 0 | 0 | 0 | 0 | 0 | 0 | 0 | 0 | 0 | 0 | 0 | 0 | 0 | 0 | 0 | 0 | 0 | 0 | 0 | 0
F11_Industrial_Stone, Clay, and Glass_New_Space Heating_Natural Gas_Boiler_A_Technical Potential | F11 | Industrial | Stone, Clay, and Glass | New | Space Heating | Natural Gas | Boiler | A | Cumulative Summer Peak Savings (MW) | Technical Potential | 0 | 0 | 0 | 0 | 0 | 0 | 0 | 0 | 0 | 0 | 0 | 0 | 0 | 0 | 0 | 0 | 0 | 0 | 0 | 0 | 0 | 0 | 0 | 0 | 0 | 0 | 0 | 0 | 0 | 0 | 0
F12_Industrial_Stone, Clay, and Glass_New_Space Heating_Natural Gas_Boiler_A_Technical Potential | F12 | Industrial | Stone, Clay, and Glass | New | Space Heating | Natural Gas | Boiler | A | Cumulative Winter Peak Savings (MW) | Technical Potential | 0 | 0 | 0 | 0 | 0 | 0 | 0 | 0 | 0 | 0 | 0 | 0 | 0 | 0 | 0 | 0 | 0 | 0 | 0 | 0 | 0 | 0 | 0 | 0 | 0 | 0 | 0 | 0 | 0 | 0 | 0
F13_Industrial_Stone, Clay, and Glass_New_Space Heating_Natural Gas_Boiler_A_Technical Potential | F13 | Industrial | Stone, Clay, and Glass | New | Space Heating | Natural Gas | Boiler | A | Purchases (Incremental) | Technical Potential | 0 | 0 | 0 | 0 | 0 | 0 | 0 | 0 | 0 | 0 | 0 | 0 | 0 | 0 | 0 | 0 | 0 | 0 | 0 | 0 | 0 | 0 | 0 | 0 | 0 | 0 | 0 | 0 | 0 | 0 | 0
F14_Industrial_Stone, Clay, and Glass_New_Space Heating_Natural Gas_Boiler_A_Technical Potential | F14 | Industrial | Stone, Clay, and Glass | New | Space Heating | Natural Gas | Boiler | A | Purchases (Cumulative) | Technical Potential | 0 | 0 | 0 | 0 | 0 | 0 | 0 | 0 | 0 | 0 | 0 | 0 | 0 | 0 | 0 | 0 | 0 | 0 | 0 | 0 | 0 | 0 | 0 | 0 | 0 | 0 | 0 | 0 | 0 | 0 | 0
F1_Industrial_Stone, Clay, and Glass_New_Space Heating_Natural Gas_Unit Heater_A_Technical Potential | F1 | Industrial | Stone, Clay, and Glass | New | Space Heating | Natural Gas | Unit Heater | A | Original Unit Energy Savings (kWh or therms) | Technical Potential | 0 | 28641.12 | 28641.12 | 28641.12 | 28641.12 | 15772.4108 | 15772.4108 | 15772.4108 | 15772.4108 | 15772.4108 | 15772.4108 | 15772.4108 | 15772.4108 | 15772.4108 | 15772.4108 | 15772.4108 | 15772.4108 | 15772.4108 | 15772.4108 | 15772.4108 | 15772.4108 | 15772.4108 | 15772.4108 | 15772.4108 | 15772.4108 | 15772.4108 | 15772.4108 | 15772.4108 | 15772.4108 | 15772.4108 | 15772.4108
F2_Industrial_Stone, Clay, and Glass_New_Space Heating_Natural Gas_Unit Heater_A_Technical Potential | F2 | Industrial | Stone, Clay, and Glass | New | Space Heating | Natural Gas | Unit Heater | A | Original Unit Summer Peak Savings (kW) | Technical Potential | 0 | 0 | 0 | 0 | 0 | 0 | 0 | 0 | 0 | 0 | 0 | 0 | 0 | 0 | 0 | 0 | 0 | 0 | 0 | 0 | 0 | 0 | 0 | 0 | 0 | 0 | 0 | 0 | 0 | 0 | 0
F3_Industrial_Stone, Clay, and Glass_New_Space Heating_Natural Gas_Unit Heater_A_Technical Potential | F3 | Industrial | Stone, Clay, and Glass | New | Space Heating | Natural Gas | Unit Heater | A | Original Unit Winter Peak Savings (kW) | Technical Potential | 0 | 0 | 0 | 0 | 0 | 0 | 0 | 0 | 0 | 0 | 0 | 0 | 0 | 0 | 0 | 0 | 0 | 0 | 0 | 0 | 0 | 0 | 0 | 0 | 0 | 0 | 0 | 0 | 0 | 0 | 0
F4_Industrial_Stone, Clay, and Glass_New_Space Heating_Natural Gas_Unit Heater_A_Technical Potential | F4 | Industrial | Stone, Clay, and Glass | New | Space Heating | Natural Gas | Unit Heater | A | Standalone Impact on Baseline Energy (%) | Technical Potential | 0% | 0% | 0% | 0% | 0% | 2.35% | 3.985% | 5.206% | 6.147% | 6.9% | 7.516% | 8.243% | 9.016% | 9.787% | 10.54% | 11.27% | 11.96% | 11.81% | 12.03% | 12.17% | 12.27% | 12.37% | 12.47% | 12.49% | 0.12454 | 0.12398 | 0.12339 | 0.12272 | 0 | 0 | 0
F5_Industrial_Stone, Clay, and Glass_New_Space Heating_Natural Gas_Unit Heater_A_Technical Potential | F5 | Industrial | Stone, Clay, and Glass | New | Space Heating | Natural Gas | Unit Heater | A | Standalone Impact on Baseline Summer Peak (%) | Technical Potential | 0% | 0% | 0% | 0% | 0% | 0% | 0% | 0% | 0% | 0% | 0% | 0% | 0% | 0% | 0% | 0% | 0% | 0% | 0% | 0% | 0% | 0% | 0% | 0% | 0 | 0 | 0 | 0 | 0 | 0 | 0
F6_Industrial_Stone, Clay, and Glass_New_Space Heating_Natural Gas_Unit Heater_A_Technical Potential | F6 | Industrial | Stone, Clay, and Glass | New | Space Heating | Natural Gas | Unit Heater | A | Standalone Impact on Baseline Winter Peak (%) | Technical Potential | 0% | 0% | 0% | 0% | 0% | 0% | 0% | 0% | 0% | 0% | 0% | 0% | 0% | 0% | 0% | 0% | 0% | 0% | 0% | 0% | 0% | 0% | 0% | 0% | 0 | 0 | 0 | 0 | 0 | 0 | 0
F7_Industrial_Stone, Clay, and Glass_New_Space Heating_Natural Gas_Unit Heater_A_Technical Potential | F7 | Industrial | Stone, Clay, and Glass | New | Space Heating | Natural Gas | Unit Heater | A | Incremental Energy Savings (MWh or mTherms) | Technical Potential | 0 | 0 | 0 | 0 | 0 | 0.020678 | 0.020322 | 0.020311 | 0.020191 | 0.020202 | 0.020219 | 0.023626 | 0.026332 | 0.028286 | 0.02967 | 0.031253 | 0.032308 | 0.012696 | 0.021321 | 0.020085 | 0.019324 | 0.019686 | 0.020495 | 0.017859 | 0.016108 | 0.015162 | 0.014828 | 0.014295 | 0.016307 | 0.017486 | 0.010793
F8_Industrial_Stone, Clay, and Glass_New_Space Heating_Natural Gas_Unit Heater_A_Technical Potential | F8 | Industrial | Stone, Clay, and Glass | New | Space Heating | Natural Gas | Unit Heater | A | Incremental Summer Peak Savings (MW) | Technical Potential | 0 | 0 | 0 | 0 | 0 | 0 | 0 | 0 | 0 | 0 | 0 | 0 | 0 | 0 | 0 | 0 | 0 | 0 | 0 | 0 | 0 | 0 | 0 | 0 | 0 | 0 | 0 | 0 | 0 | 0 | 0
F9_Industrial_Stone, Clay, and Glass_New_Space Heating_Natural Gas_Unit Heater_A_Technical Potential | F9 | Industrial | Stone, Clay, and Glass | New | Space Heating | Natural Gas | Unit Heater | A | Incremental Winter Peak Savings (MW) | Technical Potential | 0 | 0 | 0 | 0 | 0 | 0 | 0 | 0 | 0 | 0 | 0 | 0 | 0 | 0 | 0 | 0 | 0 | 0 | 0 | 0 | 0 | 0 | 0 | 0 | 0 | 0 | 0 | 0 | 0 | 0 | 0
F10_Industrial_Stone, Clay, and Glass_New_Space Heating_Natural Gas_Unit Heater_A_Technical Potential | F10 | Industrial | Stone, Clay, and Glass | New | Space Heating | Natural Gas | Unit Heater | A | Cumulative Energy Savings (MWh or mTherms) | Technical Potential | 0 | 0 | 0 | 0 | 0 | 0.020678 | 0.041 | 0.061311 | 0.081502 | 0.1017 | 0.12192 | 0.14555 | 0.17188 | 0.20017 | 0.22984 | 0.26109 | 0.2934 | 0.30609 | 0.32742 | 0.3475 | 0.36682 | 0.38651 | 0.40701 | 0.42486 | 0.44097 | 0.45613 | 0.47096 | 0.48526 | 0.50156 | 0.51905 | 0.52984
F11_Industrial_Stone, Clay, and Glass_New_Space Heating_Natural Gas_Unit Heater_A_Technical Potential | F11 | Industrial | Stone, Clay, and Glass | New | Space Heating | Natural Gas | Unit Heater | A | Cumulative Summer Peak Savings (MW) | Technical Potential | 0 | 0 | 0 | 0 | 0 | 0 | 0 | 0 | 0 | 0 | 0 | 0 | 0 | 0 | 0 | 0 | 0 | 0 | 0 | 0 | 0 | 0 | 0 | 0 | 0 | 0 | 0 | 0 | 0 | 0 | 0
F12_Industrial_Stone, Clay, and Glass_New_Space Heating_Natural Gas_Unit Heater_A_Technical Potential | F12 | Industrial | Stone, Clay, and Glass | New | Space Heating | Natural Gas | Unit Heater | A | Cumulative Winter Peak Savings (MW) | Technical Potential | 0 | 0 | 0 | 0 | 0 | 0 | 0 | 0 | 0 | 0 | 0 | 0 | 0 | 0 | 0 | 0 | 0 | 0 | 0 | 0 | 0 | 0 | 0 | 0 | 0 | 0 | 0 | 0 | 0 | 0 | 0
F13_Industrial_Stone, Clay, and Glass_New_Space Heating_Natural Gas_Unit Heater_A_Technical Potential | F13 | Industrial | Stone, Clay, and Glass | New | Space Heating | Natural Gas | Unit Heater | A | Purchases (Incremental) | Technical Potential | 0 | 0 | 0 | 0 | 0 | 0.001311 | 0.0012885 | 0.0012878 | 0.0012802 | 0.0012809 | 0.0012819 | 0.001498 | 0.0016695 | 0.0017934 | 0.0018811 | 0.0019815 | 0.0020484 | 0.0021159 | 0.0026403 | 0.0025612 | 0.0025053 | 0.002529 | 0.0025813 | 0.0026303 | 0.0026908 | 0.0027547 | 0.0028212 | 0.0028878 | 0.0030823 | 0.0032246 | 0.0033246
F14_Industrial_Stone, Clay, and Glass_New_Space Heating_Natural Gas_Unit Heater_A_Technical Potential | F14 | Industrial | Stone, Clay, and Glass | New | Space Heating | Natural Gas | Unit Heater | A | Purchases (Cumulative) | Technical Potential | 0 | 0 | 0 | 0 | 0 | 0.001311 | 0.0025995 | 0.0038872 | 0.0051674 | 0.0064482 | 0.0077301 | 0.0092281 | 0.010898 | 0.012691 | 0.014572 | 0.016554 | 0.018602 | 0.019407 | 0.020759 | 0.022032 | 0.023257 | 0.024505 | 0.025805 | 0.026937 | 0.027958 | 0.02892 | 0.02986 | 0.030766 | 0.0318 | 0.032909 | 0.033593
F1_Industrial_Petroleum_Existing_Space Heating_Natural Gas_Furnace_A_Technical Potential | F1 | Industrial | Petroleum | Existing | Space Heating | Natural Gas | Furnace | A | Original Unit Energy Savings (kWh or therms) | Technical Potential | 0 | 505.0924 | 505.0924 | 505.0924 | 505.0924 | 138.7616 | 138.7616 | 799.267 | 799.267 | 799.267 | 799.267 | 799.267 | 799.267 | 799.267 | 799.267 | 799.267 | 799.267 | 799.267 | 799.267 | 799.267 | 799.267 | 799.267 | 799.267 | 799.267 | 799.267 | 799.267 | 799.267 | 799.267 | 799.267 | 799.267 | 799.267
F2_Industrial_Petroleum_Existing_Space Heating_Natural Gas_Furnace_A_Technical Potential | F2 | Industrial | Petroleum | Existing | Space Heating | Natural Gas | Furnace | A | Original Unit Summer Peak Savings (kW) | Technical Potential | 0 | 0 | 0 | 0 | 0 | 0 | 0 | 0 | 0 | 0 | 0 | 0 | 0 | 0 | 0 | 0 | 0 | 0 | 0 | 0 | 0 | 0 | 0 | 0 | 0 | 0 | 0 | 0 | 0 | 0 | 0
F3_Industrial_Petroleum_Existing_Space Heating_Natural Gas_Furnace_A_Technical Potential | F3 | Industrial | Petroleum | Existing | Space Heating | Natural Gas | Furnace | A | Original Unit Winter Peak Savings (kW) | Technical Potential | 0 | 0 | 0 | 0 | 0 | 0 | 0 | 0 | 0 | 0 | 0 | 0 | 0 | 0 | 0 | 0 | 0 | 0 | 0 | 0 | 0 | 0 | 0 | 0 | 0 | 0 | 0 | 0 | 0 | 0 | 0
F4_Industrial_Petroleum_Existing_Space Heating_Natural Gas_Furnace_A_Technical Potential | F4 | Industrial | Petroleum | Existing | Space Heating | Natural Gas | Furnace | A | Standalone Impact on Baseline Energy (%) | Technical Potential | 0% | 0% | 0% | 0% | 0% | 0.03129% | 0.06446% | 0.2049% | 0.3549% | 0.5137% | 0.6838% | 0.8568% | 1.023% | 1.198% | 1.363% | 1.522% | 1.662% | 1.804% | 1.949% | 2.085% | 2.23% | 2.381% | 2.544% | 2.711% | 0.028833 | 0.030592 | 0.032392 | 0.034234 | 0 | 0 | 0
F5_Industrial_Petroleum_Existing_Space Heating_Natural Gas_Furnace_A_Technical Potential | F5 | Industrial | Petroleum | Existing | Space Heating | Natural Gas | Furnace | A | Standalone Impact on Baseline Summer Peak (%) | Technical Potential | 0% | 0% | 0% | 0% | 0% | 0% | 0% | 0% | 0% | 0% | 0% | 0% | 0% | 0% | 0% | 0% | 0% | 0% | 0% | 0% | 0% | 0% | 0% | 0% | 0 | 0 | 0 | 0 | 0 | 0 | 0
F6_Industrial_Petroleum_Existing_Space Heating_Natural Gas_Furnace_A_Technical Potential | F6 | Industrial | Petroleum | Existing | Space Heating | Natural Gas | Furnace | A | Standalone Impact on Baseline Winter Peak (%) | Technical Potential | 0% | 0% | 0% | 0% | 0% | 0% | 0% | 0% | 0% | 0% | 0% | 0% | 0% | 0% | 0% | 0% | 0% | 0% | 0% | 0% | 0% | 0% | 0% | 0% | 0 | 0 | 0 | 0 | 0 | 0 | 0
F7_Industrial_Petroleum_Existing_Space Heating_Natural Gas_Furnace_A_Technical Potential | F7 | Industrial | Petroleum | Existing | Space Heating | Natural Gas | Furnace | A | Incremental Energy Savings (MWh or mTherms) | Technical Potential | 0 | 0 | 0 | 0 | 0 | 0.0013665 | 0.0014228 | 0.0059315 | 0.0062276 | 0.0064681 | 0.0064232 | 0.0065724 | 0.0061732 | 0.0057178 | 0.0060172 | 0.0050166 | 0.004743 | 0.0044214 | 0.0041242 | 0.0043959 | 0.0042738 | 0.0043545 | 0.0046597 | 0.004737 | 0.0048207 | 0.0049096 | 0.0050093 | 0.0051153 | 0.0065045 | 0.0067726 | 0
F8_Industrial_Petroleum_Existing_Space Heating_Natural Gas_Furnace_A_Technical Potential | F8 | Industrial | Petroleum | Existing | Space Heating | Natural Gas | Furnace | A | Incremental Summer Peak Savings (MW) | Technical Potential | 0 | 0 | 0 | 0 | 0 | 0 | 0 | 0 | 0 | 0 | 0 | 0 | 0 | 0 | 0 | 0 | 0 | 0 | 0 | 0 | 0 | 0 | 0 | 0 | 0 | 0 | 0 | 0 | 0 | 0 | 0
F9_Industrial_Petroleum_Existing_Space Heating_Natural Gas_Furnace_A_Technical Potential | F9 | Industrial | Petroleum | Existing | Space Heating | Natural Gas | Furnace | A | Incremental Winter Peak Savings (MW) | Technical Potential | 0 | 0 | 0 | 0 | 0 | 0 | 0 | 0 | 0 | 0 | 0 | 0 | 0 | 0 | 0 | 0 | 0 | 0 | 0 | 0 | 0 | 0 | 0 | 0 | 0 | 0 | 0 | 0 | 0 | 0 | 0
F10_Industrial_Petroleum_Existing_Space Heating_Natural Gas_Furnace_A_Technical Potential | F10 | Industrial | Petroleum | Existing | Space Heating | Natural Gas | Furnace | A | Cumulative Energy Savings (MWh or mTherms) | Technical Potential | 0 | 0 | 0 | 0 | 0 | 0.0013665 | 0.0027893 | 0.0087208 | 0.014948 | 0.021417 | 0.02784 | 0.034412 | 0.040585 | 0.046303 | 0.05232 | 0.057337 | 0.06208 | 0.066501 | 0.070626 | 0.075022 | 0.079295 | 0.08365 | 0.08831 | 0.093047 | 0.097867 | 0.10278 | 0.10779 | 0.1129 | 0.11941 | 0.12618 | 0.12618
F11_Industrial_Petroleum_Existing_Space Heating_Natural Gas_Furnace_A_Technical Potential | F11 | Industrial | Petroleum | Existing | Space Heating | Natural Gas | Furnace | A | Cumulative Summer Peak Savings (MW) | Technical Potential | 0 | 0 | 0 | 0 | 0 | 0 | 0 | 0 | 0 | 0 | 0 | 0 | 0 | 0 | 0 | 0 | 0 | 0 | 0 | 0 | 0 | 0 | 0 | 0 | 0 | 0 | 0 | 0 | 0 | 0 | 0
F12_Industrial_Petroleum_Existing_Space Heating_Natural Gas_Furnace_A_Technical Potential | F12 | Industrial | Petroleum | Existing | Space Heating | Natural Gas | Furnace | A | Cumulative Winter Peak Savings (MW) | Technical Potential | 0 | 0 | 0 | 0 | 0 | 0 | 0 | 0 | 0 | 0 | 0 | 0 | 0 | 0 | 0 | 0 | 0 | 0 | 0 | 0 | 0 | 0 | 0 | 0 | 0 | 0 | 0 | 0 | 0 | 0 | 0
F13_Industrial_Petroleum_Existing_Space Heating_Natural Gas_Furnace_A_Technical Potential | F13 | Industrial | Petroleum | Existing | Space Heating | Natural Gas | Furnace | A | Purchases (Incremental) | Technical Potential | 0 | 0 | 0 | 0 | 0 | 0.0098477 | 0.010254 | 0.0074212 | 0.0077917 | 0.0080926 | 0.0080364 | 0.008223 | 0.0077236 | 0.0071538 | 0.0075284 | 0.0062765 | 0.0059342 | 0.0055319 | 0.00516 | 0.0054999 | 0.0053472 | 0.0054481 | 0.00583 | 0.0059266 | 0.0060313 | 0.0061426 | 0.0062674 | 0.0064 | 0.0098477 | 0.010254 | 0.0074212
F14_Industrial_Petroleum_Existing_Space Heating_Natural Gas_Furnace_A_Technical Potential | F14 | Industrial | Petroleum | Existing | Space Heating | Natural Gas | Furnace | A | Purchases (Cumulative) | Technical Potential | 0 | 0 | 0 | 0 | 0 | 0.0098477 | 0.020101 | 0.027523 | 0.035314 | 0.043407 | 0.051443 | 0.059666 | 0.06739 | 0.074544 | 0.082072 | 0.088349 | 0.094283 | 0.099815 | 0.10497 | 0.11047 | 0.11582 | 0.12127 | 0.1271 | 0.13303 | 0.13906 | 0.1452 | 0.15147 | 0.15787 | 0.15787 | 0.15787 | 0.15787
F1_Industrial_Petroleum_Existing_Space Heating_Natural Gas_Boiler_A_Technical Potential | F1 | Industrial | Petroleum | Existing | Space Heating | Natural Gas | Boiler | A | Original Unit Energy Savings (kWh or therms) | Technical Potential | 0 | 8772.191 | 8772.191 | 8772.191 | 8772.191 | 5375.3 | 5375.3 | 5375.3 | 5375.3 | 5375.3 | 5375.3 | 5375.3 | 5375.3 | 5375.3 | 5375.3 | 5375.3 | 5375.3 | 5375.3 | 5375.3 | 5375.3 | 5375.3 | 5375.3 | 5375.3 | 5375.3 | 5375.3 | 5375.3 | 5375.3 | 5375.3 | 5375.3 | 5375.3 | 5375.3
F2_Industrial_Petroleum_Existing_Space Heating_Natural Gas_Boiler_A_Technical Potential | F2 | Industrial | Petroleum | Existing | Space Heating | Natural Gas | Boiler | A | Original Unit Summer Peak Savings (kW) | Technical Potential | 0 | 0 | 0 | 0 | 0 | 0 | 0 | 0 | 0 | 0 | 0 | 0 | 0 | 0 | 0 | 0 | 0 | 0 | 0 | 0 | 0 | 0 | 0 | 0 | 0 | 0 | 0 | 0 | 0 | 0 | 0
F3_Industrial_Petroleum_Existing_Space Heating_Natural Gas_Boiler_A_Technical Potential | F3 | Industrial | Petroleum | Existing | Space Heating | Natural Gas | Boiler | A | Original Unit Winter Peak Savings (kW) | Technical Potential | 0 | 0 | 0 | 0 | 0 | 0 | 0 | 0 | 0 | 0 | 0 | 0 | 0 | 0 | 0 | 0 | 0 | 0 | 0 | 0 | 0 | 0 | 0 | 0 | 0 | 0 | 0 | 0 | 0 | 0 | 0
F4_Industrial_Petroleum_Existing_Space Heating_Natural Gas_Boiler_A_Technical Potential | F4 | Industrial | Petroleum | Existing | Space Heating | Natural Gas | Boiler | A | Standalone Impact on Baseline Energy (%) | Technical Potential | 0% | 0% | 0% | 0% | 0% | 0.1472% | 0.2978% | 0.4546% | 0.616% | 0.7828% | 0.9603% | 1.135% | 1.312% | 1.512% | 1.709% | 1.91% | 2.098% | 2.299% | 2.513% | 2.713% | 2.923% | 3.15% | 3.377% | 3.602% | 0.038344 | 0.040646 | 0.042928 | 0.045191 | 0 | 0 | 0
F5_Industrial_Petroleum_Existing_Space Heating_Natural Gas_Boiler_A_Technical Potential | F5 | Industrial | Petroleum | Existing | Space Heating | Natural Gas | Boiler | A | Standalone Impact on Baseline Summer Peak (%) | Technical Potential | 0% | 0% | 0% | 0% | 0% | 0% | 0% | 0% | 0% | 0% | 0% | 0% | 0% | 0% | 0% | 0% | 0% | 0% | 0% | 0% | 0% | 0% | 0% | 0% | 0 | 0 | 0 | 0 | 0 | 0 | 0
F6_Industrial_Petroleum_Existing_Space Heating_Natural Gas_Boiler_A_Technical Potential | F6 | Industrial | Petroleum | Existing | Space Heating | Natural Gas | Boiler | A | Standalone Impact on Baseline Winter Peak (%) | Technical Potential | 0% | 0% | 0% | 0% | 0% | 0% | 0% | 0% | 0% | 0% | 0% | 0% | 0% | 0% | 0% | 0% | 0% | 0% | 0% | 0% | 0% | 0% | 0% | 0% | 0 | 0 | 0 | 0 | 0 | 0 | 0
F7_Industrial_Petroleum_Existing_Space Heating_Natural Gas_Boiler_A_Technical Potential | F7 | Industrial | Petroleum | Existing | Space Heating | Natural Gas | Boiler | A | Incremental Energy Savings (MWh or mTherms) | Technical Potential | 0 | 0 | 0 | 0 | 0 | 0.0064261 | 0.0064612 | 0.006458 | 0.0066022 | 0.0066906 | 0.0064618 | 0.0064676 | 0.0064758 | 0.006392 | 0.0071779 | 0.0063639 | 0.006404 | 0.0063588 | 0.0063136 | 0.0065579 | 0.0063075 | 0.0067376 | 0.0065574 | 0.0064035 | 0.0065332 | 0.006402 | 0.0062903 | 0.0061957 | 0.0061242 | 0.0060695 | 1.1102e-16
F8_Industrial_Petroleum_Existing_Space Heating_Natural Gas_Boiler_A_Technical Potential | F8 | Industrial | Petroleum | Existing | Space Heating | Natural Gas | Boiler | A | Incremental Summer Peak Savings (MW) | Technical Potential | 0 | 0 | 0 | 0 | 0 | 0 | 0 | 0 | 0 | 0 | 0 | 0 | 0 | 0 | 0 | 0 | 0 | 0 | 0 | 0 | 0 | 0 | 0 | 0 | 0 | 0 | 0 | 0 | 0 | 0 | 0
F9_Industrial_Petroleum_Existing_Space Heating_Natural Gas_Boiler_A_Technical Potential | F9 | Industrial | Petroleum | Existing | Space Heating | Natural Gas | Boiler | A | Incremental Winter Peak Savings (MW) | Technical Potential | 0 | 0 | 0 | 0 | 0 | 0 | 0 | 0 | 0 | 0 | 0 | 0 | 0 | 0 | 0 | 0 | 0 | 0 | 0 | 0 | 0 | 0 | 0 | 0 | 0 | 0 | 0 | 0 | 0 | 0 | 0
F10_Industrial_Petroleum_Existing_Space Heating_Natural Gas_Boiler_A_Technical Potential | F10 | Industrial | Petroleum | Existing | Space Heating | Natural Gas | Boiler | A | Cumulative Energy Savings (MWh or mTherms) | Technical Potential | 0 | 0 | 0 | 0 | 0 | 0.0064261 | 0.012887 | 0.019345 | 0.025947 | 0.032638 | 0.0391 | 0.045568 | 0.052043 | 0.058435 | 0.065613 | 0.071977 | 0.078381 | 0.08474 | 0.091054 | 0.097612 | 0.10392 | 0.11066 | 0.11721 | 0.12362 | 0.13015 | 0.13655 | 0.14284 | 0.14904 | 0.15516 | 0.16123 | 0.16123
F11_Industrial_Petroleum_Existing_Space Heating_Natural Gas_Boiler_A_Technical Potential | F11 | Industrial | Petroleum | Existing | Space Heating | Natural Gas | Boiler | A | Cumulative Summer Peak Savings (MW) | Technical Potential | 0 | 0 | 0 | 0 | 0 | 0 | 0 | 0 | 0 | 0 | 0 | 0 | 0 | 0 | 0 | 0 | 0 | 0 | 0 | 0 | 0 | 0 | 0 | 0 | 0 | 0 | 0 | 0 | 0 | 0 | 0
F12_Industrial_Petroleum_Existing_Space Heating_Natural Gas_Boiler_A_Technical Potential | F12 | Industrial | Petroleum | Existing | Space Heating | Natural Gas | Boiler | A | Cumulative Winter Peak Savings (MW) | Technical Potential | 0 | 0 | 0 | 0 | 0 | 0 | 0 | 0 | 0 | 0 | 0 | 0 | 0 | 0 | 0 | 0 | 0 | 0 | 0 | 0 | 0 | 0 | 0 | 0 | 0 | 0 | 0 | 0 | 0 | 0 | 0
F13_Industrial_Petroleum_Existing_Space Heating_Natural Gas_Boiler_A_Technical Potential | F13 | Industrial | Petroleum | Existing | Space Heating | Natural Gas | Boiler | A | Purchases (Incremental) | Technical Potential | 0 | 0 | 0 | 0 | 0 | 0.0011955 | 0.001202 | 0.0012014 | 0.0012282 | 0.0012447 | 0.0012021 | 0.0012032 | 0.0012047 | 0.0011892 | 0.0013353 | 0.0011839 | 0.0011914 | 0.001183 | 0.0011746 | 0.00122 | 0.0011734 | 0.0012534 | 0.0012199 | 0.0011913 | 0.0012154 | 0.001191 | 0.0011702 | 0.0011526 | 0.0011393 | 0.0011291 | 0.0011955
F14_Industrial_Petroleum_Existing_Space Heating_Natural Gas_Boiler_A_Technical Potential | F14 | Industrial | Petroleum | Existing | Space Heating | Natural Gas | Boiler | A | Purchases (Cumulative) | Technical Potential | 0 | 0 | 0 | 0 | 0 | 0.0011955 | 0.0023975 | 0.0035989 | 0.0048272 | 0.0060719 | 0.007274 | 0.0084772 | 0.0096819 | 0.010871 | 0.012206 | 0.01339 | 0.014582 | 0.015765 | 0.016939 | 0.018159 | 0.019333 | 0.020586 | 0.021806 | 0.022997 | 0.024213 | 0.025404 | 0.026574 | 0.027727 | 0.028866 | 0.029995 | 0.029995
F1_Industrial_Petroleum_Existing_Space Heating_Natural Gas_Unit Heater_A_Technical Potential | F1 | Industrial | Petroleum | Existing | Space Heating | Natural Gas | Unit Heater | A | Original Unit Energy Savings (kWh or therms) | Technical Potential | 0 | 0 | 0 | 0 | 0 | 0 | 0 | 0 | 0 | 0 | 0 | 0 | 0 | 0 | 0 | 0 | 0 | 0 | 0 | 0 | 0 | 0 | 0 | 0 | 0 | 0 | 0 | 0 | 0 | 0 | 0
F2_Industrial_Petroleum_Existing_Space Heating_Natural Gas_Unit Heater_A_Technical Potential | F2 | Industrial | Petroleum | Existing | Space Heating | Natural Gas | Unit Heater | A | Original Unit Summer Peak Savings (kW) | Technical Potential | 0 | 0 | 0 | 0 | 0 | 0 | 0 | 0 | 0 | 0 | 0 | 0 | 0 | 0 | 0 | 0 | 0 | 0 | 0 | 0 | 0 | 0 | 0 | 0 | 0 | 0 | 0 | 0 | 0 | 0 | 0
F3_Industrial_Petroleum_Existing_Space Heating_Natural Gas_Unit Heater_A_Technical Potential | F3 | Industrial | Petroleum | Existing | Space Heating | Natural Gas | Unit Heater | A | Original Unit Winter Peak Savings (kW) | Technical Potential | 0 | 0 | 0 | 0 | 0 | 0 | 0 | 0 | 0 | 0 | 0 | 0 | 0 | 0 | 0 | 0 | 0 | 0 | 0 | 0 | 0 | 0 | 0 | 0 | 0 | 0 | 0 | 0 | 0 | 0 | 0
F4_Industrial_Petroleum_Existing_Space Heating_Natural Gas_Unit Heater_A_Technical Potential | F4 | Industrial | Petroleum | Existing | Space Heating | Natural Gas | Unit Heater | A | Standalone Impact on Baseline Energy (%) | Technical Potential | 0% | 0% | 0% | 0% | 0% | 0% | 0% | 0% | 0% | 0% | 0% | 0% | 0% | 0% | 0% | 0% | 0% | 0% | 0% | 0% | 0% | 0% | 0% | 0% | 0 | 0 | 0 | 0 | 0 | 0 | 0
F5_Industrial_Petroleum_Existing_Space Heating_Natural Gas_Unit Heater_A_Technical Potential | F5 | Industrial | Petroleum | Existing | Space Heating | Natural Gas | Unit Heater | A | Standalone Impact on Baseline Summer Peak (%) | Technical Potential | 0% | 0% | 0% | 0% | 0% | 0% | 0% | 0% | 0% | 0% | 0% | 0% | 0% | 0% | 0% | 0% | 0% | 0% | 0% | 0% | 0% | 0% | 0% | 0% | 0 | 0 | 0 | 0 | 0 | 0 | 0
F6_Industrial_Petroleum_Existing_Space Heating_Natural Gas_Unit Heater_A_Technical Potential | F6 | Industrial | Petroleum | Existing | Space Heating | Natural Gas | Unit Heater | A | Standalone Impact on Baseline Winter Peak (%) | Technical Potential | 0% | 0% | 0% | 0% | 0% | 0% | 0% | 0% | 0% | 0% | 0% | 0% | 0% | 0% | 0% | 0% | 0% | 0% | 0% | 0% | 0% | 0% | 0% | 0% | 0 | 0 | 0 | 0 | 0 | 0 | 0
F7_Industrial_Petroleum_Existing_Space Heating_Natural Gas_Unit Heater_A_Technical Potential | F7 | Industrial | Petroleum | Existing | Space Heating | Natural Gas | Unit Heater | A | Incremental Energy Savings (MWh or mTherms) | Technical Potential | 0 | 0 | 0 | 0 | 0 | 0 | 0 | 0 | 0 | 0 | 0 | 0 | 0 | 0 | 0 | 0 | 0 | 0 | 0 | 0 | 0 | 0 | 0 | 0 | 0 | 0 | 0 | 0 | 0 | 0 | 0
F8_Industrial_Petroleum_Existing_Space Heating_Natural Gas_Unit Heater_A_Technical Potential | F8 | Industrial | Petroleum | Existing | Space Heating | Natural Gas | Unit Heater | A | Incremental Summer Peak Savings (MW) | Technical Potential | 0 | 0 | 0 | 0 | 0 | 0 | 0 | 0 | 0 | 0 | 0 | 0 | 0 | 0 | 0 | 0 | 0 | 0 | 0 | 0 | 0 | 0 | 0 | 0 | 0 | 0 | 0 | 0 | 0 | 0 | 0
F9_Industrial_Petroleum_Existing_Space Heating_Natural Gas_Unit Heater_A_Technical Potential | F9 | Industrial | Petroleum | Existing | Space Heating | Natural Gas | Unit Heater | A | Incremental Winter Peak Savings (MW) | Technical Potential | 0 | 0 | 0 | 0 | 0 | 0 | 0 | 0 | 0 | 0 | 0 | 0 | 0 | 0 | 0 | 0 | 0 | 0 | 0 | 0 | 0 | 0 | 0 | 0 | 0 | 0 | 0 | 0 | 0 | 0 | 0
F10_Industrial_Petroleum_Existing_Space Heating_Natural Gas_Unit Heater_A_Technical Potential | F10 | Industrial | Petroleum | Existing | Space Heating | Natural Gas | Unit Heater | A | Cumulative Energy Savings (MWh or mTherms) | Technical Potential | 0 | 0 | 0 | 0 | 0 | 0 | 0 | 0 | 0 | 0 | 0 | 0 | 0 | 0 | 0 | 0 | 0 | 0 | 0 | 0 | 0 | 0 | 0 | 0 | 0 | 0 | 0 | 0 | 0 | 0 | 0
F11_Industrial_Petroleum_Existing_Space Heating_Natural Gas_Unit Heater_A_Technical Potential | F11 | Industrial | Petroleum | Existing | Space Heating | Natural Gas | Unit Heater | A | Cumulative Summer Peak Savings (MW) | Technical Potential | 0 | 0 | 0 | 0 | 0 | 0 | 0 | 0 | 0 | 0 | 0 | 0 | 0 | 0 | 0 | 0 | 0 | 0 | 0 | 0 | 0 | 0 | 0 | 0 | 0 | 0 | 0 | 0 | 0 | 0 | 0
F12_Industrial_Petroleum_Existing_Space Heating_Natural Gas_Unit Heater_A_Technical Potential | F12 | Industrial | Petroleum | Existing | Space Heating | Natural Gas | Unit Heater | A | Cumulative Winter Peak Savings (MW) | Technical Potential | 0 | 0 | 0 | 0 | 0 | 0 | 0 | 0 | 0 | 0 | 0 | 0 | 0 | 0 | 0 | 0 | 0 | 0 | 0 | 0 | 0 | 0 | 0 | 0 | 0 | 0 | 0 | 0 | 0 | 0 | 0
F13_Industrial_Petroleum_Existing_Space Heating_Natural Gas_Unit Heater_A_Technical Potential | F13 | Industrial | Petroleum | Existing | Space Heating | Natural Gas | Unit Heater | A | Purchases (Incremental) | Technical Potential | 0 | 0 | 0 | 0 | 0 | 0 | 0 | 0 | 0 | 0 | 0 | 0 | 0 | 0 | 0 | 0 | 0 | 0 | 0 | 0 | 0 | 0 | 0 | 0 | 0 | 0 | 0 | 0 | 0 | 0 | 0
F14_Industrial_Petroleum_Existing_Space Heating_Natural Gas_Unit Heater_A_Technical Potential | F14 | Industrial | Petroleum | Existing | Space Heating | Natural Gas | Unit Heater | A | Purchases (Cumulative) | Technical Potential | 0 | 0 | 0 | 0 | 0 | 0 | 0 | 0 | 0 | 0 | 0 | 0 | 0 | 0 | 0 | 0 | 0 | 0 | 0 | 0 | 0 | 0 | 0 | 0 | 0 | 0 | 0 | 0 | 0 | 0 | 0
F1_Industrial_Petroleum_New_Space Heating_Natural Gas_Furnace_A_Technical Potential | F1 | Industrial | Petroleum | New | Space Heating | Natural Gas | Furnace | A | Original Unit Energy Savings (kWh or therms) | Technical Potential | 0 | 0 | 0 | 0 | 0 | 0 | 0 | 0 | 0 | 0 | 0 | 0 | 0 | 0 | 0 | 0 | 0 | 0 | 0 | 0 | 0 | 0 | 0 | 0 | 0 | 0 | 0 | 0 | 0 | 0 | 0
F2_Industrial_Petroleum_New_Space Heating_Natural Gas_Furnace_A_Technical Potential | F2 | Industrial | Petroleum | New | Space Heating | Natural Gas | Furnace | A | Original Unit Summer Peak Savings (kW) | Technical Potential | 0 | 0 | 0 | 0 | 0 | 0 | 0 | 0 | 0 | 0 | 0 | 0 | 0 | 0 | 0 | 0 | 0 | 0 | 0 | 0 | 0 | 0 | 0 | 0 | 0 | 0 | 0 | 0 | 0 | 0 | 0
F3_Industrial_Petroleum_New_Space Heating_Natural Gas_Furnace_A_Technical Potential | F3 | Industrial | Petroleum | New | Space Heating | Natural Gas | Furnace | A | Original Unit Winter Peak Savings (kW) | Technical Potential | 0 | 0 | 0 | 0 | 0 | 0 | 0 | 0 | 0 | 0 | 0 | 0 | 0 | 0 | 0 | 0 | 0 | 0 | 0 | 0 | 0 | 0 | 0 | 0 | 0 | 0 | 0 | 0 | 0 | 0 | 0
F4_Industrial_Petroleum_New_Space Heating_Natural Gas_Furnace_A_Technical Potential | F4 | Industrial | Petroleum | New | Space Heating | Natural Gas | Furnace | A | Standalone Impact on Baseline Energy (%) | Technical Potential | 0% | 0% | 0% | 0% | 0% | 0% | 0% | 0% | 0% | 0% | 0% | 0% | 0% | 0% | 0% | 0% | 0% | 0% | 0% | 0% | 0% | 0% | 0% | 0% | 0 | 0 | 0 | 0 | 0 | 0 | 0
F5_Industrial_Petroleum_New_Space Heating_Natural Gas_Furnace_A_Technical Potential | F5 | Industrial | Petroleum | New | Space Heating | Natural Gas | Furnace | A | Standalone Impact on Baseline Summer Peak (%) | Technical Potential | 0% | 0% | 0% | 0% | 0% | 0% | 0% | 0% | 0% | 0% | 0% | 0% | 0% | 0% | 0% | 0% | 0% | 0% | 0% | 0% | 0% | 0% | 0% | 0% | 0 | 0 | 0 | 0 | 0 | 0 | 0
F6_Industrial_Petroleum_New_Space Heating_Natural Gas_Furnace_A_Technical Potential | F6 | Industrial | Petroleum | New | Space Heating | Natural Gas | Furnace | A | Standalone Impact on Baseline Winter Peak (%) | Technical Potential | 0% | 0% | 0% | 0% | 0% | 0% | 0% | 0% | 0% | 0% | 0% | 0% | 0% | 0% | 0% | 0% | 0% | 0% | 0% | 0% | 0% | 0% | 0% | 0% | 0 | 0 | 0 | 0 | 0 | 0 | 0
F7_Industrial_Petroleum_New_Space Heating_Natural Gas_Furnace_A_Technical Potential | F7 | Industrial | Petroleum | New | Space Heating | Natural Gas | Furnace | A | Incremental Energy Savings (MWh or mTherms) | Technical Potential | 0 | 0 | 0 | 0 | 0 | 0 | 0 | 0 | 0 | 0 | 0 | 0 | 0 | 0 | 0 | 0 | 0 | 0 | 0 | 0 | 0 | 0 | 0 | 0 | 0 | 0 | 0 | 0 | 0 | 0 | 0
F8_Industrial_Petroleum_New_Space Heating_Natural Gas_Furnace_A_Technical Potential | F8 | Industrial | Petroleum | New | Space Heating | Natural Gas | Furnace | A | Incremental Summer Peak Savings (MW) | Technical Potential | 0 | 0 | 0 | 0 | 0 | 0 | 0 | 0 | 0 | 0 | 0 | 0 | 0 | 0 | 0 | 0 | 0 | 0 | 0 | 0 | 0 | 0 | 0 | 0 | 0 | 0 | 0 | 0 | 0 | 0 | 0
F9_Industrial_Petroleum_New_Space Heating_Natural Gas_Furnace_A_Technical Potential | F9 | Industrial | Petroleum | New | Space Heating | Natural Gas | Furnace | A | Incremental Winter Peak Savings (MW) | Technical Potential | 0 | 0 | 0 | 0 | 0 | 0 | 0 | 0 | 0 | 0 | 0 | 0 | 0 | 0 | 0 | 0 | 0 | 0 | 0 | 0 | 0 | 0 | 0 | 0 | 0 | 0 | 0 | 0 | 0 | 0 | 0
F10_Industrial_Petroleum_New_Space Heating_Natural Gas_Furnace_A_Technical Potential | F10 | Industrial | Petroleum | New | Space Heating | Natural Gas | Furnace | A | Cumulative Energy Savings (MWh or mTherms) | Technical Potential | 0 | 0 | 0 | 0 | 0 | 0 | 0 | 0 | 0 | 0 | 0 | 0 | 0 | 0 | 0 | 0 | 0 | 0 | 0 | 0 | 0 | 0 | 0 | 0 | 0 | 0 | 0 | 0 | 0 | 0 | 0
F11_Industrial_Petroleum_New_Space Heating_Natural Gas_Furnace_A_Technical Potential | F11 | Industrial | Petroleum | New | Space Heating | Natural Gas | Furnace | A | Cumulative Summer Peak Savings (MW) | Technical Potential | 0 | 0 | 0 | 0 | 0 | 0 | 0 | 0 | 0 | 0 | 0 | 0 | 0 | 0 | 0 | 0 | 0 | 0 | 0 | 0 | 0 | 0 | 0 | 0 | 0 | 0 | 0 | 0 | 0 | 0 | 0
F12_Industrial_Petroleum_New_Space Heating_Natural Gas_Furnace_A_Technical Potential | F12 | Industrial | Petroleum | New | Space Heating | Natural Gas | Furnace | A | Cumulative Winter Peak Savings (MW) | Technical Potential | 0 | 0 | 0 | 0 | 0 | 0 | 0 | 0 | 0 | 0 | 0 | 0 | 0 | 0 | 0 | 0 | 0 | 0 | 0 | 0 | 0 | 0 | 0 | 0 | 0 | 0 | 0 | 0 | 0 | 0 | 0
F13_Industrial_Petroleum_New_Space Heating_Natural Gas_Furnace_A_Technical Potential | F13 | Industrial | Petroleum | New | Space Heating | Natural Gas | Furnace | A | Purchases (Incremental) | Technical Potential | 0 | 0 | 0 | 0 | 0 | 0 | 0 | 0 | 0 | 0 | 0 | 0 | 0 | 0 | 0 | 0 | 0 | 0 | 0 | 0 | 0 | 0 | 0 | 0 | 0 | 0 | 0 | 0 | 0 | 0 | 0
F14_Industrial_Petroleum_New_Space Heating_Natural Gas_Furnace_A_Technical Potential | F14 | Industrial | Petroleum | New | Space Heating | Natural Gas | Furnace | A | Purchases (Cumulative) | Technical Potential | 0 | 0 | 0 | 0 | 0 | 0 | 0 | 0 | 0 | 0 | 0 | 0 | 0 | 0 | 0 | 0 | 0 | 0 | 0 | 0 | 0 | 0 | 0 | 0 | 0 | 0 | 0 | 0 | 0 | 0 | 0
F1_Industrial_Petroleum_New_Space Heating_Natural Gas_Boiler_A_Technical Potential | F1 | Industrial | Petroleum | New | Space Heating | Natural Gas | Boiler | A | Original Unit Energy Savings (kWh or therms) | Technical Potential | 0 | 0 | 0 | 0 | 0 | 0 | 0 | 0 | 0 | 0 | 0 | 0 | 0 | 0 | 0 | 0 | 0 | 0 | 0 | 0 | 0 | 0 | 0 | 0 | 0 | 0 | 0 | 0 | 0 | 0 | 0
F2_Industrial_Petroleum_New_Space Heating_Natural Gas_Boiler_A_Technical Potential | F2 | Industrial | Petroleum | New | Space Heating | Natural Gas | Boiler | A | Original Unit Summer Peak Savings (kW) | Technical Potential | 0 | 0 | 0 | 0 | 0 | 0 | 0 | 0 | 0 | 0 | 0 | 0 | 0 | 0 | 0 | 0 | 0 | 0 | 0 | 0 | 0 | 0 | 0 | 0 | 0 | 0 | 0 | 0 | 0 | 0 | 0
F3_Industrial_Petroleum_New_Space Heating_Natural Gas_Boiler_A_Technical Potential | F3 | Industrial | Petroleum | New | Space Heating | Natural Gas | Boiler | A | Original Unit Winter Peak Savings (kW) | Technical Potential | 0 | 0 | 0 | 0 | 0 | 0 | 0 | 0 | 0 | 0 | 0 | 0 | 0 | 0 | 0 | 0 | 0 | 0 | 0 | 0 | 0 | 0 | 0 | 0 | 0 | 0 | 0 | 0 | 0 | 0 | 0
F4_Industrial_Petroleum_New_Space Heating_Natural Gas_Boiler_A_Technical Potential | F4 | Industrial | Petroleum | New | Space Heating | Natural Gas | Boiler | A | Standalone Impact on Baseline Energy (%) | Technical Potential | 0% | 0% | 0% | 0% | 0% | 0% | 0% | 0% | 0% | 0% | 0% | 0% | 0% | 0% | 0% | 0% | 0% | 0% | 0% | 0% | 0% | 0% | 0% | 0% | 0 | 0 | 0 | 0 | 0 | 0 | 0
F5_Industrial_Petroleum_New_Space Heating_Natural Gas_Boiler_A_Technical Potential | F5 | Industrial | Petroleum | New | Space Heating | Natural Gas | Boiler | A | Standalone Impact on Baseline Summer Peak (%) | Technical Potential | 0% | 0% | 0% | 0% | 0% | 0% | 0% | 0% | 0% | 0% | 0% | 0% | 0% | 0% | 0% | 0% | 0% | 0% | 0% | 0% | 0% | 0% | 0% | 0% | 0 | 0 | 0 | 0 | 0 | 0 | 0
F6_Industrial_Petroleum_New_Space Heating_Natural Gas_Boiler_A_Technical Potential | F6 | Industrial | Petroleum | New | Space Heating | Natural Gas | Boiler | A | Standalone Impact on Baseline Winter Peak (%) | Technical Potential | 0% | 0% | 0% | 0% | 0% | 0% | 0% | 0% | 0% | 0% | 0% | 0% | 0% | 0% | 0% | 0% | 0% | 0% | 0% | 0% | 0% | 0% | 0% | 0% | 0 | 0 | 0 | 0 | 0 | 0 | 0
F7_Industrial_Petroleum_New_Space Heating_Natural Gas_Boiler_A_Technical Potential | F7 | Industrial | Petroleum | New | Space Heating | Natural Gas | Boiler | A | Incremental Energy Savings (MWh or mTherms) | Technical Potential | 0 | 0 | 0 | 0 | 0 | 0 | 0 | 0 | 0 | 0 | 0 | 0 | 0 | 0 | 0 | 0 | 0 | 0 | 0 | 0 | 0 | 0 | 0 | 0 | 0 | 0 | 0 | 0 | 0 | 0 | 0
F8_Industrial_Petroleum_New_Space Heating_Natural Gas_Boiler_A_Technical Potential | F8 | Industrial | Petroleum | New | Space Heating | Natural Gas | Boiler | A | Incremental Summer Peak Savings (MW) | Technical Potential | 0 | 0 | 0 | 0 | 0 | 0 | 0 | 0 | 0 | 0 | 0 | 0 | 0 | 0 | 0 | 0 | 0 | 0 | 0 | 0 | 0 | 0 | 0 | 0 | 0 | 0 | 0 | 0 | 0 | 0 | 0
F9_Industrial_Petroleum_New_Space Heating_Natural Gas_Boiler_A_Technical Potential | F9 | Industrial | Petroleum | New | Space Heating | Natural Gas | Boiler | A | Incremental Winter Peak Savings (MW) | Technical Potential | 0 | 0 | 0 | 0 | 0 | 0 | 0 | 0 | 0 | 0 | 0 | 0 | 0 | 0 | 0 | 0 | 0 | 0 | 0 | 0 | 0 | 0 | 0 | 0 | 0 | 0 | 0 | 0 | 0 | 0 | 0
F10_Industrial_Petroleum_New_Space Heating_Natural Gas_Boiler_A_Technical Potential | F10 | Industrial | Petroleum | New | Space Heating | Natural Gas | Boiler | A | Cumulative Energy Savings (MWh or mTherms) | Technical Potential | 0 | 0 | 0 | 0 | 0 | 0 | 0 | 0 | 0 | 0 | 0 | 0 | 0 | 0 | 0 | 0 | 0 | 0 | 0 | 0 | 0 | 0 | 0 | 0 | 0 | 0 | 0 | 0 | 0 | 0 | 0
F11_Industrial_Petroleum_New_Space Heating_Natural Gas_Boiler_A_Technical Potential | F11 | Industrial | Petroleum | New | Space Heating | Natural Gas | Boiler | A | Cumulative Summer Peak Savings (MW) | Technical Potential | 0 | 0 | 0 | 0 | 0 | 0 | 0 | 0 | 0 | 0 | 0 | 0 | 0 | 0 | 0 | 0 | 0 | 0 | 0 | 0 | 0 | 0 | 0 | 0 | 0 | 0 | 0 | 0 | 0 | 0 | 0
F12_Industrial_Petroleum_New_Space Heating_Natural Gas_Boiler_A_Technical Potential | F12 | Industrial | Petroleum | New | Space Heating | Natural Gas | Boiler | A | Cumulative Winter Peak Savings (MW) | Technical Potential | 0 | 0 | 0 | 0 | 0 | 0 | 0 | 0 | 0 | 0 | 0 | 0 | 0 | 0 | 0 | 0 | 0 | 0 | 0 | 0 | 0 | 0 | 0 | 0 | 0 | 0 | 0 | 0 | 0 | 0 | 0
F13_Industrial_Petroleum_New_Space Heating_Natural Gas_Boiler_A_Technical Potential | F13 | Industrial | Petroleum | New | Space Heating | Natural Gas | Boiler | A | Purchases (Incremental) | Technical Potential | 0 | 0 | 0 | 0 | 0 | 0 | 0 | 0 | 0 | 0 | 0 | 0 | 0 | 0 | 0 | 0 | 0 | 0 | 0 | 0 | 0 | 0 | 0 | 0 | 0 | 0 | 0 | 0 | 0 | 0 | 0
F14_Industrial_Petroleum_New_Space Heating_Natural Gas_Boiler_A_Technical Potential | F14 | Industrial | Petroleum | New | Space Heating | Natural Gas | Boiler | A | Purchases (Cumulative) | Technical Potential | 0 | 0 | 0 | 0 | 0 | 0 | 0 | 0 | 0 | 0 | 0 | 0 | 0 | 0 | 0 | 0 | 0 | 0 | 0 | 0 | 0 | 0 | 0 | 0 | 0 | 0 | 0 | 0 | 0 | 0 | 0
F1_Industrial_Petroleum_New_Space Heating_Natural Gas_Unit Heater_A_Technical Potential | F1 | Industrial | Petroleum | New | Space Heating | Natural Gas | Unit Heater | A | Original Unit Energy Savings (kWh or therms) | Technical Potential | 0 | 0 | 0 | 0 | 0 | 0 | 0 | 0 | 0 | 0 | 0 | 0 | 0 | 0 | 0 | 0 | 0 | 0 | 0 | 0 | 0 | 0 | 0 | 0 | 0 | 0 | 0 | 0 | 0 | 0 | 0
F2_Industrial_Petroleum_New_Space Heating_Natural Gas_Unit Heater_A_Technical Potential | F2 | Industrial | Petroleum | New | Space Heating | Natural Gas | Unit Heater | A | Original Unit Summer Peak Savings (kW) | Technical Potential | 0 | 0 | 0 | 0 | 0 | 0 | 0 | 0 | 0 | 0 | 0 | 0 | 0 | 0 | 0 | 0 | 0 | 0 | 0 | 0 | 0 | 0 | 0 | 0 | 0 | 0 | 0 | 0 | 0 | 0 | 0
F3_Industrial_Petroleum_New_Space Heating_Natural Gas_Unit Heater_A_Technical Potential | F3 | Industrial | Petroleum | New | Space Heating | Natural Gas | Unit Heater | A | Original Unit Winter Peak Savings (kW) | Technical Potential | 0 | 0 | 0 | 0 | 0 | 0 | 0 | 0 | 0 | 0 | 0 | 0 | 0 | 0 | 0 | 0 | 0 | 0 | 0 | 0 | 0 | 0 | 0 | 0 | 0 | 0 | 0 | 0 | 0 | 0 | 0
F4_Industrial_Petroleum_New_Space Heating_Natural Gas_Unit Heater_A_Technical Potential | F4 | Industrial | Petroleum | New | Space Heating | Natural Gas | Unit Heater | A | Standalone Impact on Baseline Energy (%) | Technical Potential | 0% | 0% | 0% | 0% | 0% | 0% | 0% | 0% | 0% | 0% | 0% | 0% | 0% | 0% | 0% | 0% | 0% | 0% | 0% | 0% | 0% | 0% | 0% | 0% | 0 | 0 | 0 | 0 | 0 | 0 | 0
F5_Industrial_Petroleum_New_Space Heating_Natural Gas_Unit Heater_A_Technical Potential | F5 | Industrial | Petroleum | New | Space Heating | Natural Gas | Unit Heater | A | Standalone Impact on Baseline Summer Peak (%) | Technical Potential | 0% | 0% | 0% | 0% | 0% | 0% | 0% | 0% | 0% | 0% | 0% | 0% | 0% | 0% | 0% | 0% | 0% | 0% | 0% | 0% | 0% | 0% | 0% | 0% | 0 | 0 | 0 | 0 | 0 | 0 | 0
F6_Industrial_Petroleum_New_Space Heating_Natural Gas_Unit Heater_A_Technical Potential | F6 | Industrial | Petroleum | New | Space Heating | Natural Gas | Unit Heater | A | Standalone Impact on Baseline Winter Peak (%) | Technical Potential | 0% | 0% | 0% | 0% | 0% | 0% | 0% | 0% | 0% | 0% | 0% | 0% | 0% | 0% | 0% | 0% | 0% | 0% | 0% | 0% | 0% | 0% | 0% | 0% | 0 | 0 | 0 | 0 | 0 | 0 | 0
F7_Industrial_Petroleum_New_Space Heating_Natural Gas_Unit Heater_A_Technical Potential | F7 | Industrial | Petroleum | New | Space Heating | Natural Gas | Unit Heater | A | Incremental Energy Savings (MWh or mTherms) | Technical Potential | 0 | 0 | 0 | 0 | 0 | 0 | 0 | 0 | 0 | 0 | 0 | 0 | 0 | 0 | 0 | 0 | 0 | 0 | 0 | 0 | 0 | 0 | 0 | 0 | 0 | 0 | 0 | 0 | 0 | 0 | 0
F8_Industrial_Petroleum_New_Space Heating_Natural Gas_Unit Heater_A_Technical Potential | F8 | Industrial | Petroleum | New | Space Heating | Natural Gas | Unit Heater | A | Incremental Summer Peak Savings (MW) | Technical Potential | 0 | 0 | 0 | 0 | 0 | 0 | 0 | 0 | 0 | 0 | 0 | 0 | 0 | 0 | 0 | 0 | 0 | 0 | 0 | 0 | 0 | 0 | 0 | 0 | 0 | 0 | 0 | 0 | 0 | 0 | 0
F9_Industrial_Petroleum_New_Space Heating_Natural Gas_Unit Heater_A_Technical Potential | F9 | Industrial | Petroleum | New | Space Heating | Natural Gas | Unit Heater | A | Incremental Winter Peak Savings (MW) | Technical Potential | 0 | 0 | 0 | 0 | 0 | 0 | 0 | 0 | 0 | 0 | 0 | 0 | 0 | 0 | 0 | 0 | 0 | 0 | 0 | 0 | 0 | 0 | 0 | 0 | 0 | 0 | 0 | 0 | 0 | 0 | 0
F10_Industrial_Petroleum_New_Space Heating_Natural Gas_Unit Heater_A_Technical Potential | F10 | Industrial | Petroleum | New | Space Heating | Natural Gas | Unit Heater | A | Cumulative Energy Savings (MWh or mTherms) | Technical Potential | 0 | 0 | 0 | 0 | 0 | 0 | 0 | 0 | 0 | 0 | 0 | 0 | 0 | 0 | 0 | 0 | 0 | 0 | 0 | 0 | 0 | 0 | 0 | 0 | 0 | 0 | 0 | 0 | 0 | 0 | 0
F11_Industrial_Petroleum_New_Space Heating_Natural Gas_Unit Heater_A_Technical Potential | F11 | Industrial | Petroleum | New | Space Heating | Natural Gas | Unit Heater | A | Cumulative Summer Peak Savings (MW) | Technical Potential | 0 | 0 | 0 | 0 | 0 | 0 | 0 | 0 | 0 | 0 | 0 | 0 | 0 | 0 | 0 | 0 | 0 | 0 | 0 | 0 | 0 | 0 | 0 | 0 | 0 | 0 | 0 | 0 | 0 | 0 | 0
F12_Industrial_Petroleum_New_Space Heating_Natural Gas_Unit Heater_A_Technical Potential | F12 | Industrial | Petroleum | New | Space Heating | Natural Gas | Unit Heater | A | Cumulative Winter Peak Savings (MW) | Technical Potential | 0 | 0 | 0 | 0 | 0 | 0 | 0 | 0 | 0 | 0 | 0 | 0 | 0 | 0 | 0 | 0 | 0 | 0 | 0 | 0 | 0 | 0 | 0 | 0 | 0 | 0 | 0 | 0 | 0 | 0 | 0
F13_Industrial_Petroleum_New_Space Heating_Natural Gas_Unit Heater_A_Technical Potential | F13 | Industrial | Petroleum | New | Space Heating | Natural Gas | Unit Heater | A | Purchases (Incremental) | Technical Potential | 0 | 0 | 0 | 0 | 0 | 0 | 0 | 0 | 0 | 0 | 0 | 0 | 0 | 0 | 0 | 0 | 0 | 0 | 0 | 0 | 0 | 0 | 0 | 0 | 0 | 0 | 0 | 0 | 0 | 0 | 0
F14_Industrial_Petroleum_New_Space Heating_Natural Gas_Unit Heater_A_Technical Potential | F14 | Industrial | Petroleum | New | Space Heating | Natural Gas | Unit Heater | A | Purchases (Cumulative) | Technical Potential | 0 | 0 | 0 | 0 | 0 | 0 | 0 | 0 | 0 | 0 | 0 | 0 | 0 | 0 | 0 | 0 | 0 | 0 | 0 | 0 | 0 | 0 | 0 | 0 | 0 | 0 | 0 | 0 | 0 | 0 | 0
F1_Industrial_Paper and Printing_Existing_Space Heating_Natural Gas_Furnace_A_Technical Potential | F1 | Industrial | Paper and Printing | Existing | Space Heating | Natural Gas | Furnace | A | Original Unit Energy Savings (kWh or therms) | Technical Potential | 0 | 505.0924 | 505.0924 | 505.0924 | 505.0924 | 138.7616 | 138.7616 | 799.267 | 799.267 | 799.267 | 799.267 | 799.267 | 799.267 | 799.267 | 799.267 | 799.267 | 799.267 | 799.267 | 799.267 | 799.267 | 799.267 | 799.267 | 799.267 | 799.267 | 799.267 | 799.267 | 799.267 | 799.267 | 799.267 | 799.267 | 799.267
F2_Industrial_Paper and Printing_Existing_Space Heating_Natural Gas_Furnace_A_Technical Potential | F2 | Industrial | Paper and Printing | Existing | Space Heating | Natural Gas | Furnace | A | Original Unit Summer Peak Savings (kW) | Technical Potential | 0 | 0 | 0 | 0 | 0 | 0 | 0 | 0 | 0 | 0 | 0 | 0 | 0 | 0 | 0 | 0 | 0 | 0 | 0 | 0 | 0 | 0 | 0 | 0 | 0 | 0 | 0 | 0 | 0 | 0 | 0
F3_Industrial_Paper and Printing_Existing_Space Heating_Natural Gas_Furnace_A_Technical Potential | F3 | Industrial | Paper and Printing | Existing | Space Heating | Natural Gas | Furnace | A | Original Unit Winter Peak Savings (kW) | Technical Potential | 0 | 0 | 0 | 0 | 0 | 0 | 0 | 0 | 0 | 0 | 0 | 0 | 0 | 0 | 0 | 0 | 0 | 0 | 0 | 0 | 0 | 0 | 0 | 0 | 0 | 0 | 0 | 0 | 0 | 0 | 0
F4_Industrial_Paper and Printing_Existing_Space Heating_Natural Gas_Furnace_A_Technical Potential | F4 | Industrial | Paper and Printing | Existing | Space Heating | Natural Gas | Furnace | A | Standalone Impact on Baseline Energy (%) | Technical Potential | 0% | 0% | 0% | 0% | 0% | 0.01504% | 0.03086% | 0.09766% | 0.1684% | 0.2427% | 0.3218% | 0.4017% | 0.4782% | 0.5584% | 0.6336% | 0.7062% | 0.7701% | 0.8349% | 0.9004% | 0.9613% | 1.026% | 1.094% | 1.165% | 1.239% | 0.013136 | 0.013901 | 0.014681 | 0.015479 | 0 | 0 | 0
F5_Industrial_Paper and Printing_Existing_Space Heating_Natural Gas_Furnace_A_Technical Potential | F5 | Industrial | Paper and Printing | Existing | Space Heating | Natural Gas | Furnace | A | Standalone Impact on Baseline Summer Peak (%) | Technical Potential | 0% | 0% | 0% | 0% | 0% | 0% | 0% | 0% | 0% | 0% | 0% | 0% | 0% | 0% | 0% | 0% | 0% | 0% | 0% | 0% | 0% | 0% | 0% | 0% | 0 | 0 | 0 | 0 | 0 | 0 | 0
F6_Industrial_Paper and Printing_Existing_Space Heating_Natural Gas_Furnace_A_Technical Potential | F6 | Industrial | Paper and Printing | Existing | Space Heating | Natural Gas | Furnace | A | Standalone Impact on Baseline Winter Peak (%) | Technical Potential | 0% | 0% | 0% | 0% | 0% | 0% | 0% | 0% | 0% | 0% | 0% | 0% | 0% | 0% | 0% | 0% | 0% | 0% | 0% | 0% | 0% | 0% | 0% | 0% | 0 | 0 | 0 | 0 | 0 | 0 | 0
F7_Industrial_Paper and Printing_Existing_Space Heating_Natural Gas_Furnace_A_Technical Potential | F7 | Industrial | Paper and Printing | Existing | Space Heating | Natural Gas | Furnace | A | Incremental Energy Savings (MWh or mTherms) | Technical Potential | 0 | 0 | 0 | 0 | 0 | 0.0084038 | 0.0087503 | 0.036478 | 0.0383 | 0.039779 | 0.039502 | 0.04042 | 0.037965 | 0.035164 | 0.037005 | 0.030852 | 0.029169 | 0.027191 | 0.025364 | 0.027034 | 0.026284 | 0.02678 | 0.028657 | 0.029132 | 0.029647 | 0.030194 | 0.030807 | 0.031459 | 0.040002 | 0.041651 | 0
F8_Industrial_Paper and Printing_Existing_Space Heating_Natural Gas_Furnace_A_Technical Potential | F8 | Industrial | Paper and Printing | Existing | Space Heating | Natural Gas | Furnace | A | Incremental Summer Peak Savings (MW) | Technical Potential | 0 | 0 | 0 | 0 | 0 | 0 | 0 | 0 | 0 | 0 | 0 | 0 | 0 | 0 | 0 | 0 | 0 | 0 | 0 | 0 | 0 | 0 | 0 | 0 | 0 | 0 | 0 | 0 | 0 | 0 | 0
F9_Industrial_Paper and Printing_Existing_Space Heating_Natural Gas_Furnace_A_Technical Potential | F9 | Industrial | Paper and Printing | Existing | Space Heating | Natural Gas | Furnace | A | Incremental Winter Peak Savings (MW) | Technical Potential | 0 | 0 | 0 | 0 | 0 | 0 | 0 | 0 | 0 | 0 | 0 | 0 | 0 | 0 | 0 | 0 | 0 | 0 | 0 | 0 | 0 | 0 | 0 | 0 | 0 | 0 | 0 | 0 | 0 | 0 | 0
F10_Industrial_Paper and Printing_Existing_Space Heating_Natural Gas_Furnace_A_Technical Potential | F10 | Industrial | Paper and Printing | Existing | Space Heating | Natural Gas | Furnace | A | Cumulative Energy Savings (MWh or mTherms) | Technical Potential | 0 | 0 | 0 | 0 | 0 | 0.0084038 | 0.017154 | 0.053633 | 0.091932 | 0.13171 | 0.17121 | 0.21163 | 0.2496 | 0.28476 | 0.32177 | 0.35262 | 0.38179 | 0.40898 | 0.43434 | 0.46138 | 0.48766 | 0.51444 | 0.5431 | 0.57223 | 0.60188 | 0.63207 | 0.66288 | 0.69434 | 0.73434 | 0.77599 | 0.77599
F11_Industrial_Paper and Printing_Existing_Space Heating_Natural Gas_Furnace_A_Technical Potential | F11 | Industrial | Paper and Printing | Existing | Space Heating | Natural Gas | Furnace | A | Cumulative Summer Peak Savings (MW) | Technical Potential | 0 | 0 | 0 | 0 | 0 | 0 | 0 | 0 | 0 | 0 | 0 | 0 | 0 | 0 | 0 | 0 | 0 | 0 | 0 | 0 | 0 | 0 | 0 | 0 | 0 | 0 | 0 | 0 | 0 | 0 | 0
F12_Industrial_Paper and Printing_Existing_Space Heating_Natural Gas_Furnace_A_Technical Potential | F12 | Industrial | Paper and Printing | Existing | Space Heating | Natural Gas | Furnace | A | Cumulative Winter Peak Savings (MW) | Technical Potential | 0 | 0 | 0 | 0 | 0 | 0 | 0 | 0 | 0 | 0 | 0 | 0 | 0 | 0 | 0 | 0 | 0 | 0 | 0 | 0 | 0 | 0 | 0 | 0 | 0 | 0 | 0 | 0 | 0 | 0 | 0
F13_Industrial_Paper and Printing_Existing_Space Heating_Natural Gas_Furnace_A_Technical Potential | F13 | Industrial | Paper and Printing | Existing | Space Heating | Natural Gas | Furnace | A | Purchases (Incremental) | Technical Potential | 0 | 0 | 0 | 0 | 0 | 0.060563 | 0.06306 | 0.04564 | 0.047918 | 0.049769 | 0.049423 | 0.050571 | 0.0475 | 0.043996 | 0.046299 | 0.0386 | 0.036495 | 0.034021 | 0.031734 | 0.033824 | 0.032885 | 0.033505 | 0.035854 | 0.036448 | 0.037092 | 0.037777 | 0.038544 | 0.039359 | 0.060563 | 0.06306 | 0.04564
F14_Industrial_Paper and Printing_Existing_Space Heating_Natural Gas_Furnace_A_Technical Potential | F14 | Industrial | Paper and Printing | Existing | Space Heating | Natural Gas | Furnace | A | Purchases (Cumulative) | Technical Potential | 0 | 0 | 0 | 0 | 0 | 0.060563 | 0.12362 | 0.16926 | 0.21718 | 0.26695 | 0.31637 | 0.36694 | 0.41444 | 0.45844 | 0.50474 | 0.54334 | 0.57983 | 0.61385 | 0.64559 | 0.67941 | 0.7123 | 0.7458 | 0.78166 | 0.8181 | 0.8552 | 0.89297 | 0.93152 | 0.97088 | 0.97088 | 0.97088 | 0.97088
F1_Industrial_Paper and Printing_Existing_Space Heating_Natural Gas_Boiler_A_Technical Potential | F1 | Industrial | Paper and Printing | Existing | Space Heating | Natural Gas | Boiler | A | Original Unit Energy Savings (kWh or therms) | Technical Potential | 0 | 8772.191 | 8772.191 | 8772.191 | 8772.191 | 5375.3 | 5375.3 | 5375.3 | 5375.3 | 5375.3 | 5375.3 | 5375.3 | 5375.3 | 5375.3 | 5375.3 | 5375.3 | 5375.3 | 5375.3 | 5375.3 | 5375.3 | 5375.3 | 5375.3 | 5375.3 | 5375.3 | 5375.3 | 5375.3 | 5375.3 | 5375.3 | 5375.3 | 5375.3 | 5375.3
F2_Industrial_Paper and Printing_Existing_Space Heating_Natural Gas_Boiler_A_Technical Potential | F2 | Industrial | Paper and Printing | Existing | Space Heating | Natural Gas | Boiler | A | Original Unit Summer Peak Savings (kW) | Technical Potential | 0 | 0 | 0 | 0 | 0 | 0 | 0 | 0 | 0 | 0 | 0 | 0 | 0 | 0 | 0 | 0 | 0 | 0 | 0 | 0 | 0 | 0 | 0 | 0 | 0 | 0 | 0 | 0 | 0 | 0 | 0
F3_Industrial_Paper and Printing_Existing_Space Heating_Natural Gas_Boiler_A_Technical Potential | F3 | Industrial | Paper and Printing | Existing | Space Heating | Natural Gas | Boiler | A | Original Unit Winter Peak Savings (kW) | Technical Potential | 0 | 0 | 0 | 0 | 0 | 0 | 0 | 0 | 0 | 0 | 0 | 0 | 0 | 0 | 0 | 0 | 0 | 0 | 0 | 0 | 0 | 0 | 0 | 0 | 0 | 0 | 0 | 0 | 0 | 0 | 0
F4_Industrial_Paper and Printing_Existing_Space Heating_Natural Gas_Boiler_A_Technical Potential | F4 | Industrial | Paper and Printing | Existing | Space Heating | Natural Gas | Boiler | A | Standalone Impact on Baseline Energy (%) | Technical Potential | 0% | 0% | 0% | 0% | 0% | 0.07071% | 0.1426% | 0.2166% | 0.2923% | 0.3699% | 0.4519% | 0.532% | 0.6132% | 0.7048% | 0.7946% | 0.8865% | 0.9724% | 1.064% | 1.161% | 1.251% | 1.345% | 1.447% | 1.547% | 1.646% | 0.017469 | 0.018469 | 0.019456 | 0.020433 | 0 | 0 | 0
F5_Industrial_Paper and Printing_Existing_Space Heating_Natural Gas_Boiler_A_Technical Potential | F5 | Industrial | Paper and Printing | Existing | Space Heating | Natural Gas | Boiler | A | Standalone Impact on Baseline Summer Peak (%) | Technical Potential | 0% | 0% | 0% | 0% | 0% | 0% | 0% | 0% | 0% | 0% | 0% | 0% | 0% | 0% | 0% | 0% | 0% | 0% | 0% | 0% | 0% | 0% | 0% | 0% | 0 | 0 | 0 | 0 | 0 | 0 | 0
F6_Industrial_Paper and Printing_Existing_Space Heating_Natural Gas_Boiler_A_Technical Potential | F6 | Industrial | Paper and Printing | Existing | Space Heating | Natural Gas | Boiler | A | Standalone Impact on Baseline Winter Peak (%) | Technical Potential | 0% | 0% | 0% | 0% | 0% | 0% | 0% | 0% | 0% | 0% | 0% | 0% | 0% | 0% | 0% | 0% | 0% | 0% | 0% | 0% | 0% | 0% | 0% | 0% | 0 | 0 | 0 | 0 | 0 | 0 | 0
F7_Industrial_Paper and Printing_Existing_Space Heating_Natural Gas_Boiler_A_Technical Potential | F7 | Industrial | Paper and Printing | Existing | Space Heating | Natural Gas | Boiler | A | Incremental Energy Savings (MWh or mTherms) | Technical Potential | 0 | 0 | 0 | 0 | 0 | 0.03952 | 0.039736 | 0.039716 | 0.040603 | 0.041147 | 0.03974 | 0.039775 | 0.039826 | 0.039311 | 0.044144 | 0.039137 | 0.039384 | 0.039106 | 0.038828 | 0.040331 | 0.038791 | 0.041436 | 0.040328 | 0.039381 | 0.040179 | 0.039372 | 0.038685 | 0.038103 | 0.037663 | 0.037327 | 0
F8_Industrial_Paper and Printing_Existing_Space Heating_Natural Gas_Boiler_A_Technical Potential | F8 | Industrial | Paper and Printing | Existing | Space Heating | Natural Gas | Boiler | A | Incremental Summer Peak Savings (MW) | Technical Potential | 0 | 0 | 0 | 0 | 0 | 0 | 0 | 0 | 0 | 0 | 0 | 0 | 0 | 0 | 0 | 0 | 0 | 0 | 0 | 0 | 0 | 0 | 0 | 0 | 0 | 0 | 0 | 0 | 0 | 0 | 0
F9_Industrial_Paper and Printing_Existing_Space Heating_Natural Gas_Boiler_A_Technical Potential | F9 | Industrial | Paper and Printing | Existing | Space Heating | Natural Gas | Boiler | A | Incremental Winter Peak Savings (MW) | Technical Potential | 0 | 0 | 0 | 0 | 0 | 0 | 0 | 0 | 0 | 0 | 0 | 0 | 0 | 0 | 0 | 0 | 0 | 0 | 0 | 0 | 0 | 0 | 0 | 0 | 0 | 0 | 0 | 0 | 0 | 0 | 0
F10_Industrial_Paper and Printing_Existing_Space Heating_Natural Gas_Boiler_A_Technical Potential | F10 | Industrial | Paper and Printing | Existing | Space Heating | Natural Gas | Boiler | A | Cumulative Energy Savings (MWh or mTherms) | Technical Potential | 0 | 0 | 0 | 0 | 0 | 0.03952 | 0.079256 | 0.11897 | 0.15958 | 0.20072 | 0.24046 | 0.28024 | 0.32006 | 0.35937 | 0.40352 | 0.44265 | 0.48204 | 0.52115 | 0.55997 | 0.6003 | 0.6391 | 0.68053 | 0.72086 | 0.76024 | 0.80042 | 0.83979 | 0.87848 | 0.91658 | 0.95424 | 0.99157 | 0.99157
F11_Industrial_Paper and Printing_Existing_Space Heating_Natural Gas_Boiler_A_Technical Potential | F11 | Industrial | Paper and Printing | Existing | Space Heating | Natural Gas | Boiler | A | Cumulative Summer Peak Savings (MW) | Technical Potential | 0 | 0 | 0 | 0 | 0 | 0 | 0 | 0 | 0 | 0 | 0 | 0 | 0 | 0 | 0 | 0 | 0 | 0 | 0 | 0 | 0 | 0 | 0 | 0 | 0 | 0 | 0 | 0 | 0 | 0 | 0
F12_Industrial_Paper and Printing_Existing_Space Heating_Natural Gas_Boiler_A_Technical Potential | F12 | Industrial | Paper and Printing | Existing | Space Heating | Natural Gas | Boiler | A | Cumulative Winter Peak Savings (MW) | Technical Potential | 0 | 0 | 0 | 0 | 0 | 0 | 0 | 0 | 0 | 0 | 0 | 0 | 0 | 0 | 0 | 0 | 0 | 0 | 0 | 0 | 0 | 0 | 0 | 0 | 0 | 0 | 0 | 0 | 0 | 0 | 0
F13_Industrial_Paper and Printing_Existing_Space Heating_Natural Gas_Boiler_A_Technical Potential | F13 | Industrial | Paper and Printing | Existing | Space Heating | Natural Gas | Boiler | A | Purchases (Incremental) | Technical Potential | 0 | 0 | 0 | 0 | 0 | 0.0073521 | 0.0073923 | 0.0073887 | 0.0075536 | 0.0076548 | 0.007393 | 0.0073997 | 0.007409 | 0.0073132 | 0.0082123 | 0.007281 | 0.0073269 | 0.0072751 | 0.0072235 | 0.007503 | 0.0072165 | 0.0077085 | 0.0075024 | 0.0073263 | 0.0074747 | 0.0073246 | 0.0071968 | 0.0070886 | 0.0070067 | 0.0069442 | 0.0073521
F14_Industrial_Paper and Printing_Existing_Space Heating_Natural Gas_Boiler_A_Technical Potential | F14 | Industrial | Paper and Printing | Existing | Space Heating | Natural Gas | Boiler | A | Purchases (Cumulative) | Technical Potential | 0 | 0 | 0 | 0 | 0 | 0.0073521 | 0.014744 | 0.022133 | 0.029687 | 0.037342 | 0.044735 | 0.052134 | 0.059543 | 0.066857 | 0.075069 | 0.08235 | 0.089677 | 0.096952 | 0.10418 | 0.11168 | 0.11889 | 0.1266 | 0.13411 | 0.14143 | 0.14891 | 0.15623 | 0.16343 | 0.17052 | 0.17752 | 0.18447 | 0.18447
F1_Industrial_Paper and Printing_Existing_Space Heating_Natural Gas_Unit Heater_A_Technical Potential | F1 | Industrial | Paper and Printing | Existing | Space Heating | Natural Gas | Unit Heater | A | Original Unit Energy Savings (kWh or therms) | Technical Potential | 0 | 28641.12 | 28641.12 | 28641.12 | 28641.12 | 15772.4108 | 15772.4108 | 15772.4108 | 15772.4108 | 15772.4108 | 15772.4108 | 15772.4108 | 15772.4108 | 15772.4108 | 15772.4108 | 15772.4108 | 15772.4108 | 15772.4108 | 15772.4108 | 15772.4108 | 15772.4108 | 15772.4108 | 15772.4108 | 15772.4108 | 15772.4108 | 15772.4108 | 15772.4108 | 15772.4108 | 15772.4108 | 15772.4108 | 15772.4108
F2_Industrial_Paper and Printing_Existing_Space Heating_Natural Gas_Unit Heater_A_Technical Potential | F2 | Industrial | Paper and Printing | Existing | Space Heating | Natural Gas | Unit Heater | A | Original Unit Summer Peak Savings (kW) | Technical Potential | 0 | 0 | 0 | 0 | 0 | 0 | 0 | 0 | 0 | 0 | 0 | 0 | 0 | 0 | 0 | 0 | 0 | 0 | 0 | 0 | 0 | 0 | 0 | 0 | 0 | 0 | 0 | 0 | 0 | 0 | 0
F3_Industrial_Paper and Printing_Existing_Space Heating_Natural Gas_Unit Heater_A_Technical Potential | F3 | Industrial | Paper and Printing | Existing | Space Heating | Natural Gas | Unit Heater | A | Original Unit Winter Peak Savings (kW) | Technical Potential | 0 | 0 | 0 | 0 | 0 | 0 | 0 | 0 | 0 | 0 | 0 | 0 | 0 | 0 | 0 | 0 | 0 | 0 | 0 | 0 | 0 | 0 | 0 | 0 | 0 | 0 | 0 | 0 | 0 | 0 | 0
F4_Industrial_Paper and Printing_Existing_Space Heating_Natural Gas_Unit Heater_A_Technical Potential | F4 | Industrial | Paper and Printing | Existing | Space Heating | Natural Gas | Unit Heater | A | Standalone Impact on Baseline Energy (%) | Technical Potential | 0% | 0% | 0% | 0% | 0% | 0.07019% | 0.1665% | 0.2936% | 0.4562% | 0.6569% | 0.8952% | 1.16% | 1.458% | 1.809% | 2.205% | 2.635% | 3.078% | 3.438% | 3.774% | 4.046% | 4.291% | 4.536% | 4.719% | 4.878% | 0.050244 | 0.051604 | 0.052336 | 0.053164 | 0 | 0 | 0
F5_Industrial_Paper and Printing_Existing_Space Heating_Natural Gas_Unit Heater_A_Technical Potential | F5 | Industrial | Paper and Printing | Existing | Space Heating | Natural Gas | Unit Heater | A | Standalone Impact on Baseline Summer Peak (%) | Technical Potential | 0% | 0% | 0% | 0% | 0% | 0% | 0% | 0% | 0% | 0% | 0% | 0% | 0% | 0% | 0% | 0% | 0% | 0% | 0% | 0% | 0% | 0% | 0% | 0% | 0 | 0 | 0 | 0 | 0 | 0 | 0
F6_Industrial_Paper and Printing_Existing_Space Heating_Natural Gas_Unit Heater_A_Technical Potential | F6 | Industrial | Paper and Printing | Existing | Space Heating | Natural Gas | Unit Heater | A | Standalone Impact on Baseline Winter Peak (%) | Technical Potential | 0% | 0% | 0% | 0% | 0% | 0% | 0% | 0% | 0% | 0% | 0% | 0% | 0% | 0% | 0% | 0% | 0% | 0% | 0% | 0% | 0% | 0% | 0% | 0% | 0 | 0 | 0 | 0 | 0 | 0 | 0
F7_Industrial_Paper and Printing_Existing_Space Heating_Natural Gas_Unit Heater_A_Technical Potential | F7 | Industrial | Paper and Printing | Existing | Space Heating | Natural Gas | Unit Heater | A | Incremental Energy Savings (MWh or mTherms) | Technical Potential | 0 | 0 | 0 | 0 | 0 | 0.039229 | 0.053329 | 0.068707 | 0.087819 | 0.1074 | 0.1198 | 0.13499 | 0.14956 | 0.16151 | 0.19754 | 0.19587 | 0.21007 | 0.15854 | 0.13602 | 0.12151 | 0.096801 | 0.094837 | 0.065472 | 0.054593 | 0.048549 | 0.044331 | 0.016543 | 0.021783 | 0.0098523 | 0.023711 | 0.032445
F8_Industrial_Paper and Printing_Existing_Space Heating_Natural Gas_Unit Heater_A_Technical Potential | F8 | Industrial | Paper and Printing | Existing | Space Heating | Natural Gas | Unit Heater | A | Incremental Summer Peak Savings (MW) | Technical Potential | 0 | 0 | 0 | 0 | 0 | 0 | 0 | 0 | 0 | 0 | 0 | 0 | 0 | 0 | 0 | 0 | 0 | 0 | 0 | 0 | 0 | 0 | 0 | 0 | 0 | 0 | 0 | 0 | 0 | 0 | 0
F9_Industrial_Paper and Printing_Existing_Space Heating_Natural Gas_Unit Heater_A_Technical Potential | F9 | Industrial | Paper and Printing | Existing | Space Heating | Natural Gas | Unit Heater | A | Incremental Winter Peak Savings (MW) | Technical Potential | 0 | 0 | 0 | 0 | 0 | 0 | 0 | 0 | 0 | 0 | 0 | 0 | 0 | 0 | 0 | 0 | 0 | 0 | 0 | 0 | 0 | 0 | 0 | 0 | 0 | 0 | 0 | 0 | 0 | 0 | 0
F10_Industrial_Paper and Printing_Existing_Space Heating_Natural Gas_Unit Heater_A_Technical Potential | F10 | Industrial | Paper and Printing | Existing | Space Heating | Natural Gas | Unit Heater | A | Cumulative Energy Savings (MWh or mTherms) | Technical Potential | 0 | 0 | 0 | 0 | 0 | 0.039229 | 0.092559 | 0.16127 | 0.24908 | 0.35648 | 0.47628 | 0.61127 | 0.76083 | 0.92234 | 1.1199 | 1.3158 | 1.5258 | 1.6844 | 1.8204 | 1.9419 | 2.0387 | 2.1335 | 2.199 | 2.2536 | 2.3021 | 2.3465 | 2.363 | 2.3848 | 2.3947 | 2.4184 | 2.4508
F11_Industrial_Paper and Printing_Existing_Space Heating_Natural Gas_Unit Heater_A_Technical Potential | F11 | Industrial | Paper and Printing | Existing | Space Heating | Natural Gas | Unit Heater | A | Cumulative Summer Peak Savings (MW) | Technical Potential | 0 | 0 | 0 | 0 | 0 | 0 | 0 | 0 | 0 | 0 | 0 | 0 | 0 | 0 | 0 | 0 | 0 | 0 | 0 | 0 | 0 | 0 | 0 | 0 | 0 | 0 | 0 | 0 | 0 | 0 | 0
F12_Industrial_Paper and Printing_Existing_Space Heating_Natural Gas_Unit Heater_A_Technical Potential | F12 | Industrial | Paper and Printing | Existing | Space Heating | Natural Gas | Unit Heater | A | Cumulative Winter Peak Savings (MW) | Technical Potential | 0 | 0 | 0 | 0 | 0 | 0 | 0 | 0 | 0 | 0 | 0 | 0 | 0 | 0 | 0 | 0 | 0 | 0 | 0 | 0 | 0 | 0 | 0 | 0 | 0 | 0 | 0 | 0 | 0 | 0 | 0
F13_Industrial_Paper and Printing_Existing_Space Heating_Natural Gas_Unit Heater_A_Technical Potential | F13 | Industrial | Paper and Printing | Existing | Space Heating | Natural Gas | Unit Heater | A | Purchases (Incremental) | Technical Potential | 0 | 0 | 0 | 0 | 0 | 0.0024872 | 0.0033812 | 0.0043562 | 0.0055679 | 0.0068092 | 0.0075956 | 0.0085587 | 0.0094823 | 0.01024 | 0.012524 | 0.012419 | 0.013319 | 0.012539 | 0.012005 | 0.01206 | 0.011705 | 0.012822 | 0.011747 | 0.01202 | 0.01256 | 0.013051 | 0.013573 | 0.0138 | 0.013943 | 0.014042 | 0.014062
F14_Industrial_Paper and Printing_Existing_Space Heating_Natural Gas_Unit Heater_A_Technical Potential | F14 | Industrial | Paper and Printing | Existing | Space Heating | Natural Gas | Unit Heater | A | Purchases (Cumulative) | Technical Potential | 0 | 0 | 0 | 0 | 0 | 0.0024872 | 0.0058684 | 0.010225 | 0.015792 | 0.022602 | 0.030197 | 0.038756 | 0.048238 | 0.058478 | 0.071003 | 0.083421 | 0.09674 | 0.10679 | 0.11542 | 0.12312 | 0.12926 | 0.13527 | 0.13942 | 0.14288 | 0.14596 | 0.14877 | 0.14982 | 0.1512 | 0.15183 | 0.15333 | 0.15539
F1_Industrial_Paper and Printing_New_Space Heating_Natural Gas_Furnace_A_Technical Potential | F1 | Industrial | Paper and Printing | New | Space Heating | Natural Gas | Furnace | A | Original Unit Energy Savings (kWh or therms) | Technical Potential | 0 | 0 | 0 | 0 | 0 | 0 | 0 | 0 | 0 | 0 | 0 | 0 | 0 | 0 | 0 | 0 | 0 | 0 | 0 | 0 | 0 | 0 | 0 | 0 | 0 | 0 | 0 | 0 | 0 | 0 | 0
F2_Industrial_Paper and Printing_New_Space Heating_Natural Gas_Furnace_A_Technical Potential | F2 | Industrial | Paper and Printing | New | Space Heating | Natural Gas | Furnace | A | Original Unit Summer Peak Savings (kW) | Technical Potential | 0 | 0 | 0 | 0 | 0 | 0 | 0 | 0 | 0 | 0 | 0 | 0 | 0 | 0 | 0 | 0 | 0 | 0 | 0 | 0 | 0 | 0 | 0 | 0 | 0 | 0 | 0 | 0 | 0 | 0 | 0
F3_Industrial_Paper and Printing_New_Space Heating_Natural Gas_Furnace_A_Technical Potential | F3 | Industrial | Paper and Printing | New | Space Heating | Natural Gas | Furnace | A | Original Unit Winter Peak Savings (kW) | Technical Potential | 0 | 0 | 0 | 0 | 0 | 0 | 0 | 0 | 0 | 0 | 0 | 0 | 0 | 0 | 0 | 0 | 0 | 0 | 0 | 0 | 0 | 0 | 0 | 0 | 0 | 0 | 0 | 0 | 0 | 0 | 0
F4_Industrial_Paper and Printing_New_Space Heating_Natural Gas_Furnace_A_Technical Potential | F4 | Industrial | Paper and Printing | New | Space Heating | Natural Gas | Furnace | A | Standalone Impact on Baseline Energy (%) | Technical Potential | 0% | 0% | 0% | 0% | 0% | 0% | 0% | 0% | 0% | 0% | 0% | 0% | 0% | 0% | 0% | 0% | 0% | 0% | 0% | 0% | 0% | 0% | 0% | 0% | 0 | 0 | 0 | 0 | 0 | 0 | 0
F5_Industrial_Paper and Printing_New_Space Heating_Natural Gas_Furnace_A_Technical Potential | F5 | Industrial | Paper and Printing | New | Space Heating | Natural Gas | Furnace | A | Standalone Impact on Baseline Summer Peak (%) | Technical Potential | 0% | 0% | 0% | 0% | 0% | 0% | 0% | 0% | 0% | 0% | 0% | 0% | 0% | 0% | 0% | 0% | 0% | 0% | 0% | 0% | 0% | 0% | 0% | 0% | 0 | 0 | 0 | 0 | 0 | 0 | 0
F6_Industrial_Paper and Printing_New_Space Heating_Natural Gas_Furnace_A_Technical Potential | F6 | Industrial | Paper and Printing | New | Space Heating | Natural Gas | Furnace | A | Standalone Impact on Baseline Winter Peak (%) | Technical Potential | 0% | 0% | 0% | 0% | 0% | 0% | 0% | 0% | 0% | 0% | 0% | 0% | 0% | 0% | 0% | 0% | 0% | 0% | 0% | 0% | 0% | 0% | 0% | 0% | 0 | 0 | 0 | 0 | 0 | 0 | 0
F7_Industrial_Paper and Printing_New_Space Heating_Natural Gas_Furnace_A_Technical Potential | F7 | Industrial | Paper and Printing | New | Space Heating | Natural Gas | Furnace | A | Incremental Energy Savings (MWh or mTherms) | Technical Potential | 0 | 0 | 0 | 0 | 0 | 0 | 0 | 0 | 0 | 0 | 0 | 0 | 0 | 0 | 0 | 0 | 0 | 0 | 0 | 0 | 0 | 0 | 0 | 0 | 0 | 0 | 0 | 0 | 0 | 0 | 0
F8_Industrial_Paper and Printing_New_Space Heating_Natural Gas_Furnace_A_Technical Potential | F8 | Industrial | Paper and Printing | New | Space Heating | Natural Gas | Furnace | A | Incremental Summer Peak Savings (MW) | Technical Potential | 0 | 0 | 0 | 0 | 0 | 0 | 0 | 0 | 0 | 0 | 0 | 0 | 0 | 0 | 0 | 0 | 0 | 0 | 0 | 0 | 0 | 0 | 0 | 0 | 0 | 0 | 0 | 0 | 0 | 0 | 0
F9_Industrial_Paper and Printing_New_Space Heating_Natural Gas_Furnace_A_Technical Potential | F9 | Industrial | Paper and Printing | New | Space Heating | Natural Gas | Furnace | A | Incremental Winter Peak Savings (MW) | Technical Potential | 0 | 0 | 0 | 0 | 0 | 0 | 0 | 0 | 0 | 0 | 0 | 0 | 0 | 0 | 0 | 0 | 0 | 0 | 0 | 0 | 0 | 0 | 0 | 0 | 0 | 0 | 0 | 0 | 0 | 0 | 0
F10_Industrial_Paper and Printing_New_Space Heating_Natural Gas_Furnace_A_Technical Potential | F10 | Industrial | Paper and Printing | New | Space Heating | Natural Gas | Furnace | A | Cumulative Energy Savings (MWh or mTherms) | Technical Potential | 0 | 0 | 0 | 0 | 0 | 0 | 0 | 0 | 0 | 0 | 0 | 0 | 0 | 0 | 0 | 0 | 0 | 0 | 0 | 0 | 0 | 0 | 0 | 0 | 0 | 0 | 0 | 0 | 0 | 0 | 0
F11_Industrial_Paper and Printing_New_Space Heating_Natural Gas_Furnace_A_Technical Potential | F11 | Industrial | Paper and Printing | New | Space Heating | Natural Gas | Furnace | A | Cumulative Summer Peak Savings (MW) | Technical Potential | 0 | 0 | 0 | 0 | 0 | 0 | 0 | 0 | 0 | 0 | 0 | 0 | 0 | 0 | 0 | 0 | 0 | 0 | 0 | 0 | 0 | 0 | 0 | 0 | 0 | 0 | 0 | 0 | 0 | 0 | 0
F12_Industrial_Paper and Printing_New_Space Heating_Natural Gas_Furnace_A_Technical Potential | F12 | Industrial | Paper and Printing | New | Space Heating | Natural Gas | Furnace | A | Cumulative Winter Peak Savings (MW) | Technical Potential | 0 | 0 | 0 | 0 | 0 | 0 | 0 | 0 | 0 | 0 | 0 | 0 | 0 | 0 | 0 | 0 | 0 | 0 | 0 | 0 | 0 | 0 | 0 | 0 | 0 | 0 | 0 | 0 | 0 | 0 | 0
F13_Industrial_Paper and Printing_New_Space Heating_Natural Gas_Furnace_A_Technical Potential | F13 | Industrial | Paper and Printing | New | Space Heating | Natural Gas | Furnace | A | Purchases (Incremental) | Technical Potential | 0 | 0 | 0 | 0 | 0 | 0 | 0 | 0 | 0 | 0 | 0 | 0 | 0 | 0 | 0 | 0 | 0 | 0 | 0 | 0 | 0 | 0 | 0 | 0 | 0 | 0 | 0 | 0 | 0 | 0 | 0
F14_Industrial_Paper and Printing_New_Space Heating_Natural Gas_Furnace_A_Technical Potential | F14 | Industrial | Paper and Printing | New | Space Heating | Natural Gas | Furnace | A | Purchases (Cumulative) | Technical Potential | 0 | 0 | 0 | 0 | 0 | 0 | 0 | 0 | 0 | 0 | 0 | 0 | 0 | 0 | 0 | 0 | 0 | 0 | 0 | 0 | 0 | 0 | 0 | 0 | 0 | 0 | 0 | 0 | 0 | 0 | 0
F1_Industrial_Paper and Printing_New_Space Heating_Natural Gas_Boiler_A_Technical Potential | F1 | Industrial | Paper and Printing | New | Space Heating | Natural Gas | Boiler | A | Original Unit Energy Savings (kWh or therms) | Technical Potential | 0 | 0 | 0 | 0 | 0 | 0 | 0 | 0 | 0 | 0 | 0 | 0 | 0 | 0 | 0 | 0 | 0 | 0 | 0 | 0 | 0 | 0 | 0 | 0 | 0 | 0 | 0 | 0 | 0 | 0 | 0
F2_Industrial_Paper and Printing_New_Space Heating_Natural Gas_Boiler_A_Technical Potential | F2 | Industrial | Paper and Printing | New | Space Heating | Natural Gas | Boiler | A | Original Unit Summer Peak Savings (kW) | Technical Potential | 0 | 0 | 0 | 0 | 0 | 0 | 0 | 0 | 0 | 0 | 0 | 0 | 0 | 0 | 0 | 0 | 0 | 0 | 0 | 0 | 0 | 0 | 0 | 0 | 0 | 0 | 0 | 0 | 0 | 0 | 0
F3_Industrial_Paper and Printing_New_Space Heating_Natural Gas_Boiler_A_Technical Potential | F3 | Industrial | Paper and Printing | New | Space Heating | Natural Gas | Boiler | A | Original Unit Winter Peak Savings (kW) | Technical Potential | 0 | 0 | 0 | 0 | 0 | 0 | 0 | 0 | 0 | 0 | 0 | 0 | 0 | 0 | 0 | 0 | 0 | 0 | 0 | 0 | 0 | 0 | 0 | 0 | 0 | 0 | 0 | 0 | 0 | 0 | 0
F4_Industrial_Paper and Printing_New_Space Heating_Natural Gas_Boiler_A_Technical Potential | F4 | Industrial | Paper and Printing | New | Space Heating | Natural Gas | Boiler | A | Standalone Impact on Baseline Energy (%) | Technical Potential | 0% | 0% | 0% | 0% | 0% | 0% | 0% | 0% | 0% | 0% | 0% | 0% | 0% | 0% | 0% | 0% | 0% | 0% | 0% | 0% | 0% | 0% | 0% | 0% | 0 | 0 | 0 | 0 | 0 | 0 | 0
F5_Industrial_Paper and Printing_New_Space Heating_Natural Gas_Boiler_A_Technical Potential | F5 | Industrial | Paper and Printing | New | Space Heating | Natural Gas | Boiler | A | Standalone Impact on Baseline Summer Peak (%) | Technical Potential | 0% | 0% | 0% | 0% | 0% | 0% | 0% | 0% | 0% | 0% | 0% | 0% | 0% | 0% | 0% | 0% | 0% | 0% | 0% | 0% | 0% | 0% | 0% | 0% | 0 | 0 | 0 | 0 | 0 | 0 | 0
F6_Industrial_Paper and Printing_New_Space Heating_Natural Gas_Boiler_A_Technical Potential | F6 | Industrial | Paper and Printing | New | Space Heating | Natural Gas | Boiler | A | Standalone Impact on Baseline Winter Peak (%) | Technical Potential | 0% | 0% | 0% | 0% | 0% | 0% | 0% | 0% | 0% | 0% | 0% | 0% | 0% | 0% | 0% | 0% | 0% | 0% | 0% | 0% | 0% | 0% | 0% | 0% | 0 | 0 | 0 | 0 | 0 | 0 | 0
F7_Industrial_Paper and Printing_New_Space Heating_Natural Gas_Boiler_A_Technical Potential | F7 | Industrial | Paper and Printing | New | Space Heating | Natural Gas | Boiler | A | Incremental Energy Savings (MWh or mTherms) | Technical Potential | 0 | 0 | 0 | 0 | 0 | 0 | 0 | 0 | 0 | 0 | 0 | 0 | 0 | 0 | 0 | 0 | 0 | 0 | 0 | 0 | 0 | 0 | 0 | 0 | 0 | 0 | 0 | 0 | 0 | 0 | 0
F8_Industrial_Paper and Printing_New_Space Heating_Natural Gas_Boiler_A_Technical Potential | F8 | Industrial | Paper and Printing | New | Space Heating | Natural Gas | Boiler | A | Incremental Summer Peak Savings (MW) | Technical Potential | 0 | 0 | 0 | 0 | 0 | 0 | 0 | 0 | 0 | 0 | 0 | 0 | 0 | 0 | 0 | 0 | 0 | 0 | 0 | 0 | 0 | 0 | 0 | 0 | 0 | 0 | 0 | 0 | 0 | 0 | 0
F9_Industrial_Paper and Printing_New_Space Heating_Natural Gas_Boiler_A_Technical Potential | F9 | Industrial | Paper and Printing | New | Space Heating | Natural Gas | Boiler | A | Incremental Winter Peak Savings (MW) | Technical Potential | 0 | 0 | 0 | 0 | 0 | 0 | 0 | 0 | 0 | 0 | 0 | 0 | 0 | 0 | 0 | 0 | 0 | 0 | 0 | 0 | 0 | 0 | 0 | 0 | 0 | 0 | 0 | 0 | 0 | 0 | 0
F10_Industrial_Paper and Printing_New_Space Heating_Natural Gas_Boiler_A_Technical Potential | F10 | Industrial | Paper and Printing | New | Space Heating | Natural Gas | Boiler | A | Cumulative Energy Savings (MWh or mTherms) | Technical Potential | 0 | 0 | 0 | 0 | 0 | 0 | 0 | 0 | 0 | 0 | 0 | 0 | 0 | 0 | 0 | 0 | 0 | 0 | 0 | 0 | 0 | 0 | 0 | 0 | 0 | 0 | 0 | 0 | 0 | 0 | 0
F11_Industrial_Paper and Printing_New_Space Heating_Natural Gas_Boiler_A_Technical Potential | F11 | Industrial | Paper and Printing | New | Space Heating | Natural Gas | Boiler | A | Cumulative Summer Peak Savings (MW) | Technical Potential | 0 | 0 | 0 | 0 | 0 | 0 | 0 | 0 | 0 | 0 | 0 | 0 | 0 | 0 | 0 | 0 | 0 | 0 | 0 | 0 | 0 | 0 | 0 | 0 | 0 | 0 | 0 | 0 | 0 | 0 | 0
F12_Industrial_Paper and Printing_New_Space Heating_Natural Gas_Boiler_A_Technical Potential | F12 | Industrial | Paper and Printing | New | Space Heating | Natural Gas | Boiler | A | Cumulative Winter Peak Savings (MW) | Technical Potential | 0 | 0 | 0 | 0 | 0 | 0 | 0 | 0 | 0 | 0 | 0 | 0 | 0 | 0 | 0 | 0 | 0 | 0 | 0 | 0 | 0 | 0 | 0 | 0 | 0 | 0 | 0 | 0 | 0 | 0 | 0
F13_Industrial_Paper and Printing_New_Space Heating_Natural Gas_Boiler_A_Technical Potential | F13 | Industrial | Paper and Printing | New | Space Heating | Natural Gas | Boiler | A | Purchases (Incremental) | Technical Potential | 0 | 0 | 0 | 0 | 0 | 0 | 0 | 0 | 0 | 0 | 0 | 0 | 0 | 0 | 0 | 0 | 0 | 0 | 0 | 0 | 0 | 0 | 0 | 0 | 0 | 0 | 0 | 0 | 0 | 0 | 0
F14_Industrial_Paper and Printing_New_Space Heating_Natural Gas_Boiler_A_Technical Potential | F14 | Industrial | Paper and Printing | New | Space Heating | Natural Gas | Boiler | A | Purchases (Cumulative) | Technical Potential | 0 | 0 | 0 | 0 | 0 | 0 | 0 | 0 | 0 | 0 | 0 | 0 | 0 | 0 | 0 | 0 | 0 | 0 | 0 | 0 | 0 | 0 | 0 | 0 | 0 | 0 | 0 | 0 | 0 | 0 | 0
F1_Industrial_Paper and Printing_New_Space Heating_Natural Gas_Unit Heater_A_Technical Potential | F1 | Industrial | Paper and Printing | New | Space Heating | Natural Gas | Unit Heater | A | Original Unit Energy Savings (kWh or therms) | Technical Potential | 0 | 28641.12 | 28641.12 | 28641.12 | 28641.12 | 15772.4108 | 15772.4108 | 15772.4108 | 15772.4108 | 15772.4108 | 15772.4108 | 15772.4108 | 15772.4108 | 15772.4108 | 15772.4108 | 15772.4108 | 15772.4108 | 15772.4108 | 15772.4108 | 15772.4108 | 15772.4108 | 15772.4108 | 15772.4108 | 15772.4108 | 15772.4108 | 15772.4108 | 15772.4108 | 15772.4108 | 15772.4108 | 15772.4108 | 15772.4108
F2_Industrial_Paper and Printing_New_Space Heating_Natural Gas_Unit Heater_A_Technical Potential | F2 | Industrial | Paper and Printing | New | Space Heating | Natural Gas | Unit Heater | A | Original Unit Summer Peak Savings (kW) | Technical Potential | 0 | 0 | 0 | 0 | 0 | 0 | 0 | 0 | 0 | 0 | 0 | 0 | 0 | 0 | 0 | 0 | 0 | 0 | 0 | 0 | 0 | 0 | 0 | 0 | 0 | 0 | 0 | 0 | 0 | 0 | 0
F3_Industrial_Paper and Printing_New_Space Heating_Natural Gas_Unit Heater_A_Technical Potential | F3 | Industrial | Paper and Printing | New | Space Heating | Natural Gas | Unit Heater | A | Original Unit Winter Peak Savings (kW) | Technical Potential | 0 | 0 | 0 | 0 | 0 | 0 | 0 | 0 | 0 | 0 | 0 | 0 | 0 | 0 | 0 | 0 | 0 | 0 | 0 | 0 | 0 | 0 | 0 | 0 | 0 | 0 | 0 | 0 | 0 | 0 | 0
F4_Industrial_Paper and Printing_New_Space Heating_Natural Gas_Unit Heater_A_Technical Potential | F4 | Industrial | Paper and Printing | New | Space Heating | Natural Gas | Unit Heater | A | Standalone Impact on Baseline Energy (%) | Technical Potential | 0% | 0% | 0% | 0% | 0% | 2.35% | 3.985% | 5.206% | 6.147% | 6.9% | 7.516% | 8.243% | 9.016% | 9.787% | 10.54% | 11.27% | 11.96% | 11.81% | 12.03% | 12.17% | 12.27% | 12.37% | 12.47% | 12.49% | 0.12454 | 0.12398 | 0.12339 | 0.12272 | 0 | 0 | 0
F5_Industrial_Paper and Printing_New_Space Heating_Natural Gas_Unit Heater_A_Technical Potential | F5 | Industrial | Paper and Printing | New | Space Heating | Natural Gas | Unit Heater | A | Standalone Impact on Baseline Summer Peak (%) | Technical Potential | 0% | 0% | 0% | 0% | 0% | 0% | 0% | 0% | 0% | 0% | 0% | 0% | 0% | 0% | 0% | 0% | 0% | 0% | 0% | 0% | 0% | 0% | 0% | 0% | 0 | 0 | 0 | 0 | 0 | 0 | 0
F6_Industrial_Paper and Printing_New_Space Heating_Natural Gas_Unit Heater_A_Technical Potential | F6 | Industrial | Paper and Printing | New | Space Heating | Natural Gas | Unit Heater | A | Standalone Impact on Baseline Winter Peak (%) | Technical Potential | 0% | 0% | 0% | 0% | 0% | 0% | 0% | 0% | 0% | 0% | 0% | 0% | 0% | 0% | 0% | 0% | 0% | 0% | 0% | 0% | 0% | 0% | 0% | 0% | 0 | 0 | 0 | 0 | 0 | 0 | 0
F7_Industrial_Paper and Printing_New_Space Heating_Natural Gas_Unit Heater_A_Technical Potential | F7 | Industrial | Paper and Printing | New | Space Heating | Natural Gas | Unit Heater | A | Incremental Energy Savings (MWh or mTherms) | Technical Potential | 0 | 0 | 0 | 0 | 0 | 0.014515 | 0.014265 | 0.014258 | 0.014174 | 0.014181 | 0.014193 | 0.016585 | 0.018485 | 0.019856 | 0.020827 | 0.021938 | 0.022679 | 0.0089122 | 0.014967 | 0.014099 | 0.013565 | 0.013819 | 0.014387 | 0.012537 | 0.011307 | 0.010644 | 0.010409 | 0.010035 | 0.011447 | 0.012274 | 0.0075766
F8_Industrial_Paper and Printing_New_Space Heating_Natural Gas_Unit Heater_A_Technical Potential | F8 | Industrial | Paper and Printing | New | Space Heating | Natural Gas | Unit Heater | A | Incremental Summer Peak Savings (MW) | Technical Potential | 0 | 0 | 0 | 0 | 0 | 0 | 0 | 0 | 0 | 0 | 0 | 0 | 0 | 0 | 0 | 0 | 0 | 0 | 0 | 0 | 0 | 0 | 0 | 0 | 0 | 0 | 0 | 0 | 0 | 0 | 0
F9_Industrial_Paper and Printing_New_Space Heating_Natural Gas_Unit Heater_A_Technical Potential | F9 | Industrial | Paper and Printing | New | Space Heating | Natural Gas | Unit Heater | A | Incremental Winter Peak Savings (MW) | Technical Potential | 0 | 0 | 0 | 0 | 0 | 0 | 0 | 0 | 0 | 0 | 0 | 0 | 0 | 0 | 0 | 0 | 0 | 0 | 0 | 0 | 0 | 0 | 0 | 0 | 0 | 0 | 0 | 0 | 0 | 0 | 0
F10_Industrial_Paper and Printing_New_Space Heating_Natural Gas_Unit Heater_A_Technical Potential | F10 | Industrial | Paper and Printing | New | Space Heating | Natural Gas | Unit Heater | A | Cumulative Energy Savings (MWh or mTherms) | Technical Potential | 0 | 0 | 0 | 0 | 0 | 0.014515 | 0.02878 | 0.043038 | 0.057212 | 0.071393 | 0.085586 | 0.10217 | 0.12066 | 0.14051 | 0.16134 | 0.18328 | 0.20596 | 0.21487 | 0.22983 | 0.24393 | 0.2575 | 0.27132 | 0.2857 | 0.29824 | 0.30955 | 0.32019 | 0.3306 | 0.34063 | 0.35208 | 0.36436 | 0.37193
F11_Industrial_Paper and Printing_New_Space Heating_Natural Gas_Unit Heater_A_Technical Potential | F11 | Industrial | Paper and Printing | New | Space Heating | Natural Gas | Unit Heater | A | Cumulative Summer Peak Savings (MW) | Technical Potential | 0 | 0 | 0 | 0 | 0 | 0 | 0 | 0 | 0 | 0 | 0 | 0 | 0 | 0 | 0 | 0 | 0 | 0 | 0 | 0 | 0 | 0 | 0 | 0 | 0 | 0 | 0 | 0 | 0 | 0 | 0
F12_Industrial_Paper and Printing_New_Space Heating_Natural Gas_Unit Heater_A_Technical Potential | F12 | Industrial | Paper and Printing | New | Space Heating | Natural Gas | Unit Heater | A | Cumulative Winter Peak Savings (MW) | Technical Potential | 0 | 0 | 0 | 0 | 0 | 0 | 0 | 0 | 0 | 0 | 0 | 0 | 0 | 0 | 0 | 0 | 0 | 0 | 0 | 0 | 0 | 0 | 0 | 0 | 0 | 0 | 0 | 0 | 0 | 0 | 0
F13_Industrial_Paper and Printing_New_Space Heating_Natural Gas_Unit Heater_A_Technical Potential | F13 | Industrial | Paper and Printing | New | Space Heating | Natural Gas | Unit Heater | A | Purchases (Incremental) | Technical Potential | 0 | 0 | 0 | 0 | 0 | 0.00092027 | 0.00090446 | 0.00090396 | 0.00089863 | 0.00089912 | 0.00089986 | 0.0010515 | 0.001172 | 0.0012589 | 0.0013205 | 0.0013909 | 0.0014379 | 0.0014853 | 0.0018534 | 0.0017979 | 0.0017587 | 0.0017753 | 0.001812 | 0.0018464 | 0.0018888 | 0.0019337 | 0.0019804 | 0.0020271 | 0.0021636 | 0.0022635 | 0.0023337
F14_Industrial_Paper and Printing_New_Space Heating_Natural Gas_Unit Heater_A_Technical Potential | F14 | Industrial | Paper and Printing | New | Space Heating | Natural Gas | Unit Heater | A | Purchases (Cumulative) | Technical Potential | 0 | 0 | 0 | 0 | 0 | 0.00092027 | 0.0018247 | 0.0027287 | 0.0036273 | 0.0045264 | 0.0054263 | 0.0064778 | 0.0076498 | 0.0089087 | 0.010229 | 0.01162 | 0.013058 | 0.013623 | 0.014572 | 0.015466 | 0.016326 | 0.017202 | 0.018114 | 0.018909 | 0.019626 | 0.020301 | 0.020961 | 0.021597 | 0.022323 | 0.023101 | 0.023581
F1_Industrial_Instruments_Existing_Space Heating_Natural Gas_Furnace_A_Technical Potential | F1 | Industrial | Instruments | Existing | Space Heating | Natural Gas | Furnace | A | Original Unit Energy Savings (kWh or therms) | Technical Potential | 0 | 505.0924 | 505.0924 | 505.0924 | 505.0924 | 138.7616 | 138.7616 | 799.267 | 799.267 | 799.267 | 799.267 | 799.267 | 799.267 | 799.267 | 799.267 | 799.267 | 799.267 | 799.267 | 799.267 | 799.267 | 799.267 | 799.267 | 799.267 | 799.267 | 799.267 | 799.267 | 799.267 | 799.267 | 799.267 | 799.267 | 799.267
F2_Industrial_Instruments_Existing_Space Heating_Natural Gas_Furnace_A_Technical Potential | F2 | Industrial | Instruments | Existing | Space Heating | Natural Gas | Furnace | A | Original Unit Summer Peak Savings (kW) | Technical Potential | 0 | 0 | 0 | 0 | 0 | 0 | 0 | 0 | 0 | 0 | 0 | 0 | 0 | 0 | 0 | 0 | 0 | 0 | 0 | 0 | 0 | 0 | 0 | 0 | 0 | 0 | 0 | 0 | 0 | 0 | 0
F3_Industrial_Instruments_Existing_Space Heating_Natural Gas_Furnace_A_Technical Potential | F3 | Industrial | Instruments | Existing | Space Heating | Natural Gas | Furnace | A | Original Unit Winter Peak Savings (kW) | Technical Potential | 0 | 0 | 0 | 0 | 0 | 0 | 0 | 0 | 0 | 0 | 0 | 0 | 0 | 0 | 0 | 0 | 0 | 0 | 0 | 0 | 0 | 0 | 0 | 0 | 0 | 0 | 0 | 0 | 0 | 0 | 0
F4_Industrial_Instruments_Existing_Space Heating_Natural Gas_Furnace_A_Technical Potential | F4 | Industrial | Instruments | Existing | Space Heating | Natural Gas | Furnace | A | Standalone Impact on Baseline Energy (%) | Technical Potential | 0% | 0% | 0% | 0% | 0% | 0.01504% | 0.03086% | 0.09766% | 0.1684% | 0.2427% | 0.3218% | 0.4017% | 0.4782% | 0.5584% | 0.6336% | 0.7062% | 0.7701% | 0.8349% | 0.9004% | 0.9613% | 1.026% | 1.094% | 1.165% | 1.239% | 0.013136 | 0.013901 | 0.014681 | 0.015479 | 0 | 0 | 0
F5_Industrial_Instruments_Existing_Space Heating_Natural Gas_Furnace_A_Technical Potential | F5 | Industrial | Instruments | Existing | Space Heating | Natural Gas | Furnace | A | Standalone Impact on Baseline Summer Peak (%) | Technical Potential | 0% | 0% | 0% | 0% | 0% | 0% | 0% | 0% | 0% | 0% | 0% | 0% | 0% | 0% | 0% | 0% | 0% | 0% | 0% | 0% | 0% | 0% | 0% | 0% | 0 | 0 | 0 | 0 | 0 | 0 | 0
F6_Industrial_Instruments_Existing_Space Heating_Natural Gas_Furnace_A_Technical Potential | F6 | Industrial | Instruments | Existing | Space Heating | Natural Gas | Furnace | A | Standalone Impact on Baseline Winter Peak (%) | Technical Potential | 0% | 0% | 0% | 0% | 0% | 0% | 0% | 0% | 0% | 0% | 0% | 0% | 0% | 0% | 0% | 0% | 0% | 0% | 0% | 0% | 0% | 0% | 0% | 0% | 0 | 0 | 0 | 0 | 0 | 0 | 0
F7_Industrial_Instruments_Existing_Space Heating_Natural Gas_Furnace_A_Technical Potential | F7 | Industrial | Instruments | Existing | Space Heating | Natural Gas | Furnace | A | Incremental Energy Savings (MWh or mTherms) | Technical Potential | 0 | 0 | 0 | 0 | 0 | 0.053784 | 0.056002 | 0.23346 | 0.24512 | 0.25458 | 0.25281 | 0.25869 | 0.24297 | 0.22505 | 0.23683 | 0.19745 | 0.18668 | 0.17403 | 0.16233 | 0.17302 | 0.16822 | 0.17139 | 0.1834 | 0.18644 | 0.18974 | 0.19324 | 0.19716 | 0.20133 | 0.25601 | 0.26657 | 0
F8_Industrial_Instruments_Existing_Space Heating_Natural Gas_Furnace_A_Technical Potential | F8 | Industrial | Instruments | Existing | Space Heating | Natural Gas | Furnace | A | Incremental Summer Peak Savings (MW) | Technical Potential | 0 | 0 | 0 | 0 | 0 | 0 | 0 | 0 | 0 | 0 | 0 | 0 | 0 | 0 | 0 | 0 | 0 | 0 | 0 | 0 | 0 | 0 | 0 | 0 | 0 | 0 | 0 | 0 | 0 | 0 | 0
F9_Industrial_Instruments_Existing_Space Heating_Natural Gas_Furnace_A_Technical Potential | F9 | Industrial | Instruments | Existing | Space Heating | Natural Gas | Furnace | A | Incremental Winter Peak Savings (MW) | Technical Potential | 0 | 0 | 0 | 0 | 0 | 0 | 0 | 0 | 0 | 0 | 0 | 0 | 0 | 0 | 0 | 0 | 0 | 0 | 0 | 0 | 0 | 0 | 0 | 0 | 0 | 0 | 0 | 0 | 0 | 0 | 0
F10_Industrial_Instruments_Existing_Space Heating_Natural Gas_Furnace_A_Technical Potential | F10 | Industrial | Instruments | Existing | Space Heating | Natural Gas | Furnace | A | Cumulative Energy Savings (MWh or mTherms) | Technical Potential | 0 | 0 | 0 | 0 | 0 | 0.053784 | 0.10979 | 0.34325 | 0.58836 | 0.84295 | 1.0958 | 1.3544 | 1.5974 | 1.8225 | 2.0593 | 2.2568 | 2.4434 | 2.6175 | 2.7798 | 2.9528 | 3.121 | 3.2924 | 3.4758 | 3.6623 | 3.852 | 4.0452 | 4.2424 | 4.4437 | 4.6998 | 4.9663 | 4.9663
F11_Industrial_Instruments_Existing_Space Heating_Natural Gas_Furnace_A_Technical Potential | F11 | Industrial | Instruments | Existing | Space Heating | Natural Gas | Furnace | A | Cumulative Summer Peak Savings (MW) | Technical Potential | 0 | 0 | 0 | 0 | 0 | 0 | 0 | 0 | 0 | 0 | 0 | 0 | 0 | 0 | 0 | 0 | 0 | 0 | 0 | 0 | 0 | 0 | 0 | 0 | 0 | 0 | 0 | 0 | 0 | 0 | 0
F12_Industrial_Instruments_Existing_Space Heating_Natural Gas_Furnace_A_Technical Potential | F12 | Industrial | Instruments | Existing | Space Heating | Natural Gas | Furnace | A | Cumulative Winter Peak Savings (MW) | Technical Potential | 0 | 0 | 0 | 0 | 0 | 0 | 0 | 0 | 0 | 0 | 0 | 0 | 0 | 0 | 0 | 0 | 0 | 0 | 0 | 0 | 0 | 0 | 0 | 0 | 0 | 0 | 0 | 0 | 0 | 0 | 0
F13_Industrial_Instruments_Existing_Space Heating_Natural Gas_Furnace_A_Technical Potential | F13 | Industrial | Instruments | Existing | Space Heating | Natural Gas | Furnace | A | Purchases (Incremental) | Technical Potential | 0 | 0 | 0 | 0 | 0 | 0.3876 | 0.40358 | 0.29209 | 0.30668 | 0.31852 | 0.31631 | 0.32365 | 0.304 | 0.28157 | 0.29631 | 0.24704 | 0.23357 | 0.21773 | 0.2031 | 0.21647 | 0.21046 | 0.21443 | 0.22946 | 0.23327 | 0.23739 | 0.24177 | 0.24668 | 0.2519 | 0.3876 | 0.40358 | 0.29209
F14_Industrial_Instruments_Existing_Space Heating_Natural Gas_Furnace_A_Technical Potential | F14 | Industrial | Instruments | Existing | Space Heating | Natural Gas | Furnace | A | Purchases (Cumulative) | Technical Potential | 0 | 0 | 0 | 0 | 0 | 0.3876 | 0.79118 | 1.0833 | 1.39 | 1.7085 | 2.0248 | 2.3484 | 2.6524 | 2.934 | 3.2303 | 3.4774 | 3.7109 | 3.9287 | 4.1318 | 4.3482 | 4.5587 | 4.7731 | 5.0026 | 5.2359 | 5.4732 | 5.715 | 5.9617 | 6.2136 | 6.2136 | 6.2136 | 6.2136
F1_Industrial_Instruments_Existing_Space Heating_Natural Gas_Boiler_A_Technical Potential | F1 | Industrial | Instruments | Existing | Space Heating | Natural Gas | Boiler | A | Original Unit Energy Savings (kWh or therms) | Technical Potential | 0 | 8772.191 | 8772.191 | 8772.191 | 8772.191 | 5375.3 | 5375.3 | 5375.3 | 5375.3 | 5375.3 | 5375.3 | 5375.3 | 5375.3 | 5375.3 | 5375.3 | 5375.3 | 5375.3 | 5375.3 | 5375.3 | 5375.3 | 5375.3 | 5375.3 | 5375.3 | 5375.3 | 5375.3 | 5375.3 | 5375.3 | 5375.3 | 5375.3 | 5375.3 | 5375.3
F2_Industrial_Instruments_Existing_Space Heating_Natural Gas_Boiler_A_Technical Potential | F2 | Industrial | Instruments | Existing | Space Heating | Natural Gas | Boiler | A | Original Unit Summer Peak Savings (kW) | Technical Potential | 0 | 0 | 0 | 0 | 0 | 0 | 0 | 0 | 0 | 0 | 0 | 0 | 0 | 0 | 0 | 0 | 0 | 0 | 0 | 0 | 0 | 0 | 0 | 0 | 0 | 0 | 0 | 0 | 0 | 0 | 0
F3_Industrial_Instruments_Existing_Space Heating_Natural Gas_Boiler_A_Technical Potential | F3 | Industrial | Instruments | Existing | Space Heating | Natural Gas | Boiler | A | Original Unit Winter Peak Savings (kW) | Technical Potential | 0 | 0 | 0 | 0 | 0 | 0 | 0 | 0 | 0 | 0 | 0 | 0 | 0 | 0 | 0 | 0 | 0 | 0 | 0 | 0 | 0 | 0 | 0 | 0 | 0 | 0 | 0 | 0 | 0 | 0 | 0
F4_Industrial_Instruments_Existing_Space Heating_Natural Gas_Boiler_A_Technical Potential | F4 | Industrial | Instruments | Existing | Space Heating | Natural Gas | Boiler | A | Standalone Impact on Baseline Energy (%) | Technical Potential | 0% | 0% | 0% | 0% | 0% | 0.07071% | 0.1426% | 0.2166% | 0.2923% | 0.3699% | 0.4519% | 0.532% | 0.6132% | 0.7048% | 0.7946% | 0.8865% | 0.9724% | 1.064% | 1.161% | 1.251% | 1.345% | 1.447% | 1.547% | 1.646% | 0.017469 | 0.018469 | 0.019456 | 0.020433 | 0 | 0 | 0
F5_Industrial_Instruments_Existing_Space Heating_Natural Gas_Boiler_A_Technical Potential | F5 | Industrial | Instruments | Existing | Space Heating | Natural Gas | Boiler | A | Standalone Impact on Baseline Summer Peak (%) | Technical Potential | 0% | 0% | 0% | 0% | 0% | 0% | 0% | 0% | 0% | 0% | 0% | 0% | 0% | 0% | 0% | 0% | 0% | 0% | 0% | 0% | 0% | 0% | 0% | 0% | 0 | 0 | 0 | 0 | 0 | 0 | 0
F6_Industrial_Instruments_Existing_Space Heating_Natural Gas_Boiler_A_Technical Potential | F6 | Industrial | Instruments | Existing | Space Heating | Natural Gas | Boiler | A | Standalone Impact on Baseline Winter Peak (%) | Technical Potential | 0% | 0% | 0% | 0% | 0% | 0% | 0% | 0% | 0% | 0% | 0% | 0% | 0% | 0% | 0% | 0% | 0% | 0% | 0% | 0% | 0% | 0% | 0% | 0% | 0 | 0 | 0 | 0 | 0 | 0 | 0
F7_Industrial_Instruments_Existing_Space Heating_Natural Gas_Boiler_A_Technical Potential | F7 | Industrial | Instruments | Existing | Space Heating | Natural Gas | Boiler | A | Incremental Energy Savings (MWh or mTherms) | Technical Potential | 0 | 0 | 0 | 0 | 0 | 0.25293 | 0.25431 | 0.25418 | 0.25986 | 0.26334 | 0.25433 | 0.25456 | 0.25488 | 0.25159 | 0.28252 | 0.25048 | 0.25206 | 0.25028 | 0.2485 | 0.25812 | 0.24826 | 0.26519 | 0.2581 | 0.25204 | 0.25714 | 0.25198 | 0.24758 | 0.24386 | 0.24104 | 0.23889 | 0
F8_Industrial_Instruments_Existing_Space Heating_Natural Gas_Boiler_A_Technical Potential | F8 | Industrial | Instruments | Existing | Space Heating | Natural Gas | Boiler | A | Incremental Summer Peak Savings (MW) | Technical Potential | 0 | 0 | 0 | 0 | 0 | 0 | 0 | 0 | 0 | 0 | 0 | 0 | 0 | 0 | 0 | 0 | 0 | 0 | 0 | 0 | 0 | 0 | 0 | 0 | 0 | 0 | 0 | 0 | 0 | 0 | 0
F9_Industrial_Instruments_Existing_Space Heating_Natural Gas_Boiler_A_Technical Potential | F9 | Industrial | Instruments | Existing | Space Heating | Natural Gas | Boiler | A | Incremental Winter Peak Savings (MW) | Technical Potential | 0 | 0 | 0 | 0 | 0 | 0 | 0 | 0 | 0 | 0 | 0 | 0 | 0 | 0 | 0 | 0 | 0 | 0 | 0 | 0 | 0 | 0 | 0 | 0 | 0 | 0 | 0 | 0 | 0 | 0 | 0
F10_Industrial_Instruments_Existing_Space Heating_Natural Gas_Boiler_A_Technical Potential | F10 | Industrial | Instruments | Existing | Space Heating | Natural Gas | Boiler | A | Cumulative Energy Savings (MWh or mTherms) | Technical Potential | 0 | 0 | 0 | 0 | 0 | 0.25293 | 0.50724 | 0.76142 | 1.0213 | 1.2846 | 1.539 | 1.7935 | 2.0484 | 2.3 | 2.5825 | 2.833 | 3.085 | 3.3353 | 3.5838 | 3.8419 | 4.0902 | 4.3554 | 4.6135 | 4.8655 | 5.1227 | 5.3746 | 5.6222 | 5.8661 | 6.1071 | 6.346 | 6.346
F11_Industrial_Instruments_Existing_Space Heating_Natural Gas_Boiler_A_Technical Potential | F11 | Industrial | Instruments | Existing | Space Heating | Natural Gas | Boiler | A | Cumulative Summer Peak Savings (MW) | Technical Potential | 0 | 0 | 0 | 0 | 0 | 0 | 0 | 0 | 0 | 0 | 0 | 0 | 0 | 0 | 0 | 0 | 0 | 0 | 0 | 0 | 0 | 0 | 0 | 0 | 0 | 0 | 0 | 0 | 0 | 0 | 0
F12_Industrial_Instruments_Existing_Space Heating_Natural Gas_Boiler_A_Technical Potential | F12 | Industrial | Instruments | Existing | Space Heating | Natural Gas | Boiler | A | Cumulative Winter Peak Savings (MW) | Technical Potential | 0 | 0 | 0 | 0 | 0 | 0 | 0 | 0 | 0 | 0 | 0 | 0 | 0 | 0 | 0 | 0 | 0 | 0 | 0 | 0 | 0 | 0 | 0 | 0 | 0 | 0 | 0 | 0 | 0 | 0 | 0
F13_Industrial_Instruments_Existing_Space Heating_Natural Gas_Boiler_A_Technical Potential | F13 | Industrial | Instruments | Existing | Space Heating | Natural Gas | Boiler | A | Purchases (Incremental) | Technical Potential | 0 | 0 | 0 | 0 | 0 | 0.047054 | 0.047311 | 0.047288 | 0.048343 | 0.048991 | 0.047315 | 0.047358 | 0.047418 | 0.046804 | 0.052559 | 0.046598 | 0.046892 | 0.046561 | 0.04623 | 0.048019 | 0.046185 | 0.049335 | 0.048015 | 0.046888 | 0.047838 | 0.046877 | 0.046059 | 0.045367 | 0.044843 | 0.044443 | 0.047054
F14_Industrial_Instruments_Existing_Space Heating_Natural Gas_Boiler_A_Technical Potential | F14 | Industrial | Instruments | Existing | Space Heating | Natural Gas | Boiler | A | Purchases (Cumulative) | Technical Potential | 0 | 0 | 0 | 0 | 0 | 0.047054 | 0.094364 | 0.14165 | 0.18999 | 0.23899 | 0.2863 | 0.33366 | 0.38108 | 0.42788 | 0.48044 | 0.52704 | 0.57393 | 0.62049 | 0.66672 | 0.71474 | 0.76092 | 0.81026 | 0.85827 | 0.90516 | 0.953 | 0.99988 | 1.0459 | 1.0913 | 1.1361 | 1.1806 | 1.1806
F1_Industrial_Instruments_Existing_Space Heating_Natural Gas_Unit Heater_A_Technical Potential | F1 | Industrial | Instruments | Existing | Space Heating | Natural Gas | Unit Heater | A | Original Unit Energy Savings (kWh or therms) | Technical Potential | 0 | 28641.12 | 28641.12 | 28641.12 | 28641.12 | 15772.4108 | 15772.4108 | 15772.4108 | 15772.4108 | 15772.4108 | 15772.4108 | 15772.4108 | 15772.4108 | 15772.4108 | 15772.4108 | 15772.4108 | 15772.4108 | 15772.4108 | 15772.4108 | 15772.4108 | 15772.4108 | 15772.4108 | 15772.4108 | 15772.4108 | 15772.4108 | 15772.4108 | 15772.4108 | 15772.4108 | 15772.4108 | 15772.4108 | 15772.4108
F2_Industrial_Instruments_Existing_Space Heating_Natural Gas_Unit Heater_A_Technical Potential | F2 | Industrial | Instruments | Existing | Space Heating | Natural Gas | Unit Heater | A | Original Unit Summer Peak Savings (kW) | Technical Potential | 0 | 0 | 0 | 0 | 0 | 0 | 0 | 0 | 0 | 0 | 0 | 0 | 0 | 0 | 0 | 0 | 0 | 0 | 0 | 0 | 0 | 0 | 0 | 0 | 0 | 0 | 0 | 0 | 0 | 0 | 0
F3_Industrial_Instruments_Existing_Space Heating_Natural Gas_Unit Heater_A_Technical Potential | F3 | Industrial | Instruments | Existing | Space Heating | Natural Gas | Unit Heater | A | Original Unit Winter Peak Savings (kW) | Technical Potential | 0 | 0 | 0 | 0 | 0 | 0 | 0 | 0 | 0 | 0 | 0 | 0 | 0 | 0 | 0 | 0 | 0 | 0 | 0 | 0 | 0 | 0 | 0 | 0 | 0 | 0 | 0 | 0 | 0 | 0 | 0
F4_Industrial_Instruments_Existing_Space Heating_Natural Gas_Unit Heater_A_Technical Potential | F4 | Industrial | Instruments | Existing | Space Heating | Natural Gas | Unit Heater | A | Standalone Impact on Baseline Energy (%) | Technical Potential | 0% | 0% | 0% | 0% | 0% | 0.07019% | 0.1665% | 0.2936% | 0.4562% | 0.6569% | 0.8952% | 1.16% | 1.458% | 1.809% | 2.205% | 2.635% | 3.078% | 3.438% | 3.774% | 4.046% | 4.291% | 4.536% | 4.719% | 4.878% | 0.050244 | 0.051604 | 0.052336 | 0.053164 | 0 | 0 | 0
F5_Industrial_Instruments_Existing_Space Heating_Natural Gas_Unit Heater_A_Technical Potential | F5 | Industrial | Instruments | Existing | Space Heating | Natural Gas | Unit Heater | A | Standalone Impact on Baseline Summer Peak (%) | Technical Potential | 0% | 0% | 0% | 0% | 0% | 0% | 0% | 0% | 0% | 0% | 0% | 0% | 0% | 0% | 0% | 0% | 0% | 0% | 0% | 0% | 0% | 0% | 0% | 0% | 0 | 0 | 0 | 0 | 0 | 0 | 0
F6_Industrial_Instruments_Existing_Space Heating_Natural Gas_Unit Heater_A_Technical Potential | F6 | Industrial | Instruments | Existing | Space Heating | Natural Gas | Unit Heater | A | Standalone Impact on Baseline Winter Peak (%) | Technical Potential | 0% | 0% | 0% | 0% | 0% | 0% | 0% | 0% | 0% | 0% | 0% | 0% | 0% | 0% | 0% | 0% | 0% | 0% | 0% | 0% | 0% | 0% | 0% | 0% | 0 | 0 | 0 | 0 | 0 | 0 | 0
F7_Industrial_Instruments_Existing_Space Heating_Natural Gas_Unit Heater_A_Technical Potential | F7 | Industrial | Instruments | Existing | Space Heating | Natural Gas | Unit Heater | A | Incremental Energy Savings (MWh or mTherms) | Technical Potential | 0 | 0 | 0 | 0 | 0 | 0.25107 | 0.34131 | 0.43972 | 0.56204 | 0.68734 | 0.76672 | 0.86394 | 0.95717 | 1.0337 | 1.2642 | 1.2536 | 1.3444 | 1.0147 | 0.87054 | 0.77766 | 0.61953 | 0.60695 | 0.41902 | 0.34939 | 0.31072 | 0.28372 | 0.10587 | 0.13941 | 0.063055 | 0.15175 | 0.20765
F8_Industrial_Instruments_Existing_Space Heating_Natural Gas_Unit Heater_A_Technical Potential | F8 | Industrial | Instruments | Existing | Space Heating | Natural Gas | Unit Heater | A | Incremental Summer Peak Savings (MW) | Technical Potential | 0 | 0 | 0 | 0 | 0 | 0 | 0 | 0 | 0 | 0 | 0 | 0 | 0 | 0 | 0 | 0 | 0 | 0 | 0 | 0 | 0 | 0 | 0 | 0 | 0 | 0 | 0 | 0 | 0 | 0 | 0
F9_Industrial_Instruments_Existing_Space Heating_Natural Gas_Unit Heater_A_Technical Potential | F9 | Industrial | Instruments | Existing | Space Heating | Natural Gas | Unit Heater | A | Incremental Winter Peak Savings (MW) | Technical Potential | 0 | 0 | 0 | 0 | 0 | 0 | 0 | 0 | 0 | 0 | 0 | 0 | 0 | 0 | 0 | 0 | 0 | 0 | 0 | 0 | 0 | 0 | 0 | 0 | 0 | 0 | 0 | 0 | 0 | 0 | 0
F10_Industrial_Instruments_Existing_Space Heating_Natural Gas_Unit Heater_A_Technical Potential | F10 | Industrial | Instruments | Existing | Space Heating | Natural Gas | Unit Heater | A | Cumulative Energy Savings (MWh or mTherms) | Technical Potential | 0 | 0 | 0 | 0 | 0 | 0.25107 | 0.59237 | 1.0321 | 1.5941 | 2.2815 | 3.0482 | 3.9121 | 4.8693 | 5.903 | 7.1672 | 8.4208 | 9.7652 | 10.7799 | 11.6504 | 12.4281 | 13.0476 | 13.6546 | 14.0736 | 14.423 | 14.7337 | 15.0174 | 15.1233 | 15.2627 | 15.3258 | 15.4775 | 15.6852
F11_Industrial_Instruments_Existing_Space Heating_Natural Gas_Unit Heater_A_Technical Potential | F11 | Industrial | Instruments | Existing | Space Heating | Natural Gas | Unit Heater | A | Cumulative Summer Peak Savings (MW) | Technical Potential | 0 | 0 | 0 | 0 | 0 | 0 | 0 | 0 | 0 | 0 | 0 | 0 | 0 | 0 | 0 | 0 | 0 | 0 | 0 | 0 | 0 | 0 | 0 | 0 | 0 | 0 | 0 | 0 | 0 | 0 | 0
F12_Industrial_Instruments_Existing_Space Heating_Natural Gas_Unit Heater_A_Technical Potential | F12 | Industrial | Instruments | Existing | Space Heating | Natural Gas | Unit Heater | A | Cumulative Winter Peak Savings (MW) | Technical Potential | 0 | 0 | 0 | 0 | 0 | 0 | 0 | 0 | 0 | 0 | 0 | 0 | 0 | 0 | 0 | 0 | 0 | 0 | 0 | 0 | 0 | 0 | 0 | 0 | 0 | 0 | 0 | 0 | 0 | 0 | 0
F13_Industrial_Instruments_Existing_Space Heating_Natural Gas_Unit Heater_A_Technical Potential | F13 | Industrial | Instruments | Existing | Space Heating | Natural Gas | Unit Heater | A | Purchases (Incremental) | Technical Potential | 0 | 0 | 0 | 0 | 0 | 0.015918 | 0.021639 | 0.027879 | 0.035634 | 0.043579 | 0.048612 | 0.054775 | 0.060686 | 0.065536 | 0.080155 | 0.079479 | 0.085239 | 0.08025 | 0.076834 | 0.077185 | 0.074913 | 0.082061 | 0.075178 | 0.076928 | 0.080386 | 0.083525 | 0.086868 | 0.088318 | 0.089237 | 0.089871 | 0.089999
F14_Industrial_Instruments_Existing_Space Heating_Natural Gas_Unit Heater_A_Technical Potential | F14 | Industrial | Instruments | Existing | Space Heating | Natural Gas | Unit Heater | A | Purchases (Cumulative) | Technical Potential | 0 | 0 | 0 | 0 | 0 | 0.015918 | 0.037558 | 0.065437 | 0.10107 | 0.14465 | 0.19326 | 0.24804 | 0.30872 | 0.37426 | 0.45442 | 0.53389 | 0.61913 | 0.68347 | 0.73866 | 0.78796 | 0.82724 | 0.86573 | 0.89229 | 0.91444 | 0.93414 | 0.95213 | 0.95885 | 0.96768 | 0.97168 | 0.9813 | 0.99447
F1_Industrial_Instruments_New_Space Heating_Natural Gas_Furnace_A_Technical Potential | F1 | Industrial | Instruments | New | Space Heating | Natural Gas | Furnace | A | Original Unit Energy Savings (kWh or therms) | Technical Potential | 0 | 0 | 0 | 0 | 0 | 0 | 0 | 0 | 0 | 0 | 0 | 0 | 0 | 0 | 0 | 0 | 0 | 0 | 0 | 0 | 0 | 0 | 0 | 0 | 0 | 0 | 0 | 0 | 0 | 0 | 0
F2_Industrial_Instruments_New_Space Heating_Natural Gas_Furnace_A_Technical Potential | F2 | Industrial | Instruments | New | Space Heating | Natural Gas | Furnace | A | Original Unit Summer Peak Savings (kW) | Technical Potential | 0 | 0 | 0 | 0 | 0 | 0 | 0 | 0 | 0 | 0 | 0 | 0 | 0 | 0 | 0 | 0 | 0 | 0 | 0 | 0 | 0 | 0 | 0 | 0 | 0 | 0 | 0 | 0 | 0 | 0 | 0
F3_Industrial_Instruments_New_Space Heating_Natural Gas_Furnace_A_Technical Potential | F3 | Industrial | Instruments | New | Space Heating | Natural Gas | Furnace | A | Original Unit Winter Peak Savings (kW) | Technical Potential | 0 | 0 | 0 | 0 | 0 | 0 | 0 | 0 | 0 | 0 | 0 | 0 | 0 | 0 | 0 | 0 | 0 | 0 | 0 | 0 | 0 | 0 | 0 | 0 | 0 | 0 | 0 | 0 | 0 | 0 | 0
F4_Industrial_Instruments_New_Space Heating_Natural Gas_Furnace_A_Technical Potential | F4 | Industrial | Instruments | New | Space Heating | Natural Gas | Furnace | A | Standalone Impact on Baseline Energy (%) | Technical Potential | 0% | 0% | 0% | 0% | 0% | 0% | 0% | 0% | 0% | 0% | 0% | 0% | 0% | 0% | 0% | 0% | 0% | 0% | 0% | 0% | 0% | 0% | 0% | 0% | 0 | 0 | 0 | 0 | 0 | 0 | 0
F5_Industrial_Instruments_New_Space Heating_Natural Gas_Furnace_A_Technical Potential | F5 | Industrial | Instruments | New | Space Heating | Natural Gas | Furnace | A | Standalone Impact on Baseline Summer Peak (%) | Technical Potential | 0% | 0% | 0% | 0% | 0% | 0% | 0% | 0% | 0% | 0% | 0% | 0% | 0% | 0% | 0% | 0% | 0% | 0% | 0% | 0% | 0% | 0% | 0% | 0% | 0 | 0 | 0 | 0 | 0 | 0 | 0
F6_Industrial_Instruments_New_Space Heating_Natural Gas_Furnace_A_Technical Potential | F6 | Industrial | Instruments | New | Space Heating | Natural Gas | Furnace | A | Standalone Impact on Baseline Winter Peak (%) | Technical Potential | 0% | 0% | 0% | 0% | 0% | 0% | 0% | 0% | 0% | 0% | 0% | 0% | 0% | 0% | 0% | 0% | 0% | 0% | 0% | 0% | 0% | 0% | 0% | 0% | 0 | 0 | 0 | 0 | 0 | 0 | 0
F7_Industrial_Instruments_New_Space Heating_Natural Gas_Furnace_A_Technical Potential | F7 | Industrial | Instruments | New | Space Heating | Natural Gas | Furnace | A | Incremental Energy Savings (MWh or mTherms) | Technical Potential | 0 | 0 | 0 | 0 | 0 | 0 | 0 | 0 | 0 | 0 | 0 | 0 | 0 | 0 | 0 | 0 | 0 | 0 | 0 | 0 | 0 | 0 | 0 | 0 | 0 | 0 | 0 | 0 | 0 | 0 | 0
F8_Industrial_Instruments_New_Space Heating_Natural Gas_Furnace_A_Technical Potential | F8 | Industrial | Instruments | New | Space Heating | Natural Gas | Furnace | A | Incremental Summer Peak Savings (MW) | Technical Potential | 0 | 0 | 0 | 0 | 0 | 0 | 0 | 0 | 0 | 0 | 0 | 0 | 0 | 0 | 0 | 0 | 0 | 0 | 0 | 0 | 0 | 0 | 0 | 0 | 0 | 0 | 0 | 0 | 0 | 0 | 0
F9_Industrial_Instruments_New_Space Heating_Natural Gas_Furnace_A_Technical Potential | F9 | Industrial | Instruments | New | Space Heating | Natural Gas | Furnace | A | Incremental Winter Peak Savings (MW) | Technical Potential | 0 | 0 | 0 | 0 | 0 | 0 | 0 | 0 | 0 | 0 | 0 | 0 | 0 | 0 | 0 | 0 | 0 | 0 | 0 | 0 | 0 | 0 | 0 | 0 | 0 | 0 | 0 | 0 | 0 | 0 | 0
F10_Industrial_Instruments_New_Space Heating_Natural Gas_Furnace_A_Technical Potential | F10 | Industrial | Instruments | New | Space Heating | Natural Gas | Furnace | A | Cumulative Energy Savings (MWh or mTherms) | Technical Potential | 0 | 0 | 0 | 0 | 0 | 0 | 0 | 0 | 0 | 0 | 0 | 0 | 0 | 0 | 0 | 0 | 0 | 0 | 0 | 0 | 0 | 0 | 0 | 0 | 0 | 0 | 0 | 0 | 0 | 0 | 0
F11_Industrial_Instruments_New_Space Heating_Natural Gas_Furnace_A_Technical Potential | F11 | Industrial | Instruments | New | Space Heating | Natural Gas | Furnace | A | Cumulative Summer Peak Savings (MW) | Technical Potential | 0 | 0 | 0 | 0 | 0 | 0 | 0 | 0 | 0 | 0 | 0 | 0 | 0 | 0 | 0 | 0 | 0 | 0 | 0 | 0 | 0 | 0 | 0 | 0 | 0 | 0 | 0 | 0 | 0 | 0 | 0
F12_Industrial_Instruments_New_Space Heating_Natural Gas_Furnace_A_Technical Potential | F12 | Industrial | Instruments | New | Space Heating | Natural Gas | Furnace | A | Cumulative Winter Peak Savings (MW) | Technical Potential | 0 | 0 | 0 | 0 | 0 | 0 | 0 | 0 | 0 | 0 | 0 | 0 | 0 | 0 | 0 | 0 | 0 | 0 | 0 | 0 | 0 | 0 | 0 | 0 | 0 | 0 | 0 | 0 | 0 | 0 | 0
F13_Industrial_Instruments_New_Space Heating_Natural Gas_Furnace_A_Technical Potential | F13 | Industrial | Instruments | New | Space Heating | Natural Gas | Furnace | A | Purchases (Incremental) | Technical Potential | 0 | 0 | 0 | 0 | 0 | 0 | 0 | 0 | 0 | 0 | 0 | 0 | 0 | 0 | 0 | 0 | 0 | 0 | 0 | 0 | 0 | 0 | 0 | 0 | 0 | 0 | 0 | 0 | 0 | 0 | 0
F14_Industrial_Instruments_New_Space Heating_Natural Gas_Furnace_A_Technical Potential | F14 | Industrial | Instruments | New | Space Heating | Natural Gas | Furnace | A | Purchases (Cumulative) | Technical Potential | 0 | 0 | 0 | 0 | 0 | 0 | 0 | 0 | 0 | 0 | 0 | 0 | 0 | 0 | 0 | 0 | 0 | 0 | 0 | 0 | 0 | 0 | 0 | 0 | 0 | 0 | 0 | 0 | 0 | 0 | 0
F1_Industrial_Instruments_New_Space Heating_Natural Gas_Boiler_A_Technical Potential | F1 | Industrial | Instruments | New | Space Heating | Natural Gas | Boiler | A | Original Unit Energy Savings (kWh or therms) | Technical Potential | 0 | 0 | 0 | 0 | 0 | 0 | 0 | 0 | 0 | 0 | 0 | 0 | 0 | 0 | 0 | 0 | 0 | 0 | 0 | 0 | 0 | 0 | 0 | 0 | 0 | 0 | 0 | 0 | 0 | 0 | 0
F2_Industrial_Instruments_New_Space Heating_Natural Gas_Boiler_A_Technical Potential | F2 | Industrial | Instruments | New | Space Heating | Natural Gas | Boiler | A | Original Unit Summer Peak Savings (kW) | Technical Potential | 0 | 0 | 0 | 0 | 0 | 0 | 0 | 0 | 0 | 0 | 0 | 0 | 0 | 0 | 0 | 0 | 0 | 0 | 0 | 0 | 0 | 0 | 0 | 0 | 0 | 0 | 0 | 0 | 0 | 0 | 0
F3_Industrial_Instruments_New_Space Heating_Natural Gas_Boiler_A_Technical Potential | F3 | Industrial | Instruments | New | Space Heating | Natural Gas | Boiler | A | Original Unit Winter Peak Savings (kW) | Technical Potential | 0 | 0 | 0 | 0 | 0 | 0 | 0 | 0 | 0 | 0 | 0 | 0 | 0 | 0 | 0 | 0 | 0 | 0 | 0 | 0 | 0 | 0 | 0 | 0 | 0 | 0 | 0 | 0 | 0 | 0 | 0
F4_Industrial_Instruments_New_Space Heating_Natural Gas_Boiler_A_Technical Potential | F4 | Industrial | Instruments | New | Space Heating | Natural Gas | Boiler | A | Standalone Impact on Baseline Energy (%) | Technical Potential | 0% | 0% | 0% | 0% | 0% | 0% | 0% | 0% | 0% | 0% | 0% | 0% | 0% | 0% | 0% | 0% | 0% | 0% | 0% | 0% | 0% | 0% | 0% | 0% | 0 | 0 | 0 | 0 | 0 | 0 | 0
F5_Industrial_Instruments_New_Space Heating_Natural Gas_Boiler_A_Technical Potential | F5 | Industrial | Instruments | New | Space Heating | Natural Gas | Boiler | A | Standalone Impact on Baseline Summer Peak (%) | Technical Potential | 0% | 0% | 0% | 0% | 0% | 0% | 0% | 0% | 0% | 0% | 0% | 0% | 0% | 0% | 0% | 0% | 0% | 0% | 0% | 0% | 0% | 0% | 0% | 0% | 0 | 0 | 0 | 0 | 0 | 0 | 0
F6_Industrial_Instruments_New_Space Heating_Natural Gas_Boiler_A_Technical Potential | F6 | Industrial | Instruments | New | Space Heating | Natural Gas | Boiler | A | Standalone Impact on Baseline Winter Peak (%) | Technical Potential | 0% | 0% | 0% | 0% | 0% | 0% | 0% | 0% | 0% | 0% | 0% | 0% | 0% | 0% | 0% | 0% | 0% | 0% | 0% | 0% | 0% | 0% | 0% | 0% | 0 | 0 | 0 | 0 | 0 | 0 | 0
F7_Industrial_Instruments_New_Space Heating_Natural Gas_Boiler_A_Technical Potential | F7 | Industrial | Instruments | New | Space Heating | Natural Gas | Boiler | A | Incremental Energy Savings (MWh or mTherms) | Technical Potential | 0 | 0 | 0 | 0 | 0 | 0 | 0 | 0 | 0 | 0 | 0 | 0 | 0 | 0 | 0 | 0 | 0 | 0 | 0 | 0 | 0 | 0 | 0 | 0 | 0 | 0 | 0 | 0 | 0 | 0 | 0
F8_Industrial_Instruments_New_Space Heating_Natural Gas_Boiler_A_Technical Potential | F8 | Industrial | Instruments | New | Space Heating | Natural Gas | Boiler | A | Incremental Summer Peak Savings (MW) | Technical Potential | 0 | 0 | 0 | 0 | 0 | 0 | 0 | 0 | 0 | 0 | 0 | 0 | 0 | 0 | 0 | 0 | 0 | 0 | 0 | 0 | 0 | 0 | 0 | 0 | 0 | 0 | 0 | 0 | 0 | 0 | 0
F9_Industrial_Instruments_New_Space Heating_Natural Gas_Boiler_A_Technical Potential | F9 | Industrial | Instruments | New | Space Heating | Natural Gas | Boiler | A | Incremental Winter Peak Savings (MW) | Technical Potential | 0 | 0 | 0 | 0 | 0 | 0 | 0 | 0 | 0 | 0 | 0 | 0 | 0 | 0 | 0 | 0 | 0 | 0 | 0 | 0 | 0 | 0 | 0 | 0 | 0 | 0 | 0 | 0 | 0 | 0 | 0
F10_Industrial_Instruments_New_Space Heating_Natural Gas_Boiler_A_Technical Potential | F10 | Industrial | Instruments | New | Space Heating | Natural Gas | Boiler | A | Cumulative Energy Savings (MWh or mTherms) | Technical Potential | 0 | 0 | 0 | 0 | 0 | 0 | 0 | 0 | 0 | 0 | 0 | 0 | 0 | 0 | 0 | 0 | 0 | 0 | 0 | 0 | 0 | 0 | 0 | 0 | 0 | 0 | 0 | 0 | 0 | 0 | 0
F11_Industrial_Instruments_New_Space Heating_Natural Gas_Boiler_A_Technical Potential | F11 | Industrial | Instruments | New | Space Heating | Natural Gas | Boiler | A | Cumulative Summer Peak Savings (MW) | Technical Potential | 0 | 0 | 0 | 0 | 0 | 0 | 0 | 0 | 0 | 0 | 0 | 0 | 0 | 0 | 0 | 0 | 0 | 0 | 0 | 0 | 0 | 0 | 0 | 0 | 0 | 0 | 0 | 0 | 0 | 0 | 0
F12_Industrial_Instruments_New_Space Heating_Natural Gas_Boiler_A_Technical Potential | F12 | Industrial | Instruments | New | Space Heating | Natural Gas | Boiler | A | Cumulative Winter Peak Savings (MW) | Technical Potential | 0 | 0 | 0 | 0 | 0 | 0 | 0 | 0 | 0 | 0 | 0 | 0 | 0 | 0 | 0 | 0 | 0 | 0 | 0 | 0 | 0 | 0 | 0 | 0 | 0 | 0 | 0 | 0 | 0 | 0 | 0
F13_Industrial_Instruments_New_Space Heating_Natural Gas_Boiler_A_Technical Potential | F13 | Industrial | Instruments | New | Space Heating | Natural Gas | Boiler | A | Purchases (Incremental) | Technical Potential | 0 | 0 | 0 | 0 | 0 | 0 | 0 | 0 | 0 | 0 | 0 | 0 | 0 | 0 | 0 | 0 | 0 | 0 | 0 | 0 | 0 | 0 | 0 | 0 | 0 | 0 | 0 | 0 | 0 | 0 | 0
F14_Industrial_Instruments_New_Space Heating_Natural Gas_Boiler_A_Technical Potential | F14 | Industrial | Instruments | New | Space Heating | Natural Gas | Boiler | A | Purchases (Cumulative) | Technical Potential | 0 | 0 | 0 | 0 | 0 | 0 | 0 | 0 | 0 | 0 | 0 | 0 | 0 | 0 | 0 | 0 | 0 | 0 | 0 | 0 | 0 | 0 | 0 | 0 | 0 | 0 | 0 | 0 | 0 | 0 | 0
F1_Industrial_Instruments_New_Space Heating_Natural Gas_Unit Heater_A_Technical Potential | F1 | Industrial | Instruments | New | Space Heating | Natural Gas | Unit Heater | A | Original Unit Energy Savings (kWh or therms) | Technical Potential | 0 | 28641.12 | 28641.12 | 28641.12 | 28641.12 | 15772.4108 | 15772.4108 | 15772.4108 | 15772.4108 | 15772.4108 | 15772.4108 | 15772.4108 | 15772.4108 | 15772.4108 | 15772.4108 | 15772.4108 | 15772.4108 | 15772.4108 | 15772.4108 | 15772.4108 | 15772.4108 | 15772.4108 | 15772.4108 | 15772.4108 | 15772.4108 | 15772.4108 | 15772.4108 | 15772.4108 | 15772.4108 | 15772.4108 | 15772.4108
F2_Industrial_Instruments_New_Space Heating_Natural Gas_Unit Heater_A_Technical Potential | F2 | Industrial | Instruments | New | Space Heating | Natural Gas | Unit Heater | A | Original Unit Summer Peak Savings (kW) | Technical Potential | 0 | 0 | 0 | 0 | 0 | 0 | 0 | 0 | 0 | 0 | 0 | 0 | 0 | 0 | 0 | 0 | 0 | 0 | 0 | 0 | 0 | 0 | 0 | 0 | 0 | 0 | 0 | 0 | 0 | 0 | 0
F3_Industrial_Instruments_New_Space Heating_Natural Gas_Unit Heater_A_Technical Potential | F3 | Industrial | Instruments | New | Space Heating | Natural Gas | Unit Heater | A | Original Unit Winter Peak Savings (kW) | Technical Potential | 0 | 0 | 0 | 0 | 0 | 0 | 0 | 0 | 0 | 0 | 0 | 0 | 0 | 0 | 0 | 0 | 0 | 0 | 0 | 0 | 0 | 0 | 0 | 0 | 0 | 0 | 0 | 0 | 0 | 0 | 0
F4_Industrial_Instruments_New_Space Heating_Natural Gas_Unit Heater_A_Technical Potential | F4 | Industrial | Instruments | New | Space Heating | Natural Gas | Unit Heater | A | Standalone Impact on Baseline Energy (%) | Technical Potential | 0% | 0% | 0% | 0% | 0% | 2.35% | 3.985% | 5.206% | 6.147% | 6.9% | 7.516% | 8.243% | 9.016% | 9.787% | 10.54% | 11.27% | 11.96% | 11.81% | 12.03% | 12.17% | 12.27% | 12.37% | 12.47% | 12.49% | 0.12454 | 0.12398 | 0.12339 | 0.12272 | 0 | 0 | 0
F5_Industrial_Instruments_New_Space Heating_Natural Gas_Unit Heater_A_Technical Potential | F5 | Industrial | Instruments | New | Space Heating | Natural Gas | Unit Heater | A | Standalone Impact on Baseline Summer Peak (%) | Technical Potential | 0% | 0% | 0% | 0% | 0% | 0% | 0% | 0% | 0% | 0% | 0% | 0% | 0% | 0% | 0% | 0% | 0% | 0% | 0% | 0% | 0% | 0% | 0% | 0% | 0 | 0 | 0 | 0 | 0 | 0 | 0
F6_Industrial_Instruments_New_Space Heating_Natural Gas_Unit Heater_A_Technical Potential | F6 | Industrial | Instruments | New | Space Heating | Natural Gas | Unit Heater | A | Standalone Impact on Baseline Winter Peak (%) | Technical Potential | 0% | 0% | 0% | 0% | 0% | 0% | 0% | 0% | 0% | 0% | 0% | 0% | 0% | 0% | 0% | 0% | 0% | 0% | 0% | 0% | 0% | 0% | 0% | 0% | 0 | 0 | 0 | 0 | 0 | 0 | 0
F7_Industrial_Instruments_New_Space Heating_Natural Gas_Unit Heater_A_Technical Potential | F7 | Industrial | Instruments | New | Space Heating | Natural Gas | Unit Heater | A | Incremental Energy Savings (MWh or mTherms) | Technical Potential | 0 | 0 | 0 | 0 | 0 | 0.092895 | 0.091299 | 0.091249 | 0.090711 | 0.09076 | 0.090835 | 0.10614 | 0.1183 | 0.12708 | 0.13329 | 0.14041 | 0.14515 | 0.057038 | 0.095786 | 0.090232 | 0.086813 | 0.088442 | 0.092076 | 0.080234 | 0.072364 | 0.068118 | 0.066615 | 0.064221 | 0.07326 | 0.078555 | 0.04849
F8_Industrial_Instruments_New_Space Heating_Natural Gas_Unit Heater_A_Technical Potential | F8 | Industrial | Instruments | New | Space Heating | Natural Gas | Unit Heater | A | Incremental Summer Peak Savings (MW) | Technical Potential | 0 | 0 | 0 | 0 | 0 | 0 | 0 | 0 | 0 | 0 | 0 | 0 | 0 | 0 | 0 | 0 | 0 | 0 | 0 | 0 | 0 | 0 | 0 | 0 | 0 | 0 | 0 | 0 | 0 | 0 | 0
F9_Industrial_Instruments_New_Space Heating_Natural Gas_Unit Heater_A_Technical Potential | F9 | Industrial | Instruments | New | Space Heating | Natural Gas | Unit Heater | A | Incremental Winter Peak Savings (MW) | Technical Potential | 0 | 0 | 0 | 0 | 0 | 0 | 0 | 0 | 0 | 0 | 0 | 0 | 0 | 0 | 0 | 0 | 0 | 0 | 0 | 0 | 0 | 0 | 0 | 0 | 0 | 0 | 0 | 0 | 0 | 0 | 0
F10_Industrial_Instruments_New_Space Heating_Natural Gas_Unit Heater_A_Technical Potential | F10 | Industrial | Instruments | New | Space Heating | Natural Gas | Unit Heater | A | Cumulative Energy Savings (MWh or mTherms) | Technical Potential | 0 | 0 | 0 | 0 | 0 | 0.092895 | 0.18419 | 0.27544 | 0.36615 | 0.45691 | 0.54775 | 0.65389 | 0.77219 | 0.89927 | 1.0326 | 1.173 | 1.3181 | 1.3752 | 1.4709 | 1.5612 | 1.648 | 1.7364 | 1.8285 | 1.9087 | 1.9811 | 2.0492 | 2.1158 | 2.1801 | 2.2533 | 2.3319 | 2.3804
F11_Industrial_Instruments_New_Space Heating_Natural Gas_Unit Heater_A_Technical Potential | F11 | Industrial | Instruments | New | Space Heating | Natural Gas | Unit Heater | A | Cumulative Summer Peak Savings (MW) | Technical Potential | 0 | 0 | 0 | 0 | 0 | 0 | 0 | 0 | 0 | 0 | 0 | 0 | 0 | 0 | 0 | 0 | 0 | 0 | 0 | 0 | 0 | 0 | 0 | 0 | 0 | 0 | 0 | 0 | 0 | 0 | 0
F12_Industrial_Instruments_New_Space Heating_Natural Gas_Unit Heater_A_Technical Potential | F12 | Industrial | Instruments | New | Space Heating | Natural Gas | Unit Heater | A | Cumulative Winter Peak Savings (MW) | Technical Potential | 0 | 0 | 0 | 0 | 0 | 0 | 0 | 0 | 0 | 0 | 0 | 0 | 0 | 0 | 0 | 0 | 0 | 0 | 0 | 0 | 0 | 0 | 0 | 0 | 0 | 0 | 0 | 0 | 0 | 0 | 0
F13_Industrial_Instruments_New_Space Heating_Natural Gas_Unit Heater_A_Technical Potential | F13 | Industrial | Instruments | New | Space Heating | Natural Gas | Unit Heater | A | Purchases (Incremental) | Technical Potential | 0 | 0 | 0 | 0 | 0 | 0.0058897 | 0.0057885 | 0.0057853 | 0.0057512 | 0.0057543 | 0.0057591 | 0.0067297 | 0.0075005 | 0.0080569 | 0.008451 | 0.008902 | 0.0092025 | 0.0095061 | 0.011862 | 0.011506 | 0.011255 | 0.011362 | 0.011597 | 0.011817 | 0.012089 | 0.012376 | 0.012675 | 0.012974 | 0.013847 | 0.014487 | 0.014936
F14_Industrial_Instruments_New_Space Heating_Natural Gas_Unit Heater_A_Technical Potential | F14 | Industrial | Instruments | New | Space Heating | Natural Gas | Unit Heater | A | Purchases (Cumulative) | Technical Potential | 0 | 0 | 0 | 0 | 0 | 0.0058897 | 0.011678 | 0.017464 | 0.023215 | 0.028969 | 0.034728 | 0.041458 | 0.048958 | 0.057015 | 0.065466 | 0.074368 | 0.083571 | 0.087187 | 0.09326 | 0.098981 | 0.10449 | 0.11009 | 0.11593 | 0.12102 | 0.12561 | 0.12992 | 0.13415 | 0.13822 | 0.14286 | 0.14784 | 0.15092
F1_Industrial_Wood and Lumber Products_Existing_Space Heating_Natural Gas_Furnace_A_Technical Potential | F1 | Industrial | Wood and Lumber Products | Existing | Space Heating | Natural Gas | Furnace | A | Original Unit Energy Savings (kWh or therms) | Technical Potential | 0 | 505.0924 | 505.0924 | 505.0924 | 505.0924 | 138.7616 | 138.7616 | 799.267 | 799.267 | 799.267 | 799.267 | 799.267 | 799.267 | 799.267 | 799.267 | 799.267 | 799.267 | 799.267 | 799.267 | 799.267 | 799.267 | 799.267 | 799.267 | 799.267 | 799.267 | 799.267 | 799.267 | 799.267 | 799.267 | 799.267 | 799.267
F2_Industrial_Wood and Lumber Products_Existing_Space Heating_Natural Gas_Furnace_A_Technical Potential | F2 | Industrial | Wood and Lumber Products | Existing | Space Heating | Natural Gas | Furnace | A | Original Unit Summer Peak Savings (kW) | Technical Potential | 0 | 0 | 0 | 0 | 0 | 0 | 0 | 0 | 0 | 0 | 0 | 0 | 0 | 0 | 0 | 0 | 0 | 0 | 0 | 0 | 0 | 0 | 0 | 0 | 0 | 0 | 0 | 0 | 0 | 0 | 0
F3_Industrial_Wood and Lumber Products_Existing_Space Heating_Natural Gas_Furnace_A_Technical Potential | F3 | Industrial | Wood and Lumber Products | Existing | Space Heating | Natural Gas | Furnace | A | Original Unit Winter Peak Savings (kW) | Technical Potential | 0 | 0 | 0 | 0 | 0 | 0 | 0 | 0 | 0 | 0 | 0 | 0 | 0 | 0 | 0 | 0 | 0 | 0 | 0 | 0 | 0 | 0 | 0 | 0 | 0 | 0 | 0 | 0 | 0 | 0 | 0
F4_Industrial_Wood and Lumber Products_Existing_Space Heating_Natural Gas_Furnace_A_Technical Potential | F4 | Industrial | Wood and Lumber Products | Existing | Space Heating | Natural Gas | Furnace | A | Standalone Impact on Baseline Energy (%) | Technical Potential | 0% | 0% | 0% | 0% | 0% | 0.01504% | 0.03086% | 0.09766% | 0.1684% | 0.2427% | 0.3218% | 0.4017% | 0.4782% | 0.5584% | 0.6336% | 0.7062% | 0.7701% | 0.8349% | 0.9004% | 0.9613% | 1.026% | 1.094% | 1.165% | 1.239% | 0.013136 | 0.013901 | 0.014681 | 0.015479 | 0 | 0 | 0
F5_Industrial_Wood and Lumber Products_Existing_Space Heating_Natural Gas_Furnace_A_Technical Potential | F5 | Industrial | Wood and Lumber Products | Existing | Space Heating | Natural Gas | Furnace | A | Standalone Impact on Baseline Summer Peak (%) | Technical Potential | 0% | 0% | 0% | 0% | 0% | 0% | 0% | 0% | 0% | 0% | 0% | 0% | 0% | 0% | 0% | 0% | 0% | 0% | 0% | 0% | 0% | 0% | 0% | 0% | 0 | 0 | 0 | 0 | 0 | 0 | 0
F6_Industrial_Wood and Lumber Products_Existing_Space Heating_Natural Gas_Furnace_A_Technical Potential | F6 | Industrial | Wood and Lumber Products | Existing | Space Heating | Natural Gas | Furnace | A | Standalone Impact on Baseline Winter Peak (%) | Technical Potential | 0% | 0% | 0% | 0% | 0% | 0% | 0% | 0% | 0% | 0% | 0% | 0% | 0% | 0% | 0% | 0% | 0% | 0% | 0% | 0% | 0% | 0% | 0% | 0% | 0 | 0 | 0 | 0 | 0 | 0 | 0
F7_Industrial_Wood and Lumber Products_Existing_Space Heating_Natural Gas_Furnace_A_Technical Potential | F7 | Industrial | Wood and Lumber Products | Existing | Space Heating | Natural Gas | Furnace | A | Incremental Energy Savings (MWh or mTherms) | Technical Potential | 0 | 0 | 0 | 0 | 0 | 0.011439 | 0.011911 | 0.049653 | 0.052132 | 0.054145 | 0.053769 | 0.055018 | 0.051676 | 0.047864 | 0.05037 | 0.041994 | 0.039704 | 0.037012 | 0.034524 | 0.036798 | 0.035776 | 0.036452 | 0.039007 | 0.039653 | 0.040354 | 0.041098 | 0.041933 | 0.04282 | 0.054449 | 0.056694 | 0
F8_Industrial_Wood and Lumber Products_Existing_Space Heating_Natural Gas_Furnace_A_Technical Potential | F8 | Industrial | Wood and Lumber Products | Existing | Space Heating | Natural Gas | Furnace | A | Incremental Summer Peak Savings (MW) | Technical Potential | 0 | 0 | 0 | 0 | 0 | 0 | 0 | 0 | 0 | 0 | 0 | 0 | 0 | 0 | 0 | 0 | 0 | 0 | 0 | 0 | 0 | 0 | 0 | 0 | 0 | 0 | 0 | 0 | 0 | 0 | 0
F9_Industrial_Wood and Lumber Products_Existing_Space Heating_Natural Gas_Furnace_A_Technical Potential | F9 | Industrial | Wood and Lumber Products | Existing | Space Heating | Natural Gas | Furnace | A | Incremental Winter Peak Savings (MW) | Technical Potential | 0 | 0 | 0 | 0 | 0 | 0 | 0 | 0 | 0 | 0 | 0 | 0 | 0 | 0 | 0 | 0 | 0 | 0 | 0 | 0 | 0 | 0 | 0 | 0 | 0 | 0 | 0 | 0 | 0 | 0 | 0
F10_Industrial_Wood and Lumber Products_Existing_Space Heating_Natural Gas_Furnace_A_Technical Potential | F10 | Industrial | Wood and Lumber Products | Existing | Space Heating | Natural Gas | Furnace | A | Cumulative Energy Savings (MWh or mTherms) | Technical Potential | 0 | 0 | 0 | 0 | 0 | 0.011439 | 0.023349 | 0.073002 | 0.12513 | 0.17928 | 0.23305 | 0.28807 | 0.33974 | 0.38761 | 0.43798 | 0.47997 | 0.51967 | 0.55669 | 0.59121 | 0.62801 | 0.66378 | 0.70024 | 0.73924 | 0.7789 | 0.81925 | 0.86035 | 0.90228 | 0.9451 | 0.99955 | 1.0562 | 1.0562
F11_Industrial_Wood and Lumber Products_Existing_Space Heating_Natural Gas_Furnace_A_Technical Potential | F11 | Industrial | Wood and Lumber Products | Existing | Space Heating | Natural Gas | Furnace | A | Cumulative Summer Peak Savings (MW) | Technical Potential | 0 | 0 | 0 | 0 | 0 | 0 | 0 | 0 | 0 | 0 | 0 | 0 | 0 | 0 | 0 | 0 | 0 | 0 | 0 | 0 | 0 | 0 | 0 | 0 | 0 | 0 | 0 | 0 | 0 | 0 | 0
F12_Industrial_Wood and Lumber Products_Existing_Space Heating_Natural Gas_Furnace_A_Technical Potential | F12 | Industrial | Wood and Lumber Products | Existing | Space Heating | Natural Gas | Furnace | A | Cumulative Winter Peak Savings (MW) | Technical Potential | 0 | 0 | 0 | 0 | 0 | 0 | 0 | 0 | 0 | 0 | 0 | 0 | 0 | 0 | 0 | 0 | 0 | 0 | 0 | 0 | 0 | 0 | 0 | 0 | 0 | 0 | 0 | 0 | 0 | 0 | 0
F13_Industrial_Wood and Lumber Products_Existing_Space Heating_Natural Gas_Furnace_A_Technical Potential | F13 | Industrial | Wood and Lumber Products | Existing | Space Heating | Natural Gas | Furnace | A | Purchases (Incremental) | Technical Potential | 0 | 0 | 0 | 0 | 0 | 0.082436 | 0.085834 | 0.062123 | 0.065224 | 0.067743 | 0.067273 | 0.068835 | 0.064655 | 0.059885 | 0.06302 | 0.052541 | 0.049675 | 0.046307 | 0.043195 | 0.04604 | 0.044761 | 0.045606 | 0.048803 | 0.049612 | 0.050489 | 0.05142 | 0.052465 | 0.053574 | 0.082436 | 0.085834 | 0.062123
F14_Industrial_Wood and Lumber Products_Existing_Space Heating_Natural Gas_Furnace_A_Technical Potential | F14 | Industrial | Wood and Lumber Products | Existing | Space Heating | Natural Gas | Furnace | A | Purchases (Cumulative) | Technical Potential | 0 | 0 | 0 | 0 | 0 | 0.082436 | 0.16827 | 0.23039 | 0.29562 | 0.36336 | 0.43063 | 0.49947 | 0.56412 | 0.62401 | 0.68703 | 0.73957 | 0.78925 | 0.83555 | 0.87875 | 0.92479 | 0.96955 | 1.0152 | 1.064 | 1.1136 | 1.1641 | 1.2155 | 1.2679 | 1.3215 | 1.3215 | 1.3215 | 1.3215
F1_Industrial_Wood and Lumber Products_Existing_Space Heating_Natural Gas_Boiler_A_Technical Potential | F1 | Industrial | Wood and Lumber Products | Existing | Space Heating | Natural Gas | Boiler | A | Original Unit Energy Savings (kWh or therms) | Technical Potential | 0 | 8772.191 | 8772.191 | 8772.191 | 8772.191 | 5375.3 | 5375.3 | 5375.3 | 5375.3 | 5375.3 | 5375.3 | 5375.3 | 5375.3 | 5375.3 | 5375.3 | 5375.3 | 5375.3 | 5375.3 | 5375.3 | 5375.3 | 5375.3 | 5375.3 | 5375.3 | 5375.3 | 5375.3 | 5375.3 | 5375.3 | 5375.3 | 5375.3 | 5375.3 | 5375.3
F2_Industrial_Wood and Lumber Products_Existing_Space Heating_Natural Gas_Boiler_A_Technical Potential | F2 | Industrial | Wood and Lumber Products | Existing | Space Heating | Natural Gas | Boiler | A | Original Unit Summer Peak Savings (kW) | Technical Potential | 0 | 0 | 0 | 0 | 0 | 0 | 0 | 0 | 0 | 0 | 0 | 0 | 0 | 0 | 0 | 0 | 0 | 0 | 0 | 0 | 0 | 0 | 0 | 0 | 0 | 0 | 0 | 0 | 0 | 0 | 0
F3_Industrial_Wood and Lumber Products_Existing_Space Heating_Natural Gas_Boiler_A_Technical Potential | F3 | Industrial | Wood and Lumber Products | Existing | Space Heating | Natural Gas | Boiler | A | Original Unit Winter Peak Savings (kW) | Technical Potential | 0 | 0 | 0 | 0 | 0 | 0 | 0 | 0 | 0 | 0 | 0 | 0 | 0 | 0 | 0 | 0 | 0 | 0 | 0 | 0 | 0 | 0 | 0 | 0 | 0 | 0 | 0 | 0 | 0 | 0 | 0
F4_Industrial_Wood and Lumber Products_Existing_Space Heating_Natural Gas_Boiler_A_Technical Potential | F4 | Industrial | Wood and Lumber Products | Existing | Space Heating | Natural Gas | Boiler | A | Standalone Impact on Baseline Energy (%) | Technical Potential | 0% | 0% | 0% | 0% | 0% | 0.07071% | 0.1426% | 0.2166% | 0.2923% | 0.3699% | 0.4519% | 0.532% | 0.6132% | 0.7048% | 0.7946% | 0.8865% | 0.9724% | 1.064% | 1.161% | 1.251% | 1.345% | 1.447% | 1.547% | 1.646% | 0.017469 | 0.018469 | 0.019456 | 0.020433 | 0 | 0 | 0
F5_Industrial_Wood and Lumber Products_Existing_Space Heating_Natural Gas_Boiler_A_Technical Potential | F5 | Industrial | Wood and Lumber Products | Existing | Space Heating | Natural Gas | Boiler | A | Standalone Impact on Baseline Summer Peak (%) | Technical Potential | 0% | 0% | 0% | 0% | 0% | 0% | 0% | 0% | 0% | 0% | 0% | 0% | 0% | 0% | 0% | 0% | 0% | 0% | 0% | 0% | 0% | 0% | 0% | 0% | 0 | 0 | 0 | 0 | 0 | 0 | 0
F6_Industrial_Wood and Lumber Products_Existing_Space Heating_Natural Gas_Boiler_A_Technical Potential | F6 | Industrial | Wood and Lumber Products | Existing | Space Heating | Natural Gas | Boiler | A | Standalone Impact on Baseline Winter Peak (%) | Technical Potential | 0% | 0% | 0% | 0% | 0% | 0% | 0% | 0% | 0% | 0% | 0% | 0% | 0% | 0% | 0% | 0% | 0% | 0% | 0% | 0% | 0% | 0% | 0% | 0% | 0 | 0 | 0 | 0 | 0 | 0 | 0
F7_Industrial_Wood and Lumber Products_Existing_Space Heating_Natural Gas_Boiler_A_Technical Potential | F7 | Industrial | Wood and Lumber Products | Existing | Space Heating | Natural Gas | Boiler | A | Incremental Energy Savings (MWh or mTherms) | Technical Potential | 0 | 0 | 0 | 0 | 0 | 0.053793 | 0.054087 | 0.05406 | 0.055267 | 0.056008 | 0.054092 | 0.054141 | 0.054209 | 0.053508 | 0.060086 | 0.053272 | 0.053608 | 0.05323 | 0.052852 | 0.054897 | 0.0528 | 0.056401 | 0.054892 | 0.053604 | 0.05469 | 0.053591 | 0.052656 | 0.051865 | 0.051266 | 0.050808 | 0
F8_Industrial_Wood and Lumber Products_Existing_Space Heating_Natural Gas_Boiler_A_Technical Potential | F8 | Industrial | Wood and Lumber Products | Existing | Space Heating | Natural Gas | Boiler | A | Incremental Summer Peak Savings (MW) | Technical Potential | 0 | 0 | 0 | 0 | 0 | 0 | 0 | 0 | 0 | 0 | 0 | 0 | 0 | 0 | 0 | 0 | 0 | 0 | 0 | 0 | 0 | 0 | 0 | 0 | 0 | 0 | 0 | 0 | 0 | 0 | 0
F9_Industrial_Wood and Lumber Products_Existing_Space Heating_Natural Gas_Boiler_A_Technical Potential | F9 | Industrial | Wood and Lumber Products | Existing | Space Heating | Natural Gas | Boiler | A | Incremental Winter Peak Savings (MW) | Technical Potential | 0 | 0 | 0 | 0 | 0 | 0 | 0 | 0 | 0 | 0 | 0 | 0 | 0 | 0 | 0 | 0 | 0 | 0 | 0 | 0 | 0 | 0 | 0 | 0 | 0 | 0 | 0 | 0 | 0 | 0 | 0
F10_Industrial_Wood and Lumber Products_Existing_Space Heating_Natural Gas_Boiler_A_Technical Potential | F10 | Industrial | Wood and Lumber Products | Existing | Space Heating | Natural Gas | Boiler | A | Cumulative Energy Savings (MWh or mTherms) | Technical Potential | 0 | 0 | 0 | 0 | 0 | 0.053793 | 0.10788 | 0.16194 | 0.21721 | 0.27321 | 0.32731 | 0.38145 | 0.43566 | 0.48916 | 0.54925 | 0.60252 | 0.65613 | 0.70936 | 0.76221 | 0.81711 | 0.86991 | 0.92631 | 0.9812 | 1.0348 | 1.0895 | 1.1431 | 1.1957 | 1.2476 | 1.2989 | 1.3497 | 1.3497
F11_Industrial_Wood and Lumber Products_Existing_Space Heating_Natural Gas_Boiler_A_Technical Potential | F11 | Industrial | Wood and Lumber Products | Existing | Space Heating | Natural Gas | Boiler | A | Cumulative Summer Peak Savings (MW) | Technical Potential | 0 | 0 | 0 | 0 | 0 | 0 | 0 | 0 | 0 | 0 | 0 | 0 | 0 | 0 | 0 | 0 | 0 | 0 | 0 | 0 | 0 | 0 | 0 | 0 | 0 | 0 | 0 | 0 | 0 | 0 | 0
F12_Industrial_Wood and Lumber Products_Existing_Space Heating_Natural Gas_Boiler_A_Technical Potential | F12 | Industrial | Wood and Lumber Products | Existing | Space Heating | Natural Gas | Boiler | A | Cumulative Winter Peak Savings (MW) | Technical Potential | 0 | 0 | 0 | 0 | 0 | 0 | 0 | 0 | 0 | 0 | 0 | 0 | 0 | 0 | 0 | 0 | 0 | 0 | 0 | 0 | 0 | 0 | 0 | 0 | 0 | 0 | 0 | 0 | 0 | 0 | 0
F13_Industrial_Wood and Lumber Products_Existing_Space Heating_Natural Gas_Boiler_A_Technical Potential | F13 | Industrial | Wood and Lumber Products | Existing | Space Heating | Natural Gas | Boiler | A | Purchases (Incremental) | Technical Potential | 0 | 0 | 0 | 0 | 0 | 0.010007 | 0.010062 | 0.010057 | 0.010282 | 0.010419 | 0.010063 | 0.010072 | 0.010085 | 0.0099544 | 0.011178 | 0.0099105 | 0.0099731 | 0.0099026 | 0.0098323 | 0.010213 | 0.0098228 | 0.010493 | 0.010212 | 0.0099723 | 0.010174 | 0.0099699 | 0.0097959 | 0.0096487 | 0.0095373 | 0.0094521 | 0.010007
F14_Industrial_Wood and Lumber Products_Existing_Space Heating_Natural Gas_Boiler_A_Technical Potential | F14 | Industrial | Wood and Lumber Products | Existing | Space Heating | Natural Gas | Boiler | A | Purchases (Cumulative) | Technical Potential | 0 | 0 | 0 | 0 | 0 | 0.010007 | 0.02007 | 0.030127 | 0.040408 | 0.050828 | 0.060891 | 0.070963 | 0.081048 | 0.091002 | 0.10218 | 0.11209 | 0.12206 | 0.13197 | 0.1418 | 0.15201 | 0.16183 | 0.17233 | 0.18254 | 0.19251 | 0.20269 | 0.21266 | 0.22245 | 0.2321 | 0.24164 | 0.25109 | 0.25109
F1_Industrial_Wood and Lumber Products_Existing_Space Heating_Natural Gas_Unit Heater_A_Technical Potential | F1 | Industrial | Wood and Lumber Products | Existing | Space Heating | Natural Gas | Unit Heater | A | Original Unit Energy Savings (kWh or therms) | Technical Potential | 0 | 28641.12 | 28641.12 | 28641.12 | 28641.12 | 15772.4108 | 15772.4108 | 15772.4108 | 15772.4108 | 15772.4108 | 15772.4108 | 15772.4108 | 15772.4108 | 15772.4108 | 15772.4108 | 15772.4108 | 15772.4108 | 15772.4108 | 15772.4108 | 15772.4108 | 15772.4108 | 15772.4108 | 15772.4108 | 15772.4108 | 15772.4108 | 15772.4108 | 15772.4108 | 15772.4108 | 15772.4108 | 15772.4108 | 15772.4108
F2_Industrial_Wood and Lumber Products_Existing_Space Heating_Natural Gas_Unit Heater_A_Technical Potential | F2 | Industrial | Wood and Lumber Products | Existing | Space Heating | Natural Gas | Unit Heater | A | Original Unit Summer Peak Savings (kW) | Technical Potential | 0 | 0 | 0 | 0 | 0 | 0 | 0 | 0 | 0 | 0 | 0 | 0 | 0 | 0 | 0 | 0 | 0 | 0 | 0 | 0 | 0 | 0 | 0 | 0 | 0 | 0 | 0 | 0 | 0 | 0 | 0
F3_Industrial_Wood and Lumber Products_Existing_Space Heating_Natural Gas_Unit Heater_A_Technical Potential | F3 | Industrial | Wood and Lumber Products | Existing | Space Heating | Natural Gas | Unit Heater | A | Original Unit Winter Peak Savings (kW) | Technical Potential | 0 | 0 | 0 | 0 | 0 | 0 | 0 | 0 | 0 | 0 | 0 | 0 | 0 | 0 | 0 | 0 | 0 | 0 | 0 | 0 | 0 | 0 | 0 | 0 | 0 | 0 | 0 | 0 | 0 | 0 | 0
F4_Industrial_Wood and Lumber Products_Existing_Space Heating_Natural Gas_Unit Heater_A_Technical Potential | F4 | Industrial | Wood and Lumber Products | Existing | Space Heating | Natural Gas | Unit Heater | A | Standalone Impact on Baseline Energy (%) | Technical Potential | 0% | 0% | 0% | 0% | 0% | 0.07019% | 0.1665% | 0.2936% | 0.4562% | 0.6569% | 0.8952% | 1.16% | 1.458% | 1.809% | 2.205% | 2.635% | 3.078% | 3.438% | 3.774% | 4.046% | 4.291% | 4.536% | 4.719% | 4.878% | 0.050244 | 0.051604 | 0.052336 | 0.053164 | 0 | 0 | 0
F5_Industrial_Wood and Lumber Products_Existing_Space Heating_Natural Gas_Unit Heater_A_Technical Potential | F5 | Industrial | Wood and Lumber Products | Existing | Space Heating | Natural Gas | Unit Heater | A | Standalone Impact on Baseline Summer Peak (%) | Technical Potential | 0% | 0% | 0% | 0% | 0% | 0% | 0% | 0% | 0% | 0% | 0% | 0% | 0% | 0% | 0% | 0% | 0% | 0% | 0% | 0% | 0% | 0% | 0% | 0% | 0 | 0 | 0 | 0 | 0 | 0 | 0
F6_Industrial_Wood and Lumber Products_Existing_Space Heating_Natural Gas_Unit Heater_A_Technical Potential | F6 | Industrial | Wood and Lumber Products | Existing | Space Heating | Natural Gas | Unit Heater | A | Standalone Impact on Baseline Winter Peak (%) | Technical Potential | 0% | 0% | 0% | 0% | 0% | 0% | 0% | 0% | 0% | 0% | 0% | 0% | 0% | 0% | 0% | 0% | 0% | 0% | 0% | 0% | 0% | 0% | 0% | 0% | 0 | 0 | 0 | 0 | 0 | 0 | 0
F7_Industrial_Wood and Lumber Products_Existing_Space Heating_Natural Gas_Unit Heater_A_Technical Potential | F7 | Industrial | Wood and Lumber Products | Existing | Space Heating | Natural Gas | Unit Heater | A | Incremental Energy Savings (MWh or mTherms) | Technical Potential | 0 | 0 | 0 | 0 | 0 | 0.053397 | 0.07259 | 0.093521 | 0.11954 | 0.14619 | 0.16307 | 0.18374 | 0.20357 | 0.21984 | 0.26888 | 0.26661 | 0.28593 | 0.2158 | 0.18515 | 0.16539 | 0.13176 | 0.12909 | 0.089118 | 0.07431 | 0.066083 | 0.060342 | 0.022517 | 0.029651 | 0.013411 | 0.032275 | 0.044163
F8_Industrial_Wood and Lumber Products_Existing_Space Heating_Natural Gas_Unit Heater_A_Technical Potential | F8 | Industrial | Wood and Lumber Products | Existing | Space Heating | Natural Gas | Unit Heater | A | Incremental Summer Peak Savings (MW) | Technical Potential | 0 | 0 | 0 | 0 | 0 | 0 | 0 | 0 | 0 | 0 | 0 | 0 | 0 | 0 | 0 | 0 | 0 | 0 | 0 | 0 | 0 | 0 | 0 | 0 | 0 | 0 | 0 | 0 | 0 | 0 | 0
F9_Industrial_Wood and Lumber Products_Existing_Space Heating_Natural Gas_Unit Heater_A_Technical Potential | F9 | Industrial | Wood and Lumber Products | Existing | Space Heating | Natural Gas | Unit Heater | A | Incremental Winter Peak Savings (MW) | Technical Potential | 0 | 0 | 0 | 0 | 0 | 0 | 0 | 0 | 0 | 0 | 0 | 0 | 0 | 0 | 0 | 0 | 0 | 0 | 0 | 0 | 0 | 0 | 0 | 0 | 0 | 0 | 0 | 0 | 0 | 0 | 0
F10_Industrial_Wood and Lumber Products_Existing_Space Heating_Natural Gas_Unit Heater_A_Technical Potential | F10 | Industrial | Wood and Lumber Products | Existing | Space Heating | Natural Gas | Unit Heater | A | Cumulative Energy Savings (MWh or mTherms) | Technical Potential | 0 | 0 | 0 | 0 | 0 | 0.053397 | 0.12599 | 0.21951 | 0.33904 | 0.48523 | 0.6483 | 0.83204 | 1.0356 | 1.2555 | 1.5243 | 1.7909 | 2.0769 | 2.2927 | 2.4778 | 2.6432 | 2.775 | 2.9041 | 2.9932 | 3.0675 | 3.1336 | 3.1939 | 3.2164 | 3.2461 | 3.2595 | 3.2918 | 3.3359
F11_Industrial_Wood and Lumber Products_Existing_Space Heating_Natural Gas_Unit Heater_A_Technical Potential | F11 | Industrial | Wood and Lumber Products | Existing | Space Heating | Natural Gas | Unit Heater | A | Cumulative Summer Peak Savings (MW) | Technical Potential | 0 | 0 | 0 | 0 | 0 | 0 | 0 | 0 | 0 | 0 | 0 | 0 | 0 | 0 | 0 | 0 | 0 | 0 | 0 | 0 | 0 | 0 | 0 | 0 | 0 | 0 | 0 | 0 | 0 | 0 | 0
F12_Industrial_Wood and Lumber Products_Existing_Space Heating_Natural Gas_Unit Heater_A_Technical Potential | F12 | Industrial | Wood and Lumber Products | Existing | Space Heating | Natural Gas | Unit Heater | A | Cumulative Winter Peak Savings (MW) | Technical Potential | 0 | 0 | 0 | 0 | 0 | 0 | 0 | 0 | 0 | 0 | 0 | 0 | 0 | 0 | 0 | 0 | 0 | 0 | 0 | 0 | 0 | 0 | 0 | 0 | 0 | 0 | 0 | 0 | 0 | 0 | 0
F13_Industrial_Wood and Lumber Products_Existing_Space Heating_Natural Gas_Unit Heater_A_Technical Potential | F13 | Industrial | Wood and Lumber Products | Existing | Space Heating | Natural Gas | Unit Heater | A | Purchases (Incremental) | Technical Potential | 0 | 0 | 0 | 0 | 0 | 0.0033855 | 0.0046023 | 0.0059294 | 0.0075788 | 0.0092684 | 0.010339 | 0.01165 | 0.012907 | 0.013938 | 0.017047 | 0.016904 | 0.018129 | 0.017068 | 0.016341 | 0.016416 | 0.015933 | 0.017453 | 0.015989 | 0.016361 | 0.017097 | 0.017764 | 0.018475 | 0.018784 | 0.018979 | 0.019114 | 0.019141
F14_Industrial_Wood and Lumber Products_Existing_Space Heating_Natural Gas_Unit Heater_A_Technical Potential | F14 | Industrial | Wood and Lumber Products | Existing | Space Heating | Natural Gas | Unit Heater | A | Purchases (Cumulative) | Technical Potential | 0 | 0 | 0 | 0 | 0 | 0.0033855 | 0.0079878 | 0.013917 | 0.021496 | 0.030764 | 0.041103 | 0.052753 | 0.06566 | 0.079598 | 0.096646 | 0.11355 | 0.13168 | 0.14536 | 0.1571 | 0.16759 | 0.17594 | 0.18412 | 0.18977 | 0.19449 | 0.19868 | 0.2025 | 0.20393 | 0.20581 | 0.20666 | 0.20871 | 0.21151
F1_Industrial_Wood and Lumber Products_New_Space Heating_Natural Gas_Furnace_A_Technical Potential | F1 | Industrial | Wood and Lumber Products | New | Space Heating | Natural Gas | Furnace | A | Original Unit Energy Savings (kWh or therms) | Technical Potential | 0 | 0 | 0 | 0 | 0 | 0 | 0 | 0 | 0 | 0 | 0 | 0 | 0 | 0 | 0 | 0 | 0 | 0 | 0 | 0 | 0 | 0 | 0 | 0 | 0 | 0 | 0 | 0 | 0 | 0 | 0
F2_Industrial_Wood and Lumber Products_New_Space Heating_Natural Gas_Furnace_A_Technical Potential | F2 | Industrial | Wood and Lumber Products | New | Space Heating | Natural Gas | Furnace | A | Original Unit Summer Peak Savings (kW) | Technical Potential | 0 | 0 | 0 | 0 | 0 | 0 | 0 | 0 | 0 | 0 | 0 | 0 | 0 | 0 | 0 | 0 | 0 | 0 | 0 | 0 | 0 | 0 | 0 | 0 | 0 | 0 | 0 | 0 | 0 | 0 | 0
F3_Industrial_Wood and Lumber Products_New_Space Heating_Natural Gas_Furnace_A_Technical Potential | F3 | Industrial | Wood and Lumber Products | New | Space Heating | Natural Gas | Furnace | A | Original Unit Winter Peak Savings (kW) | Technical Potential | 0 | 0 | 0 | 0 | 0 | 0 | 0 | 0 | 0 | 0 | 0 | 0 | 0 | 0 | 0 | 0 | 0 | 0 | 0 | 0 | 0 | 0 | 0 | 0 | 0 | 0 | 0 | 0 | 0 | 0 | 0
F4_Industrial_Wood and Lumber Products_New_Space Heating_Natural Gas_Furnace_A_Technical Potential | F4 | Industrial | Wood and Lumber Products | New | Space Heating | Natural Gas | Furnace | A | Standalone Impact on Baseline Energy (%) | Technical Potential | 0% | 0% | 0% | 0% | 0% | 0% | 0% | 0% | 0% | 0% | 0% | 0% | 0% | 0% | 0% | 0% | 0% | 0% | 0% | 0% | 0% | 0% | 0% | 0% | 0 | 0 | 0 | 0 | 0 | 0 | 0
F5_Industrial_Wood and Lumber Products_New_Space Heating_Natural Gas_Furnace_A_Technical Potential | F5 | Industrial | Wood and Lumber Products | New | Space Heating | Natural Gas | Furnace | A | Standalone Impact on Baseline Summer Peak (%) | Technical Potential | 0% | 0% | 0% | 0% | 0% | 0% | 0% | 0% | 0% | 0% | 0% | 0% | 0% | 0% | 0% | 0% | 0% | 0% | 0% | 0% | 0% | 0% | 0% | 0% | 0 | 0 | 0 | 0 | 0 | 0 | 0
F6_Industrial_Wood and Lumber Products_New_Space Heating_Natural Gas_Furnace_A_Technical Potential | F6 | Industrial | Wood and Lumber Products | New | Space Heating | Natural Gas | Furnace | A | Standalone Impact on Baseline Winter Peak (%) | Technical Potential | 0% | 0% | 0% | 0% | 0% | 0% | 0% | 0% | 0% | 0% | 0% | 0% | 0% | 0% | 0% | 0% | 0% | 0% | 0% | 0% | 0% | 0% | 0% | 0% | 0 | 0 | 0 | 0 | 0 | 0 | 0
F7_Industrial_Wood and Lumber Products_New_Space Heating_Natural Gas_Furnace_A_Technical Potential | F7 | Industrial | Wood and Lumber Products | New | Space Heating | Natural Gas | Furnace | A | Incremental Energy Savings (MWh or mTherms) | Technical Potential | 0 | 0 | 0 | 0 | 0 | 0 | 0 | 0 | 0 | 0 | 0 | 0 | 0 | 0 | 0 | 0 | 0 | 0 | 0 | 0 | 0 | 0 | 0 | 0 | 0 | 0 | 0 | 0 | 0 | 0 | 0
F8_Industrial_Wood and Lumber Products_New_Space Heating_Natural Gas_Furnace_A_Technical Potential | F8 | Industrial | Wood and Lumber Products | New | Space Heating | Natural Gas | Furnace | A | Incremental Summer Peak Savings (MW) | Technical Potential | 0 | 0 | 0 | 0 | 0 | 0 | 0 | 0 | 0 | 0 | 0 | 0 | 0 | 0 | 0 | 0 | 0 | 0 | 0 | 0 | 0 | 0 | 0 | 0 | 0 | 0 | 0 | 0 | 0 | 0 | 0
F9_Industrial_Wood and Lumber Products_New_Space Heating_Natural Gas_Furnace_A_Technical Potential | F9 | Industrial | Wood and Lumber Products | New | Space Heating | Natural Gas | Furnace | A | Incremental Winter Peak Savings (MW) | Technical Potential | 0 | 0 | 0 | 0 | 0 | 0 | 0 | 0 | 0 | 0 | 0 | 0 | 0 | 0 | 0 | 0 | 0 | 0 | 0 | 0 | 0 | 0 | 0 | 0 | 0 | 0 | 0 | 0 | 0 | 0 | 0
F10_Industrial_Wood and Lumber Products_New_Space Heating_Natural Gas_Furnace_A_Technical Potential | F10 | Industrial | Wood and Lumber Products | New | Space Heating | Natural Gas | Furnace | A | Cumulative Energy Savings (MWh or mTherms) | Technical Potential | 0 | 0 | 0 | 0 | 0 | 0 | 0 | 0 | 0 | 0 | 0 | 0 | 0 | 0 | 0 | 0 | 0 | 0 | 0 | 0 | 0 | 0 | 0 | 0 | 0 | 0 | 0 | 0 | 0 | 0 | 0
F11_Industrial_Wood and Lumber Products_New_Space Heating_Natural Gas_Furnace_A_Technical Potential | F11 | Industrial | Wood and Lumber Products | New | Space Heating | Natural Gas | Furnace | A | Cumulative Summer Peak Savings (MW) | Technical Potential | 0 | 0 | 0 | 0 | 0 | 0 | 0 | 0 | 0 | 0 | 0 | 0 | 0 | 0 | 0 | 0 | 0 | 0 | 0 | 0 | 0 | 0 | 0 | 0 | 0 | 0 | 0 | 0 | 0 | 0 | 0
F12_Industrial_Wood and Lumber Products_New_Space Heating_Natural Gas_Furnace_A_Technical Potential | F12 | Industrial | Wood and Lumber Products | New | Space Heating | Natural Gas | Furnace | A | Cumulative Winter Peak Savings (MW) | Technical Potential | 0 | 0 | 0 | 0 | 0 | 0 | 0 | 0 | 0 | 0 | 0 | 0 | 0 | 0 | 0 | 0 | 0 | 0 | 0 | 0 | 0 | 0 | 0 | 0 | 0 | 0 | 0 | 0 | 0 | 0 | 0
F13_Industrial_Wood and Lumber Products_New_Space Heating_Natural Gas_Furnace_A_Technical Potential | F13 | Industrial | Wood and Lumber Products | New | Space Heating | Natural Gas | Furnace | A | Purchases (Incremental) | Technical Potential | 0 | 0 | 0 | 0 | 0 | 0 | 0 | 0 | 0 | 0 | 0 | 0 | 0 | 0 | 0 | 0 | 0 | 0 | 0 | 0 | 0 | 0 | 0 | 0 | 0 | 0 | 0 | 0 | 0 | 0 | 0
F14_Industrial_Wood and Lumber Products_New_Space Heating_Natural Gas_Furnace_A_Technical Potential | F14 | Industrial | Wood and Lumber Products | New | Space Heating | Natural Gas | Furnace | A | Purchases (Cumulative) | Technical Potential | 0 | 0 | 0 | 0 | 0 | 0 | 0 | 0 | 0 | 0 | 0 | 0 | 0 | 0 | 0 | 0 | 0 | 0 | 0 | 0 | 0 | 0 | 0 | 0 | 0 | 0 | 0 | 0 | 0 | 0 | 0
F1_Industrial_Wood and Lumber Products_New_Space Heating_Natural Gas_Boiler_A_Technical Potential | F1 | Industrial | Wood and Lumber Products | New | Space Heating | Natural Gas | Boiler | A | Original Unit Energy Savings (kWh or therms) | Technical Potential | 0 | 0 | 0 | 0 | 0 | 0 | 0 | 0 | 0 | 0 | 0 | 0 | 0 | 0 | 0 | 0 | 0 | 0 | 0 | 0 | 0 | 0 | 0 | 0 | 0 | 0 | 0 | 0 | 0 | 0 | 0
F2_Industrial_Wood and Lumber Products_New_Space Heating_Natural Gas_Boiler_A_Technical Potential | F2 | Industrial | Wood and Lumber Products | New | Space Heating | Natural Gas | Boiler | A | Original Unit Summer Peak Savings (kW) | Technical Potential | 0 | 0 | 0 | 0 | 0 | 0 | 0 | 0 | 0 | 0 | 0 | 0 | 0 | 0 | 0 | 0 | 0 | 0 | 0 | 0 | 0 | 0 | 0 | 0 | 0 | 0 | 0 | 0 | 0 | 0 | 0
F3_Industrial_Wood and Lumber Products_New_Space Heating_Natural Gas_Boiler_A_Technical Potential | F3 | Industrial | Wood and Lumber Products | New | Space Heating | Natural Gas | Boiler | A | Original Unit Winter Peak Savings (kW) | Technical Potential | 0 | 0 | 0 | 0 | 0 | 0 | 0 | 0 | 0 | 0 | 0 | 0 | 0 | 0 | 0 | 0 | 0 | 0 | 0 | 0 | 0 | 0 | 0 | 0 | 0 | 0 | 0 | 0 | 0 | 0 | 0
F4_Industrial_Wood and Lumber Products_New_Space Heating_Natural Gas_Boiler_A_Technical Potential | F4 | Industrial | Wood and Lumber Products | New | Space Heating | Natural Gas | Boiler | A | Standalone Impact on Baseline Energy (%) | Technical Potential | 0% | 0% | 0% | 0% | 0% | 0% | 0% | 0% | 0% | 0% | 0% | 0% | 0% | 0% | 0% | 0% | 0% | 0% | 0% | 0% | 0% | 0% | 0% | 0% | 0 | 0 | 0 | 0 | 0 | 0 | 0
F5_Industrial_Wood and Lumber Products_New_Space Heating_Natural Gas_Boiler_A_Technical Potential | F5 | Industrial | Wood and Lumber Products | New | Space Heating | Natural Gas | Boiler | A | Standalone Impact on Baseline Summer Peak (%) | Technical Potential | 0% | 0% | 0% | 0% | 0% | 0% | 0% | 0% | 0% | 0% | 0% | 0% | 0% | 0% | 0% | 0% | 0% | 0% | 0% | 0% | 0% | 0% | 0% | 0% | 0 | 0 | 0 | 0 | 0 | 0 | 0
F6_Industrial_Wood and Lumber Products_New_Space Heating_Natural Gas_Boiler_A_Technical Potential | F6 | Industrial | Wood and Lumber Products | New | Space Heating | Natural Gas | Boiler | A | Standalone Impact on Baseline Winter Peak (%) | Technical Potential | 0% | 0% | 0% | 0% | 0% | 0% | 0% | 0% | 0% | 0% | 0% | 0% | 0% | 0% | 0% | 0% | 0% | 0% | 0% | 0% | 0% | 0% | 0% | 0% | 0 | 0 | 0 | 0 | 0 | 0 | 0
F7_Industrial_Wood and Lumber Products_New_Space Heating_Natural Gas_Boiler_A_Technical Potential | F7 | Industrial | Wood and Lumber Products | New | Space Heating | Natural Gas | Boiler | A | Incremental Energy Savings (MWh or mTherms) | Technical Potential | 0 | 0 | 0 | 0 | 0 | 0 | 0 | 0 | 0 | 0 | 0 | 0 | 0 | 0 | 0 | 0 | 0 | 0 | 0 | 0 | 0 | 0 | 0 | 0 | 0 | 0 | 0 | 0 | 0 | 0 | 0
F8_Industrial_Wood and Lumber Products_New_Space Heating_Natural Gas_Boiler_A_Technical Potential | F8 | Industrial | Wood and Lumber Products | New | Space Heating | Natural Gas | Boiler | A | Incremental Summer Peak Savings (MW) | Technical Potential | 0 | 0 | 0 | 0 | 0 | 0 | 0 | 0 | 0 | 0 | 0 | 0 | 0 | 0 | 0 | 0 | 0 | 0 | 0 | 0 | 0 | 0 | 0 | 0 | 0 | 0 | 0 | 0 | 0 | 0 | 0
F9_Industrial_Wood and Lumber Products_New_Space Heating_Natural Gas_Boiler_A_Technical Potential | F9 | Industrial | Wood and Lumber Products | New | Space Heating | Natural Gas | Boiler | A | Incremental Winter Peak Savings (MW) | Technical Potential | 0 | 0 | 0 | 0 | 0 | 0 | 0 | 0 | 0 | 0 | 0 | 0 | 0 | 0 | 0 | 0 | 0 | 0 | 0 | 0 | 0 | 0 | 0 | 0 | 0 | 0 | 0 | 0 | 0 | 0 | 0
F10_Industrial_Wood and Lumber Products_New_Space Heating_Natural Gas_Boiler_A_Technical Potential | F10 | Industrial | Wood and Lumber Products | New | Space Heating | Natural Gas | Boiler | A | Cumulative Energy Savings (MWh or mTherms) | Technical Potential | 0 | 0 | 0 | 0 | 0 | 0 | 0 | 0 | 0 | 0 | 0 | 0 | 0 | 0 | 0 | 0 | 0 | 0 | 0 | 0 | 0 | 0 | 0 | 0 | 0 | 0 | 0 | 0 | 0 | 0 | 0
F11_Industrial_Wood and Lumber Products_New_Space Heating_Natural Gas_Boiler_A_Technical Potential | F11 | Industrial | Wood and Lumber Products | New | Space Heating | Natural Gas | Boiler | A | Cumulative Summer Peak Savings (MW) | Technical Potential | 0 | 0 | 0 | 0 | 0 | 0 | 0 | 0 | 0 | 0 | 0 | 0 | 0 | 0 | 0 | 0 | 0 | 0 | 0 | 0 | 0 | 0 | 0 | 0 | 0 | 0 | 0 | 0 | 0 | 0 | 0
F12_Industrial_Wood and Lumber Products_New_Space Heating_Natural Gas_Boiler_A_Technical Potential | F12 | Industrial | Wood and Lumber Products | New | Space Heating | Natural Gas | Boiler | A | Cumulative Winter Peak Savings (MW) | Technical Potential | 0 | 0 | 0 | 0 | 0 | 0 | 0 | 0 | 0 | 0 | 0 | 0 | 0 | 0 | 0 | 0 | 0 | 0 | 0 | 0 | 0 | 0 | 0 | 0 | 0 | 0 | 0 | 0 | 0 | 0 | 0
F13_Industrial_Wood and Lumber Products_New_Space Heating_Natural Gas_Boiler_A_Technical Potential | F13 | Industrial | Wood and Lumber Products | New | Space Heating | Natural Gas | Boiler | A | Purchases (Incremental) | Technical Potential | 0 | 0 | 0 | 0 | 0 | 0 | 0 | 0 | 0 | 0 | 0 | 0 | 0 | 0 | 0 | 0 | 0 | 0 | 0 | 0 | 0 | 0 | 0 | 0 | 0 | 0 | 0 | 0 | 0 | 0 | 0
F14_Industrial_Wood and Lumber Products_New_Space Heating_Natural Gas_Boiler_A_Technical Potential | F14 | Industrial | Wood and Lumber Products | New | Space Heating | Natural Gas | Boiler | A | Purchases (Cumulative) | Technical Potential | 0 | 0 | 0 | 0 | 0 | 0 | 0 | 0 | 0 | 0 | 0 | 0 | 0 | 0 | 0 | 0 | 0 | 0 | 0 | 0 | 0 | 0 | 0 | 0 | 0 | 0 | 0 | 0 | 0 | 0 | 0
F1_Industrial_Wood and Lumber Products_New_Space Heating_Natural Gas_Unit Heater_A_Technical Potential | F1 | Industrial | Wood and Lumber Products | New | Space Heating | Natural Gas | Unit Heater | A | Original Unit Energy Savings (kWh or therms) | Technical Potential | 0 | 28641.12 | 28641.12 | 28641.12 | 28641.12 | 15772.4108 | 15772.4108 | 15772.4108 | 15772.4108 | 15772.4108 | 15772.4108 | 15772.4108 | 15772.4108 | 15772.4108 | 15772.4108 | 15772.4108 | 15772.4108 | 15772.4108 | 15772.4108 | 15772.4108 | 15772.4108 | 15772.4108 | 15772.4108 | 15772.4108 | 15772.4108 | 15772.4108 | 15772.4108 | 15772.4108 | 15772.4108 | 15772.4108 | 15772.4108
F2_Industrial_Wood and Lumber Products_New_Space Heating_Natural Gas_Unit Heater_A_Technical Potential | F2 | Industrial | Wood and Lumber Products | New | Space Heating | Natural Gas | Unit Heater | A | Original Unit Summer Peak Savings (kW) | Technical Potential | 0 | 0 | 0 | 0 | 0 | 0 | 0 | 0 | 0 | 0 | 0 | 0 | 0 | 0 | 0 | 0 | 0 | 0 | 0 | 0 | 0 | 0 | 0 | 0 | 0 | 0 | 0 | 0 | 0 | 0 | 0
F3_Industrial_Wood and Lumber Products_New_Space Heating_Natural Gas_Unit Heater_A_Technical Potential | F3 | Industrial | Wood and Lumber Products | New | Space Heating | Natural Gas | Unit Heater | A | Original Unit Winter Peak Savings (kW) | Technical Potential | 0 | 0 | 0 | 0 | 0 | 0 | 0 | 0 | 0 | 0 | 0 | 0 | 0 | 0 | 0 | 0 | 0 | 0 | 0 | 0 | 0 | 0 | 0 | 0 | 0 | 0 | 0 | 0 | 0 | 0 | 0
F4_Industrial_Wood and Lumber Products_New_Space Heating_Natural Gas_Unit Heater_A_Technical Potential | F4 | Industrial | Wood and Lumber Products | New | Space Heating | Natural Gas | Unit Heater | A | Standalone Impact on Baseline Energy (%) | Technical Potential | 0% | 0% | 0% | 0% | 0% | 2.35% | 3.985% | 5.206% | 6.147% | 6.9% | 7.516% | 8.243% | 9.016% | 9.787% | 10.54% | 11.27% | 11.96% | 11.81% | 12.03% | 12.17% | 12.27% | 12.37% | 12.47% | 12.49% | 0.12454 | 0.12398 | 0.12339 | 0.12272 | 0 | 0 | 0
F5_Industrial_Wood and Lumber Products_New_Space Heating_Natural Gas_Unit Heater_A_Technical Potential | F5 | Industrial | Wood and Lumber Products | New | Space Heating | Natural Gas | Unit Heater | A | Standalone Impact on Baseline Summer Peak (%) | Technical Potential | 0% | 0% | 0% | 0% | 0% | 0% | 0% | 0% | 0% | 0% | 0% | 0% | 0% | 0% | 0% | 0% | 0% | 0% | 0% | 0% | 0% | 0% | 0% | 0% | 0 | 0 | 0 | 0 | 0 | 0 | 0
F6_Industrial_Wood and Lumber Products_New_Space Heating_Natural Gas_Unit Heater_A_Technical Potential | F6 | Industrial | Wood and Lumber Products | New | Space Heating | Natural Gas | Unit Heater | A | Standalone Impact on Baseline Winter Peak (%) | Technical Potential | 0% | 0% | 0% | 0% | 0% | 0% | 0% | 0% | 0% | 0% | 0% | 0% | 0% | 0% | 0% | 0% | 0% | 0% | 0% | 0% | 0% | 0% | 0% | 0% | 0 | 0 | 0 | 0 | 0 | 0 | 0
F7_Industrial_Wood and Lumber Products_New_Space Heating_Natural Gas_Unit Heater_A_Technical Potential | F7 | Industrial | Wood and Lumber Products | New | Space Heating | Natural Gas | Unit Heater | A | Incremental Energy Savings (MWh or mTherms) | Technical Potential | 0 | 0 | 0 | 0 | 0 | 0.019757 | 0.019418 | 0.019407 | 0.019292 | 0.019303 | 0.019319 | 0.022575 | 0.02516 | 0.027027 | 0.028349 | 0.029862 | 0.03087 | 0.012131 | 0.020372 | 0.019191 | 0.018464 | 0.01881 | 0.019583 | 0.017064 | 0.015391 | 0.014488 | 0.014168 | 0.013659 | 0.015581 | 0.016707 | 0.010313
F8_Industrial_Wood and Lumber Products_New_Space Heating_Natural Gas_Unit Heater_A_Technical Potential | F8 | Industrial | Wood and Lumber Products | New | Space Heating | Natural Gas | Unit Heater | A | Incremental Summer Peak Savings (MW) | Technical Potential | 0 | 0 | 0 | 0 | 0 | 0 | 0 | 0 | 0 | 0 | 0 | 0 | 0 | 0 | 0 | 0 | 0 | 0 | 0 | 0 | 0 | 0 | 0 | 0 | 0 | 0 | 0 | 0 | 0 | 0 | 0
F9_Industrial_Wood and Lumber Products_New_Space Heating_Natural Gas_Unit Heater_A_Technical Potential | F9 | Industrial | Wood and Lumber Products | New | Space Heating | Natural Gas | Unit Heater | A | Incremental Winter Peak Savings (MW) | Technical Potential | 0 | 0 | 0 | 0 | 0 | 0 | 0 | 0 | 0 | 0 | 0 | 0 | 0 | 0 | 0 | 0 | 0 | 0 | 0 | 0 | 0 | 0 | 0 | 0 | 0 | 0 | 0 | 0 | 0 | 0 | 0
F10_Industrial_Wood and Lumber Products_New_Space Heating_Natural Gas_Unit Heater_A_Technical Potential | F10 | Industrial | Wood and Lumber Products | New | Space Heating | Natural Gas | Unit Heater | A | Cumulative Energy Savings (MWh or mTherms) | Technical Potential | 0 | 0 | 0 | 0 | 0 | 0.019757 | 0.039175 | 0.058582 | 0.077874 | 0.097177 | 0.1165 | 0.13907 | 0.16423 | 0.19126 | 0.21961 | 0.24947 | 0.28034 | 0.29247 | 0.31284 | 0.33203 | 0.3505 | 0.36931 | 0.38889 | 0.40595 | 0.42134 | 0.43583 | 0.45 | 0.46366 | 0.47924 | 0.49595 | 0.50626
F11_Industrial_Wood and Lumber Products_New_Space Heating_Natural Gas_Unit Heater_A_Technical Potential | F11 | Industrial | Wood and Lumber Products | New | Space Heating | Natural Gas | Unit Heater | A | Cumulative Summer Peak Savings (MW) | Technical Potential | 0 | 0 | 0 | 0 | 0 | 0 | 0 | 0 | 0 | 0 | 0 | 0 | 0 | 0 | 0 | 0 | 0 | 0 | 0 | 0 | 0 | 0 | 0 | 0 | 0 | 0 | 0 | 0 | 0 | 0 | 0
F12_Industrial_Wood and Lumber Products_New_Space Heating_Natural Gas_Unit Heater_A_Technical Potential | F12 | Industrial | Wood and Lumber Products | New | Space Heating | Natural Gas | Unit Heater | A | Cumulative Winter Peak Savings (MW) | Technical Potential | 0 | 0 | 0 | 0 | 0 | 0 | 0 | 0 | 0 | 0 | 0 | 0 | 0 | 0 | 0 | 0 | 0 | 0 | 0 | 0 | 0 | 0 | 0 | 0 | 0 | 0 | 0 | 0 | 0 | 0 | 0
F13_Industrial_Wood and Lumber Products_New_Space Heating_Natural Gas_Unit Heater_A_Technical Potential | F13 | Industrial | Wood and Lumber Products | New | Space Heating | Natural Gas | Unit Heater | A | Purchases (Incremental) | Technical Potential | 0 | 0 | 0 | 0 | 0 | 0.0012526 | 0.0012311 | 0.0012304 | 0.0012232 | 0.0012238 | 0.0012249 | 0.0014313 | 0.0015952 | 0.0017135 | 0.0017974 | 0.0018933 | 0.0019572 | 0.0020218 | 0.0025227 | 0.0024472 | 0.0023938 | 0.0024164 | 0.0024664 | 0.0025132 | 0.002571 | 0.0026321 | 0.0026956 | 0.0027593 | 0.0029451 | 0.003081 | 0.0031766
F14_Industrial_Wood and Lumber Products_New_Space Heating_Natural Gas_Unit Heater_A_Technical Potential | F14 | Industrial | Wood and Lumber Products | New | Space Heating | Natural Gas | Unit Heater | A | Purchases (Cumulative) | Technical Potential | 0 | 0 | 0 | 0 | 0 | 0.0012526 | 0.0024837 | 0.0037142 | 0.0049374 | 0.0061612 | 0.0073861 | 0.0088173 | 0.010413 | 0.012126 | 0.013923 | 0.015817 | 0.017774 | 0.018543 | 0.019835 | 0.021051 | 0.022222 | 0.023415 | 0.024656 | 0.025738 | 0.026714 | 0.027632 | 0.028531 | 0.029397 | 0.030385 | 0.031444 | 0.032098
F1_Industrial_Other Industrial_Existing_Space Heating_Natural Gas_Furnace_A_Technical Potential | F1 | Industrial | Other Industrial | Existing | Space Heating | Natural Gas | Furnace | A | Original Unit Energy Savings (kWh or therms) | Technical Potential | 0 | 505.0924 | 505.0924 | 505.0924 | 505.0924 | 138.7616 | 138.7616 | 799.267 | 799.267 | 799.267 | 799.267 | 799.267 | 799.267 | 799.267 | 799.267 | 799.267 | 799.267 | 799.267 | 799.267 | 799.267 | 799.267 | 799.267 | 799.267 | 799.267 | 799.267 | 799.267 | 799.267 | 799.267 | 799.267 | 799.267 | 799.267
F2_Industrial_Other Industrial_Existing_Space Heating_Natural Gas_Furnace_A_Technical Potential | F2 | Industrial | Other Industrial | Existing | Space Heating | Natural Gas | Furnace | A | Original Unit Summer Peak Savings (kW) | Technical Potential | 0 | 0 | 0 | 0 | 0 | 0 | 0 | 0 | 0 | 0 | 0 | 0 | 0 | 0 | 0 | 0 | 0 | 0 | 0 | 0 | 0 | 0 | 0 | 0 | 0 | 0 | 0 | 0 | 0 | 0 | 0
F3_Industrial_Other Industrial_Existing_Space Heating_Natural Gas_Furnace_A_Technical Potential | F3 | Industrial | Other Industrial | Existing | Space Heating | Natural Gas | Furnace | A | Original Unit Winter Peak Savings (kW) | Technical Potential | 0 | 0 | 0 | 0 | 0 | 0 | 0 | 0 | 0 | 0 | 0 | 0 | 0 | 0 | 0 | 0 | 0 | 0 | 0 | 0 | 0 | 0 | 0 | 0 | 0 | 0 | 0 | 0 | 0 | 0 | 0
F4_Industrial_Other Industrial_Existing_Space Heating_Natural Gas_Furnace_A_Technical Potential | F4 | Industrial | Other Industrial | Existing | Space Heating | Natural Gas | Furnace | A | Standalone Impact on Baseline Energy (%) | Technical Potential | 0% | 0% | 0% | 0% | 0% | 0.01504% | 0.03086% | 0.09766% | 0.1684% | 0.2427% | 0.3218% | 0.4017% | 0.4782% | 0.5584% | 0.6336% | 0.7062% | 0.7701% | 0.8349% | 0.9004% | 0.9613% | 1.026% | 1.094% | 1.165% | 1.239% | 0.013136 | 0.013901 | 0.014681 | 0.015479 | 0 | 0 | 0
F5_Industrial_Other Industrial_Existing_Space Heating_Natural Gas_Furnace_A_Technical Potential | F5 | Industrial | Other Industrial | Existing | Space Heating | Natural Gas | Furnace | A | Standalone Impact on Baseline Summer Peak (%) | Technical Potential | 0% | 0% | 0% | 0% | 0% | 0% | 0% | 0% | 0% | 0% | 0% | 0% | 0% | 0% | 0% | 0% | 0% | 0% | 0% | 0% | 0% | 0% | 0% | 0% | 0 | 0 | 0 | 0 | 0 | 0 | 0
F6_Industrial_Other Industrial_Existing_Space Heating_Natural Gas_Furnace_A_Technical Potential | F6 | Industrial | Other Industrial | Existing | Space Heating | Natural Gas | Furnace | A | Standalone Impact on Baseline Winter Peak (%) | Technical Potential | 0% | 0% | 0% | 0% | 0% | 0% | 0% | 0% | 0% | 0% | 0% | 0% | 0% | 0% | 0% | 0% | 0% | 0% | 0% | 0% | 0% | 0% | 0% | 0% | 0 | 0 | 0 | 0 | 0 | 0 | 0
F7_Industrial_Other Industrial_Existing_Space Heating_Natural Gas_Furnace_A_Technical Potential | F7 | Industrial | Other Industrial | Existing | Space Heating | Natural Gas | Furnace | A | Incremental Energy Savings (MWh or mTherms) | Technical Potential | 0 | 0 | 0 | 0 | 0 | 0.11373 | 0.11841 | 0.49365 | 0.5183 | 0.53831 | 0.53457 | 0.54699 | 0.51377 | 0.47587 | 0.50078 | 0.41751 | 0.39474 | 0.36797 | 0.34324 | 0.36585 | 0.35569 | 0.3624 | 0.3878 | 0.39423 | 0.4012 | 0.4086 | 0.4169 | 0.42572 | 0.54134 | 0.56365 | 0
F8_Industrial_Other Industrial_Existing_Space Heating_Natural Gas_Furnace_A_Technical Potential | F8 | Industrial | Other Industrial | Existing | Space Heating | Natural Gas | Furnace | A | Incremental Summer Peak Savings (MW) | Technical Potential | 0 | 0 | 0 | 0 | 0 | 0 | 0 | 0 | 0 | 0 | 0 | 0 | 0 | 0 | 0 | 0 | 0 | 0 | 0 | 0 | 0 | 0 | 0 | 0 | 0 | 0 | 0 | 0 | 0 | 0 | 0
F9_Industrial_Other Industrial_Existing_Space Heating_Natural Gas_Furnace_A_Technical Potential | F9 | Industrial | Other Industrial | Existing | Space Heating | Natural Gas | Furnace | A | Incremental Winter Peak Savings (MW) | Technical Potential | 0 | 0 | 0 | 0 | 0 | 0 | 0 | 0 | 0 | 0 | 0 | 0 | 0 | 0 | 0 | 0 | 0 | 0 | 0 | 0 | 0 | 0 | 0 | 0 | 0 | 0 | 0 | 0 | 0 | 0 | 0
F10_Industrial_Other Industrial_Existing_Space Heating_Natural Gas_Furnace_A_Technical Potential | F10 | Industrial | Other Industrial | Existing | Space Heating | Natural Gas | Furnace | A | Cumulative Energy Savings (MWh or mTherms) | Technical Potential | 0 | 0 | 0 | 0 | 0 | 0.11373 | 0.23214 | 0.72579 | 1.2441 | 1.7824 | 2.317 | 2.864 | 3.3777 | 3.8536 | 4.3544 | 4.7719 | 5.1666 | 5.5346 | 5.8778 | 6.2437 | 6.5994 | 6.9618 | 7.3496 | 7.7438 | 8.145 | 8.5536 | 8.9705 | 9.3962 | 9.9376 | 10.5012 | 10.5012
F11_Industrial_Other Industrial_Existing_Space Heating_Natural Gas_Furnace_A_Technical Potential | F11 | Industrial | Other Industrial | Existing | Space Heating | Natural Gas | Furnace | A | Cumulative Summer Peak Savings (MW) | Technical Potential | 0 | 0 | 0 | 0 | 0 | 0 | 0 | 0 | 0 | 0 | 0 | 0 | 0 | 0 | 0 | 0 | 0 | 0 | 0 | 0 | 0 | 0 | 0 | 0 | 0 | 0 | 0 | 0 | 0 | 0 | 0
F12_Industrial_Other Industrial_Existing_Space Heating_Natural Gas_Furnace_A_Technical Potential | F12 | Industrial | Other Industrial | Existing | Space Heating | Natural Gas | Furnace | A | Cumulative Winter Peak Savings (MW) | Technical Potential | 0 | 0 | 0 | 0 | 0 | 0 | 0 | 0 | 0 | 0 | 0 | 0 | 0 | 0 | 0 | 0 | 0 | 0 | 0 | 0 | 0 | 0 | 0 | 0 | 0 | 0 | 0 | 0 | 0 | 0 | 0
F13_Industrial_Other Industrial_Existing_Space Heating_Natural Gas_Furnace_A_Technical Potential | F13 | Industrial | Other Industrial | Existing | Space Heating | Natural Gas | Furnace | A | Purchases (Incremental) | Technical Potential | 0 | 0 | 0 | 0 | 0 | 0.81958 | 0.85337 | 0.61763 | 0.64846 | 0.6735 | 0.66883 | 0.68436 | 0.6428 | 0.59538 | 0.62655 | 0.52237 | 0.49388 | 0.46039 | 0.42944 | 0.45773 | 0.44502 | 0.45342 | 0.4852 | 0.49324 | 0.50196 | 0.51122 | 0.5216 | 0.53264 | 0.81958 | 0.85337 | 0.61763
F14_Industrial_Other Industrial_Existing_Space Heating_Natural Gas_Furnace_A_Technical Potential | F14 | Industrial | Other Industrial | Existing | Space Heating | Natural Gas | Furnace | A | Purchases (Cumulative) | Technical Potential | 0 | 0 | 0 | 0 | 0 | 0.81958 | 1.6729 | 2.2906 | 2.939 | 3.6125 | 4.2814 | 4.9657 | 5.6085 | 6.2039 | 6.8305 | 7.3528 | 7.8467 | 8.3071 | 8.7365 | 9.1943 | 9.6393 | 10.0927 | 10.5779 | 11.0711 | 11.5731 | 12.0843 | 12.6059 | 13.1386 | 13.1386 | 13.1386 | 13.1386
F1_Industrial_Other Industrial_Existing_Space Heating_Natural Gas_Boiler_A_Technical Potential | F1 | Industrial | Other Industrial | Existing | Space Heating | Natural Gas | Boiler | A | Original Unit Energy Savings (kWh or therms) | Technical Potential | 0 | 8772.191 | 8772.191 | 8772.191 | 8772.191 | 5375.3 | 5375.3 | 5375.3 | 5375.3 | 5375.3 | 5375.3 | 5375.3 | 5375.3 | 5375.3 | 5375.3 | 5375.3 | 5375.3 | 5375.3 | 5375.3 | 5375.3 | 5375.3 | 5375.3 | 5375.3 | 5375.3 | 5375.3 | 5375.3 | 5375.3 | 5375.3 | 5375.3 | 5375.3 | 5375.3
F2_Industrial_Other Industrial_Existing_Space Heating_Natural Gas_Boiler_A_Technical Potential | F2 | Industrial | Other Industrial | Existing | Space Heating | Natural Gas | Boiler | A | Original Unit Summer Peak Savings (kW) | Technical Potential | 0 | 0 | 0 | 0 | 0 | 0 | 0 | 0 | 0 | 0 | 0 | 0 | 0 | 0 | 0 | 0 | 0 | 0 | 0 | 0 | 0 | 0 | 0 | 0 | 0 | 0 | 0 | 0 | 0 | 0 | 0
F3_Industrial_Other Industrial_Existing_Space Heating_Natural Gas_Boiler_A_Technical Potential | F3 | Industrial | Other Industrial | Existing | Space Heating | Natural Gas | Boiler | A | Original Unit Winter Peak Savings (kW) | Technical Potential | 0 | 0 | 0 | 0 | 0 | 0 | 0 | 0 | 0 | 0 | 0 | 0 | 0 | 0 | 0 | 0 | 0 | 0 | 0 | 0 | 0 | 0 | 0 | 0 | 0 | 0 | 0 | 0 | 0 | 0 | 0
F4_Industrial_Other Industrial_Existing_Space Heating_Natural Gas_Boiler_A_Technical Potential | F4 | Industrial | Other Industrial | Existing | Space Heating | Natural Gas | Boiler | A | Standalone Impact on Baseline Energy (%) | Technical Potential | 0% | 0% | 0% | 0% | 0% | 0.07071% | 0.1426% | 0.2166% | 0.2923% | 0.3699% | 0.4519% | 0.532% | 0.6132% | 0.7048% | 0.7946% | 0.8865% | 0.9724% | 1.064% | 1.161% | 1.251% | 1.345% | 1.447% | 1.547% | 1.646% | 0.017469 | 0.018469 | 0.019456 | 0.020433 | 0 | 0 | 0
F5_Industrial_Other Industrial_Existing_Space Heating_Natural Gas_Boiler_A_Technical Potential | F5 | Industrial | Other Industrial | Existing | Space Heating | Natural Gas | Boiler | A | Standalone Impact on Baseline Summer Peak (%) | Technical Potential | 0% | 0% | 0% | 0% | 0% | 0% | 0% | 0% | 0% | 0% | 0% | 0% | 0% | 0% | 0% | 0% | 0% | 0% | 0% | 0% | 0% | 0% | 0% | 0% | 0 | 0 | 0 | 0 | 0 | 0 | 0
F6_Industrial_Other Industrial_Existing_Space Heating_Natural Gas_Boiler_A_Technical Potential | F6 | Industrial | Other Industrial | Existing | Space Heating | Natural Gas | Boiler | A | Standalone Impact on Baseline Winter Peak (%) | Technical Potential | 0% | 0% | 0% | 0% | 0% | 0% | 0% | 0% | 0% | 0% | 0% | 0% | 0% | 0% | 0% | 0% | 0% | 0% | 0% | 0% | 0% | 0% | 0% | 0% | 0 | 0 | 0 | 0 | 0 | 0 | 0
F7_Industrial_Other Industrial_Existing_Space Heating_Natural Gas_Boiler_A_Technical Potential | F7 | Industrial | Other Industrial | Existing | Space Heating | Natural Gas | Boiler | A | Incremental Energy Savings (MWh or mTherms) | Technical Potential | 0 | 0 | 0 | 0 | 0 | 0.53481 | 0.53773 | 0.53747 | 0.54947 | 0.55683 | 0.53778 | 0.53827 | 0.53895 | 0.53198 | 0.59738 | 0.52963 | 0.53298 | 0.52921 | 0.52545 | 0.54579 | 0.52494 | 0.56074 | 0.54574 | 0.53293 | 0.54373 | 0.53281 | 0.52351 | 0.51564 | 0.50969 | 0.50513 | 0
F8_Industrial_Other Industrial_Existing_Space Heating_Natural Gas_Boiler_A_Technical Potential | F8 | Industrial | Other Industrial | Existing | Space Heating | Natural Gas | Boiler | A | Incremental Summer Peak Savings (MW) | Technical Potential | 0 | 0 | 0 | 0 | 0 | 0 | 0 | 0 | 0 | 0 | 0 | 0 | 0 | 0 | 0 | 0 | 0 | 0 | 0 | 0 | 0 | 0 | 0 | 0 | 0 | 0 | 0 | 0 | 0 | 0 | 0
F9_Industrial_Other Industrial_Existing_Space Heating_Natural Gas_Boiler_A_Technical Potential | F9 | Industrial | Other Industrial | Existing | Space Heating | Natural Gas | Boiler | A | Incremental Winter Peak Savings (MW) | Technical Potential | 0 | 0 | 0 | 0 | 0 | 0 | 0 | 0 | 0 | 0 | 0 | 0 | 0 | 0 | 0 | 0 | 0 | 0 | 0 | 0 | 0 | 0 | 0 | 0 | 0 | 0 | 0 | 0 | 0 | 0 | 0
F10_Industrial_Other Industrial_Existing_Space Heating_Natural Gas_Boiler_A_Technical Potential | F10 | Industrial | Other Industrial | Existing | Space Heating | Natural Gas | Boiler | A | Cumulative Energy Savings (MWh or mTherms) | Technical Potential | 0 | 0 | 0 | 0 | 0 | 0.53481 | 1.0725 | 1.61 | 2.1595 | 2.7163 | 3.2541 | 3.7924 | 4.3313 | 4.8633 | 5.4607 | 5.9903 | 6.5233 | 7.0525 | 7.5779 | 8.1237 | 8.6487 | 9.2094 | 9.7552 | 10.2881 | 10.8318 | 11.3646 | 11.8881 | 12.4038 | 12.9135 | 13.4186 | 13.4186
F11_Industrial_Other Industrial_Existing_Space Heating_Natural Gas_Boiler_A_Technical Potential | F11 | Industrial | Other Industrial | Existing | Space Heating | Natural Gas | Boiler | A | Cumulative Summer Peak Savings (MW) | Technical Potential | 0 | 0 | 0 | 0 | 0 | 0 | 0 | 0 | 0 | 0 | 0 | 0 | 0 | 0 | 0 | 0 | 0 | 0 | 0 | 0 | 0 | 0 | 0 | 0 | 0 | 0 | 0 | 0 | 0 | 0 | 0
F12_Industrial_Other Industrial_Existing_Space Heating_Natural Gas_Boiler_A_Technical Potential | F12 | Industrial | Other Industrial | Existing | Space Heating | Natural Gas | Boiler | A | Cumulative Winter Peak Savings (MW) | Technical Potential | 0 | 0 | 0 | 0 | 0 | 0 | 0 | 0 | 0 | 0 | 0 | 0 | 0 | 0 | 0 | 0 | 0 | 0 | 0 | 0 | 0 | 0 | 0 | 0 | 0 | 0 | 0 | 0 | 0 | 0 | 0
F13_Industrial_Other Industrial_Existing_Space Heating_Natural Gas_Boiler_A_Technical Potential | F13 | Industrial | Other Industrial | Existing | Space Heating | Natural Gas | Boiler | A | Purchases (Incremental) | Technical Potential | 0 | 0 | 0 | 0 | 0 | 0.099494 | 0.10004 | 0.099989 | 0.10222 | 0.10359 | 0.10005 | 0.10014 | 0.10026 | 0.098967 | 0.11113 | 0.098531 | 0.099153 | 0.098452 | 0.097753 | 0.10154 | 0.097658 | 0.10432 | 0.10153 | 0.099145 | 0.10115 | 0.099121 | 0.097392 | 0.095927 | 0.09482 | 0.093973 | 0.099494
F14_Industrial_Other Industrial_Existing_Space Heating_Natural Gas_Boiler_A_Technical Potential | F14 | Industrial | Other Industrial | Existing | Space Heating | Natural Gas | Boiler | A | Purchases (Cumulative) | Technical Potential | 0 | 0 | 0 | 0 | 0 | 0.099494 | 0.19953 | 0.29952 | 0.40174 | 0.50533 | 0.60538 | 0.70552 | 0.80578 | 0.90475 | 1.0159 | 1.1144 | 1.2136 | 1.312 | 1.4098 | 1.5113 | 1.609 | 1.7133 | 1.8148 | 1.914 | 2.0151 | 2.1142 | 2.2116 | 2.3076 | 2.4024 | 2.4963 | 2.4963
F1_Industrial_Other Industrial_Existing_Space Heating_Natural Gas_Unit Heater_A_Technical Potential | F1 | Industrial | Other Industrial | Existing | Space Heating | Natural Gas | Unit Heater | A | Original Unit Energy Savings (kWh or therms) | Technical Potential | 0 | 28641.12 | 28641.12 | 28641.12 | 28641.12 | 15772.4108 | 15772.4108 | 15772.4108 | 15772.4108 | 15772.4108 | 15772.4108 | 15772.4108 | 15772.4108 | 15772.4108 | 15772.4108 | 15772.4108 | 15772.4108 | 15772.4108 | 15772.4108 | 15772.4108 | 15772.4108 | 15772.4108 | 15772.4108 | 15772.4108 | 15772.4108 | 15772.4108 | 15772.4108 | 15772.4108 | 15772.4108 | 15772.4108 | 15772.4108
F2_Industrial_Other Industrial_Existing_Space Heating_Natural Gas_Unit Heater_A_Technical Potential | F2 | Industrial | Other Industrial | Existing | Space Heating | Natural Gas | Unit Heater | A | Original Unit Summer Peak Savings (kW) | Technical Potential | 0 | 0 | 0 | 0 | 0 | 0 | 0 | 0 | 0 | 0 | 0 | 0 | 0 | 0 | 0 | 0 | 0 | 0 | 0 | 0 | 0 | 0 | 0 | 0 | 0 | 0 | 0 | 0 | 0 | 0 | 0
F3_Industrial_Other Industrial_Existing_Space Heating_Natural Gas_Unit Heater_A_Technical Potential | F3 | Industrial | Other Industrial | Existing | Space Heating | Natural Gas | Unit Heater | A | Original Unit Winter Peak Savings (kW) | Technical Potential | 0 | 0 | 0 | 0 | 0 | 0 | 0 | 0 | 0 | 0 | 0 | 0 | 0 | 0 | 0 | 0 | 0 | 0 | 0 | 0 | 0 | 0 | 0 | 0 | 0 | 0 | 0 | 0 | 0 | 0 | 0
F4_Industrial_Other Industrial_Existing_Space Heating_Natural Gas_Unit Heater_A_Technical Potential | F4 | Industrial | Other Industrial | Existing | Space Heating | Natural Gas | Unit Heater | A | Standalone Impact on Baseline Energy (%) | Technical Potential | 0% | 0% | 0% | 0% | 0% | 0.07019% | 0.1665% | 0.2936% | 0.4562% | 0.6569% | 0.8952% | 1.16% | 1.458% | 1.809% | 2.205% | 2.635% | 3.078% | 3.438% | 3.774% | 4.046% | 4.291% | 4.536% | 4.719% | 4.878% | 0.050244 | 0.051604 | 0.052336 | 0.053164 | 0 | 0 | 0
F5_Industrial_Other Industrial_Existing_Space Heating_Natural Gas_Unit Heater_A_Technical Potential | F5 | Industrial | Other Industrial | Existing | Space Heating | Natural Gas | Unit Heater | A | Standalone Impact on Baseline Summer Peak (%) | Technical Potential | 0% | 0% | 0% | 0% | 0% | 0% | 0% | 0% | 0% | 0% | 0% | 0% | 0% | 0% | 0% | 0% | 0% | 0% | 0% | 0% | 0% | 0% | 0% | 0% | 0 | 0 | 0 | 0 | 0 | 0 | 0
F6_Industrial_Other Industrial_Existing_Space Heating_Natural Gas_Unit Heater_A_Technical Potential | F6 | Industrial | Other Industrial | Existing | Space Heating | Natural Gas | Unit Heater | A | Standalone Impact on Baseline Winter Peak (%) | Technical Potential | 0% | 0% | 0% | 0% | 0% | 0% | 0% | 0% | 0% | 0% | 0% | 0% | 0% | 0% | 0% | 0% | 0% | 0% | 0% | 0% | 0% | 0% | 0% | 0% | 0 | 0 | 0 | 0 | 0 | 0 | 0
F7_Industrial_Other Industrial_Existing_Space Heating_Natural Gas_Unit Heater_A_Technical Potential | F7 | Industrial | Other Industrial | Existing | Space Heating | Natural Gas | Unit Heater | A | Incremental Energy Savings (MWh or mTherms) | Technical Potential | 0 | 0 | 0 | 0 | 0 | 0.53088 | 0.72169 | 0.92979 | 1.1884 | 1.4534 | 1.6212 | 1.8268 | 2.0239 | 2.1857 | 2.6732 | 2.6507 | 2.8428 | 2.1455 | 1.8408 | 1.6444 | 1.31 | 1.2834 | 0.88602 | 0.73879 | 0.657 | 0.59992 | 0.22387 | 0.29479 | 0.13333 | 0.32088 | 0.43907
F8_Industrial_Other Industrial_Existing_Space Heating_Natural Gas_Unit Heater_A_Technical Potential | F8 | Industrial | Other Industrial | Existing | Space Heating | Natural Gas | Unit Heater | A | Incremental Summer Peak Savings (MW) | Technical Potential | 0 | 0 | 0 | 0 | 0 | 0 | 0 | 0 | 0 | 0 | 0 | 0 | 0 | 0 | 0 | 0 | 0 | 0 | 0 | 0 | 0 | 0 | 0 | 0 | 0 | 0 | 0 | 0 | 0 | 0 | 0
F9_Industrial_Other Industrial_Existing_Space Heating_Natural Gas_Unit Heater_A_Technical Potential | F9 | Industrial | Other Industrial | Existing | Space Heating | Natural Gas | Unit Heater | A | Incremental Winter Peak Savings (MW) | Technical Potential | 0 | 0 | 0 | 0 | 0 | 0 | 0 | 0 | 0 | 0 | 0 | 0 | 0 | 0 | 0 | 0 | 0 | 0 | 0 | 0 | 0 | 0 | 0 | 0 | 0 | 0 | 0 | 0 | 0 | 0 | 0
F10_Industrial_Other Industrial_Existing_Space Heating_Natural Gas_Unit Heater_A_Technical Potential | F10 | Industrial | Other Industrial | Existing | Space Heating | Natural Gas | Unit Heater | A | Cumulative Energy Savings (MWh or mTherms) | Technical Potential | 0 | 0 | 0 | 0 | 0 | 0.53088 | 1.2526 | 2.1824 | 3.3708 | 4.8242 | 6.4454 | 8.2722 | 10.2961 | 12.4818 | 15.155 | 17.8057 | 20.6484 | 22.794 | 24.6347 | 26.2791 | 27.589 | 28.8724 | 29.7585 | 30.4973 | 31.1543 | 31.7542 | 31.978 | 32.2728 | 32.4062 | 32.727 | 33.1661
F11_Industrial_Other Industrial_Existing_Space Heating_Natural Gas_Unit Heater_A_Technical Potential | F11 | Industrial | Other Industrial | Existing | Space Heating | Natural Gas | Unit Heater | A | Cumulative Summer Peak Savings (MW) | Technical Potential | 0 | 0 | 0 | 0 | 0 | 0 | 0 | 0 | 0 | 0 | 0 | 0 | 0 | 0 | 0 | 0 | 0 | 0 | 0 | 0 | 0 | 0 | 0 | 0 | 0 | 0 | 0 | 0 | 0 | 0 | 0
F12_Industrial_Other Industrial_Existing_Space Heating_Natural Gas_Unit Heater_A_Technical Potential | F12 | Industrial | Other Industrial | Existing | Space Heating | Natural Gas | Unit Heater | A | Cumulative Winter Peak Savings (MW) | Technical Potential | 0 | 0 | 0 | 0 | 0 | 0 | 0 | 0 | 0 | 0 | 0 | 0 | 0 | 0 | 0 | 0 | 0 | 0 | 0 | 0 | 0 | 0 | 0 | 0 | 0 | 0 | 0 | 0 | 0 | 0 | 0
F13_Industrial_Other Industrial_Existing_Space Heating_Natural Gas_Unit Heater_A_Technical Potential | F13 | Industrial | Other Industrial | Existing | Space Heating | Natural Gas | Unit Heater | A | Purchases (Incremental) | Technical Potential | 0 | 0 | 0 | 0 | 0 | 0.033659 | 0.045756 | 0.058951 | 0.075348 | 0.092147 | 0.10279 | 0.11582 | 0.12832 | 0.13858 | 0.16949 | 0.16806 | 0.18024 | 0.16969 | 0.16246 | 0.16321 | 0.1584 | 0.17352 | 0.15896 | 0.16266 | 0.16998 | 0.17661 | 0.18368 | 0.18675 | 0.18869 | 0.19003 | 0.1903
F14_Industrial_Other Industrial_Existing_Space Heating_Natural Gas_Unit Heater_A_Technical Potential | F14 | Industrial | Other Industrial | Existing | Space Heating | Natural Gas | Unit Heater | A | Purchases (Cumulative) | Technical Potential | 0 | 0 | 0 | 0 | 0 | 0.033659 | 0.079415 | 0.13837 | 0.21371 | 0.30586 | 0.40865 | 0.52447 | 0.65279 | 0.79137 | 0.96086 | 1.1289 | 1.3091 | 1.4452 | 1.5619 | 1.6661 | 1.7492 | 1.8306 | 1.8867 | 1.9336 | 1.9752 | 2.0133 | 2.0275 | 2.0462 | 2.0546 | 2.075 | 2.1028
F1_Industrial_Other Industrial_New_Space Heating_Natural Gas_Furnace_A_Technical Potential | F1 | Industrial | Other Industrial | New | Space Heating | Natural Gas | Furnace | A | Original Unit Energy Savings (kWh or therms) | Technical Potential | 0 | 0 | 0 | 0 | 0 | 0 | 0 | 0 | 0 | 0 | 0 | 0 | 0 | 0 | 0 | 0 | 0 | 0 | 0 | 0 | 0 | 0 | 0 | 0 | 0 | 0 | 0 | 0 | 0 | 0 | 0
F2_Industrial_Other Industrial_New_Space Heating_Natural Gas_Furnace_A_Technical Potential | F2 | Industrial | Other Industrial | New | Space Heating | Natural Gas | Furnace | A | Original Unit Summer Peak Savings (kW) | Technical Potential | 0 | 0 | 0 | 0 | 0 | 0 | 0 | 0 | 0 | 0 | 0 | 0 | 0 | 0 | 0 | 0 | 0 | 0 | 0 | 0 | 0 | 0 | 0 | 0 | 0 | 0 | 0 | 0 | 0 | 0 | 0
F3_Industrial_Other Industrial_New_Space Heating_Natural Gas_Furnace_A_Technical Potential | F3 | Industrial | Other Industrial | New | Space Heating | Natural Gas | Furnace | A | Original Unit Winter Peak Savings (kW) | Technical Potential | 0 | 0 | 0 | 0 | 0 | 0 | 0 | 0 | 0 | 0 | 0 | 0 | 0 | 0 | 0 | 0 | 0 | 0 | 0 | 0 | 0 | 0 | 0 | 0 | 0 | 0 | 0 | 0 | 0 | 0 | 0
F4_Industrial_Other Industrial_New_Space Heating_Natural Gas_Furnace_A_Technical Potential | F4 | Industrial | Other Industrial | New | Space Heating | Natural Gas | Furnace | A | Standalone Impact on Baseline Energy (%) | Technical Potential | 0% | 0% | 0% | 0% | 0% | 0% | 0% | 0% | 0% | 0% | 0% | 0% | 0% | 0% | 0% | 0% | 0% | 0% | 0% | 0% | 0% | 0% | 0% | 0% | 0 | 0 | 0 | 0 | 0 | 0 | 0
F5_Industrial_Other Industrial_New_Space Heating_Natural Gas_Furnace_A_Technical Potential | F5 | Industrial | Other Industrial | New | Space Heating | Natural Gas | Furnace | A | Standalone Impact on Baseline Summer Peak (%) | Technical Potential | 0% | 0% | 0% | 0% | 0% | 0% | 0% | 0% | 0% | 0% | 0% | 0% | 0% | 0% | 0% | 0% | 0% | 0% | 0% | 0% | 0% | 0% | 0% | 0% | 0 | 0 | 0 | 0 | 0 | 0 | 0
F6_Industrial_Other Industrial_New_Space Heating_Natural Gas_Furnace_A_Technical Potential | F6 | Industrial | Other Industrial | New | Space Heating | Natural Gas | Furnace | A | Standalone Impact on Baseline Winter Peak (%) | Technical Potential | 0% | 0% | 0% | 0% | 0% | 0% | 0% | 0% | 0% | 0% | 0% | 0% | 0% | 0% | 0% | 0% | 0% | 0% | 0% | 0% | 0% | 0% | 0% | 0% | 0 | 0 | 0 | 0 | 0 | 0 | 0
F7_Industrial_Other Industrial_New_Space Heating_Natural Gas_Furnace_A_Technical Potential | F7 | Industrial | Other Industrial | New | Space Heating | Natural Gas | Furnace | A | Incremental Energy Savings (MWh or mTherms) | Technical Potential | 0 | 0 | 0 | 0 | 0 | 0 | 0 | 0 | 0 | 0 | 0 | 0 | 0 | 0 | 0 | 0 | 0 | 0 | 0 | 0 | 0 | 0 | 0 | 0 | 0 | 0 | 0 | 0 | 0 | 0 | 0
F8_Industrial_Other Industrial_New_Space Heating_Natural Gas_Furnace_A_Technical Potential | F8 | Industrial | Other Industrial | New | Space Heating | Natural Gas | Furnace | A | Incremental Summer Peak Savings (MW) | Technical Potential | 0 | 0 | 0 | 0 | 0 | 0 | 0 | 0 | 0 | 0 | 0 | 0 | 0 | 0 | 0 | 0 | 0 | 0 | 0 | 0 | 0 | 0 | 0 | 0 | 0 | 0 | 0 | 0 | 0 | 0 | 0
F9_Industrial_Other Industrial_New_Space Heating_Natural Gas_Furnace_A_Technical Potential | F9 | Industrial | Other Industrial | New | Space Heating | Natural Gas | Furnace | A | Incremental Winter Peak Savings (MW) | Technical Potential | 0 | 0 | 0 | 0 | 0 | 0 | 0 | 0 | 0 | 0 | 0 | 0 | 0 | 0 | 0 | 0 | 0 | 0 | 0 | 0 | 0 | 0 | 0 | 0 | 0 | 0 | 0 | 0 | 0 | 0 | 0
F10_Industrial_Other Industrial_New_Space Heating_Natural Gas_Furnace_A_Technical Potential | F10 | Industrial | Other Industrial | New | Space Heating | Natural Gas | Furnace | A | Cumulative Energy Savings (MWh or mTherms) | Technical Potential | 0 | 0 | 0 | 0 | 0 | 0 | 0 | 0 | 0 | 0 | 0 | 0 | 0 | 0 | 0 | 0 | 0 | 0 | 0 | 0 | 0 | 0 | 0 | 0 | 0 | 0 | 0 | 0 | 0 | 0 | 0
F11_Industrial_Other Industrial_New_Space Heating_Natural Gas_Furnace_A_Technical Potential | F11 | Industrial | Other Industrial | New | Space Heating | Natural Gas | Furnace | A | Cumulative Summer Peak Savings (MW) | Technical Potential | 0 | 0 | 0 | 0 | 0 | 0 | 0 | 0 | 0 | 0 | 0 | 0 | 0 | 0 | 0 | 0 | 0 | 0 | 0 | 0 | 0 | 0 | 0 | 0 | 0 | 0 | 0 | 0 | 0 | 0 | 0
F12_Industrial_Other Industrial_New_Space Heating_Natural Gas_Furnace_A_Technical Potential | F12 | Industrial | Other Industrial | New | Space Heating | Natural Gas | Furnace | A | Cumulative Winter Peak Savings (MW) | Technical Potential | 0 | 0 | 0 | 0 | 0 | 0 | 0 | 0 | 0 | 0 | 0 | 0 | 0 | 0 | 0 | 0 | 0 | 0 | 0 | 0 | 0 | 0 | 0 | 0 | 0 | 0 | 0 | 0 | 0 | 0 | 0
F13_Industrial_Other Industrial_New_Space Heating_Natural Gas_Furnace_A_Technical Potential | F13 | Industrial | Other Industrial | New | Space Heating | Natural Gas | Furnace | A | Purchases (Incremental) | Technical Potential | 0 | 0 | 0 | 0 | 0 | 0 | 0 | 0 | 0 | 0 | 0 | 0 | 0 | 0 | 0 | 0 | 0 | 0 | 0 | 0 | 0 | 0 | 0 | 0 | 0 | 0 | 0 | 0 | 0 | 0 | 0
F14_Industrial_Other Industrial_New_Space Heating_Natural Gas_Furnace_A_Technical Potential | F14 | Industrial | Other Industrial | New | Space Heating | Natural Gas | Furnace | A | Purchases (Cumulative) | Technical Potential | 0 | 0 | 0 | 0 | 0 | 0 | 0 | 0 | 0 | 0 | 0 | 0 | 0 | 0 | 0 | 0 | 0 | 0 | 0 | 0 | 0 | 0 | 0 | 0 | 0 | 0 | 0 | 0 | 0 | 0 | 0
F1_Industrial_Other Industrial_New_Space Heating_Natural Gas_Boiler_A_Technical Potential | F1 | Industrial | Other Industrial | New | Space Heating | Natural Gas | Boiler | A | Original Unit Energy Savings (kWh or therms) | Technical Potential | 0 | 0 | 0 | 0 | 0 | 0 | 0 | 0 | 0 | 0 | 0 | 0 | 0 | 0 | 0 | 0 | 0 | 0 | 0 | 0 | 0 | 0 | 0 | 0 | 0 | 0 | 0 | 0 | 0 | 0 | 0
F2_Industrial_Other Industrial_New_Space Heating_Natural Gas_Boiler_A_Technical Potential | F2 | Industrial | Other Industrial | New | Space Heating | Natural Gas | Boiler | A | Original Unit Summer Peak Savings (kW) | Technical Potential | 0 | 0 | 0 | 0 | 0 | 0 | 0 | 0 | 0 | 0 | 0 | 0 | 0 | 0 | 0 | 0 | 0 | 0 | 0 | 0 | 0 | 0 | 0 | 0 | 0 | 0 | 0 | 0 | 0 | 0 | 0
F3_Industrial_Other Industrial_New_Space Heating_Natural Gas_Boiler_A_Technical Potential | F3 | Industrial | Other Industrial | New | Space Heating | Natural Gas | Boiler | A | Original Unit Winter Peak Savings (kW) | Technical Potential | 0 | 0 | 0 | 0 | 0 | 0 | 0 | 0 | 0 | 0 | 0 | 0 | 0 | 0 | 0 | 0 | 0 | 0 | 0 | 0 | 0 | 0 | 0 | 0 | 0 | 0 | 0 | 0 | 0 | 0 | 0
F4_Industrial_Other Industrial_New_Space Heating_Natural Gas_Boiler_A_Technical Potential | F4 | Industrial | Other Industrial | New | Space Heating | Natural Gas | Boiler | A | Standalone Impact on Baseline Energy (%) | Technical Potential | 0% | 0% | 0% | 0% | 0% | 0% | 0% | 0% | 0% | 0% | 0% | 0% | 0% | 0% | 0% | 0% | 0% | 0% | 0% | 0% | 0% | 0% | 0% | 0% | 0 | 0 | 0 | 0 | 0 | 0 | 0
F5_Industrial_Other Industrial_New_Space Heating_Natural Gas_Boiler_A_Technical Potential | F5 | Industrial | Other Industrial | New | Space Heating | Natural Gas | Boiler | A | Standalone Impact on Baseline Summer Peak (%) | Technical Potential | 0% | 0% | 0% | 0% | 0% | 0% | 0% | 0% | 0% | 0% | 0% | 0% | 0% | 0% | 0% | 0% | 0% | 0% | 0% | 0% | 0% | 0% | 0% | 0% | 0 | 0 | 0 | 0 | 0 | 0 | 0
F6_Industrial_Other Industrial_New_Space Heating_Natural Gas_Boiler_A_Technical Potential | F6 | Industrial | Other Industrial | New | Space Heating | Natural Gas | Boiler | A | Standalone Impact on Baseline Winter Peak (%) | Technical Potential | 0% | 0% | 0% | 0% | 0% | 0% | 0% | 0% | 0% | 0% | 0% | 0% | 0% | 0% | 0% | 0% | 0% | 0% | 0% | 0% | 0% | 0% | 0% | 0% | 0 | 0 | 0 | 0 | 0 | 0 | 0
F7_Industrial_Other Industrial_New_Space Heating_Natural Gas_Boiler_A_Technical Potential | F7 | Industrial | Other Industrial | New | Space Heating | Natural Gas | Boiler | A | Incremental Energy Savings (MWh or mTherms) | Technical Potential | 0 | 0 | 0 | 0 | 0 | 0 | 0 | 0 | 0 | 0 | 0 | 0 | 0 | 0 | 0 | 0 | 0 | 0 | 0 | 0 | 0 | 0 | 0 | 0 | 0 | 0 | 0 | 0 | 0 | 0 | 0
F8_Industrial_Other Industrial_New_Space Heating_Natural Gas_Boiler_A_Technical Potential | F8 | Industrial | Other Industrial | New | Space Heating | Natural Gas | Boiler | A | Incremental Summer Peak Savings (MW) | Technical Potential | 0 | 0 | 0 | 0 | 0 | 0 | 0 | 0 | 0 | 0 | 0 | 0 | 0 | 0 | 0 | 0 | 0 | 0 | 0 | 0 | 0 | 0 | 0 | 0 | 0 | 0 | 0 | 0 | 0 | 0 | 0
F9_Industrial_Other Industrial_New_Space Heating_Natural Gas_Boiler_A_Technical Potential | F9 | Industrial | Other Industrial | New | Space Heating | Natural Gas | Boiler | A | Incremental Winter Peak Savings (MW) | Technical Potential | 0 | 0 | 0 | 0 | 0 | 0 | 0 | 0 | 0 | 0 | 0 | 0 | 0 | 0 | 0 | 0 | 0 | 0 | 0 | 0 | 0 | 0 | 0 | 0 | 0 | 0 | 0 | 0 | 0 | 0 | 0
F10_Industrial_Other Industrial_New_Space Heating_Natural Gas_Boiler_A_Technical Potential | F10 | Industrial | Other Industrial | New | Space Heating | Natural Gas | Boiler | A | Cumulative Energy Savings (MWh or mTherms) | Technical Potential | 0 | 0 | 0 | 0 | 0 | 0 | 0 | 0 | 0 | 0 | 0 | 0 | 0 | 0 | 0 | 0 | 0 | 0 | 0 | 0 | 0 | 0 | 0 | 0 | 0 | 0 | 0 | 0 | 0 | 0 | 0
F11_Industrial_Other Industrial_New_Space Heating_Natural Gas_Boiler_A_Technical Potential | F11 | Industrial | Other Industrial | New | Space Heating | Natural Gas | Boiler | A | Cumulative Summer Peak Savings (MW) | Technical Potential | 0 | 0 | 0 | 0 | 0 | 0 | 0 | 0 | 0 | 0 | 0 | 0 | 0 | 0 | 0 | 0 | 0 | 0 | 0 | 0 | 0 | 0 | 0 | 0 | 0 | 0 | 0 | 0 | 0 | 0 | 0
F12_Industrial_Other Industrial_New_Space Heating_Natural Gas_Boiler_A_Technical Potential | F12 | Industrial | Other Industrial | New | Space Heating | Natural Gas | Boiler | A | Cumulative Winter Peak Savings (MW) | Technical Potential | 0 | 0 | 0 | 0 | 0 | 0 | 0 | 0 | 0 | 0 | 0 | 0 | 0 | 0 | 0 | 0 | 0 | 0 | 0 | 0 | 0 | 0 | 0 | 0 | 0 | 0 | 0 | 0 | 0 | 0 | 0
F13_Industrial_Other Industrial_New_Space Heating_Natural Gas_Boiler_A_Technical Potential | F13 | Industrial | Other Industrial | New | Space Heating | Natural Gas | Boiler | A | Purchases (Incremental) | Technical Potential | 0 | 0 | 0 | 0 | 0 | 0 | 0 | 0 | 0 | 0 | 0 | 0 | 0 | 0 | 0 | 0 | 0 | 0 | 0 | 0 | 0 | 0 | 0 | 0 | 0 | 0 | 0 | 0 | 0 | 0 | 0
F14_Industrial_Other Industrial_New_Space Heating_Natural Gas_Boiler_A_Technical Potential | F14 | Industrial | Other Industrial | New | Space Heating | Natural Gas | Boiler | A | Purchases (Cumulative) | Technical Potential | 0 | 0 | 0 | 0 | 0 | 0 | 0 | 0 | 0 | 0 | 0 | 0 | 0 | 0 | 0 | 0 | 0 | 0 | 0 | 0 | 0 | 0 | 0 | 0 | 0 | 0 | 0 | 0 | 0 | 0 | 0
F1_Industrial_Other Industrial_New_Space Heating_Natural Gas_Unit Heater_A_Technical Potential | F1 | Industrial | Other Industrial | New | Space Heating | Natural Gas | Unit Heater | A | Original Unit Energy Savings (kWh or therms) | Technical Potential | 0 | 28641.12 | 28641.12 | 28641.12 | 28641.12 | 15772.4108 | 15772.4108 | 15772.4108 | 15772.4108 | 15772.4108 | 15772.4108 | 15772.4108 | 15772.4108 | 15772.4108 | 15772.4108 | 15772.4108 | 15772.4108 | 15772.4108 | 15772.4108 | 15772.4108 | 15772.4108 | 15772.4108 | 15772.4108 | 15772.4108 | 15772.4108 | 15772.4108 | 15772.4108 | 15772.4108 | 15772.4108 | 15772.4108 | 15772.4108
F2_Industrial_Other Industrial_New_Space Heating_Natural Gas_Unit Heater_A_Technical Potential | F2 | Industrial | Other Industrial | New | Space Heating | Natural Gas | Unit Heater | A | Original Unit Summer Peak Savings (kW) | Technical Potential | 0 | 0 | 0 | 0 | 0 | 0 | 0 | 0 | 0 | 0 | 0 | 0 | 0 | 0 | 0 | 0 | 0 | 0 | 0 | 0 | 0 | 0 | 0 | 0 | 0 | 0 | 0 | 0 | 0 | 0 | 0
F3_Industrial_Other Industrial_New_Space Heating_Natural Gas_Unit Heater_A_Technical Potential | F3 | Industrial | Other Industrial | New | Space Heating | Natural Gas | Unit Heater | A | Original Unit Winter Peak Savings (kW) | Technical Potential | 0 | 0 | 0 | 0 | 0 | 0 | 0 | 0 | 0 | 0 | 0 | 0 | 0 | 0 | 0 | 0 | 0 | 0 | 0 | 0 | 0 | 0 | 0 | 0 | 0 | 0 | 0 | 0 | 0 | 0 | 0
F4_Industrial_Other Industrial_New_Space Heating_Natural Gas_Unit Heater_A_Technical Potential | F4 | Industrial | Other Industrial | New | Space Heating | Natural Gas | Unit Heater | A | Standalone Impact on Baseline Energy (%) | Technical Potential | 0% | 0% | 0% | 0% | 0% | 2.35% | 3.985% | 5.206% | 6.147% | 6.9% | 7.516% | 8.243% | 9.016% | 9.787% | 10.54% | 11.27% | 11.96% | 11.81% | 12.03% | 12.17% | 12.27% | 12.37% | 12.47% | 12.49% | 0.12454 | 0.12398 | 0.12339 | 0.12272 | 0 | 0 | 0
F5_Industrial_Other Industrial_New_Space Heating_Natural Gas_Unit Heater_A_Technical Potential | F5 | Industrial | Other Industrial | New | Space Heating | Natural Gas | Unit Heater | A | Standalone Impact on Baseline Summer Peak (%) | Technical Potential | 0% | 0% | 0% | 0% | 0% | 0% | 0% | 0% | 0% | 0% | 0% | 0% | 0% | 0% | 0% | 0% | 0% | 0% | 0% | 0% | 0% | 0% | 0% | 0% | 0 | 0 | 0 | 0 | 0 | 0 | 0
F6_Industrial_Other Industrial_New_Space Heating_Natural Gas_Unit Heater_A_Technical Potential | F6 | Industrial | Other Industrial | New | Space Heating | Natural Gas | Unit Heater | A | Standalone Impact on Baseline Winter Peak (%) | Technical Potential | 0% | 0% | 0% | 0% | 0% | 0% | 0% | 0% | 0% | 0% | 0% | 0% | 0% | 0% | 0% | 0% | 0% | 0% | 0% | 0% | 0% | 0% | 0% | 0% | 0 | 0 | 0 | 0 | 0 | 0 | 0
F7_Industrial_Other Industrial_New_Space Heating_Natural Gas_Unit Heater_A_Technical Potential | F7 | Industrial | Other Industrial | New | Space Heating | Natural Gas | Unit Heater | A | Incremental Energy Savings (MWh or mTherms) | Technical Potential | 0 | 0 | 0 | 0 | 0 | 0.19643 | 0.19305 | 0.19294 | 0.19181 | 0.19191 | 0.19207 | 0.22444 | 0.25015 | 0.2687 | 0.28185 | 0.29689 | 0.30691 | 0.12061 | 0.20254 | 0.1908 | 0.18357 | 0.18701 | 0.19469 | 0.16965 | 0.15301 | 0.14404 | 0.14086 | 0.13579 | 0.15491 | 0.1661 | 0.10253
F8_Industrial_Other Industrial_New_Space Heating_Natural Gas_Unit Heater_A_Technical Potential | F8 | Industrial | Other Industrial | New | Space Heating | Natural Gas | Unit Heater | A | Incremental Summer Peak Savings (MW) | Technical Potential | 0 | 0 | 0 | 0 | 0 | 0 | 0 | 0 | 0 | 0 | 0 | 0 | 0 | 0 | 0 | 0 | 0 | 0 | 0 | 0 | 0 | 0 | 0 | 0 | 0 | 0 | 0 | 0 | 0 | 0 | 0
F9_Industrial_Other Industrial_New_Space Heating_Natural Gas_Unit Heater_A_Technical Potential | F9 | Industrial | Other Industrial | New | Space Heating | Natural Gas | Unit Heater | A | Incremental Winter Peak Savings (MW) | Technical Potential | 0 | 0 | 0 | 0 | 0 | 0 | 0 | 0 | 0 | 0 | 0 | 0 | 0 | 0 | 0 | 0 | 0 | 0 | 0 | 0 | 0 | 0 | 0 | 0 | 0 | 0 | 0 | 0 | 0 | 0 | 0
F10_Industrial_Other Industrial_New_Space Heating_Natural Gas_Unit Heater_A_Technical Potential | F10 | Industrial | Other Industrial | New | Space Heating | Natural Gas | Unit Heater | A | Cumulative Energy Savings (MWh or mTherms) | Technical Potential | 0 | 0 | 0 | 0 | 0 | 0.19643 | 0.38948 | 0.58242 | 0.77423 | 0.96614 | 1.1582 | 1.3826 | 1.6328 | 1.9015 | 2.1833 | 2.4802 | 2.7871 | 2.9077 | 3.1103 | 3.3011 | 3.4846 | 3.6716 | 3.8663 | 4.036 | 4.189 | 4.333 | 4.4739 | 4.6097 | 4.7646 | 4.9307 | 5.0332
F11_Industrial_Other Industrial_New_Space Heating_Natural Gas_Unit Heater_A_Technical Potential | F11 | Industrial | Other Industrial | New | Space Heating | Natural Gas | Unit Heater | A | Cumulative Summer Peak Savings (MW) | Technical Potential | 0 | 0 | 0 | 0 | 0 | 0 | 0 | 0 | 0 | 0 | 0 | 0 | 0 | 0 | 0 | 0 | 0 | 0 | 0 | 0 | 0 | 0 | 0 | 0 | 0 | 0 | 0 | 0 | 0 | 0 | 0
F12_Industrial_Other Industrial_New_Space Heating_Natural Gas_Unit Heater_A_Technical Potential | F12 | Industrial | Other Industrial | New | Space Heating | Natural Gas | Unit Heater | A | Cumulative Winter Peak Savings (MW) | Technical Potential | 0 | 0 | 0 | 0 | 0 | 0 | 0 | 0 | 0 | 0 | 0 | 0 | 0 | 0 | 0 | 0 | 0 | 0 | 0 | 0 | 0 | 0 | 0 | 0 | 0 | 0 | 0 | 0 | 0 | 0 | 0
F13_Industrial_Other Industrial_New_Space Heating_Natural Gas_Unit Heater_A_Technical Potential | F13 | Industrial | Other Industrial | New | Space Heating | Natural Gas | Unit Heater | A | Purchases (Incremental) | Technical Potential | 0 | 0 | 0 | 0 | 0 | 0.012454 | 0.01224 | 0.012233 | 0.012161 | 0.012167 | 0.012178 | 0.01423 | 0.01586 | 0.017036 | 0.01787 | 0.018823 | 0.019459 | 0.0201 | 0.025081 | 0.02433 | 0.023799 | 0.024024 | 0.024521 | 0.024986 | 0.025561 | 0.026168 | 0.0268 | 0.027433 | 0.02928 | 0.030632 | 0.031582
F14_Industrial_Other Industrial_New_Space Heating_Natural Gas_Unit Heater_A_Technical Potential | F14 | Industrial | Other Industrial | New | Space Heating | Natural Gas | Unit Heater | A | Purchases (Cumulative) | Technical Potential | 0 | 0 | 0 | 0 | 0 | 0.012454 | 0.024694 | 0.036927 | 0.049087 | 0.061255 | 0.073432 | 0.087662 | 0.10352 | 0.12056 | 0.13843 | 0.15725 | 0.17671 | 0.18436 | 0.1972 | 0.20929 | 0.22093 | 0.23279 | 0.24513 | 0.25589 | 0.26559 | 0.27472 | 0.28365 | 0.29226 | 0.30208 | 0.31262 | 0.31912
F1_Industrial_Food Products_Existing_Space Heating_Natural Gas_Insulation - Roof/Ceiling_A_Technical Potential | F1 | Industrial | Food Products | Existing | Space Heating | Natural Gas | Insulation - Roof/Ceiling | A | Original Unit Energy Savings (kWh or therms) | Technical Potential | 0 | 0 | 0 | 0 | 0 | 0.099591 | 0.099104 | 0.098502 | 0.097865 | 0.097198 | 0.096522 | 0.095828 | 0.095137 | 0.094449 | 0.093706 | 0.093019 | 0.09234 | 0.09171 | 0.091123 | 0.090551 | 0.090011 | 0.089458 | 0.08896 | 0.088489 | 0.088041 | 0.087626 | 0.087242 | 0.086887 | 0 | 0 | 0
F2_Industrial_Food Products_Existing_Space Heating_Natural Gas_Insulation - Roof/Ceiling_A_Technical Potential | F2 | Industrial | Food Products | Existing | Space Heating | Natural Gas | Insulation - Roof/Ceiling | A | Original Unit Summer Peak Savings (kW) | Technical Potential | 0 | 0 | 0 | 0 | 0 | 0 | 0 | 0 | 0 | 0 | 0 | 0 | 0 | 0 | 0 | 0 | 0 | 0 | 0 | 0 | 0 | 0 | 0 | 0 | 0 | 0 | 0 | 0 | 0 | 0 | 0
F3_Industrial_Food Products_Existing_Space Heating_Natural Gas_Insulation - Roof/Ceiling_A_Technical Potential | F3 | Industrial | Food Products | Existing | Space Heating | Natural Gas | Insulation - Roof/Ceiling | A | Original Unit Winter Peak Savings (kW) | Technical Potential | 0 | 0 | 0 | 0 | 0 | 0 | 0 | 0 | 0 | 0 | 0 | 0 | 0 | 0 | 0 | 0 | 0 | 0 | 0 | 0 | 0 | 0 | 0 | 0 | 0 | 0 | 0 | 0 | 0 | 0 | 0
F4_Industrial_Food Products_Existing_Space Heating_Natural Gas_Insulation - Roof/Ceiling_A_Technical Potential | F4 | Industrial | Food Products | Existing | Space Heating | Natural Gas | Insulation - Roof/Ceiling | A | Standalone Impact on Baseline Energy (%) | Technical Potential | 0% | 0% | 0% | 0% | 0% | 0.448% | 1.232% | 2.459% | 4.165% | 6.334% | 8.951% | 11.71% | 14.46% | 17.24% | 19.4% | 21.43% | 22.85% | 24.02% | 24.97% | 25.43% | 25.85% | 26.14% | 26.37% | 26.46% | 0.26542 | 0.2662 | 0.26691 | 0.26756 | 0 | 0 | 0
F5_Industrial_Food Products_Existing_Space Heating_Natural Gas_Insulation - Roof/Ceiling_A_Technical Potential | F5 | Industrial | Food Products | Existing | Space Heating | Natural Gas | Insulation - Roof/Ceiling | A | Standalone Impact on Baseline Summer Peak (%) | Technical Potential | 0% | 0% | 0% | 0% | 0% | 0% | 0% | 0% | 0% | 0% | 0% | 0% | 0% | 0% | 0% | 0% | 0% | 0% | 0% | 0% | 0% | 0% | 0% | 0% | 0 | 0 | 0 | 0 | 0 | 0 | 0
F6_Industrial_Food Products_Existing_Space Heating_Natural Gas_Insulation - Roof/Ceiling_A_Technical Potential | F6 | Industrial | Food Products | Existing | Space Heating | Natural Gas | Insulation - Roof/Ceiling | A | Standalone Impact on Baseline Winter Peak (%) | Technical Potential | 0% | 0% | 0% | 0% | 0% | 0% | 0% | 0% | 0% | 0% | 0% | 0% | 0% | 0% | 0% | 0% | 0% | 0% | 0% | 0% | 0% | 0% | 0% | 0% | 0 | 0 | 0 | 0 | 0 | 0 | 0
F7_Industrial_Food Products_Existing_Space Heating_Natural Gas_Insulation - Roof/Ceiling_A_Technical Potential | F7 | Industrial | Food Products | Existing | Space Heating | Natural Gas | Insulation - Roof/Ceiling | A | Incremental Energy Savings (MWh or mTherms) | Technical Potential | 0 | 0 | 0 | 0 | 0 | 1.4935 | 2.5993 | 3.9952 | 5.5601 | 7.034 | 8.0458 | 8.5789 | 8.4997 | 7.7507 | 6.7542 | 5.4688 | 4.223 | 3.0749 | 2.1196 | 1.4059 | 0.88562 | 0.53368 | 0.35802 | 0 | 0 | 0 | 0 | 0 | 0 | 0 | 0
F8_Industrial_Food Products_Existing_Space Heating_Natural Gas_Insulation - Roof/Ceiling_A_Technical Potential | F8 | Industrial | Food Products | Existing | Space Heating | Natural Gas | Insulation - Roof/Ceiling | A | Incremental Summer Peak Savings (MW) | Technical Potential | 0 | 0 | 0 | 0 | 0 | 0 | 0 | 0 | 0 | 0 | 0 | 0 | 0 | 0 | 0 | 0 | 0 | 0 | 0 | 0 | 0 | 0 | 0 | 0 | 0 | 0 | 0 | 0 | 0 | 0 | 0
F9_Industrial_Food Products_Existing_Space Heating_Natural Gas_Insulation - Roof/Ceiling_A_Technical Potential | F9 | Industrial | Food Products | Existing | Space Heating | Natural Gas | Insulation - Roof/Ceiling | A | Incremental Winter Peak Savings (MW) | Technical Potential | 0 | 0 | 0 | 0 | 0 | 0 | 0 | 0 | 0 | 0 | 0 | 0 | 0 | 0 | 0 | 0 | 0 | 0 | 0 | 0 | 0 | 0 | 0 | 0 | 0 | 0 | 0 | 0 | 0 | 0 | 0
F10_Industrial_Food Products_Existing_Space Heating_Natural Gas_Insulation - Roof/Ceiling_A_Technical Potential | F10 | Industrial | Food Products | Existing | Space Heating | Natural Gas | Insulation - Roof/Ceiling | A | Cumulative Energy Savings (MWh or mTherms) | Technical Potential | 0 | 0 | 0 | 0 | 0 | 1.4935 | 4.0855 | 8.0558 | 13.5638 | 20.5055 | 28.4087 | 36.7831 | 45.0177 | 52.4429 | 58.7843 | 63.8222 | 67.5795 | 70.1935 | 71.8637 | 72.8184 | 73.2693 | 73.3535 | 73.3028 | 72.9146 | 72.5454 | 72.2038 | 71.8875 | 71.5946 | 0 | 0 | 0
F11_Industrial_Food Products_Existing_Space Heating_Natural Gas_Insulation - Roof/Ceiling_A_Technical Potential | F11 | Industrial | Food Products | Existing | Space Heating | Natural Gas | Insulation - Roof/Ceiling | A | Cumulative Summer Peak Savings (MW) | Technical Potential | 0 | 0 | 0 | 0 | 0 | 0 | 0 | 0 | 0 | 0 | 0 | 0 | 0 | 0 | 0 | 0 | 0 | 0 | 0 | 0 | 0 | 0 | 0 | 0 | 0 | 0 | 0 | 0 | 0 | 0 | 0
F12_Industrial_Food Products_Existing_Space Heating_Natural Gas_Insulation - Roof/Ceiling_A_Technical Potential | F12 | Industrial | Food Products | Existing | Space Heating | Natural Gas | Insulation - Roof/Ceiling | A | Cumulative Winter Peak Savings (MW) | Technical Potential | 0 | 0 | 0 | 0 | 0 | 0 | 0 | 0 | 0 | 0 | 0 | 0 | 0 | 0 | 0 | 0 | 0 | 0 | 0 | 0 | 0 | 0 | 0 | 0 | 0 | 0 | 0 | 0 | 0 | 0 | 0
F13_Industrial_Food Products_Existing_Space Heating_Natural Gas_Insulation - Roof/Ceiling_A_Technical Potential | F13 | Industrial | Food Products | Existing | Space Heating | Natural Gas | Insulation - Roof/Ceiling | A | Purchases (Incremental) | Technical Potential | 0 | 0 | 0 | 0 | 0 | 14995.9195 | 26228.4561 | 40559.2094 | 56813.5924 | 72367.9987 | 83357.1662 | 89523.9461 | 89342.1739 | 82061.8876 | 72078.3023 | 58792.5403 | 45733.4656 | 33528.7379 | 23260.7645 | 15525.5454 | 9839.0368 | 5965.6858 | 4024.5509 | 0 | 0 | 0 | 0 | 0 | 0 | 0 | 0
F14_Industrial_Food Products_Existing_Space Heating_Natural Gas_Insulation - Roof/Ceiling_A_Technical Potential | F14 | Industrial | Food Products | Existing | Space Heating | Natural Gas | Insulation - Roof/Ceiling | A | Purchases (Cumulative) | Technical Potential | 0 | 0 | 0 | 0 | 0 | 14995.9195 | 41224.3757 | 81783.5851 | 138597.1775 | 210965.1762 | 294322.3423 | 383846.2884 | 473188.4623 | 555250.3499 | 627328.6523 | 686121.1925 | 731854.6582 | 765383.3961 | 788644.1605 | 804169.7059 | 814008.7427 | 819974.4285 | 823998.9795 | 823998.9795 | 823998.9795 | 823998.9795 | 823998.9795 | 823998.9795 | 823998.9795 | 823998.9795 | 823998.9795
F1_Industrial_Food Products_Existing_Space Heating_Natural Gas_Insulation - Wall Cavity_A_Technical Potential | F1 | Industrial | Food Products | Existing | Space Heating | Natural Gas | Insulation - Wall Cavity | A | Original Unit Energy Savings (kWh or therms) | Technical Potential | 0 | 0 | 0 | 0 | 0 | 0.017935 | 0.017848 | 0.017739 | 0.017625 | 0.017505 | 0.017383 | 0.017258 | 0.017133 | 0.017009 | 0.016876 | 0.016752 | 0.01663 | 0.016516 | 0.01641 | 0.016307 | 0.01621 | 0.016111 | 0.016021 | 0.015936 | 0.015855 | 0.015781 | 0.015712 | 0.015648 | 0 | 0 | 0
F2_Industrial_Food Products_Existing_Space Heating_Natural Gas_Insulation - Wall Cavity_A_Technical Potential | F2 | Industrial | Food Products | Existing | Space Heating | Natural Gas | Insulation - Wall Cavity | A | Original Unit Summer Peak Savings (kW) | Technical Potential | 0 | 0 | 0 | 0 | 0 | 0 | 0 | 0 | 0 | 0 | 0 | 0 | 0 | 0 | 0 | 0 | 0 | 0 | 0 | 0 | 0 | 0 | 0 | 0 | 0 | 0 | 0 | 0 | 0 | 0 | 0
F3_Industrial_Food Products_Existing_Space Heating_Natural Gas_Insulation - Wall Cavity_A_Technical Potential | F3 | Industrial | Food Products | Existing | Space Heating | Natural Gas | Insulation - Wall Cavity | A | Original Unit Winter Peak Savings (kW) | Technical Potential | 0 | 0 | 0 | 0 | 0 | 0 | 0 | 0 | 0 | 0 | 0 | 0 | 0 | 0 | 0 | 0 | 0 | 0 | 0 | 0 | 0 | 0 | 0 | 0 | 0 | 0 | 0 | 0 | 0 | 0 | 0
F4_Industrial_Food Products_Existing_Space Heating_Natural Gas_Insulation - Wall Cavity_A_Technical Potential | F4 | Industrial | Food Products | Existing | Space Heating | Natural Gas | Insulation - Wall Cavity | A | Standalone Impact on Baseline Energy (%) | Technical Potential | 0% | 0% | 0% | 0% | 0% | 0.08068% | 0.2219% | 0.4428% | 0.7501% | 1.141% | 1.612% | 2.108% | 2.604% | 3.105% | 3.495% | 3.859% | 4.116% | 4.326% | 4.497% | 4.581% | 4.656% | 4.708% | 4.749% | 4.765% | 0.0478 | 0.047939 | 0.048068 | 0.048184 | 0 | 0 | 0
F5_Industrial_Food Products_Existing_Space Heating_Natural Gas_Insulation - Wall Cavity_A_Technical Potential | F5 | Industrial | Food Products | Existing | Space Heating | Natural Gas | Insulation - Wall Cavity | A | Standalone Impact on Baseline Summer Peak (%) | Technical Potential | 0% | 0% | 0% | 0% | 0% | 0% | 0% | 0% | 0% | 0% | 0% | 0% | 0% | 0% | 0% | 0% | 0% | 0% | 0% | 0% | 0% | 0% | 0% | 0% | 0 | 0 | 0 | 0 | 0 | 0 | 0
F6_Industrial_Food Products_Existing_Space Heating_Natural Gas_Insulation - Wall Cavity_A_Technical Potential | F6 | Industrial | Food Products | Existing | Space Heating | Natural Gas | Insulation - Wall Cavity | A | Standalone Impact on Baseline Winter Peak (%) | Technical Potential | 0% | 0% | 0% | 0% | 0% | 0% | 0% | 0% | 0% | 0% | 0% | 0% | 0% | 0% | 0% | 0% | 0% | 0% | 0% | 0% | 0% | 0% | 0% | 0% | 0 | 0 | 0 | 0 | 0 | 0 | 0
F7_Industrial_Food Products_Existing_Space Heating_Natural Gas_Insulation - Wall Cavity_A_Technical Potential | F7 | Industrial | Food Products | Existing | Space Heating | Natural Gas | Insulation - Wall Cavity | A | Incremental Energy Savings (MWh or mTherms) | Technical Potential | 0 | 0 | 0 | 0 | 0 | 0.26896 | 0.46812 | 0.71949 | 1.0013 | 1.2668 | 1.449 | 1.545 | 1.5307 | 1.3958 | 1.2164 | 0.98489 | 0.76053 | 0.55377 | 0.38172 | 0.25318 | 0.15949 | 0.096111 | 0.064477 | 0 | 0 | 0 | 0 | 0 | 0 | 0 | 0
F8_Industrial_Food Products_Existing_Space Heating_Natural Gas_Insulation - Wall Cavity_A_Technical Potential | F8 | Industrial | Food Products | Existing | Space Heating | Natural Gas | Insulation - Wall Cavity | A | Incremental Summer Peak Savings (MW) | Technical Potential | 0 | 0 | 0 | 0 | 0 | 0 | 0 | 0 | 0 | 0 | 0 | 0 | 0 | 0 | 0 | 0 | 0 | 0 | 0 | 0 | 0 | 0 | 0 | 0 | 0 | 0 | 0 | 0 | 0 | 0 | 0
F9_Industrial_Food Products_Existing_Space Heating_Natural Gas_Insulation - Wall Cavity_A_Technical Potential | F9 | Industrial | Food Products | Existing | Space Heating | Natural Gas | Insulation - Wall Cavity | A | Incremental Winter Peak Savings (MW) | Technical Potential | 0 | 0 | 0 | 0 | 0 | 0 | 0 | 0 | 0 | 0 | 0 | 0 | 0 | 0 | 0 | 0 | 0 | 0 | 0 | 0 | 0 | 0 | 0 | 0 | 0 | 0 | 0 | 0 | 0 | 0 | 0
F10_Industrial_Food Products_Existing_Space Heating_Natural Gas_Insulation - Wall Cavity_A_Technical Potential | F10 | Industrial | Food Products | Existing | Space Heating | Natural Gas | Insulation - Wall Cavity | A | Cumulative Energy Savings (MWh or mTherms) | Technical Potential | 0 | 0 | 0 | 0 | 0 | 0.26896 | 0.73576 | 1.4508 | 2.4427 | 3.6929 | 5.1162 | 6.6243 | 8.1073 | 9.4445 | 10.5865 | 11.4938 | 12.1705 | 12.6412 | 12.942 | 13.114 | 13.1952 | 13.2103 | 13.2012 | 13.1313 | 13.0648 | 13.0033 | 12.9463 | 12.8936 | 0 | 0 | 0
F11_Industrial_Food Products_Existing_Space Heating_Natural Gas_Insulation - Wall Cavity_A_Technical Potential | F11 | Industrial | Food Products | Existing | Space Heating | Natural Gas | Insulation - Wall Cavity | A | Cumulative Summer Peak Savings (MW) | Technical Potential | 0 | 0 | 0 | 0 | 0 | 0 | 0 | 0 | 0 | 0 | 0 | 0 | 0 | 0 | 0 | 0 | 0 | 0 | 0 | 0 | 0 | 0 | 0 | 0 | 0 | 0 | 0 | 0 | 0 | 0 | 0
F12_Industrial_Food Products_Existing_Space Heating_Natural Gas_Insulation - Wall Cavity_A_Technical Potential | F12 | Industrial | Food Products | Existing | Space Heating | Natural Gas | Insulation - Wall Cavity | A | Cumulative Winter Peak Savings (MW) | Technical Potential | 0 | 0 | 0 | 0 | 0 | 0 | 0 | 0 | 0 | 0 | 0 | 0 | 0 | 0 | 0 | 0 | 0 | 0 | 0 | 0 | 0 | 0 | 0 | 0 | 0 | 0 | 0 | 0 | 0 | 0 | 0
F13_Industrial_Food Products_Existing_Space Heating_Natural Gas_Insulation - Wall Cavity_A_Technical Potential | F13 | Industrial | Food Products | Existing | Space Heating | Natural Gas | Insulation - Wall Cavity | A | Purchases (Incremental) | Technical Potential | 0 | 0 | 0 | 0 | 0 | 14995.9195 | 26228.4561 | 40559.2094 | 56813.5924 | 72367.9987 | 83357.1662 | 89523.9461 | 89342.1739 | 82061.8876 | 72078.3023 | 58792.5403 | 45733.4656 | 33528.7379 | 23260.7645 | 15525.5454 | 9839.0368 | 5965.6858 | 4024.5509 | 0 | 0 | 0 | 0 | 0 | 0 | 0 | 0
F14_Industrial_Food Products_Existing_Space Heating_Natural Gas_Insulation - Wall Cavity_A_Technical Potential | F14 | Industrial | Food Products | Existing | Space Heating | Natural Gas | Insulation - Wall Cavity | A | Purchases (Cumulative) | Technical Potential | 0 | 0 | 0 | 0 | 0 | 14995.9195 | 41224.3757 | 81783.5851 | 138597.1775 | 210965.1762 | 294322.3423 | 383846.2884 | 473188.4623 | 555250.3499 | 627328.6523 | 686121.1925 | 731854.6582 | 765383.3961 | 788644.1605 | 804169.7059 | 814008.7427 | 819974.4285 | 823998.9795 | 823998.9795 | 823998.9795 | 823998.9795 | 823998.9795 | 823998.9795 | 823998.9795 | 823998.9795 | 823998.9795
F1_Industrial_Food Products_Existing_Space Heating_Natural Gas_Insulation - Ducting_A_Technical Potential | F1 | Industrial | Food Products | Existing | Space Heating | Natural Gas | Insulation - Ducting | A | Original Unit Energy Savings (kWh or therms) | Technical Potential | 0 | 0 | 0 | 0 | 0 | 0.0016309 | 0.0016162 | 0.0015975 | 0.0015784 | 0.0015594 | 0.0015407 | 0.0015222 | 0.0015048 | 0.0014884 | 0.0014718 | 0.0014574 | 0.0014437 | 0.0014309 | 0.0014188 | 0.0014066 | 0.0013948 | 0.001383 | 0.0013709 | 0.0013593 | 0.0013481 | 0.0013376 | 0.0013278 | 0.0013186 | 0.00131 | 0.0013019 | 0.0012943
F2_Industrial_Food Products_Existing_Space Heating_Natural Gas_Insulation - Ducting_A_Technical Potential | F2 | Industrial | Food Products | Existing | Space Heating | Natural Gas | Insulation - Ducting | A | Original Unit Summer Peak Savings (kW) | Technical Potential | 0 | 0 | 0 | 0 | 0 | 0 | 0 | 0 | 0 | 0 | 0 | 0 | 0 | 0 | 0 | 0 | 0 | 0 | 0 | 0 | 0 | 0 | 0 | 0 | 0 | 0 | 0 | 0 | 0 | 0 | 0
F3_Industrial_Food Products_Existing_Space Heating_Natural Gas_Insulation - Ducting_A_Technical Potential | F3 | Industrial | Food Products | Existing | Space Heating | Natural Gas | Insulation - Ducting | A | Original Unit Winter Peak Savings (kW) | Technical Potential | 0 | 0 | 0 | 0 | 0 | 0 | 0 | 0 | 0 | 0 | 0 | 0 | 0 | 0 | 0 | 0 | 0 | 0 | 0 | 0 | 0 | 0 | 0 | 0 | 0 | 0 | 0 | 0 | 0 | 0 | 0
F4_Industrial_Food Products_Existing_Space Heating_Natural Gas_Insulation - Ducting_A_Technical Potential | F4 | Industrial | Food Products | Existing | Space Heating | Natural Gas | Insulation - Ducting | A | Standalone Impact on Baseline Energy (%) | Technical Potential | 0% | 0% | 0% | 0% | 0% | 0.0009263% | 0.002055% | 0.003434% | 0.005005% | 0.00678% | 0.008932% | 0.01121% | 0.01351% | 0.01587% | 0.01763% | 0.01921% | 0.02012% | 0.02073% | 0.02114% | 0.02118% | 0.02126% | 0.0213% | 0.02132% | 0.02132% | 0.00021321 | 0.00021317 | 0.0002131 | 0.00021301 | 0 | 0 | 0
F5_Industrial_Food Products_Existing_Space Heating_Natural Gas_Insulation - Ducting_A_Technical Potential | F5 | Industrial | Food Products | Existing | Space Heating | Natural Gas | Insulation - Ducting | A | Standalone Impact on Baseline Summer Peak (%) | Technical Potential | 0% | 0% | 0% | 0% | 0% | 0% | 0% | 0% | 0% | 0% | 0% | 0% | 0% | 0% | 0% | 0% | 0% | 0% | 0% | 0% | 0% | 0% | 0% | 0% | 0 | 0 | 0 | 0 | 0 | 0 | 0
F6_Industrial_Food Products_Existing_Space Heating_Natural Gas_Insulation - Ducting_A_Technical Potential | F6 | Industrial | Food Products | Existing | Space Heating | Natural Gas | Insulation - Ducting | A | Standalone Impact on Baseline Winter Peak (%) | Technical Potential | 0% | 0% | 0% | 0% | 0% | 0% | 0% | 0% | 0% | 0% | 0% | 0% | 0% | 0% | 0% | 0% | 0% | 0% | 0% | 0% | 0% | 0% | 0% | 0% | 0 | 0 | 0 | 0 | 0 | 0 | 0
F7_Industrial_Food Products_Existing_Space Heating_Natural Gas_Insulation - Ducting_A_Technical Potential | F7 | Industrial | Food Products | Existing | Space Heating | Natural Gas | Insulation - Ducting | A | Incremental Energy Savings (MWh or mTherms) | Technical Potential | 0 | 0 | 0 | 0 | 0 | 0.003088 | 0.0037552 | 0.0045153 | 0.005182 | 0.0058441 | 0.0066649 | 0.0072039 | 0.0072603 | 0.00666 | 0.0056828 | 0.0043128 | 0.0028279 | 0.0016193 | 0.00076618 | 0.00032175 | 0.00011554 | 3.5645e-05 | 7.6728e-06 | 1.2462e-06 | 1.4789e-07 | 0 | 0 | 0 | 0 | 0 | 0
F8_Industrial_Food Products_Existing_Space Heating_Natural Gas_Insulation - Ducting_A_Technical Potential | F8 | Industrial | Food Products | Existing | Space Heating | Natural Gas | Insulation - Ducting | A | Incremental Summer Peak Savings (MW) | Technical Potential | 0 | 0 | 0 | 0 | 0 | 0 | 0 | 0 | 0 | 0 | 0 | 0 | 0 | 0 | 0 | 0 | 0 | 0 | 0 | 0 | 0 | 0 | 0 | 0 | 0 | 0 | 0 | 0 | 0 | 0 | 0
F9_Industrial_Food Products_Existing_Space Heating_Natural Gas_Insulation - Ducting_A_Technical Potential | F9 | Industrial | Food Products | Existing | Space Heating | Natural Gas | Insulation - Ducting | A | Incremental Winter Peak Savings (MW) | Technical Potential | 0 | 0 | 0 | 0 | 0 | 0 | 0 | 0 | 0 | 0 | 0 | 0 | 0 | 0 | 0 | 0 | 0 | 0 | 0 | 0 | 0 | 0 | 0 | 0 | 0 | 0 | 0 | 0 | 0 | 0 | 0
F10_Industrial_Food Products_Existing_Space Heating_Natural Gas_Insulation - Ducting_A_Technical Potential | F10 | Industrial | Food Products | Existing | Space Heating | Natural Gas | Insulation - Ducting | A | Cumulative Energy Savings (MWh or mTherms) | Technical Potential | 0 | 0 | 0 | 0 | 0 | 0.003088 | 0.0068153 | 0.011252 | 0.0163 | 0.021947 | 0.028349 | 0.035212 | 0.04207 | 0.048271 | 0.053417 | 0.057205 | 0.059497 | 0.060588 | 0.060844 | 0.060642 | 0.060248 | 0.059776 | 0.05926 | 0.058758 | 0.058274 | 0.057821 | 0.057396 | 0.056998 | 0.056626 | 0.056277 | 0.05595
F11_Industrial_Food Products_Existing_Space Heating_Natural Gas_Insulation - Ducting_A_Technical Potential | F11 | Industrial | Food Products | Existing | Space Heating | Natural Gas | Insulation - Ducting | A | Cumulative Summer Peak Savings (MW) | Technical Potential | 0 | 0 | 0 | 0 | 0 | 0 | 0 | 0 | 0 | 0 | 0 | 0 | 0 | 0 | 0 | 0 | 0 | 0 | 0 | 0 | 0 | 0 | 0 | 0 | 0 | 0 | 0 | 0 | 0 | 0 | 0
F12_Industrial_Food Products_Existing_Space Heating_Natural Gas_Insulation - Ducting_A_Technical Potential | F12 | Industrial | Food Products | Existing | Space Heating | Natural Gas | Insulation - Ducting | A | Cumulative Winter Peak Savings (MW) | Technical Potential | 0 | 0 | 0 | 0 | 0 | 0 | 0 | 0 | 0 | 0 | 0 | 0 | 0 | 0 | 0 | 0 | 0 | 0 | 0 | 0 | 0 | 0 | 0 | 0 | 0 | 0 | 0 | 0 | 0 | 0 | 0
F13_Industrial_Food Products_Existing_Space Heating_Natural Gas_Insulation - Ducting_A_Technical Potential | F13 | Industrial | Food Products | Existing | Space Heating | Natural Gas | Insulation - Ducting | A | Purchases (Incremental) | Technical Potential | 0 | 0 | 0 | 0 | 0 | 1893.4145 | 2323.5351 | 2826.5589 | 3282.9635 | 3747.7319 | 4325.908 | 4732.6201 | 4824.8892 | 4474.6761 | 3861.0487 | 2959.3495 | 1958.8145 | 1131.6517 | 540.0091 | 228.736 | 82.8328 | 25.7726 | 5.5968 | 0.91683 | 0.1097 | 0 | 0 | 0 | 0 | 0 | 0
F14_Industrial_Food Products_Existing_Space Heating_Natural Gas_Insulation - Ducting_A_Technical Potential | F14 | Industrial | Food Products | Existing | Space Heating | Natural Gas | Insulation - Ducting | A | Purchases (Cumulative) | Technical Potential | 0 | 0 | 0 | 0 | 0 | 1893.4145 | 4216.9497 | 7043.5086 | 10326.472 | 14074.204 | 18400.1119 | 23132.732 | 27957.6212 | 32432.2973 | 36293.346 | 39252.6956 | 41211.51 | 42343.1617 | 42883.1708 | 43111.9069 | 43194.7397 | 43220.5123 | 43226.1091 | 43227.0259 | 43227.1356 | 43227.1356 | 43227.1356 | 43227.1356 | 43227.1356 | 43227.1356 | 43227.1356
F1_Industrial_Food Products_Existing_Space Heating_Natural Gas_HVAC - Duct Repair and Sealing_A_Technical Potential | F1 | Industrial | Food Products | Existing | Space Heating | Natural Gas | HVAC - Duct Repair and Sealing | A | Original Unit Energy Savings (kWh or therms) | Technical Potential | 0 | 0 | 0 | 0 | 0 | 0.0038394 | 0.0038048 | 0.0037607 | 0.003716 | 0.0036711 | 0.0036271 | 0.0035835 | 0.0035425 | 0.0035039 | 0.003465 | 0.0034309 | 0.0033988 | 0.0033686 | 0.0033402 | 0.0033115 | 0.0032836 | 0.003256 | 0.0032274 | 0.0032 | 0.0031737 | 0.003149 | 0.0031259 | 0.0031042 | 0.0030839 | 0.0030649 | 0.0030471
F2_Industrial_Food Products_Existing_Space Heating_Natural Gas_HVAC - Duct Repair and Sealing_A_Technical Potential | F2 | Industrial | Food Products | Existing | Space Heating | Natural Gas | HVAC - Duct Repair and Sealing | A | Original Unit Summer Peak Savings (kW) | Technical Potential | 0 | 0 | 0 | 0 | 0 | 0 | 0 | 0 | 0 | 0 | 0 | 0 | 0 | 0 | 0 | 0 | 0 | 0 | 0 | 0 | 0 | 0 | 0 | 0 | 0 | 0 | 0 | 0 | 0 | 0 | 0
F3_Industrial_Food Products_Existing_Space Heating_Natural Gas_HVAC - Duct Repair and Sealing_A_Technical Potential | F3 | Industrial | Food Products | Existing | Space Heating | Natural Gas | HVAC - Duct Repair and Sealing | A | Original Unit Winter Peak Savings (kW) | Technical Potential | 0 | 0 | 0 | 0 | 0 | 0 | 0 | 0 | 0 | 0 | 0 | 0 | 0 | 0 | 0 | 0 | 0 | 0 | 0 | 0 | 0 | 0 | 0 | 0 | 0 | 0 | 0 | 0 | 0 | 0 | 0
F4_Industrial_Food Products_Existing_Space Heating_Natural Gas_HVAC - Duct Repair and Sealing_A_Technical Potential | F4 | Industrial | Food Products | Existing | Space Heating | Natural Gas | HVAC - Duct Repair and Sealing | A | Standalone Impact on Baseline Energy (%) | Technical Potential | 0% | 0% | 0% | 0% | 0% | 0.004437% | 0.00884% | 0.01324% | 0.01753% | 0.02177% | 0.02626% | 0.03051% | 0.03473% | 0.03943% | 0.0434% | 0.04796% | 0.05209% | 0.05647% | 0.06108% | 0.06508% | 0.06938% | 0.07368% | 0.07789% | 0.08207% | 0.00086214 | 0.00086199 | 0.00086172 | 0.00086133 | 0 | 0 | 0
F5_Industrial_Food Products_Existing_Space Heating_Natural Gas_HVAC - Duct Repair and Sealing_A_Technical Potential | F5 | Industrial | Food Products | Existing | Space Heating | Natural Gas | HVAC - Duct Repair and Sealing | A | Standalone Impact on Baseline Summer Peak (%) | Technical Potential | 0% | 0% | 0% | 0% | 0% | 0% | 0% | 0% | 0% | 0% | 0% | 0% | 0% | 0% | 0% | 0% | 0% | 0% | 0% | 0% | 0% | 0% | 0% | 0% | 0 | 0 | 0 | 0 | 0 | 0 | 0
F6_Industrial_Food Products_Existing_Space Heating_Natural Gas_HVAC - Duct Repair and Sealing_A_Technical Potential | F6 | Industrial | Food Products | Existing | Space Heating | Natural Gas | HVAC - Duct Repair and Sealing | A | Standalone Impact on Baseline Winter Peak (%) | Technical Potential | 0% | 0% | 0% | 0% | 0% | 0% | 0% | 0% | 0% | 0% | 0% | 0% | 0% | 0% | 0% | 0% | 0% | 0% | 0% | 0% | 0% | 0% | 0% | 0% | 0 | 0 | 0 | 0 | 0 | 0 | 0
F7_Industrial_Food Products_Existing_Space Heating_Natural Gas_HVAC - Duct Repair and Sealing_A_Technical Potential | F7 | Industrial | Food Products | Existing | Space Heating | Natural Gas | HVAC - Duct Repair and Sealing | A | Incremental Energy Savings (MWh or mTherms) | Technical Potential | 0 | 0 | 0 | 0 | 0 | 0.014793 | 0.014651 | 0.014396 | 0.014233 | 0.014072 | 0.013727 | 0.013525 | 0.013343 | 0.012988 | 0.012893 | 0.012644 | 0.012528 | 0.012354 | 0.012141 | 0.01205 | 0.0119 | 0.011753 | 0.011608 | 0.01147 | 0.01134 | 0 | 0 | 0 | 0 | 0 | 0
F8_Industrial_Food Products_Existing_Space Heating_Natural Gas_HVAC - Duct Repair and Sealing_A_Technical Potential | F8 | Industrial | Food Products | Existing | Space Heating | Natural Gas | HVAC - Duct Repair and Sealing | A | Incremental Summer Peak Savings (MW) | Technical Potential | 0 | 0 | 0 | 0 | 0 | 0 | 0 | 0 | 0 | 0 | 0 | 0 | 0 | 0 | 0 | 0 | 0 | 0 | 0 | 0 | 0 | 0 | 0 | 0 | 0 | 0 | 0 | 0 | 0 | 0 | 0
F9_Industrial_Food Products_Existing_Space Heating_Natural Gas_HVAC - Duct Repair and Sealing_A_Technical Potential | F9 | Industrial | Food Products | Existing | Space Heating | Natural Gas | HVAC - Duct Repair and Sealing | A | Incremental Winter Peak Savings (MW) | Technical Potential | 0 | 0 | 0 | 0 | 0 | 0 | 0 | 0 | 0 | 0 | 0 | 0 | 0 | 0 | 0 | 0 | 0 | 0 | 0 | 0 | 0 | 0 | 0 | 0 | 0 | 0 | 0 | 0 | 0 | 0 | 0
F10_Industrial_Food Products_Existing_Space Heating_Natural Gas_HVAC - Duct Repair and Sealing_A_Technical Potential | F10 | Industrial | Food Products | Existing | Space Heating | Natural Gas | HVAC - Duct Repair and Sealing | A | Cumulative Energy Savings (MWh or mTherms) | Technical Potential | 0 | 0 | 0 | 0 | 0 | 0.014793 | 0.029311 | 0.043367 | 0.057084 | 0.070466 | 0.08335 | 0.095874 | 0.10812 | 0.11993 | 0.13149 | 0.14284 | 0.15403 | 0.16502 | 0.17577 | 0.18631 | 0.19664 | 0.20674 | 0.21653 | 0.22617 | 0.23564 | 0.23381 | 0.23209 | 0.23048 | 0.22898 | 0.22756 | 0.22624
F11_Industrial_Food Products_Existing_Space Heating_Natural Gas_HVAC - Duct Repair and Sealing_A_Technical Potential | F11 | Industrial | Food Products | Existing | Space Heating | Natural Gas | HVAC - Duct Repair and Sealing | A | Cumulative Summer Peak Savings (MW) | Technical Potential | 0 | 0 | 0 | 0 | 0 | 0 | 0 | 0 | 0 | 0 | 0 | 0 | 0 | 0 | 0 | 0 | 0 | 0 | 0 | 0 | 0 | 0 | 0 | 0 | 0 | 0 | 0 | 0 | 0 | 0 | 0
F12_Industrial_Food Products_Existing_Space Heating_Natural Gas_HVAC - Duct Repair and Sealing_A_Technical Potential | F12 | Industrial | Food Products | Existing | Space Heating | Natural Gas | HVAC - Duct Repair and Sealing | A | Cumulative Winter Peak Savings (MW) | Technical Potential | 0 | 0 | 0 | 0 | 0 | 0 | 0 | 0 | 0 | 0 | 0 | 0 | 0 | 0 | 0 | 0 | 0 | 0 | 0 | 0 | 0 | 0 | 0 | 0 | 0 | 0 | 0 | 0 | 0 | 0 | 0
F13_Industrial_Food Products_Existing_Space Heating_Natural Gas_HVAC - Duct Repair and Sealing_A_Technical Potential | F13 | Industrial | Food Products | Existing | Space Heating | Natural Gas | HVAC - Duct Repair and Sealing | A | Purchases (Incremental) | Technical Potential | 0 | 0 | 0 | 0 | 0 | 3852.8784 | 3850.7638 | 3828.0544 | 3830.1241 | 3833.2911 | 3784.6123 | 3774.2702 | 3766.6068 | 3706.7943 | 3720.947 | 3685.4629 | 3685.9412 | 3667.3897 | 3634.6768 | 3638.9823 | 3623.9342 | 3609.8395 | 3596.6866 | 3584.4639 | 3573.1604 | 0 | 0 | 0 | 0 | 0 | 0
F14_Industrial_Food Products_Existing_Space Heating_Natural Gas_HVAC - Duct Repair and Sealing_A_Technical Potential | F14 | Industrial | Food Products | Existing | Space Heating | Natural Gas | HVAC - Duct Repair and Sealing | A | Purchases (Cumulative) | Technical Potential | 0 | 0 | 0 | 0 | 0 | 3852.8784 | 7703.6422 | 11531.6966 | 15361.8207 | 19195.1118 | 22979.724 | 26753.9942 | 30520.601 | 34227.3953 | 37948.3423 | 41633.8053 | 45319.7465 | 48987.1362 | 52621.813 | 56260.7953 | 59884.7295 | 63494.569 | 67091.2556 | 70675.7195 | 74248.8799 | 74248.8799 | 74248.8799 | 74248.8799 | 74248.8799 | 74248.8799 | 74248.8799
F1_Industrial_Food Products_Existing_Space Heating_Natural Gas_Windows - High Efficiency_A_Technical Potential | F1 | Industrial | Food Products | Existing | Space Heating | Natural Gas | Windows - High Efficiency | A | Original Unit Energy Savings (kWh or therms) | Technical Potential | 0 | 0 | 0 | 0 | 0 | 0.0056921 | 0.0056642 | 0.0056298 | 0.0055934 | 0.0055553 | 0.0055167 | 0.005477 | 0.0054375 | 0.0053982 | 0.0053557 | 0.0053164 | 0.0052777 | 0.0052417 | 0.0052081 | 0.0051754 | 0.0051445 | 0.005113 | 0.0050845 | 0.0050575 | 0.0050319 | 0.0050082 | 0.0049863 | 0.004966 | 0 | 0 | 0
F2_Industrial_Food Products_Existing_Space Heating_Natural Gas_Windows - High Efficiency_A_Technical Potential | F2 | Industrial | Food Products | Existing | Space Heating | Natural Gas | Windows - High Efficiency | A | Original Unit Summer Peak Savings (kW) | Technical Potential | 0 | 0 | 0 | 0 | 0 | 0 | 0 | 0 | 0 | 0 | 0 | 0 | 0 | 0 | 0 | 0 | 0 | 0 | 0 | 0 | 0 | 0 | 0 | 0 | 0 | 0 | 0 | 0 | 0 | 0 | 0
F3_Industrial_Food Products_Existing_Space Heating_Natural Gas_Windows - High Efficiency_A_Technical Potential | F3 | Industrial | Food Products | Existing | Space Heating | Natural Gas | Windows - High Efficiency | A | Original Unit Winter Peak Savings (kW) | Technical Potential | 0 | 0 | 0 | 0 | 0 | 0 | 0 | 0 | 0 | 0 | 0 | 0 | 0 | 0 | 0 | 0 | 0 | 0 | 0 | 0 | 0 | 0 | 0 | 0 | 0 | 0 | 0 | 0 | 0 | 0 | 0
F4_Industrial_Food Products_Existing_Space Heating_Natural Gas_Windows - High Efficiency_A_Technical Potential | F4 | Industrial | Food Products | Existing | Space Heating | Natural Gas | Windows - High Efficiency | A | Standalone Impact on Baseline Energy (%) | Technical Potential | 0% | 0% | 0% | 0% | 0% | 0.005191% | 0.01557% | 0.03409% | 0.06404% | 0.1095% | 0.176% | 0.2651% | 0.3806% | 0.5288% | 0.6943% | 0.889% | 1.089% | 1.295% | 1.496% | 1.661% | 1.805% | 1.918% | 1.998% | 2.051% | 0.020878 | 0.020939 | 0.020995 | 0.021046 | 0 | 0 | 0
F5_Industrial_Food Products_Existing_Space Heating_Natural Gas_Windows - High Efficiency_A_Technical Potential | F5 | Industrial | Food Products | Existing | Space Heating | Natural Gas | Windows - High Efficiency | A | Standalone Impact on Baseline Summer Peak (%) | Technical Potential | 0% | 0% | 0% | 0% | 0% | 0% | 0% | 0% | 0% | 0% | 0% | 0% | 0% | 0% | 0% | 0% | 0% | 0% | 0% | 0% | 0% | 0% | 0% | 0% | 0 | 0 | 0 | 0 | 0 | 0 | 0
F6_Industrial_Food Products_Existing_Space Heating_Natural Gas_Windows - High Efficiency_A_Technical Potential | F6 | Industrial | Food Products | Existing | Space Heating | Natural Gas | Windows - High Efficiency | A | Standalone Impact on Baseline Winter Peak (%) | Technical Potential | 0% | 0% | 0% | 0% | 0% | 0% | 0% | 0% | 0% | 0% | 0% | 0% | 0% | 0% | 0% | 0% | 0% | 0% | 0% | 0% | 0% | 0% | 0% | 0% | 0 | 0 | 0 | 0 | 0 | 0 | 0
F7_Industrial_Food Products_Existing_Space Heating_Natural Gas_Windows - High Efficiency_A_Technical Potential | F7 | Industrial | Food Products | Existing | Space Heating | Natural Gas | Windows - High Efficiency | A | Incremental Energy Savings (MWh or mTherms) | Technical Potential | 0 | 0 | 0 | 0 | 0 | 0.017306 | 0.034405 | 0.060358 | 0.097599 | 0.14725 | 0.20677 | 0.27848 | 0.35768 | 0.43222 | 0.50761 | 0.55994 | 0.5914 | 0.58685 | 0.54476 | 0.47652 | 0.3901 | 0.29533 | 0.20258 | 0.1283 | 0.08299 | 0 | 0 | 0 | 0 | 0 | 0
F8_Industrial_Food Products_Existing_Space Heating_Natural Gas_Windows - High Efficiency_A_Technical Potential | F8 | Industrial | Food Products | Existing | Space Heating | Natural Gas | Windows - High Efficiency | A | Incremental Summer Peak Savings (MW) | Technical Potential | 0 | 0 | 0 | 0 | 0 | 0 | 0 | 0 | 0 | 0 | 0 | 0 | 0 | 0 | 0 | 0 | 0 | 0 | 0 | 0 | 0 | 0 | 0 | 0 | 0 | 0 | 0 | 0 | 0 | 0 | 0
F9_Industrial_Food Products_Existing_Space Heating_Natural Gas_Windows - High Efficiency_A_Technical Potential | F9 | Industrial | Food Products | Existing | Space Heating | Natural Gas | Windows - High Efficiency | A | Incremental Winter Peak Savings (MW) | Technical Potential | 0 | 0 | 0 | 0 | 0 | 0 | 0 | 0 | 0 | 0 | 0 | 0 | 0 | 0 | 0 | 0 | 0 | 0 | 0 | 0 | 0 | 0 | 0 | 0 | 0 | 0 | 0 | 0 | 0 | 0 | 0
F10_Industrial_Food Products_Existing_Space Heating_Natural Gas_Windows - High Efficiency_A_Technical Potential | F10 | Industrial | Food Products | Existing | Space Heating | Natural Gas | Windows - High Efficiency | A | Cumulative Energy Savings (MWh or mTherms) | Technical Potential | 0 | 0 | 0 | 0 | 0 | 0.017306 | 0.051626 | 0.11167 | 0.20855 | 0.35438 | 0.55869 | 0.83315 | 1.1848 | 1.6085 | 2.1034 | 2.6479 | 3.22 | 3.7849 | 4.3054 | 4.7549 | 5.1166 | 5.3806 | 5.5532 | 5.6521 | 5.7064 | 5.6796 | 5.6547 | 5.6317 | 0 | 0 | 0
F11_Industrial_Food Products_Existing_Space Heating_Natural Gas_Windows - High Efficiency_A_Technical Potential | F11 | Industrial | Food Products | Existing | Space Heating | Natural Gas | Windows - High Efficiency | A | Cumulative Summer Peak Savings (MW) | Technical Potential | 0 | 0 | 0 | 0 | 0 | 0 | 0 | 0 | 0 | 0 | 0 | 0 | 0 | 0 | 0 | 0 | 0 | 0 | 0 | 0 | 0 | 0 | 0 | 0 | 0 | 0 | 0 | 0 | 0 | 0 | 0
F12_Industrial_Food Products_Existing_Space Heating_Natural Gas_Windows - High Efficiency_A_Technical Potential | F12 | Industrial | Food Products | Existing | Space Heating | Natural Gas | Windows - High Efficiency | A | Cumulative Winter Peak Savings (MW) | Technical Potential | 0 | 0 | 0 | 0 | 0 | 0 | 0 | 0 | 0 | 0 | 0 | 0 | 0 | 0 | 0 | 0 | 0 | 0 | 0 | 0 | 0 | 0 | 0 | 0 | 0 | 0 | 0 | 0 | 0 | 0 | 0
F13_Industrial_Food Products_Existing_Space Heating_Natural Gas_Windows - High Efficiency_A_Technical Potential | F13 | Industrial | Food Products | Existing | Space Heating | Natural Gas | Windows - High Efficiency | A | Purchases (Incremental) | Technical Potential | 0 | 0 | 0 | 0 | 0 | 3040.3117 | 6074.0481 | 10721.1459 | 17448.8418 | 26506.8046 | 37481.3118 | 50845.5524 | 65780.3658 | 80067.0229 | 94778.5313 | 105321.3065 | 112056.5807 | 111958.0619 | 104597.95 | 92073.9295 | 75829.2482 | 57761.5413 | 39843.0543 | 25368.7796 | 16492.6828 | 0 | 0 | 0 | 0 | 0 | 0
F14_Industrial_Food Products_Existing_Space Heating_Natural Gas_Windows - High Efficiency_A_Technical Potential | F14 | Industrial | Food Products | Existing | Space Heating | Natural Gas | Windows - High Efficiency | A | Purchases (Cumulative) | Technical Potential | 0 | 0 | 0 | 0 | 0 | 3040.3117 | 9114.3598 | 19835.5057 | 37284.3475 | 63791.1521 | 101272.4639 | 152118.0163 | 217898.3821 | 297965.405 | 392743.9363 | 498065.2429 | 610121.8236 | 722079.8855 | 826677.8355 | 918751.7651 | 994581.0133 | 1052342.5546 | 1092185.6089 | 1117554.3884 | 1134047.0713 | 1134047.0713 | 1134047.0713 | 1134047.0713 | 1134047.0713 | 1134047.0713 | 1134047.0713
F1_Industrial_Food Products_Existing_Space Heating_Natural Gas_Gas Boiler - Maintenance_A_Technical Potential | F1 | Industrial | Food Products | Existing | Space Heating | Natural Gas | Gas Boiler - Maintenance | A | Original Unit Energy Savings (kWh or therms) | Technical Potential | 0 | 0 | 0 | 0 | 0 | 0.94059 | 0.93421 | 0.92788 | 0.92151 | 0.91517 | 0.909 | 0.90289 | 0.89684 | 0.89087 | 0.88455 | 0.87874 | 0.873 | 0.86736 | 0.8618 | 0.85622 | 0.85084 | 0.84524 | 0.83983 | 0.83459 | 0.82932 | 0.82451 | 0.82012 | 0.81611 | 0.81246 | 0.80912 | 0.80607
F2_Industrial_Food Products_Existing_Space Heating_Natural Gas_Gas Boiler - Maintenance_A_Technical Potential | F2 | Industrial | Food Products | Existing | Space Heating | Natural Gas | Gas Boiler - Maintenance | A | Original Unit Summer Peak Savings (kW) | Technical Potential | 0 | 0 | 0 | 0 | 0 | 0 | 0 | 0 | 0 | 0 | 0 | 0 | 0 | 0 | 0 | 0 | 0 | 0 | 0 | 0 | 0 | 0 | 0 | 0 | 0 | 0 | 0 | 0 | 0 | 0 | 0
F3_Industrial_Food Products_Existing_Space Heating_Natural Gas_Gas Boiler - Maintenance_A_Technical Potential | F3 | Industrial | Food Products | Existing | Space Heating | Natural Gas | Gas Boiler - Maintenance | A | Original Unit Winter Peak Savings (kW) | Technical Potential | 0 | 0 | 0 | 0 | 0 | 0 | 0 | 0 | 0 | 0 | 0 | 0 | 0 | 0 | 0 | 0 | 0 | 0 | 0 | 0 | 0 | 0 | 0 | 0 | 0 | 0 | 0 | 0 | 0 | 0 | 0
F4_Industrial_Food Products_Existing_Space Heating_Natural Gas_Gas Boiler - Maintenance_A_Technical Potential | F4 | Industrial | Food Products | Existing | Space Heating | Natural Gas | Gas Boiler - Maintenance | A | Standalone Impact on Baseline Energy (%) | Technical Potential | 0% | 0% | 0% | 0% | 0% | 0.004916% | 0.008349% | 0.01077% | 0.01261% | 0.01423% | 0.01582% | 0.01707% | 0.01814% | 0.01931% | 0.01997% | 0.02079% | 0.02127% | 0.02175% | 0.02224% | 0.02243% | 0.02272% | 0.02296% | 0.02316% | 0.02333% | 0.0002347 | 0.00023512 | 0.00023553 | 0.00023591 | 0 | 0 | 0
F5_Industrial_Food Products_Existing_Space Heating_Natural Gas_Gas Boiler - Maintenance_A_Technical Potential | F5 | Industrial | Food Products | Existing | Space Heating | Natural Gas | Gas Boiler - Maintenance | A | Standalone Impact on Baseline Summer Peak (%) | Technical Potential | 0% | 0% | 0% | 0% | 0% | 0% | 0% | 0% | 0% | 0% | 0% | 0% | 0% | 0% | 0% | 0% | 0% | 0% | 0% | 0% | 0% | 0% | 0% | 0% | 0 | 0 | 0 | 0 | 0 | 0 | 0
F6_Industrial_Food Products_Existing_Space Heating_Natural Gas_Gas Boiler - Maintenance_A_Technical Potential | F6 | Industrial | Food Products | Existing | Space Heating | Natural Gas | Gas Boiler - Maintenance | A | Standalone Impact on Baseline Winter Peak (%) | Technical Potential | 0% | 0% | 0% | 0% | 0% | 0% | 0% | 0% | 0% | 0% | 0% | 0% | 0% | 0% | 0% | 0% | 0% | 0% | 0% | 0% | 0% | 0% | 0% | 0% | 0 | 0 | 0 | 0 | 0 | 0 | 0
F7_Industrial_Food Products_Existing_Space Heating_Natural Gas_Gas Boiler - Maintenance_A_Technical Potential | F7 | Industrial | Food Products | Existing | Space Heating | Natural Gas | Gas Boiler - Maintenance | A | Incremental Energy Savings (MWh or mTherms) | Technical Potential | 0 | 0 | 0 | 0 | 0 | 0.016391 | 0.011405 | 0.0077952 | 0.0060325 | 0.0052533 | 0.0044579 | 0.003783 | 0.003186 | 0.0026277 | 0.0021966 | 0.0018035 | 0.0013956 | 0.0010744 | 0.00082399 | 0.00063833 | 0.00058003 | 0.00044919 | 0.00038293 | 0.00031808 | 0.00025448 | 0 | 0 | 0 | 0 | 0 | 0
F8_Industrial_Food Products_Existing_Space Heating_Natural Gas_Gas Boiler - Maintenance_A_Technical Potential | F8 | Industrial | Food Products | Existing | Space Heating | Natural Gas | Gas Boiler - Maintenance | A | Incremental Summer Peak Savings (MW) | Technical Potential | 0 | 0 | 0 | 0 | 0 | 0 | 0 | 0 | 0 | 0 | 0 | 0 | 0 | 0 | 0 | 0 | 0 | 0 | 0 | 0 | 0 | 0 | 0 | 0 | 0 | 0 | 0 | 0 | 0 | 0 | 0
F9_Industrial_Food Products_Existing_Space Heating_Natural Gas_Gas Boiler - Maintenance_A_Technical Potential | F9 | Industrial | Food Products | Existing | Space Heating | Natural Gas | Gas Boiler - Maintenance | A | Incremental Winter Peak Savings (MW) | Technical Potential | 0 | 0 | 0 | 0 | 0 | 0 | 0 | 0 | 0 | 0 | 0 | 0 | 0 | 0 | 0 | 0 | 0 | 0 | 0 | 0 | 0 | 0 | 0 | 0 | 0 | 0 | 0 | 0 | 0 | 0 | 0
F10_Industrial_Food Products_Existing_Space Heating_Natural Gas_Gas Boiler - Maintenance_A_Technical Potential | F10 | Industrial | Food Products | Existing | Space Heating | Natural Gas | Gas Boiler - Maintenance | A | Cumulative Energy Savings (MWh or mTherms) | Technical Potential | 0 | 0 | 0 | 0 | 0 | 0.016391 | 0.027684 | 0.035292 | 0.041082 | 0.046052 | 0.0502 | 0.053645 | 0.056472 | 0.058724 | 0.060504 | 0.06191 | 0.062902 | 0.063569 | 0.063986 | 0.06421 | 0.064387 | 0.064412 | 0.064383 | 0.064299 | 0.064147 | 0.063775 | 0.063436 | 0.063126 | 0.062843 | 0.062585 | 0.062349
F11_Industrial_Food Products_Existing_Space Heating_Natural Gas_Gas Boiler - Maintenance_A_Technical Potential | F11 | Industrial | Food Products | Existing | Space Heating | Natural Gas | Gas Boiler - Maintenance | A | Cumulative Summer Peak Savings (MW) | Technical Potential | 0 | 0 | 0 | 0 | 0 | 0 | 0 | 0 | 0 | 0 | 0 | 0 | 0 | 0 | 0 | 0 | 0 | 0 | 0 | 0 | 0 | 0 | 0 | 0 | 0 | 0 | 0 | 0 | 0 | 0 | 0
F12_Industrial_Food Products_Existing_Space Heating_Natural Gas_Gas Boiler - Maintenance_A_Technical Potential | F12 | Industrial | Food Products | Existing | Space Heating | Natural Gas | Gas Boiler - Maintenance | A | Cumulative Winter Peak Savings (MW) | Technical Potential | 0 | 0 | 0 | 0 | 0 | 0 | 0 | 0 | 0 | 0 | 0 | 0 | 0 | 0 | 0 | 0 | 0 | 0 | 0 | 0 | 0 | 0 | 0 | 0 | 0 | 0 | 0 | 0 | 0 | 0 | 0
F13_Industrial_Food Products_Existing_Space Heating_Natural Gas_Gas Boiler - Maintenance_A_Technical Potential | F13 | Industrial | Food Products | Existing | Space Heating | Natural Gas | Gas Boiler - Maintenance | A | Purchases (Incremental) | Technical Potential | 0 | 0 | 0 | 0 | 0 | 17.4261 | 12.2076 | 8.4011 | 6.5463 | 5.7403 | 4.9042 | 4.1899 | 3.5525 | 2.9496 | 2.4833 | 2.0524 | 1.5986 | 1.2387 | 0.95613 | 0.74551 | 0.68171 | 0.53144 | 0.45596 | 0.38112 | 0.30685 | 0 | 0 | 0 | 0 | 0 | 0
F14_Industrial_Food Products_Existing_Space Heating_Natural Gas_Gas Boiler - Maintenance_A_Technical Potential | F14 | Industrial | Food Products | Existing | Space Heating | Natural Gas | Gas Boiler - Maintenance | A | Purchases (Cumulative) | Technical Potential | 0 | 0 | 0 | 0 | 0 | 17.4261 | 29.6337 | 38.0348 | 44.5811 | 50.3214 | 55.2256 | 59.4155 | 62.968 | 65.9176 | 68.4009 | 70.4533 | 72.0519 | 73.2907 | 74.2468 | 74.9923 | 75.674 | 76.2055 | 76.6614 | 77.0425 | 77.3494 | 77.3494 | 77.3494 | 77.3494 | 77.3494 | 77.3494 | 77.3494
F1_Industrial_Food Products_Existing_Process_Natural Gas_Gas Boiler - Maintenance_A_Technical Potential | F1 | Industrial | Food Products | Existing | Process | Natural Gas | Gas Boiler - Maintenance | A | Original Unit Energy Savings (kWh or therms) | Technical Potential | 0 | 0 | 0 | 0 | 0 | 34.75 | 34.75 | 34.75 | 34.75 | 34.75 | 34.75 | 34.75 | 34.75 | 34.75 | 34.75 | 34.75 | 34.75 | 34.75 | 34.75 | 34.75 | 34.75 | 34.75 | 34.75 | 34.75 | 34.75 | 34.75 | 34.75 | 34.75 | 34.75 | 34.75 | 34.75
F2_Industrial_Food Products_Existing_Process_Natural Gas_Gas Boiler - Maintenance_A_Technical Potential | F2 | Industrial | Food Products | Existing | Process | Natural Gas | Gas Boiler - Maintenance | A | Original Unit Summer Peak Savings (kW) | Technical Potential | 0 | 0 | 0 | 0 | 0 | 0 | 0 | 0 | 0 | 0 | 0 | 0 | 0 | 0 | 0 | 0 | 0 | 0 | 0 | 0 | 0 | 0 | 0 | 0 | 0 | 0 | 0 | 0 | 0 | 0 | 0
F3_Industrial_Food Products_Existing_Process_Natural Gas_Gas Boiler - Maintenance_A_Technical Potential | F3 | Industrial | Food Products | Existing | Process | Natural Gas | Gas Boiler - Maintenance | A | Original Unit Winter Peak Savings (kW) | Technical Potential | 0 | 0 | 0 | 0 | 0 | 0 | 0 | 0 | 0 | 0 | 0 | 0 | 0 | 0 | 0 | 0 | 0 | 0 | 0 | 0 | 0 | 0 | 0 | 0 | 0 | 0 | 0 | 0 | 0 | 0 | 0
F4_Industrial_Food Products_Existing_Process_Natural Gas_Gas Boiler - Maintenance_A_Technical Potential | F4 | Industrial | Food Products | Existing | Process | Natural Gas | Gas Boiler - Maintenance | A | Standalone Impact on Baseline Energy (%) | Technical Potential | 0% | 0% | 0% | 0% | 0% | 0.02735% | 0.04654% | 0.06009% | 0.0704% | 0.0794% | 0.08825% | 0.09521% | 0.1011% | 0.1076% | 0.1112% | 0.1156% | 0.1182% | 0.1209% | 0.1235% | 0.1246% | 0.1263% | 0.1277% | 0.1289% | 0.13% | 0.0013092 | 0.0013131 | 0.0013166 | 0.0013198 | 0 | 0 | 0
F5_Industrial_Food Products_Existing_Process_Natural Gas_Gas Boiler - Maintenance_A_Technical Potential | F5 | Industrial | Food Products | Existing | Process | Natural Gas | Gas Boiler - Maintenance | A | Standalone Impact on Baseline Summer Peak (%) | Technical Potential | 0% | 0% | 0% | 0% | 0% | 0% | 0% | 0% | 0% | 0% | 0% | 0% | 0% | 0% | 0% | 0% | 0% | 0% | 0% | 0% | 0% | 0% | 0% | 0% | 0 | 0 | 0 | 0 | 0 | 0 | 0
F6_Industrial_Food Products_Existing_Process_Natural Gas_Gas Boiler - Maintenance_A_Technical Potential | F6 | Industrial | Food Products | Existing | Process | Natural Gas | Gas Boiler - Maintenance | A | Standalone Impact on Baseline Winter Peak (%) | Technical Potential | 0% | 0% | 0% | 0% | 0% | 0% | 0% | 0% | 0% | 0% | 0% | 0% | 0% | 0% | 0% | 0% | 0% | 0% | 0% | 0% | 0% | 0% | 0% | 0% | 0 | 0 | 0 | 0 | 0 | 0 | 0
F7_Industrial_Food Products_Existing_Process_Natural Gas_Gas Boiler - Maintenance_A_Technical Potential | F7 | Industrial | Food Products | Existing | Process | Natural Gas | Gas Boiler - Maintenance | A | Incremental Energy Savings (MWh or mTherms) | Technical Potential | 0 | 0 | 0 | 0 | 0 | 1.4439 | 1.0115 | 0.69611 | 0.54242 | 0.47564 | 0.40636 | 0.34717 | 0.29436 | 0.2444 | 0.20577 | 0.17006 | 0.13246 | 0.10264 | 0.079224 | 0.061773 | 0.056486 | 0.044035 | 0.03778 | 0.031579 | 0.025426 | 0 | 0 | 0 | 0 | 0 | 0
F8_Industrial_Food Products_Existing_Process_Natural Gas_Gas Boiler - Maintenance_A_Technical Potential | F8 | Industrial | Food Products | Existing | Process | Natural Gas | Gas Boiler - Maintenance | A | Incremental Summer Peak Savings (MW) | Technical Potential | 0 | 0 | 0 | 0 | 0 | 0 | 0 | 0 | 0 | 0 | 0 | 0 | 0 | 0 | 0 | 0 | 0 | 0 | 0 | 0 | 0 | 0 | 0 | 0 | 0 | 0 | 0 | 0 | 0 | 0 | 0
F9_Industrial_Food Products_Existing_Process_Natural Gas_Gas Boiler - Maintenance_A_Technical Potential | F9 | Industrial | Food Products | Existing | Process | Natural Gas | Gas Boiler - Maintenance | A | Incremental Winter Peak Savings (MW) | Technical Potential | 0 | 0 | 0 | 0 | 0 | 0 | 0 | 0 | 0 | 0 | 0 | 0 | 0 | 0 | 0 | 0 | 0 | 0 | 0 | 0 | 0 | 0 | 0 | 0 | 0 | 0 | 0 | 0 | 0 | 0 | 0
F10_Industrial_Food Products_Existing_Process_Natural Gas_Gas Boiler - Maintenance_A_Technical Potential | F10 | Industrial | Food Products | Existing | Process | Natural Gas | Gas Boiler - Maintenance | A | Cumulative Energy Savings (MWh or mTherms) | Technical Potential | 0 | 0 | 0 | 0 | 0 | 1.4439 | 2.4554 | 3.1515 | 3.694 | 4.1696 | 4.576 | 4.9231 | 5.2175 | 5.4619 | 5.6677 | 5.8377 | 5.9702 | 6.0728 | 6.152 | 6.2138 | 6.2703 | 6.3143 | 6.3521 | 6.3837 | 6.4091 | 6.4091 | 6.4091 | 6.4091 | 6.4091 | 6.4091 | 6.4091
F11_Industrial_Food Products_Existing_Process_Natural Gas_Gas Boiler - Maintenance_A_Technical Potential | F11 | Industrial | Food Products | Existing | Process | Natural Gas | Gas Boiler - Maintenance | A | Cumulative Summer Peak Savings (MW) | Technical Potential | 0 | 0 | 0 | 0 | 0 | 0 | 0 | 0 | 0 | 0 | 0 | 0 | 0 | 0 | 0 | 0 | 0 | 0 | 0 | 0 | 0 | 0 | 0 | 0 | 0 | 0 | 0 | 0 | 0 | 0 | 0
F12_Industrial_Food Products_Existing_Process_Natural Gas_Gas Boiler - Maintenance_A_Technical Potential | F12 | Industrial | Food Products | Existing | Process | Natural Gas | Gas Boiler - Maintenance | A | Cumulative Winter Peak Savings (MW) | Technical Potential | 0 | 0 | 0 | 0 | 0 | 0 | 0 | 0 | 0 | 0 | 0 | 0 | 0 | 0 | 0 | 0 | 0 | 0 | 0 | 0 | 0 | 0 | 0 | 0 | 0 | 0 | 0 | 0 | 0 | 0 | 0
F13_Industrial_Food Products_Existing_Process_Natural Gas_Gas Boiler - Maintenance_A_Technical Potential | F13 | Industrial | Food Products | Existing | Process | Natural Gas | Gas Boiler - Maintenance | A | Purchases (Incremental) | Technical Potential | 0 | 0 | 0 | 0 | 0 | 41.5516 | 29.1084 | 20.032 | 15.6093 | 13.6874 | 11.6938 | 9.9905 | 8.4707 | 7.0332 | 5.9214 | 4.8938 | 3.8118 | 2.9537 | 2.2798 | 1.7776 | 1.6255 | 1.2672 | 1.0872 | 0.90875 | 0.73168 | 0 | 0 | 0 | 0 | 0 | 0
F14_Industrial_Food Products_Existing_Process_Natural Gas_Gas Boiler - Maintenance_A_Technical Potential | F14 | Industrial | Food Products | Existing | Process | Natural Gas | Gas Boiler - Maintenance | A | Purchases (Cumulative) | Technical Potential | 0 | 0 | 0 | 0 | 0 | 41.5516 | 70.66 | 90.692 | 106.3013 | 119.9888 | 131.6826 | 141.673 | 150.1437 | 157.177 | 163.0983 | 167.9922 | 171.804 | 174.7577 | 177.0375 | 178.8152 | 180.4407 | 181.7079 | 182.7951 | 183.7038 | 184.4355 | 184.4355 | 184.4355 | 184.4355 | 184.4355 | 184.4355 | 184.4355
F1_Industrial_Food Products_Existing_Space Heating_Natural Gas_Gas Furnace - Maintenance_A_Technical Potential | F1 | Industrial | Food Products | Existing | Space Heating | Natural Gas | Gas Furnace - Maintenance | A | Original Unit Energy Savings (kWh or therms) | Technical Potential | 0 | 0 | 0 | 0 | 0 | 0.0091939 | 0.0091109 | 0.0090054 | 0.0088982 | 0.0087907 | 0.0086854 | 0.0085811 | 0.0084829 | 0.0083904 | 0.0082972 | 0.0082156 | 0.0081386 | 0.0080664 | 0.0079984 | 0.0079296 | 0.007863 | 0.0077967 | 0.0077284 | 0.0076628 | 0.0075997 | 0.0075405 | 0.0074852 | 0.0074333 | 0.0073847 | 0.0073392 | 0.0072965
F2_Industrial_Food Products_Existing_Space Heating_Natural Gas_Gas Furnace - Maintenance_A_Technical Potential | F2 | Industrial | Food Products | Existing | Space Heating | Natural Gas | Gas Furnace - Maintenance | A | Original Unit Summer Peak Savings (kW) | Technical Potential | 0 | 0 | 0 | 0 | 0 | 0 | 0 | 0 | 0 | 0 | 0 | 0 | 0 | 0 | 0 | 0 | 0 | 0 | 0 | 0 | 0 | 0 | 0 | 0 | 0 | 0 | 0 | 0 | 0 | 0 | 0
F3_Industrial_Food Products_Existing_Space Heating_Natural Gas_Gas Furnace - Maintenance_A_Technical Potential | F3 | Industrial | Food Products | Existing | Space Heating | Natural Gas | Gas Furnace - Maintenance | A | Original Unit Winter Peak Savings (kW) | Technical Potential | 0 | 0 | 0 | 0 | 0 | 0 | 0 | 0 | 0 | 0 | 0 | 0 | 0 | 0 | 0 | 0 | 0 | 0 | 0 | 0 | 0 | 0 | 0 | 0 | 0 | 0 | 0 | 0 | 0 | 0 | 0
F4_Industrial_Food Products_Existing_Space Heating_Natural Gas_Gas Furnace - Maintenance_A_Technical Potential | F4 | Industrial | Food Products | Existing | Space Heating | Natural Gas | Gas Furnace - Maintenance | A | Standalone Impact on Baseline Energy (%) | Technical Potential | 0% | 0% | 0% | 0% | 0% | 3.834e-05% | 6.497e-05% | 8.342e-05% | 9.718e-05% | 0.000109% | 0.0001206% | 0.0001294% | 0.0001369% | 0.0001451% | 0.0001495% | 0.000155% | 0.0001582% | 0.0001614% | 0.0001647% | 0.0001657% | 0.0001675% | 0.000169% | 0.00017% | 0.0001709% | 1.7159e-06 | 1.7156e-06 | 1.7151e-06 | 1.7143e-06 | 0 | 0 | 0
F5_Industrial_Food Products_Existing_Space Heating_Natural Gas_Gas Furnace - Maintenance_A_Technical Potential | F5 | Industrial | Food Products | Existing | Space Heating | Natural Gas | Gas Furnace - Maintenance | A | Standalone Impact on Baseline Summer Peak (%) | Technical Potential | 0% | 0% | 0% | 0% | 0% | 0% | 0% | 0% | 0% | 0% | 0% | 0% | 0% | 0% | 0% | 0% | 0% | 0% | 0% | 0% | 0% | 0% | 0% | 0% | 0 | 0 | 0 | 0 | 0 | 0 | 0
F6_Industrial_Food Products_Existing_Space Heating_Natural Gas_Gas Furnace - Maintenance_A_Technical Potential | F6 | Industrial | Food Products | Existing | Space Heating | Natural Gas | Gas Furnace - Maintenance | A | Standalone Impact on Baseline Winter Peak (%) | Technical Potential | 0% | 0% | 0% | 0% | 0% | 0% | 0% | 0% | 0% | 0% | 0% | 0% | 0% | 0% | 0% | 0% | 0% | 0% | 0% | 0% | 0% | 0% | 0% | 0% | 0 | 0 | 0 | 0 | 0 | 0 | 0
F7_Industrial_Food Products_Existing_Space Heating_Natural Gas_Gas Furnace - Maintenance_A_Technical Potential | F7 | Industrial | Food Products | Existing | Space Heating | Natural Gas | Gas Furnace - Maintenance | A | Incremental Energy Savings (MWh or mTherms) | Technical Potential | 0 | 0 | 0 | 0 | 0 | 0.00012783 | 8.8739e-05 | 6.0362e-05 | 4.6475e-05 | 4.0261e-05 | 3.3985e-05 | 2.8686e-05 | 2.4043e-05 | 1.9746e-05 | 1.6439e-05 | 1.3453e-05 | 1.0381e-05 | 7.9723e-06 | 6.1015e-06 | 4.7166e-06 | 4.2767e-06 | 3.3059e-06 | 2.8115e-06 | 2.3301e-06 | 1.8606e-06 | 0 | 0 | 0 | 0 | 0 | 0
F8_Industrial_Food Products_Existing_Space Heating_Natural Gas_Gas Furnace - Maintenance_A_Technical Potential | F8 | Industrial | Food Products | Existing | Space Heating | Natural Gas | Gas Furnace - Maintenance | A | Incremental Summer Peak Savings (MW) | Technical Potential | 0 | 0 | 0 | 0 | 0 | 0 | 0 | 0 | 0 | 0 | 0 | 0 | 0 | 0 | 0 | 0 | 0 | 0 | 0 | 0 | 0 | 0 | 0 | 0 | 0 | 0 | 0 | 0 | 0 | 0 | 0
F9_Industrial_Food Products_Existing_Space Heating_Natural Gas_Gas Furnace - Maintenance_A_Technical Potential | F9 | Industrial | Food Products | Existing | Space Heating | Natural Gas | Gas Furnace - Maintenance | A | Incremental Winter Peak Savings (MW) | Technical Potential | 0 | 0 | 0 | 0 | 0 | 0 | 0 | 0 | 0 | 0 | 0 | 0 | 0 | 0 | 0 | 0 | 0 | 0 | 0 | 0 | 0 | 0 | 0 | 0 | 0 | 0 | 0 | 0 | 0 | 0 | 0
F10_Industrial_Food Products_Existing_Space Heating_Natural Gas_Gas Furnace - Maintenance_A_Technical Potential | F10 | Industrial | Food Products | Existing | Space Heating | Natural Gas | Gas Furnace - Maintenance | A | Cumulative Energy Savings (MWh or mTherms) | Technical Potential | 0 | 0 | 0 | 0 | 0 | 0.00012783 | 0.00021541 | 0.00027328 | 0.0003165 | 0.00035294 | 0.0003827 | 0.00040678 | 0.00042617 | 0.00044127 | 0.00045281 | 0.00046181 | 0.00046786 | 0.00047168 | 0.00047381 | 0.00047445 | 0.00047474 | 0.00047404 | 0.0004727 | 0.00047102 | 0.000469 | 0.00046535 | 0.00046193 | 0.00045873 | 0.00045573 | 0.00045292 | 0.00045029
F11_Industrial_Food Products_Existing_Space Heating_Natural Gas_Gas Furnace - Maintenance_A_Technical Potential | F11 | Industrial | Food Products | Existing | Space Heating | Natural Gas | Gas Furnace - Maintenance | A | Cumulative Summer Peak Savings (MW) | Technical Potential | 0 | 0 | 0 | 0 | 0 | 0 | 0 | 0 | 0 | 0 | 0 | 0 | 0 | 0 | 0 | 0 | 0 | 0 | 0 | 0 | 0 | 0 | 0 | 0 | 0 | 0 | 0 | 0 | 0 | 0 | 0
F12_Industrial_Food Products_Existing_Space Heating_Natural Gas_Gas Furnace - Maintenance_A_Technical Potential | F12 | Industrial | Food Products | Existing | Space Heating | Natural Gas | Gas Furnace - Maintenance | A | Cumulative Winter Peak Savings (MW) | Technical Potential | 0 | 0 | 0 | 0 | 0 | 0 | 0 | 0 | 0 | 0 | 0 | 0 | 0 | 0 | 0 | 0 | 0 | 0 | 0 | 0 | 0 | 0 | 0 | 0 | 0 | 0 | 0 | 0 | 0 | 0 | 0
F13_Industrial_Food Products_Existing_Space Heating_Natural Gas_Gas Furnace - Maintenance_A_Technical Potential | F13 | Industrial | Food Products | Existing | Space Heating | Natural Gas | Gas Furnace - Maintenance | A | Purchases (Incremental) | Technical Potential | 0 | 0 | 0 | 0 | 0 | 13.9035 | 9.7399 | 6.7028 | 5.223 | 4.5799 | 3.9128 | 3.3429 | 2.8344 | 2.3534 | 1.9813 | 1.6375 | 1.2755 | 0.98833 | 0.76285 | 0.59481 | 0.5439 | 0.42401 | 0.36379 | 0.30408 | 0.24482 | 0 | 0 | 0 | 0 | 0 | 0
F14_Industrial_Food Products_Existing_Space Heating_Natural Gas_Gas Furnace - Maintenance_A_Technical Potential | F14 | Industrial | Food Products | Existing | Space Heating | Natural Gas | Gas Furnace - Maintenance | A | Purchases (Cumulative) | Technical Potential | 0 | 0 | 0 | 0 | 0 | 13.9035 | 23.6433 | 30.3462 | 35.5692 | 40.1491 | 44.0619 | 47.4048 | 50.2391 | 52.5925 | 54.5738 | 56.2113 | 57.4868 | 58.4751 | 59.238 | 59.8328 | 60.3767 | 60.8007 | 61.1645 | 61.4686 | 61.7134 | 61.7134 | 61.7134 | 61.7134 | 61.7134 | 61.7134 | 61.7134
F1_Industrial_Food Products_Existing_Space Heating_Natural Gas_Gas Boiler - Hot Water Reset_A_Technical Potential | F1 | Industrial | Food Products | Existing | Space Heating | Natural Gas | Gas Boiler - Hot Water Reset | A | Original Unit Energy Savings (kWh or therms) | Technical Potential | 0 | 0 | 0 | 0 | 0 | 3.4203 | 3.3971 | 3.3741 | 3.351 | 3.3279 | 3.3054 | 3.2832 | 3.2613 | 3.2395 | 3.2165 | 3.1954 | 3.1746 | 3.154 | 3.1338 | 3.1135 | 3.094 | 3.0736 | 3.0539 | 3.0349 | 3.0157 | 2.9982 | 2.9823 | 2.9677 | 2.9544 | 2.9423 | 2.9312
F2_Industrial_Food Products_Existing_Space Heating_Natural Gas_Gas Boiler - Hot Water Reset_A_Technical Potential | F2 | Industrial | Food Products | Existing | Space Heating | Natural Gas | Gas Boiler - Hot Water Reset | A | Original Unit Summer Peak Savings (kW) | Technical Potential | 0 | 0 | 0 | 0 | 0 | 0 | 0 | 0 | 0 | 0 | 0 | 0 | 0 | 0 | 0 | 0 | 0 | 0 | 0 | 0 | 0 | 0 | 0 | 0 | 0 | 0 | 0 | 0 | 0 | 0 | 0
F3_Industrial_Food Products_Existing_Space Heating_Natural Gas_Gas Boiler - Hot Water Reset_A_Technical Potential | F3 | Industrial | Food Products | Existing | Space Heating | Natural Gas | Gas Boiler - Hot Water Reset | A | Original Unit Winter Peak Savings (kW) | Technical Potential | 0 | 0 | 0 | 0 | 0 | 0 | 0 | 0 | 0 | 0 | 0 | 0 | 0 | 0 | 0 | 0 | 0 | 0 | 0 | 0 | 0 | 0 | 0 | 0 | 0 | 0 | 0 | 0 | 0 | 0 | 0
F4_Industrial_Food Products_Existing_Space Heating_Natural Gas_Gas Boiler - Hot Water Reset_A_Technical Potential | F4 | Industrial | Food Products | Existing | Space Heating | Natural Gas | Gas Boiler - Hot Water Reset | A | Standalone Impact on Baseline Energy (%) | Technical Potential | 0% | 0% | 0% | 0% | 0% | 0.008689% | 0.01932% | 0.03245% | 0.04752% | 0.06471% | 0.08571% | 0.1081% | 0.131% | 0.1545% | 0.1724% | 0.1884% | 0.1979% | 0.2044% | 0.2089% | 0.2097% | 0.2109% | 0.2118% | 0.2124% | 0.2129% | 0.0021333 | 0.0021372 | 0.0021409 | 0.0021443 | 0 | 0 | 0
F5_Industrial_Food Products_Existing_Space Heating_Natural Gas_Gas Boiler - Hot Water Reset_A_Technical Potential | F5 | Industrial | Food Products | Existing | Space Heating | Natural Gas | Gas Boiler - Hot Water Reset | A | Standalone Impact on Baseline Summer Peak (%) | Technical Potential | 0% | 0% | 0% | 0% | 0% | 0% | 0% | 0% | 0% | 0% | 0% | 0% | 0% | 0% | 0% | 0% | 0% | 0% | 0% | 0% | 0% | 0% | 0% | 0% | 0 | 0 | 0 | 0 | 0 | 0 | 0
F6_Industrial_Food Products_Existing_Space Heating_Natural Gas_Gas Boiler - Hot Water Reset_A_Technical Potential | F6 | Industrial | Food Products | Existing | Space Heating | Natural Gas | Gas Boiler - Hot Water Reset | A | Standalone Impact on Baseline Winter Peak (%) | Technical Potential | 0% | 0% | 0% | 0% | 0% | 0% | 0% | 0% | 0% | 0% | 0% | 0% | 0% | 0% | 0% | 0% | 0% | 0% | 0% | 0% | 0% | 0% | 0% | 0% | 0 | 0 | 0 | 0 | 0 | 0 | 0
F7_Industrial_Food Products_Existing_Space Heating_Natural Gas_Gas Boiler - Hot Water Reset_A_Technical Potential | F7 | Industrial | Food Products | Existing | Space Heating | Natural Gas | Gas Boiler - Hot Water Reset | A | Incremental Energy Savings (MWh or mTherms) | Technical Potential | 0 | 0 | 0 | 0 | 0 | 0.028966 | 0.035306 | 0.042658 | 0.049206 | 0.055785 | 0.063957 | 0.0695 | 0.07038 | 0.064837 | 0.055549 | 0.042297 | 0.027814 | 0.015965 | 0.0075693 | 0.0031854 | 0.0011463 | 0.00035431 | 7.645e-05 | 1.2445e-05 | 1.4798e-06 | 0 | 0 | 0 | 0 | 0 | 0
F8_Industrial_Food Products_Existing_Space Heating_Natural Gas_Gas Boiler - Hot Water Reset_A_Technical Potential | F8 | Industrial | Food Products | Existing | Space Heating | Natural Gas | Gas Boiler - Hot Water Reset | A | Incremental Summer Peak Savings (MW) | Technical Potential | 0 | 0 | 0 | 0 | 0 | 0 | 0 | 0 | 0 | 0 | 0 | 0 | 0 | 0 | 0 | 0 | 0 | 0 | 0 | 0 | 0 | 0 | 0 | 0 | 0 | 0 | 0 | 0 | 0 | 0 | 0
F9_Industrial_Food Products_Existing_Space Heating_Natural Gas_Gas Boiler - Hot Water Reset_A_Technical Potential | F9 | Industrial | Food Products | Existing | Space Heating | Natural Gas | Gas Boiler - Hot Water Reset | A | Incremental Winter Peak Savings (MW) | Technical Potential | 0 | 0 | 0 | 0 | 0 | 0 | 0 | 0 | 0 | 0 | 0 | 0 | 0 | 0 | 0 | 0 | 0 | 0 | 0 | 0 | 0 | 0 | 0 | 0 | 0 | 0 | 0 | 0 | 0 | 0 | 0
F10_Industrial_Food Products_Existing_Space Heating_Natural Gas_Gas Boiler - Hot Water Reset_A_Technical Potential | F10 | Industrial | Food Products | Existing | Space Heating | Natural Gas | Gas Boiler - Hot Water Reset | A | Cumulative Energy Savings (MWh or mTherms) | Technical Potential | 0 | 0 | 0 | 0 | 0 | 0.028966 | 0.064075 | 0.1063 | 0.15478 | 0.20949 | 0.27204 | 0.33971 | 0.40782 | 0.46994 | 0.52215 | 0.56102 | 0.58517 | 0.59735 | 0.60109 | 0.60039 | 0.59776 | 0.59418 | 0.59045 | 0.58678 | 0.58308 | 0.57969 | 0.57661 | 0.57379 | 0.57122 | 0.56887 | 0.56673
F11_Industrial_Food Products_Existing_Space Heating_Natural Gas_Gas Boiler - Hot Water Reset_A_Technical Potential | F11 | Industrial | Food Products | Existing | Space Heating | Natural Gas | Gas Boiler - Hot Water Reset | A | Cumulative Summer Peak Savings (MW) | Technical Potential | 0 | 0 | 0 | 0 | 0 | 0 | 0 | 0 | 0 | 0 | 0 | 0 | 0 | 0 | 0 | 0 | 0 | 0 | 0 | 0 | 0 | 0 | 0 | 0 | 0 | 0 | 0 | 0 | 0 | 0 | 0
F12_Industrial_Food Products_Existing_Space Heating_Natural Gas_Gas Boiler - Hot Water Reset_A_Technical Potential | F12 | Industrial | Food Products | Existing | Space Heating | Natural Gas | Gas Boiler - Hot Water Reset | A | Cumulative Winter Peak Savings (MW) | Technical Potential | 0 | 0 | 0 | 0 | 0 | 0 | 0 | 0 | 0 | 0 | 0 | 0 | 0 | 0 | 0 | 0 | 0 | 0 | 0 | 0 | 0 | 0 | 0 | 0 | 0 | 0 | 0 | 0 | 0 | 0 | 0
F13_Industrial_Food Products_Existing_Space Heating_Natural Gas_Gas Boiler - Hot Water Reset_A_Technical Potential | F13 | Industrial | Food Products | Existing | Space Heating | Natural Gas | Gas Boiler - Hot Water Reset | A | Purchases (Incremental) | Technical Potential | 0 | 0 | 0 | 0 | 0 | 8.4689 | 10.3927 | 12.6426 | 14.684 | 16.7629 | 19.3489 | 21.1681 | 21.5808 | 20.0143 | 17.2697 | 13.2366 | 8.7614 | 5.0617 | 2.4154 | 1.0231 | 0.37049 | 0.11528 | 0.025033 | 0.0041008 | 0.00049068 | 0 | 0 | 0 | 0 | 0 | 0
F14_Industrial_Food Products_Existing_Space Heating_Natural Gas_Gas Boiler - Hot Water Reset_A_Technical Potential | F14 | Industrial | Food Products | Existing | Space Heating | Natural Gas | Gas Boiler - Hot Water Reset | A | Purchases (Cumulative) | Technical Potential | 0 | 0 | 0 | 0 | 0 | 8.4689 | 18.8616 | 31.5042 | 46.1882 | 62.9511 | 82.3 | 103.4681 | 125.0488 | 145.0632 | 162.3329 | 175.5694 | 184.3308 | 189.3925 | 191.8078 | 192.8309 | 193.2014 | 193.3167 | 193.3417 | 193.3458 | 193.3463 | 193.3463 | 193.3463 | 193.3463 | 193.3463 | 193.3463 | 193.3463
F1_Industrial_Food Products_Existing_Process_Natural Gas_Gas Boiler - Hot Water Reset_A_Technical Potential | F1 | Industrial | Food Products | Existing | Process | Natural Gas | Gas Boiler - Hot Water Reset | A | Original Unit Energy Savings (kWh or therms) | Technical Potential | 0 | 0 | 0 | 0 | 0 | 63.1817 | 63.1817 | 63.1817 | 63.1817 | 63.1817 | 63.1817 | 63.1817 | 63.1817 | 63.1817 | 63.1817 | 63.1817 | 63.1817 | 63.1817 | 63.1817 | 63.1817 | 63.1817 | 63.1817 | 63.1817 | 63.1817 | 63.1817 | 63.1817 | 63.1817 | 63.1817 | 63.1817 | 63.1817 | 63.1817
F2_Industrial_Food Products_Existing_Process_Natural Gas_Gas Boiler - Hot Water Reset_A_Technical Potential | F2 | Industrial | Food Products | Existing | Process | Natural Gas | Gas Boiler - Hot Water Reset | A | Original Unit Summer Peak Savings (kW) | Technical Potential | 0 | 0 | 0 | 0 | 0 | 0 | 0 | 0 | 0 | 0 | 0 | 0 | 0 | 0 | 0 | 0 | 0 | 0 | 0 | 0 | 0 | 0 | 0 | 0 | 0 | 0 | 0 | 0 | 0 | 0 | 0
F3_Industrial_Food Products_Existing_Process_Natural Gas_Gas Boiler - Hot Water Reset_A_Technical Potential | F3 | Industrial | Food Products | Existing | Process | Natural Gas | Gas Boiler - Hot Water Reset | A | Original Unit Winter Peak Savings (kW) | Technical Potential | 0 | 0 | 0 | 0 | 0 | 0 | 0 | 0 | 0 | 0 | 0 | 0 | 0 | 0 | 0 | 0 | 0 | 0 | 0 | 0 | 0 | 0 | 0 | 0 | 0 | 0 | 0 | 0 | 0 | 0 | 0
F4_Industrial_Food Products_Existing_Process_Natural Gas_Gas Boiler - Hot Water Reset_A_Technical Potential | F4 | Industrial | Food Products | Existing | Process | Natural Gas | Gas Boiler - Hot Water Reset | A | Standalone Impact on Baseline Energy (%) | Technical Potential | 0% | 0% | 0% | 0% | 0% | 0.02417% | 0.05386% | 0.0905% | 0.1326% | 0.1806% | 0.2391% | 0.3015% | 0.3651% | 0.4303% | 0.4797% | 0.5239% | 0.5499% | 0.5679% | 0.5803% | 0.5827% | 0.5862% | 0.5889% | 0.5911% | 0.5931% | 0.0059502 | 0.0059676 | 0.0059835 | 0.0059981 | 0 | 0 | 0
F5_Industrial_Food Products_Existing_Process_Natural Gas_Gas Boiler - Hot Water Reset_A_Technical Potential | F5 | Industrial | Food Products | Existing | Process | Natural Gas | Gas Boiler - Hot Water Reset | A | Standalone Impact on Baseline Summer Peak (%) | Technical Potential | 0% | 0% | 0% | 0% | 0% | 0% | 0% | 0% | 0% | 0% | 0% | 0% | 0% | 0% | 0% | 0% | 0% | 0% | 0% | 0% | 0% | 0% | 0% | 0% | 0 | 0 | 0 | 0 | 0 | 0 | 0
F6_Industrial_Food Products_Existing_Process_Natural Gas_Gas Boiler - Hot Water Reset_A_Technical Potential | F6 | Industrial | Food Products | Existing | Process | Natural Gas | Gas Boiler - Hot Water Reset | A | Standalone Impact on Baseline Winter Peak (%) | Technical Potential | 0% | 0% | 0% | 0% | 0% | 0% | 0% | 0% | 0% | 0% | 0% | 0% | 0% | 0% | 0% | 0% | 0% | 0% | 0% | 0% | 0% | 0% | 0% | 0% | 0 | 0 | 0 | 0 | 0 | 0 | 0
F7_Industrial_Food Products_Existing_Process_Natural Gas_Gas Boiler - Hot Water Reset_A_Technical Potential | F7 | Industrial | Food Products | Existing | Process | Natural Gas | Gas Boiler - Hot Water Reset | A | Incremental Energy Savings (MWh or mTherms) | Technical Potential | 0 | 0 | 0 | 0 | 0 | 1.2759 | 1.5657 | 1.9047 | 2.2122 | 2.5254 | 2.915 | 3.189 | 3.2512 | 3.0152 | 2.6017 | 1.9941 | 1.3199 | 0.76256 | 0.36388 | 0.15413 | 0.055816 | 0.017367 | 0.0037714 | 0.0006178 | 7.3923e-05 | 0 | 0 | 0 | 0 | 0 | 0
F8_Industrial_Food Products_Existing_Process_Natural Gas_Gas Boiler - Hot Water Reset_A_Technical Potential | F8 | Industrial | Food Products | Existing | Process | Natural Gas | Gas Boiler - Hot Water Reset | A | Incremental Summer Peak Savings (MW) | Technical Potential | 0 | 0 | 0 | 0 | 0 | 0 | 0 | 0 | 0 | 0 | 0 | 0 | 0 | 0 | 0 | 0 | 0 | 0 | 0 | 0 | 0 | 0 | 0 | 0 | 0 | 0 | 0 | 0 | 0 | 0 | 0
F9_Industrial_Food Products_Existing_Process_Natural Gas_Gas Boiler - Hot Water Reset_A_Technical Potential | F9 | Industrial | Food Products | Existing | Process | Natural Gas | Gas Boiler - Hot Water Reset | A | Incremental Winter Peak Savings (MW) | Technical Potential | 0 | 0 | 0 | 0 | 0 | 0 | 0 | 0 | 0 | 0 | 0 | 0 | 0 | 0 | 0 | 0 | 0 | 0 | 0 | 0 | 0 | 0 | 0 | 0 | 0 | 0 | 0 | 0 | 0 | 0 | 0
F10_Industrial_Food Products_Existing_Process_Natural Gas_Gas Boiler - Hot Water Reset_A_Technical Potential | F10 | Industrial | Food Products | Existing | Process | Natural Gas | Gas Boiler - Hot Water Reset | A | Cumulative Energy Savings (MWh or mTherms) | Technical Potential | 0 | 0 | 0 | 0 | 0 | 1.2759 | 2.8416 | 4.7462 | 6.9584 | 9.4838 | 12.3988 | 15.5878 | 18.839 | 21.8543 | 24.456 | 26.4502 | 27.7701 | 28.5326 | 28.8965 | 29.0507 | 29.1065 | 29.1238 | 29.1276 | 29.1282 | 29.1283 | 29.1283 | 29.1283 | 29.1283 | 29.1283 | 29.1283 | 29.1283
F11_Industrial_Food Products_Existing_Process_Natural Gas_Gas Boiler - Hot Water Reset_A_Technical Potential | F11 | Industrial | Food Products | Existing | Process | Natural Gas | Gas Boiler - Hot Water Reset | A | Cumulative Summer Peak Savings (MW) | Technical Potential | 0 | 0 | 0 | 0 | 0 | 0 | 0 | 0 | 0 | 0 | 0 | 0 | 0 | 0 | 0 | 0 | 0 | 0 | 0 | 0 | 0 | 0 | 0 | 0 | 0 | 0 | 0 | 0 | 0 | 0 | 0
F12_Industrial_Food Products_Existing_Process_Natural Gas_Gas Boiler - Hot Water Reset_A_Technical Potential | F12 | Industrial | Food Products | Existing | Process | Natural Gas | Gas Boiler - Hot Water Reset | A | Cumulative Winter Peak Savings (MW) | Technical Potential | 0 | 0 | 0 | 0 | 0 | 0 | 0 | 0 | 0 | 0 | 0 | 0 | 0 | 0 | 0 | 0 | 0 | 0 | 0 | 0 | 0 | 0 | 0 | 0 | 0 | 0 | 0 | 0 | 0 | 0 | 0
F13_Industrial_Food Products_Existing_Process_Natural Gas_Gas Boiler - Hot Water Reset_A_Technical Potential | F13 | Industrial | Food Products | Existing | Process | Natural Gas | Gas Boiler - Hot Water Reset | A | Purchases (Incremental) | Technical Potential | 0 | 0 | 0 | 0 | 0 | 20.1936 | 24.7809 | 30.1457 | 35.0133 | 39.9701 | 46.1365 | 50.4741 | 51.4582 | 47.7231 | 41.1787 | 31.5619 | 20.8911 | 12.0692 | 5.7593 | 2.4395 | 0.88342 | 0.27487 | 0.059691 | 0.0097781 | 0.00117 | 0 | 0 | 0 | 0 | 0 | 0
F14_Industrial_Food Products_Existing_Process_Natural Gas_Gas Boiler - Hot Water Reset_A_Technical Potential | F14 | Industrial | Food Products | Existing | Process | Natural Gas | Gas Boiler - Hot Water Reset | A | Purchases (Cumulative) | Technical Potential | 0 | 0 | 0 | 0 | 0 | 20.1936 | 44.9744 | 75.1201 | 110.1334 | 150.1035 | 196.24 | 246.7141 | 298.1723 | 345.8954 | 387.0741 | 418.636 | 439.527 | 451.5963 | 457.3555 | 459.7951 | 460.6785 | 460.9533 | 461.013 | 461.0228 | 461.024 | 461.024 | 461.024 | 461.024 | 461.024 | 461.024 | 461.024
F1_Industrial_Food Products_Existing_Space Heating_Natural Gas_Steam Trap Maintenance_A_Technical Potential | F1 | Industrial | Food Products | Existing | Space Heating | Natural Gas | Steam Trap Maintenance | A | Original Unit Energy Savings (kWh or therms) | Technical Potential | 0 | 0 | 0 | 0 | 0 | 1.2083 | 1.2001 | 1.192 | 1.1838 | 1.1757 | 1.1677 | 1.1599 | 1.1521 | 1.1445 | 1.1363 | 1.1289 | 1.1215 | 1.1143 | 1.1071 | 1.0999 | 1.093 | 1.0858 | 1.0789 | 1.0722 | 1.0654 | 1.0592 | 1.0536 | 1.0484 | 1.0437 | 1.0394 | 1.0355
F2_Industrial_Food Products_Existing_Space Heating_Natural Gas_Steam Trap Maintenance_A_Technical Potential | F2 | Industrial | Food Products | Existing | Space Heating | Natural Gas | Steam Trap Maintenance | A | Original Unit Summer Peak Savings (kW) | Technical Potential | 0 | 0 | 0 | 0 | 0 | 0 | 0 | 0 | 0 | 0 | 0 | 0 | 0 | 0 | 0 | 0 | 0 | 0 | 0 | 0 | 0 | 0 | 0 | 0 | 0 | 0 | 0 | 0 | 0 | 0 | 0
F3_Industrial_Food Products_Existing_Space Heating_Natural Gas_Steam Trap Maintenance_A_Technical Potential | F3 | Industrial | Food Products | Existing | Space Heating | Natural Gas | Steam Trap Maintenance | A | Original Unit Winter Peak Savings (kW) | Technical Potential | 0 | 0 | 0 | 0 | 0 | 0 | 0 | 0 | 0 | 0 | 0 | 0 | 0 | 0 | 0 | 0 | 0 | 0 | 0 | 0 | 0 | 0 | 0 | 0 | 0 | 0 | 0 | 0 | 0 | 0 | 0
F4_Industrial_Food Products_Existing_Space Heating_Natural Gas_Steam Trap Maintenance_A_Technical Potential | F4 | Industrial | Food Products | Existing | Space Heating | Natural Gas | Steam Trap Maintenance | A | Standalone Impact on Baseline Energy (%) | Technical Potential | 0% | 0% | 0% | 0% | 0% | 0.001713% | 0.003421% | 0.005147% | 0.006851% | 0.008552% | 0.01037% | 0.01212% | 0.01386% | 0.0158% | 0.01746% | 0.01936% | 0.02109% | 0.02292% | 0.02484% | 0.02652% | 0.02833% | 0.03015% | 0.03194% | 0.03373% | 0.00035506 | 0.00035571 | 0.00035632 | 0.0003569 | 0 | 0 | 0
F5_Industrial_Food Products_Existing_Space Heating_Natural Gas_Steam Trap Maintenance_A_Technical Potential | F5 | Industrial | Food Products | Existing | Space Heating | Natural Gas | Steam Trap Maintenance | A | Standalone Impact on Baseline Summer Peak (%) | Technical Potential | 0% | 0% | 0% | 0% | 0% | 0% | 0% | 0% | 0% | 0% | 0% | 0% | 0% | 0% | 0% | 0% | 0% | 0% | 0% | 0% | 0% | 0% | 0% | 0% | 0 | 0 | 0 | 0 | 0 | 0 | 0
F6_Industrial_Food Products_Existing_Space Heating_Natural Gas_Steam Trap Maintenance_A_Technical Potential | F6 | Industrial | Food Products | Existing | Space Heating | Natural Gas | Steam Trap Maintenance | A | Standalone Impact on Baseline Winter Peak (%) | Technical Potential | 0% | 0% | 0% | 0% | 0% | 0% | 0% | 0% | 0% | 0% | 0% | 0% | 0% | 0% | 0% | 0% | 0% | 0% | 0% | 0% | 0% | 0% | 0% | 0% | 0 | 0 | 0 | 0 | 0 | 0 | 0
F7_Industrial_Food Products_Existing_Space Heating_Natural Gas_Steam Trap Maintenance_A_Technical Potential | F7 | Industrial | Food Products | Existing | Space Heating | Natural Gas | Steam Trap Maintenance | A | Incremental Energy Savings (MWh or mTherms) | Technical Potential | 0 | 0 | 0 | 0 | 0 | 0.0057115 | 0.0056697 | 0.0055981 | 0.0055627 | 0.0055289 | 0.0054219 | 0.0053707 | 0.005324 | 0.0052045 | 0.0051873 | 0.0051041 | 0.0050715 | 0.0050133 | 0.0049367 | 0.0049106 | 0.0048596 | 0.0048088 | 0.0047606 | 0.0047148 | 0.0046703 | 0 | 0 | 0 | 0 | 0 | 0
F8_Industrial_Food Products_Existing_Space Heating_Natural Gas_Steam Trap Maintenance_A_Technical Potential | F8 | Industrial | Food Products | Existing | Space Heating | Natural Gas | Steam Trap Maintenance | A | Incremental Summer Peak Savings (MW) | Technical Potential | 0 | 0 | 0 | 0 | 0 | 0 | 0 | 0 | 0 | 0 | 0 | 0 | 0 | 0 | 0 | 0 | 0 | 0 | 0 | 0 | 0 | 0 | 0 | 0 | 0 | 0 | 0 | 0 | 0 | 0 | 0
F9_Industrial_Food Products_Existing_Space Heating_Natural Gas_Steam Trap Maintenance_A_Technical Potential | F9 | Industrial | Food Products | Existing | Space Heating | Natural Gas | Steam Trap Maintenance | A | Incremental Winter Peak Savings (MW) | Technical Potential | 0 | 0 | 0 | 0 | 0 | 0 | 0 | 0 | 0 | 0 | 0 | 0 | 0 | 0 | 0 | 0 | 0 | 0 | 0 | 0 | 0 | 0 | 0 | 0 | 0 | 0 | 0 | 0 | 0 | 0 | 0
F10_Industrial_Food Products_Existing_Space Heating_Natural Gas_Steam Trap Maintenance_A_Technical Potential | F10 | Industrial | Food Products | Existing | Space Heating | Natural Gas | Steam Trap Maintenance | A | Cumulative Energy Savings (MWh or mTherms) | Technical Potential | 0 | 0 | 0 | 0 | 0 | 0.0057115 | 0.011343 | 0.016864 | 0.022311 | 0.027686 | 0.032921 | 0.038071 | 0.04314 | 0.048057 | 0.052903 | 0.05766 | 0.062355 | 0.066965 | 0.071473 | 0.075921 | 0.080303 | 0.084583 | 0.088803 | 0.092964 | 0.097047 | 0.096484 | 0.09597 | 0.095501 | 0.095073 | 0.094683 | 0.094326
F11_Industrial_Food Products_Existing_Space Heating_Natural Gas_Steam Trap Maintenance_A_Technical Potential | F11 | Industrial | Food Products | Existing | Space Heating | Natural Gas | Steam Trap Maintenance | A | Cumulative Summer Peak Savings (MW) | Technical Potential | 0 | 0 | 0 | 0 | 0 | 0 | 0 | 0 | 0 | 0 | 0 | 0 | 0 | 0 | 0 | 0 | 0 | 0 | 0 | 0 | 0 | 0 | 0 | 0 | 0 | 0 | 0 | 0 | 0 | 0 | 0
F12_Industrial_Food Products_Existing_Space Heating_Natural Gas_Steam Trap Maintenance_A_Technical Potential | F12 | Industrial | Food Products | Existing | Space Heating | Natural Gas | Steam Trap Maintenance | A | Cumulative Winter Peak Savings (MW) | Technical Potential | 0 | 0 | 0 | 0 | 0 | 0 | 0 | 0 | 0 | 0 | 0 | 0 | 0 | 0 | 0 | 0 | 0 | 0 | 0 | 0 | 0 | 0 | 0 | 0 | 0 | 0 | 0 | 0 | 0 | 0 | 0
F13_Industrial_Food Products_Existing_Space Heating_Natural Gas_Steam Trap Maintenance_A_Technical Potential | F13 | Industrial | Food Products | Existing | Space Heating | Natural Gas | Steam Trap Maintenance | A | Purchases (Incremental) | Technical Potential | 0 | 0 | 0 | 0 | 0 | 4.7268 | 4.7242 | 4.6964 | 4.6989 | 4.7028 | 4.6431 | 4.6304 | 4.621 | 4.5476 | 4.565 | 4.5214 | 4.522 | 4.4992 | 4.4591 | 4.4644 | 4.4459 | 4.4286 | 4.4125 | 4.3975 | 4.3836 | 0 | 0 | 0 | 0 | 0 | 0
F14_Industrial_Food Products_Existing_Space Heating_Natural Gas_Steam Trap Maintenance_A_Technical Potential | F14 | Industrial | Food Products | Existing | Space Heating | Natural Gas | Steam Trap Maintenance | A | Purchases (Cumulative) | Technical Potential | 0 | 0 | 0 | 0 | 0 | 4.7268 | 9.451 | 14.1474 | 18.8463 | 23.549 | 28.1921 | 32.8225 | 37.4434 | 41.991 | 46.556 | 51.0774 | 55.5994 | 60.0986 | 64.5578 | 69.0222 | 73.4681 | 77.8967 | 82.3092 | 86.7067 | 91.0904 | 91.0904 | 91.0904 | 91.0904 | 91.0904 | 91.0904 | 91.0904
F1_Industrial_Food Products_Existing_Process_Natural Gas_Steam Trap Maintenance_A_Technical Potential | F1 | Industrial | Food Products | Existing | Process | Natural Gas | Steam Trap Maintenance | A | Original Unit Energy Savings (kWh or therms) | Technical Potential | 0 | 0 | 0 | 0 | 0 | 44.6416 | 44.6416 | 44.6416 | 44.6416 | 44.6416 | 44.6416 | 44.6416 | 44.6416 | 44.6416 | 44.6416 | 44.6416 | 44.6416 | 44.6416 | 44.6416 | 44.6416 | 44.6416 | 44.6416 | 44.6416 | 44.6416 | 44.6416 | 44.6416 | 44.6416 | 44.6416 | 44.6416 | 44.6416 | 44.6416
F2_Industrial_Food Products_Existing_Process_Natural Gas_Steam Trap Maintenance_A_Technical Potential | F2 | Industrial | Food Products | Existing | Process | Natural Gas | Steam Trap Maintenance | A | Original Unit Summer Peak Savings (kW) | Technical Potential | 0 | 0 | 0 | 0 | 0 | 0 | 0 | 0 | 0 | 0 | 0 | 0 | 0 | 0 | 0 | 0 | 0 | 0 | 0 | 0 | 0 | 0 | 0 | 0 | 0 | 0 | 0 | 0 | 0 | 0 | 0
F3_Industrial_Food Products_Existing_Process_Natural Gas_Steam Trap Maintenance_A_Technical Potential | F3 | Industrial | Food Products | Existing | Process | Natural Gas | Steam Trap Maintenance | A | Original Unit Winter Peak Savings (kW) | Technical Potential | 0 | 0 | 0 | 0 | 0 | 0 | 0 | 0 | 0 | 0 | 0 | 0 | 0 | 0 | 0 | 0 | 0 | 0 | 0 | 0 | 0 | 0 | 0 | 0 | 0 | 0 | 0 | 0 | 0 | 0 | 0
F4_Industrial_Food Products_Existing_Process_Natural Gas_Steam Trap Maintenance_A_Technical Potential | F4 | Industrial | Food Products | Existing | Process | Natural Gas | Steam Trap Maintenance | A | Standalone Impact on Baseline Energy (%) | Technical Potential | 0% | 0% | 0% | 0% | 0% | 0.009532% | 0.01907% | 0.02871% | 0.03823% | 0.04773% | 0.05788% | 0.06757% | 0.07724% | 0.08801% | 0.09721% | 0.1077% | 0.1172% | 0.1273% | 0.138% | 0.1474% | 0.1575% | 0.1677% | 0.1778% | 0.1879% | 0.0019807 | 0.0019865 | 0.0019918 | 0.0019966 | 0 | 0 | 0
F5_Industrial_Food Products_Existing_Process_Natural Gas_Steam Trap Maintenance_A_Technical Potential | F5 | Industrial | Food Products | Existing | Process | Natural Gas | Steam Trap Maintenance | A | Standalone Impact on Baseline Summer Peak (%) | Technical Potential | 0% | 0% | 0% | 0% | 0% | 0% | 0% | 0% | 0% | 0% | 0% | 0% | 0% | 0% | 0% | 0% | 0% | 0% | 0% | 0% | 0% | 0% | 0% | 0% | 0 | 0 | 0 | 0 | 0 | 0 | 0
F6_Industrial_Food Products_Existing_Process_Natural Gas_Steam Trap Maintenance_A_Technical Potential | F6 | Industrial | Food Products | Existing | Process | Natural Gas | Steam Trap Maintenance | A | Standalone Impact on Baseline Winter Peak (%) | Technical Potential | 0% | 0% | 0% | 0% | 0% | 0% | 0% | 0% | 0% | 0% | 0% | 0% | 0% | 0% | 0% | 0% | 0% | 0% | 0% | 0% | 0% | 0% | 0% | 0% | 0 | 0 | 0 | 0 | 0 | 0 | 0
F7_Industrial_Food Products_Existing_Process_Natural Gas_Steam Trap Maintenance_A_Technical Potential | F7 | Industrial | Food Products | Existing | Process | Natural Gas | Steam Trap Maintenance | A | Incremental Energy Savings (MWh or mTherms) | Technical Potential | 0 | 0 | 0 | 0 | 0 | 0.50315 | 0.50287 | 0.49991 | 0.50018 | 0.50059 | 0.49423 | 0.49288 | 0.49188 | 0.48407 | 0.48592 | 0.48128 | 0.48135 | 0.47892 | 0.47465 | 0.47521 | 0.47325 | 0.47141 | 0.46969 | 0.46809 | 0.46662 | 0 | 0 | 0 | 0 | 0 | 0
F8_Industrial_Food Products_Existing_Process_Natural Gas_Steam Trap Maintenance_A_Technical Potential | F8 | Industrial | Food Products | Existing | Process | Natural Gas | Steam Trap Maintenance | A | Incremental Summer Peak Savings (MW) | Technical Potential | 0 | 0 | 0 | 0 | 0 | 0 | 0 | 0 | 0 | 0 | 0 | 0 | 0 | 0 | 0 | 0 | 0 | 0 | 0 | 0 | 0 | 0 | 0 | 0 | 0 | 0 | 0 | 0 | 0 | 0 | 0
F9_Industrial_Food Products_Existing_Process_Natural Gas_Steam Trap Maintenance_A_Technical Potential | F9 | Industrial | Food Products | Existing | Process | Natural Gas | Steam Trap Maintenance | A | Incremental Winter Peak Savings (MW) | Technical Potential | 0 | 0 | 0 | 0 | 0 | 0 | 0 | 0 | 0 | 0 | 0 | 0 | 0 | 0 | 0 | 0 | 0 | 0 | 0 | 0 | 0 | 0 | 0 | 0 | 0 | 0 | 0 | 0 | 0 | 0 | 0
F10_Industrial_Food Products_Existing_Process_Natural Gas_Steam Trap Maintenance_A_Technical Potential | F10 | Industrial | Food Products | Existing | Process | Natural Gas | Steam Trap Maintenance | A | Cumulative Energy Savings (MWh or mTherms) | Technical Potential | 0 | 0 | 0 | 0 | 0 | 0.50315 | 1.006 | 1.5059 | 2.0061 | 2.5067 | 3.0009 | 3.4938 | 3.9857 | 4.4698 | 4.9557 | 5.437 | 5.9183 | 6.3972 | 6.8719 | 7.3471 | 7.8203 | 8.2918 | 8.7614 | 9.2295 | 9.6962 | 9.6962 | 9.6962 | 9.6962 | 9.6962 | 9.6962 | 9.6962
F11_Industrial_Food Products_Existing_Process_Natural Gas_Steam Trap Maintenance_A_Technical Potential | F11 | Industrial | Food Products | Existing | Process | Natural Gas | Steam Trap Maintenance | A | Cumulative Summer Peak Savings (MW) | Technical Potential | 0 | 0 | 0 | 0 | 0 | 0 | 0 | 0 | 0 | 0 | 0 | 0 | 0 | 0 | 0 | 0 | 0 | 0 | 0 | 0 | 0 | 0 | 0 | 0 | 0 | 0 | 0 | 0 | 0 | 0 | 0
F12_Industrial_Food Products_Existing_Process_Natural Gas_Steam Trap Maintenance_A_Technical Potential | F12 | Industrial | Food Products | Existing | Process | Natural Gas | Steam Trap Maintenance | A | Cumulative Winter Peak Savings (MW) | Technical Potential | 0 | 0 | 0 | 0 | 0 | 0 | 0 | 0 | 0 | 0 | 0 | 0 | 0 | 0 | 0 | 0 | 0 | 0 | 0 | 0 | 0 | 0 | 0 | 0 | 0 | 0 | 0 | 0 | 0 | 0 | 0
F13_Industrial_Food Products_Existing_Process_Natural Gas_Steam Trap Maintenance_A_Technical Potential | F13 | Industrial | Food Products | Existing | Process | Natural Gas | Steam Trap Maintenance | A | Purchases (Incremental) | Technical Potential | 0 | 0 | 0 | 0 | 0 | 11.2708 | 11.2646 | 11.1982 | 11.2043 | 11.2135 | 11.0711 | 11.0409 | 11.0185 | 10.8435 | 10.8849 | 10.7811 | 10.7825 | 10.7282 | 10.6325 | 10.6451 | 10.6011 | 10.5599 | 10.5214 | 10.4856 | 10.4526 | 0 | 0 | 0 | 0 | 0 | 0
F14_Industrial_Food Products_Existing_Process_Natural Gas_Steam Trap Maintenance_A_Technical Potential | F14 | Industrial | Food Products | Existing | Process | Natural Gas | Steam Trap Maintenance | A | Purchases (Cumulative) | Technical Potential | 0 | 0 | 0 | 0 | 0 | 11.2708 | 22.5355 | 33.7337 | 44.9379 | 56.1514 | 67.2226 | 78.2634 | 89.2819 | 100.1254 | 111.0102 | 121.7913 | 132.5738 | 143.302 | 153.9345 | 164.5796 | 175.1807 | 185.7406 | 196.262 | 206.7476 | 217.2002 | 217.2002 | 217.2002 | 217.2002 | 217.2002 | 217.2002 | 217.2002
F1_Industrial_Food Products_Existing_Space Heating_Natural Gas_Gas Boiler - High Turndown_A_Technical Potential | F1 | Industrial | Food Products | Existing | Space Heating | Natural Gas | Gas Boiler - High Turndown | A | Original Unit Energy Savings (kWh or therms) | Technical Potential | 0 | 0 | 0 | 0 | 0 | 1.2826 | 1.2739 | 1.2653 | 1.2566 | 1.248 | 1.2395 | 1.2312 | 1.223 | 1.2148 | 1.2062 | 1.1983 | 1.1905 | 1.1828 | 1.1752 | 1.1676 | 1.1602 | 1.1526 | 1.1452 | 1.1381 | 1.1309 | 1.1243 | 1.1183 | 1.1129 | 1.1079 | 1.1033 | 1.0992
F2_Industrial_Food Products_Existing_Space Heating_Natural Gas_Gas Boiler - High Turndown_A_Technical Potential | F2 | Industrial | Food Products | Existing | Space Heating | Natural Gas | Gas Boiler - High Turndown | A | Original Unit Summer Peak Savings (kW) | Technical Potential | 0 | 0 | 0 | 0 | 0 | 0 | 0 | 0 | 0 | 0 | 0 | 0 | 0 | 0 | 0 | 0 | 0 | 0 | 0 | 0 | 0 | 0 | 0 | 0 | 0 | 0 | 0 | 0 | 0 | 0 | 0
F3_Industrial_Food Products_Existing_Space Heating_Natural Gas_Gas Boiler - High Turndown_A_Technical Potential | F3 | Industrial | Food Products | Existing | Space Heating | Natural Gas | Gas Boiler - High Turndown | A | Original Unit Winter Peak Savings (kW) | Technical Potential | 0 | 0 | 0 | 0 | 0 | 0 | 0 | 0 | 0 | 0 | 0 | 0 | 0 | 0 | 0 | 0 | 0 | 0 | 0 | 0 | 0 | 0 | 0 | 0 | 0 | 0 | 0 | 0 | 0 | 0 | 0
F4_Industrial_Food Products_Existing_Space Heating_Natural Gas_Gas Boiler - High Turndown_A_Technical Potential | F4 | Industrial | Food Products | Existing | Space Heating | Natural Gas | Gas Boiler - High Turndown | A | Standalone Impact on Baseline Energy (%) | Technical Potential | 0% | 0% | 0% | 0% | 0% | 0.004973% | 0.009929% | 0.01494% | 0.01988% | 0.02482% | 0.02961% | 0.03328% | 0.03622% | 0.03912% | 0.04083% | 0.04272% | 0.04392% | 0.0451% | 0.04626% | 0.0468% | 0.04746% | 0.04762% | 0.04776% | 0.04788% | 0.00047967 | 0.00048055 | 0.00048138 | 0.00048215 | 0 | 0 | 0
F5_Industrial_Food Products_Existing_Space Heating_Natural Gas_Gas Boiler - High Turndown_A_Technical Potential | F5 | Industrial | Food Products | Existing | Space Heating | Natural Gas | Gas Boiler - High Turndown | A | Standalone Impact on Baseline Summer Peak (%) | Technical Potential | 0% | 0% | 0% | 0% | 0% | 0% | 0% | 0% | 0% | 0% | 0% | 0% | 0% | 0% | 0% | 0% | 0% | 0% | 0% | 0% | 0% | 0% | 0% | 0% | 0 | 0 | 0 | 0 | 0 | 0 | 0
F6_Industrial_Food Products_Existing_Space Heating_Natural Gas_Gas Boiler - High Turndown_A_Technical Potential | F6 | Industrial | Food Products | Existing | Space Heating | Natural Gas | Gas Boiler - High Turndown | A | Standalone Impact on Baseline Winter Peak (%) | Technical Potential | 0% | 0% | 0% | 0% | 0% | 0% | 0% | 0% | 0% | 0% | 0% | 0% | 0% | 0% | 0% | 0% | 0% | 0% | 0% | 0% | 0% | 0% | 0% | 0% | 0 | 0 | 0 | 0 | 0 | 0 | 0
F7_Industrial_Food Products_Existing_Space Heating_Natural Gas_Gas Boiler - High Turndown_A_Technical Potential | F7 | Industrial | Food Products | Existing | Space Heating | Natural Gas | Gas Boiler - High Turndown | A | Incremental Energy Savings (MWh or mTherms) | Technical Potential | 0 | 0 | 0 | 0 | 0 | 0.016578 | 0.016456 | 0.016248 | 0.016146 | 0.016048 | 0.014163 | 0.011224 | 0.0089008 | 0.0069609 | 0.0055503 | 0.004369 | 0.0034728 | 0.0027464 | 0.0021636 | 0.0017217 | 0.001363 | 9.1999e-06 | 3.2527e-06 | 1.0982e-06 | 3.5473e-07 | 2.989e-07 | 2.9652e-07 | 2.9435e-07 | 2.924e-07 | 2.9063e-07 | 2.8904e-07
F8_Industrial_Food Products_Existing_Space Heating_Natural Gas_Gas Boiler - High Turndown_A_Technical Potential | F8 | Industrial | Food Products | Existing | Space Heating | Natural Gas | Gas Boiler - High Turndown | A | Incremental Summer Peak Savings (MW) | Technical Potential | 0 | 0 | 0 | 0 | 0 | 0 | 0 | 0 | 0 | 0 | 0 | 0 | 0 | 0 | 0 | 0 | 0 | 0 | 0 | 0 | 0 | 0 | 0 | 0 | 0 | 0 | 0 | 0 | 0 | 0 | 0
F9_Industrial_Food Products_Existing_Space Heating_Natural Gas_Gas Boiler - High Turndown_A_Technical Potential | F9 | Industrial | Food Products | Existing | Space Heating | Natural Gas | Gas Boiler - High Turndown | A | Incremental Winter Peak Savings (MW) | Technical Potential | 0 | 0 | 0 | 0 | 0 | 0 | 0 | 0 | 0 | 0 | 0 | 0 | 0 | 0 | 0 | 0 | 0 | 0 | 0 | 0 | 0 | 0 | 0 | 0 | 0 | 0 | 0 | 0 | 0 | 0 | 0
F10_Industrial_Food Products_Existing_Space Heating_Natural Gas_Gas Boiler - High Turndown_A_Technical Potential | F10 | Industrial | Food Products | Existing | Space Heating | Natural Gas | Gas Boiler - High Turndown | A | Cumulative Energy Savings (MWh or mTherms) | Technical Potential | 0 | 0 | 0 | 0 | 0 | 0.016578 | 0.032922 | 0.048947 | 0.064756 | 0.080358 | 0.093979 | 0.10457 | 0.11277 | 0.11898 | 0.12369 | 0.12725 | 0.12989 | 0.13179 | 0.13311 | 0.13397 | 0.13449 | 0.13362 | 0.13277 | 0.13194 | 0.13111 | 0.13035 | 0.12965 | 0.12902 | 0.12844 | 0.12791 | 0.12743
F11_Industrial_Food Products_Existing_Space Heating_Natural Gas_Gas Boiler - High Turndown_A_Technical Potential | F11 | Industrial | Food Products | Existing | Space Heating | Natural Gas | Gas Boiler - High Turndown | A | Cumulative Summer Peak Savings (MW) | Technical Potential | 0 | 0 | 0 | 0 | 0 | 0 | 0 | 0 | 0 | 0 | 0 | 0 | 0 | 0 | 0 | 0 | 0 | 0 | 0 | 0 | 0 | 0 | 0 | 0 | 0 | 0 | 0 | 0 | 0 | 0 | 0
F12_Industrial_Food Products_Existing_Space Heating_Natural Gas_Gas Boiler - High Turndown_A_Technical Potential | F12 | Industrial | Food Products | Existing | Space Heating | Natural Gas | Gas Boiler - High Turndown | A | Cumulative Winter Peak Savings (MW) | Technical Potential | 0 | 0 | 0 | 0 | 0 | 0 | 0 | 0 | 0 | 0 | 0 | 0 | 0 | 0 | 0 | 0 | 0 | 0 | 0 | 0 | 0 | 0 | 0 | 0 | 0 | 0 | 0 | 0 | 0 | 0 | 0
F13_Industrial_Food Products_Existing_Space Heating_Natural Gas_Gas Boiler - High Turndown_A_Technical Potential | F13 | Industrial | Food Products | Existing | Space Heating | Natural Gas | Gas Boiler - High Turndown | A | Purchases (Incremental) | Technical Potential | 0 | 0 | 0 | 0 | 0 | 12.9248 | 12.9177 | 12.8415 | 12.8485 | 12.8591 | 11.4262 | 9.116 | 7.278 | 5.7299 | 4.6015 | 3.6461 | 2.9172 | 2.322 | 1.8411 | 1.4746 | 1.1748 | 0.0079818 | 0.0028403 | 0.00096498 | 0.00031368 | 0.00026585 | 0.00026514 | 0.0002645 | 0.00026392 | 0.00026341 | 0.00026296
F14_Industrial_Food Products_Existing_Space Heating_Natural Gas_Gas Boiler - High Turndown_A_Technical Potential | F14 | Industrial | Food Products | Existing | Space Heating | Natural Gas | Gas Boiler - High Turndown | A | Purchases (Cumulative) | Technical Potential | 0 | 0 | 0 | 0 | 0 | 12.9248 | 25.8425 | 38.6841 | 51.5326 | 64.3917 | 75.8179 | 84.9339 | 92.2119 | 97.9419 | 102.5433 | 106.1894 | 109.1066 | 111.4286 | 113.2697 | 114.7443 | 115.9191 | 115.927 | 115.9299 | 115.9309 | 115.9312 | 115.9314 | 115.9317 | 115.932 | 115.9322 | 115.9325 | 115.9327
F1_Industrial_Food Products_Existing_Process_Natural Gas_Gas Boiler - High Turndown_A_Technical Potential | F1 | Industrial | Food Products | Existing | Process | Natural Gas | Gas Boiler - High Turndown | A | Original Unit Energy Savings (kWh or therms) | Technical Potential | 0 | 0 | 0 | 0 | 0 | 47.3863 | 47.3863 | 47.3863 | 47.3863 | 47.3863 | 47.3863 | 47.3863 | 47.3863 | 47.3863 | 47.3863 | 47.3863 | 47.3863 | 47.3863 | 47.3863 | 47.3863 | 47.3863 | 47.3863 | 47.3863 | 47.3863 | 47.3863 | 47.3863 | 47.3863 | 47.3863 | 47.3863 | 47.3863 | 47.3863
F2_Industrial_Food Products_Existing_Process_Natural Gas_Gas Boiler - High Turndown_A_Technical Potential | F2 | Industrial | Food Products | Existing | Process | Natural Gas | Gas Boiler - High Turndown | A | Original Unit Summer Peak Savings (kW) | Technical Potential | 0 | 0 | 0 | 0 | 0 | 0 | 0 | 0 | 0 | 0 | 0 | 0 | 0 | 0 | 0 | 0 | 0 | 0 | 0 | 0 | 0 | 0 | 0 | 0 | 0 | 0 | 0 | 0 | 0 | 0 | 0
F3_Industrial_Food Products_Existing_Process_Natural Gas_Gas Boiler - High Turndown_A_Technical Potential | F3 | Industrial | Food Products | Existing | Process | Natural Gas | Gas Boiler - High Turndown | A | Original Unit Winter Peak Savings (kW) | Technical Potential | 0 | 0 | 0 | 0 | 0 | 0 | 0 | 0 | 0 | 0 | 0 | 0 | 0 | 0 | 0 | 0 | 0 | 0 | 0 | 0 | 0 | 0 | 0 | 0 | 0 | 0 | 0 | 0 | 0 | 0 | 0
F4_Industrial_Food Products_Existing_Process_Natural Gas_Gas Boiler - High Turndown_A_Technical Potential | F4 | Industrial | Food Products | Existing | Process | Natural Gas | Gas Boiler - High Turndown | A | Standalone Impact on Baseline Energy (%) | Technical Potential | 0% | 0% | 0% | 0% | 0% | 0.02767% | 0.05535% | 0.08334% | 0.111% | 0.1385% | 0.1652% | 0.1856% | 0.2019% | 0.2179% | 0.2273% | 0.2376% | 0.2441% | 0.2506% | 0.257% | 0.2601% | 0.2638% | 0.2649% | 0.2658% | 0.2667% | 0.0026758 | 0.0026837 | 0.0026908 | 0.0026974 | 0 | 0 | 0
F5_Industrial_Food Products_Existing_Process_Natural Gas_Gas Boiler - High Turndown_A_Technical Potential | F5 | Industrial | Food Products | Existing | Process | Natural Gas | Gas Boiler - High Turndown | A | Standalone Impact on Baseline Summer Peak (%) | Technical Potential | 0% | 0% | 0% | 0% | 0% | 0% | 0% | 0% | 0% | 0% | 0% | 0% | 0% | 0% | 0% | 0% | 0% | 0% | 0% | 0% | 0% | 0% | 0% | 0% | 0 | 0 | 0 | 0 | 0 | 0 | 0
F6_Industrial_Food Products_Existing_Process_Natural Gas_Gas Boiler - High Turndown_A_Technical Potential | F6 | Industrial | Food Products | Existing | Process | Natural Gas | Gas Boiler - High Turndown | A | Standalone Impact on Baseline Winter Peak (%) | Technical Potential | 0% | 0% | 0% | 0% | 0% | 0% | 0% | 0% | 0% | 0% | 0% | 0% | 0% | 0% | 0% | 0% | 0% | 0% | 0% | 0% | 0% | 0% | 0% | 0% | 0 | 0 | 0 | 0 | 0 | 0 | 0
F7_Industrial_Food Products_Existing_Process_Natural Gas_Gas Boiler - High Turndown_A_Technical Potential | F7 | Industrial | Food Products | Existing | Process | Natural Gas | Gas Boiler - High Turndown | A | Incremental Energy Savings (MWh or mTherms) | Technical Potential | 0 | 0 | 0 | 0 | 0 | 1.4604 | 1.4596 | 1.451 | 1.4518 | 1.453 | 1.2911 | 1.03 | 0.82234 | 0.64743 | 0.51992 | 0.41197 | 0.32962 | 0.26237 | 0.20802 | 0.16661 | 0.13274 | 0.00090187 | 0.00032092 | 0.00010903 | 3.5442e-05 | 3.0038e-05 | 2.9958e-05 | 2.9886e-05 | 2.982e-05 | 2.9763e-05 | 2.9712e-05
F8_Industrial_Food Products_Existing_Process_Natural Gas_Gas Boiler - High Turndown_A_Technical Potential | F8 | Industrial | Food Products | Existing | Process | Natural Gas | Gas Boiler - High Turndown | A | Incremental Summer Peak Savings (MW) | Technical Potential | 0 | 0 | 0 | 0 | 0 | 0 | 0 | 0 | 0 | 0 | 0 | 0 | 0 | 0 | 0 | 0 | 0 | 0 | 0 | 0 | 0 | 0 | 0 | 0 | 0 | 0 | 0 | 0 | 0 | 0 | 0
F9_Industrial_Food Products_Existing_Process_Natural Gas_Gas Boiler - High Turndown_A_Technical Potential | F9 | Industrial | Food Products | Existing | Process | Natural Gas | Gas Boiler - High Turndown | A | Incremental Winter Peak Savings (MW) | Technical Potential | 0 | 0 | 0 | 0 | 0 | 0 | 0 | 0 | 0 | 0 | 0 | 0 | 0 | 0 | 0 | 0 | 0 | 0 | 0 | 0 | 0 | 0 | 0 | 0 | 0 | 0 | 0 | 0 | 0 | 0 | 0
F10_Industrial_Food Products_Existing_Process_Natural Gas_Gas Boiler - High Turndown_A_Technical Potential | F10 | Industrial | Food Products | Existing | Process | Natural Gas | Gas Boiler - High Turndown | A | Cumulative Energy Savings (MWh or mTherms) | Technical Potential | 0 | 0 | 0 | 0 | 0 | 1.4604 | 2.92 | 4.3709 | 5.8227 | 7.2756 | 8.5667 | 9.5967 | 10.419 | 11.0665 | 11.5864 | 11.9983 | 12.328 | 12.5903 | 12.7984 | 12.965 | 13.0977 | 13.0986 | 13.0989 | 13.099 | 13.0991 | 13.0991 | 13.0991 | 13.0992 | 13.0992 | 13.0992 | 13.0993
F11_Industrial_Food Products_Existing_Process_Natural Gas_Gas Boiler - High Turndown_A_Technical Potential | F11 | Industrial | Food Products | Existing | Process | Natural Gas | Gas Boiler - High Turndown | A | Cumulative Summer Peak Savings (MW) | Technical Potential | 0 | 0 | 0 | 0 | 0 | 0 | 0 | 0 | 0 | 0 | 0 | 0 | 0 | 0 | 0 | 0 | 0 | 0 | 0 | 0 | 0 | 0 | 0 | 0 | 0 | 0 | 0 | 0 | 0 | 0 | 0
F12_Industrial_Food Products_Existing_Process_Natural Gas_Gas Boiler - High Turndown_A_Technical Potential | F12 | Industrial | Food Products | Existing | Process | Natural Gas | Gas Boiler - High Turndown | A | Cumulative Winter Peak Savings (MW) | Technical Potential | 0 | 0 | 0 | 0 | 0 | 0 | 0 | 0 | 0 | 0 | 0 | 0 | 0 | 0 | 0 | 0 | 0 | 0 | 0 | 0 | 0 | 0 | 0 | 0 | 0 | 0 | 0 | 0 | 0 | 0 | 0
F13_Industrial_Food Products_Existing_Process_Natural Gas_Gas Boiler - High Turndown_A_Technical Potential | F13 | Industrial | Food Products | Existing | Process | Natural Gas | Gas Boiler - High Turndown | A | Purchases (Incremental) | Technical Potential | 0 | 0 | 0 | 0 | 0 | 30.8185 | 30.8016 | 30.62 | 30.6365 | 30.6619 | 27.2452 | 21.7366 | 17.354 | 13.6627 | 10.9719 | 8.6938 | 6.956 | 5.5368 | 4.3899 | 3.5161 | 2.8012 | 0.019032 | 0.0067725 | 0.0023009 | 0.00074794 | 0.0006339 | 0.00063221 | 0.00063068 | 0.00062931 | 0.00062808 | 0.00062702
F14_Industrial_Food Products_Existing_Process_Natural Gas_Gas Boiler - High Turndown_A_Technical Potential | F14 | Industrial | Food Products | Existing | Process | Natural Gas | Gas Boiler - High Turndown | A | Purchases (Cumulative) | Technical Potential | 0 | 0 | 0 | 0 | 0 | 30.8185 | 61.6202 | 92.2401 | 122.8767 | 153.5385 | 180.7838 | 202.5204 | 219.8744 | 233.5371 | 244.509 | 253.2029 | 260.1588 | 265.6956 | 270.0855 | 273.6016 | 276.4028 | 276.4219 | 276.4286 | 276.4309 | 276.4317 | 276.4323 | 276.4329 | 276.4336 | 276.4342 | 276.4348 | 276.4355
F1_Industrial_Food Products_Existing_Space Heating_Natural Gas_Gas Boiler - Burner Control Optimization_A_Technical Potential | F1 | Industrial | Food Products | Existing | Space Heating | Natural Gas | Gas Boiler - Burner Control Optimization | A | Original Unit Energy Savings (kWh or therms) | Technical Potential | 0 | 0 | 0 | 0 | 0 | 0.37196 | 0.36944 | 0.36693 | 0.36442 | 0.36191 | 0.35947 | 0.35705 | 0.35466 | 0.3523 | 0.3498 | 0.3475 | 0.34523 | 0.343 | 0.3408 | 0.3386 | 0.33647 | 0.33425 | 0.33212 | 0.33004 | 0.32796 | 0.32606 | 0.32432 | 0.32274 | 0.32129 | 0.31997 | 0.31877
F2_Industrial_Food Products_Existing_Space Heating_Natural Gas_Gas Boiler - Burner Control Optimization_A_Technical Potential | F2 | Industrial | Food Products | Existing | Space Heating | Natural Gas | Gas Boiler - Burner Control Optimization | A | Original Unit Summer Peak Savings (kW) | Technical Potential | 0 | 0 | 0 | 0 | 0 | 0 | 0 | 0 | 0 | 0 | 0 | 0 | 0 | 0 | 0 | 0 | 0 | 0 | 0 | 0 | 0 | 0 | 0 | 0 | 0 | 0 | 0 | 0 | 0 | 0 | 0
F3_Industrial_Food Products_Existing_Space Heating_Natural Gas_Gas Boiler - Burner Control Optimization_A_Technical Potential | F3 | Industrial | Food Products | Existing | Space Heating | Natural Gas | Gas Boiler - Burner Control Optimization | A | Original Unit Winter Peak Savings (kW) | Technical Potential | 0 | 0 | 0 | 0 | 0 | 0 | 0 | 0 | 0 | 0 | 0 | 0 | 0 | 0 | 0 | 0 | 0 | 0 | 0 | 0 | 0 | 0 | 0 | 0 | 0 | 0 | 0 | 0 | 0 | 0 | 0
F4_Industrial_Food Products_Existing_Space Heating_Natural Gas_Gas Boiler - Burner Control Optimization_A_Technical Potential | F4 | Industrial | Food Products | Existing | Space Heating | Natural Gas | Gas Boiler - Burner Control Optimization | A | Standalone Impact on Baseline Energy (%) | Technical Potential | 0% | 0% | 0% | 0% | 0% | 0.000389% | 0.0009988% | 0.002224% | 0.004355% | 0.00767% | 0.01242% | 0.01838% | 0.02533% | 0.0332% | 0.04055% | 0.04793% | 0.05405% | 0.05936% | 0.0638% | 0.06659% | 0.06885% | 0.07043% | 0.07148% | 0.07218% | 0.00072667 | 0.00072799 | 0.00072924 | 0.00073042 | 0 | 0 | 0
F5_Industrial_Food Products_Existing_Space Heating_Natural Gas_Gas Boiler - Burner Control Optimization_A_Technical Potential | F5 | Industrial | Food Products | Existing | Space Heating | Natural Gas | Gas Boiler - Burner Control Optimization | A | Standalone Impact on Baseline Summer Peak (%) | Technical Potential | 0% | 0% | 0% | 0% | 0% | 0% | 0% | 0% | 0% | 0% | 0% | 0% | 0% | 0% | 0% | 0% | 0% | 0% | 0% | 0% | 0% | 0% | 0% | 0% | 0 | 0 | 0 | 0 | 0 | 0 | 0
F6_Industrial_Food Products_Existing_Space Heating_Natural Gas_Gas Boiler - Burner Control Optimization_A_Technical Potential | F6 | Industrial | Food Products | Existing | Space Heating | Natural Gas | Gas Boiler - Burner Control Optimization | A | Standalone Impact on Baseline Winter Peak (%) | Technical Potential | 0% | 0% | 0% | 0% | 0% | 0% | 0% | 0% | 0% | 0% | 0% | 0% | 0% | 0% | 0% | 0% | 0% | 0% | 0% | 0% | 0% | 0% | 0% | 0% | 0 | 0 | 0 | 0 | 0 | 0 | 0
F7_Industrial_Food Products_Existing_Space Heating_Natural Gas_Gas Boiler - Burner Control Optimization_A_Technical Potential | F7 | Industrial | Food Products | Existing | Space Heating | Natural Gas | Gas Boiler - Burner Control Optimization | A | Incremental Energy Savings (MWh or mTherms) | Technical Potential | 0 | 0 | 0 | 0 | 0 | 0.0012968 | 0.0020236 | 0.0039961 | 0.0069489 | 0.010744 | 0.01475 | 0.018596 | 0.021506 | 0.022641 | 0.022566 | 0.020724 | 0.018017 | 0.014668 | 0.011234 | 0.0082338 | 0.0057037 | 0.0037628 | 0.0023705 | 0.001429 | 0.00095844 | 0 | 0 | 0 | 0 | 0 | 0
F8_Industrial_Food Products_Existing_Space Heating_Natural Gas_Gas Boiler - Burner Control Optimization_A_Technical Potential | F8 | Industrial | Food Products | Existing | Space Heating | Natural Gas | Gas Boiler - Burner Control Optimization | A | Incremental Summer Peak Savings (MW) | Technical Potential | 0 | 0 | 0 | 0 | 0 | 0 | 0 | 0 | 0 | 0 | 0 | 0 | 0 | 0 | 0 | 0 | 0 | 0 | 0 | 0 | 0 | 0 | 0 | 0 | 0 | 0 | 0 | 0 | 0 | 0 | 0
F9_Industrial_Food Products_Existing_Space Heating_Natural Gas_Gas Boiler - Burner Control Optimization_A_Technical Potential | F9 | Industrial | Food Products | Existing | Space Heating | Natural Gas | Gas Boiler - Burner Control Optimization | A | Incremental Winter Peak Savings (MW) | Technical Potential | 0 | 0 | 0 | 0 | 0 | 0 | 0 | 0 | 0 | 0 | 0 | 0 | 0 | 0 | 0 | 0 | 0 | 0 | 0 | 0 | 0 | 0 | 0 | 0 | 0 | 0 | 0 | 0 | 0 | 0 | 0
F10_Industrial_Food Products_Existing_Space Heating_Natural Gas_Gas Boiler - Burner Control Optimization_A_Technical Potential | F10 | Industrial | Food Products | Existing | Space Heating | Natural Gas | Gas Boiler - Burner Control Optimization | A | Cumulative Energy Savings (MWh or mTherms) | Technical Potential | 0 | 0 | 0 | 0 | 0 | 0.0012968 | 0.0033117 | 0.0072853 | 0.014184 | 0.02483 | 0.039413 | 0.057744 | 0.078863 | 0.10098 | 0.12283 | 0.14275 | 0.15983 | 0.17347 | 0.18359 | 0.19063 | 0.19514 | 0.19762 | 0.19872 | 0.19891 | 0.19861 | 0.19746 | 0.19641 | 0.19545 | 0.19458 | 0.19378 | 0.19305
F11_Industrial_Food Products_Existing_Space Heating_Natural Gas_Gas Boiler - Burner Control Optimization_A_Technical Potential | F11 | Industrial | Food Products | Existing | Space Heating | Natural Gas | Gas Boiler - Burner Control Optimization | A | Cumulative Summer Peak Savings (MW) | Technical Potential | 0 | 0 | 0 | 0 | 0 | 0 | 0 | 0 | 0 | 0 | 0 | 0 | 0 | 0 | 0 | 0 | 0 | 0 | 0 | 0 | 0 | 0 | 0 | 0 | 0 | 0 | 0 | 0 | 0 | 0 | 0
F12_Industrial_Food Products_Existing_Space Heating_Natural Gas_Gas Boiler - Burner Control Optimization_A_Technical Potential | F12 | Industrial | Food Products | Existing | Space Heating | Natural Gas | Gas Boiler - Burner Control Optimization | A | Cumulative Winter Peak Savings (MW) | Technical Potential | 0 | 0 | 0 | 0 | 0 | 0 | 0 | 0 | 0 | 0 | 0 | 0 | 0 | 0 | 0 | 0 | 0 | 0 | 0 | 0 | 0 | 0 | 0 | 0 | 0 | 0 | 0 | 0 | 0 | 0 | 0
F13_Industrial_Food Products_Existing_Space Heating_Natural Gas_Gas Boiler - Burner Control Optimization_A_Technical Potential | F13 | Industrial | Food Products | Existing | Space Heating | Natural Gas | Gas Boiler - Burner Control Optimization | A | Purchases (Incremental) | Technical Potential | 0 | 0 | 0 | 0 | 0 | 3.4865 | 5.4775 | 10.8904 | 19.0684 | 29.6865 | 41.0334 | 52.0816 | 60.6385 | 64.266 | 64.5114 | 59.6364 | 52.1886 | 42.7626 | 32.9631 | 24.3174 | 16.9518 | 11.2572 | 7.1376 | 4.3299 | 2.9224 | 0 | 0 | 0 | 0 | 0 | 0
F14_Industrial_Food Products_Existing_Space Heating_Natural Gas_Gas Boiler - Burner Control Optimization_A_Technical Potential | F14 | Industrial | Food Products | Existing | Space Heating | Natural Gas | Gas Boiler - Burner Control Optimization | A | Purchases (Cumulative) | Technical Potential | 0 | 0 | 0 | 0 | 0 | 3.4865 | 8.964 | 19.8544 | 38.9228 | 68.6094 | 109.6428 | 161.7243 | 222.3628 | 286.6288 | 351.1402 | 410.7766 | 462.9653 | 505.7278 | 538.6909 | 563.0083 | 579.9601 | 591.2173 | 598.3549 | 602.6847 | 605.6072 | 605.6072 | 605.6072 | 605.6072 | 605.6072 | 605.6072 | 605.6072
F1_Industrial_Food Products_Existing_Process_Natural Gas_Gas Boiler - Burner Control Optimization_A_Technical Potential | F1 | Industrial | Food Products | Existing | Process | Natural Gas | Gas Boiler - Burner Control Optimization | A | Original Unit Energy Savings (kWh or therms) | Technical Potential | 0 | 0 | 0 | 0 | 0 | 13.742 | 13.742 | 13.742 | 13.742 | 13.742 | 13.742 | 13.742 | 13.742 | 13.742 | 13.742 | 13.742 | 13.742 | 13.742 | 13.742 | 13.742 | 13.742 | 13.742 | 13.742 | 13.742 | 13.742 | 13.742 | 13.742 | 13.742 | 13.742 | 13.742 | 13.742
F2_Industrial_Food Products_Existing_Process_Natural Gas_Gas Boiler - Burner Control Optimization_A_Technical Potential | F2 | Industrial | Food Products | Existing | Process | Natural Gas | Gas Boiler - Burner Control Optimization | A | Original Unit Summer Peak Savings (kW) | Technical Potential | 0 | 0 | 0 | 0 | 0 | 0 | 0 | 0 | 0 | 0 | 0 | 0 | 0 | 0 | 0 | 0 | 0 | 0 | 0 | 0 | 0 | 0 | 0 | 0 | 0 | 0 | 0 | 0 | 0 | 0 | 0
F3_Industrial_Food Products_Existing_Process_Natural Gas_Gas Boiler - Burner Control Optimization_A_Technical Potential | F3 | Industrial | Food Products | Existing | Process | Natural Gas | Gas Boiler - Burner Control Optimization | A | Original Unit Winter Peak Savings (kW) | Technical Potential | 0 | 0 | 0 | 0 | 0 | 0 | 0 | 0 | 0 | 0 | 0 | 0 | 0 | 0 | 0 | 0 | 0 | 0 | 0 | 0 | 0 | 0 | 0 | 0 | 0 | 0 | 0 | 0 | 0 | 0 | 0
F4_Industrial_Food Products_Existing_Process_Natural Gas_Gas Boiler - Burner Control Optimization_A_Technical Potential | F4 | Industrial | Food Products | Existing | Process | Natural Gas | Gas Boiler - Burner Control Optimization | A | Standalone Impact on Baseline Energy (%) | Technical Potential | 0% | 0% | 0% | 0% | 0% | 0.002164% | 0.005568% | 0.0124% | 0.02431% | 0.04281% | 0.06929% | 0.1025% | 0.1412% | 0.1849% | 0.2257% | 0.2666% | 0.3004% | 0.3298% | 0.3545% | 0.37% | 0.3828% | 0.3917% | 0.3979% | 0.4021% | 0.0040537 | 0.0040655 | 0.0040764 | 0.0040863 | 0 | 0 | 0
F5_Industrial_Food Products_Existing_Process_Natural Gas_Gas Boiler - Burner Control Optimization_A_Technical Potential | F5 | Industrial | Food Products | Existing | Process | Natural Gas | Gas Boiler - Burner Control Optimization | A | Standalone Impact on Baseline Summer Peak (%) | Technical Potential | 0% | 0% | 0% | 0% | 0% | 0% | 0% | 0% | 0% | 0% | 0% | 0% | 0% | 0% | 0% | 0% | 0% | 0% | 0% | 0% | 0% | 0% | 0% | 0% | 0 | 0 | 0 | 0 | 0 | 0 | 0
F6_Industrial_Food Products_Existing_Process_Natural Gas_Gas Boiler - Burner Control Optimization_A_Technical Potential | F6 | Industrial | Food Products | Existing | Process | Natural Gas | Gas Boiler - Burner Control Optimization | A | Standalone Impact on Baseline Winter Peak (%) | Technical Potential | 0% | 0% | 0% | 0% | 0% | 0% | 0% | 0% | 0% | 0% | 0% | 0% | 0% | 0% | 0% | 0% | 0% | 0% | 0% | 0% | 0% | 0% | 0% | 0% | 0 | 0 | 0 | 0 | 0 | 0 | 0
F7_Industrial_Food Products_Existing_Process_Natural Gas_Gas Boiler - Burner Control Optimization_A_Technical Potential | F7 | Industrial | Food Products | Existing | Process | Natural Gas | Gas Boiler - Burner Control Optimization | A | Incremental Energy Savings (MWh or mTherms) | Technical Potential | 0 | 0 | 0 | 0 | 0 | 0.11424 | 0.17948 | 0.35685 | 0.62482 | 0.97274 | 1.3445 | 1.7066 | 1.9869 | 2.1058 | 2.1139 | 1.9541 | 1.7101 | 1.4012 | 1.0801 | 0.79681 | 0.55546 | 0.36887 | 0.23388 | 0.14188 | 0.09576 | 0 | 0 | 0 | 0 | 0 | 0
F8_Industrial_Food Products_Existing_Process_Natural Gas_Gas Boiler - Burner Control Optimization_A_Technical Potential | F8 | Industrial | Food Products | Existing | Process | Natural Gas | Gas Boiler - Burner Control Optimization | A | Incremental Summer Peak Savings (MW) | Technical Potential | 0 | 0 | 0 | 0 | 0 | 0 | 0 | 0 | 0 | 0 | 0 | 0 | 0 | 0 | 0 | 0 | 0 | 0 | 0 | 0 | 0 | 0 | 0 | 0 | 0 | 0 | 0 | 0 | 0 | 0 | 0
F9_Industrial_Food Products_Existing_Process_Natural Gas_Gas Boiler - Burner Control Optimization_A_Technical Potential | F9 | Industrial | Food Products | Existing | Process | Natural Gas | Gas Boiler - Burner Control Optimization | A | Incremental Winter Peak Savings (MW) | Technical Potential | 0 | 0 | 0 | 0 | 0 | 0 | 0 | 0 | 0 | 0 | 0 | 0 | 0 | 0 | 0 | 0 | 0 | 0 | 0 | 0 | 0 | 0 | 0 | 0 | 0 | 0 | 0 | 0 | 0 | 0 | 0
F10_Industrial_Food Products_Existing_Process_Natural Gas_Gas Boiler - Burner Control Optimization_A_Technical Potential | F10 | Industrial | Food Products | Existing | Process | Natural Gas | Gas Boiler - Burner Control Optimization | A | Cumulative Energy Savings (MWh or mTherms) | Technical Potential | 0 | 0 | 0 | 0 | 0 | 0.11424 | 0.29372 | 0.65057 | 1.2754 | 2.2481 | 3.5927 | 5.2992 | 7.2862 | 9.392 | 11.5059 | 13.46 | 15.17 | 16.5713 | 17.6514 | 18.4482 | 19.0036 | 19.3725 | 19.6064 | 19.7483 | 19.844 | 19.844 | 19.844 | 19.844 | 19.844 | 19.844 | 19.844
F11_Industrial_Food Products_Existing_Process_Natural Gas_Gas Boiler - Burner Control Optimization_A_Technical Potential | F11 | Industrial | Food Products | Existing | Process | Natural Gas | Gas Boiler - Burner Control Optimization | A | Cumulative Summer Peak Savings (MW) | Technical Potential | 0 | 0 | 0 | 0 | 0 | 0 | 0 | 0 | 0 | 0 | 0 | 0 | 0 | 0 | 0 | 0 | 0 | 0 | 0 | 0 | 0 | 0 | 0 | 0 | 0 | 0 | 0 | 0 | 0 | 0 | 0
F12_Industrial_Food Products_Existing_Process_Natural Gas_Gas Boiler - Burner Control Optimization_A_Technical Potential | F12 | Industrial | Food Products | Existing | Process | Natural Gas | Gas Boiler - Burner Control Optimization | A | Cumulative Winter Peak Savings (MW) | Technical Potential | 0 | 0 | 0 | 0 | 0 | 0 | 0 | 0 | 0 | 0 | 0 | 0 | 0 | 0 | 0 | 0 | 0 | 0 | 0 | 0 | 0 | 0 | 0 | 0 | 0 | 0 | 0 | 0 | 0 | 0 | 0
F13_Industrial_Food Products_Existing_Process_Natural Gas_Gas Boiler - Burner Control Optimization_A_Technical Potential | F13 | Industrial | Food Products | Existing | Process | Natural Gas | Gas Boiler - Burner Control Optimization | A | Purchases (Incremental) | Technical Potential | 0 | 0 | 0 | 0 | 0 | 8.3134 | 13.0608 | 25.9675 | 45.4677 | 70.786 | 97.8419 | 124.1858 | 144.5892 | 153.2388 | 153.8239 | 142.1999 | 124.441 | 101.9651 | 78.5988 | 57.9835 | 40.4206 | 26.8423 | 17.0192 | 10.3243 | 6.9684 | 0 | 0 | 0 | 0 | 0 | 0
F14_Industrial_Food Products_Existing_Process_Natural Gas_Gas Boiler - Burner Control Optimization_A_Technical Potential | F14 | Industrial | Food Products | Existing | Process | Natural Gas | Gas Boiler - Burner Control Optimization | A | Purchases (Cumulative) | Technical Potential | 0 | 0 | 0 | 0 | 0 | 8.3134 | 21.3742 | 47.3417 | 92.8094 | 163.5954 | 261.4373 | 385.6231 | 530.2123 | 683.4512 | 837.2751 | 979.475 | 1103.916 | 1205.8811 | 1284.4798 | 1342.4633 | 1382.8839 | 1409.7261 | 1426.7453 | 1437.0696 | 1444.038 | 1444.038 | 1444.038 | 1444.038 | 1444.038 | 1444.038 | 1444.038
F1_Industrial_Food Products_Existing_Space Heating_Natural Gas_HVAC - Demand Controlled Ventilation_A_Technical Potential | F1 | Industrial | Food Products | Existing | Space Heating | Natural Gas | HVAC - Demand Controlled Ventilation | A | Original Unit Energy Savings (kWh or therms) | Technical Potential | 0 | 0 | 0 | 0 | 0 | 0.045714 | 0.045302 | 0.044777 | 0.044244 | 0.043709 | 0.043186 | 0.042667 | 0.042179 | 0.041719 | 0.041255 | 0.04085 | 0.040467 | 0.040108 | 0.03977 | 0.039428 | 0.039096 | 0.038767 | 0.038427 | 0.038101 | 0.037787 | 0.037493 | 0.037218 | 0.03696 | 0.036718 | 0.036492 | 0.03628
F2_Industrial_Food Products_Existing_Space Heating_Natural Gas_HVAC - Demand Controlled Ventilation_A_Technical Potential | F2 | Industrial | Food Products | Existing | Space Heating | Natural Gas | HVAC - Demand Controlled Ventilation | A | Original Unit Summer Peak Savings (kW) | Technical Potential | 0 | 0 | 0 | 0 | 0 | 0 | 0 | 0 | 0 | 0 | 0 | 0 | 0 | 0 | 0 | 0 | 0 | 0 | 0 | 0 | 0 | 0 | 0 | 0 | 0 | 0 | 0 | 0 | 0 | 0 | 0
F3_Industrial_Food Products_Existing_Space Heating_Natural Gas_HVAC - Demand Controlled Ventilation_A_Technical Potential | F3 | Industrial | Food Products | Existing | Space Heating | Natural Gas | HVAC - Demand Controlled Ventilation | A | Original Unit Winter Peak Savings (kW) | Technical Potential | 0 | 0 | 0 | 0 | 0 | 0 | 0 | 0 | 0 | 0 | 0 | 0 | 0 | 0 | 0 | 0 | 0 | 0 | 0 | 0 | 0 | 0 | 0 | 0 | 0 | 0 | 0 | 0 | 0 | 0 | 0
F4_Industrial_Food Products_Existing_Space Heating_Natural Gas_HVAC - Demand Controlled Ventilation_A_Technical Potential | F4 | Industrial | Food Products | Existing | Space Heating | Natural Gas | HVAC - Demand Controlled Ventilation | A | Standalone Impact on Baseline Energy (%) | Technical Potential | 0% | 0% | 0% | 0% | 0% | 0.03019% | 0.06014% | 0.09006% | 0.1193% | 0.1481% | 0.1787% | 0.2076% | 0.2363% | 0.2682% | 0.2953% | 0.3263% | 0.3544% | 0.3842% | 0.4156% | 0.4427% | 0.4721% | 0.5013% | 0.5299% | 0.5584% | 0.0058657 | 0.0058647 | 0.0058629 | 0.0058602 | 0 | 0 | 0
F5_Industrial_Food Products_Existing_Space Heating_Natural Gas_HVAC - Demand Controlled Ventilation_A_Technical Potential | F5 | Industrial | Food Products | Existing | Space Heating | Natural Gas | HVAC - Demand Controlled Ventilation | A | Standalone Impact on Baseline Summer Peak (%) | Technical Potential | 0% | 0% | 0% | 0% | 0% | 0% | 0% | 0% | 0% | 0% | 0% | 0% | 0% | 0% | 0% | 0% | 0% | 0% | 0% | 0% | 0% | 0% | 0% | 0% | 0 | 0 | 0 | 0 | 0 | 0 | 0
F6_Industrial_Food Products_Existing_Space Heating_Natural Gas_HVAC - Demand Controlled Ventilation_A_Technical Potential | F6 | Industrial | Food Products | Existing | Space Heating | Natural Gas | HVAC - Demand Controlled Ventilation | A | Standalone Impact on Baseline Winter Peak (%) | Technical Potential | 0% | 0% | 0% | 0% | 0% | 0% | 0% | 0% | 0% | 0% | 0% | 0% | 0% | 0% | 0% | 0% | 0% | 0% | 0% | 0% | 0% | 0% | 0% | 0% | 0 | 0 | 0 | 0 | 0 | 0 | 0
F7_Industrial_Food Products_Existing_Space Heating_Natural Gas_HVAC - Demand Controlled Ventilation_A_Technical Potential | F7 | Industrial | Food Products | Existing | Space Heating | Natural Gas | HVAC - Demand Controlled Ventilation | A | Incremental Energy Savings (MWh or mTherms) | Technical Potential | 0 | 0 | 0 | 0 | 0 | 0.10065 | 0.099683 | 0.097947 | 0.096834 | 0.095743 | 0.093395 | 0.092021 | 0.090783 | 0.088368 | 0.087719 | 0.086029 | 0.085234 | 0.084052 | 0.0826 | 0.081987 | 0.080962 | 0.079967 | 0.078978 | 0.078041 | 0.077154 | 0 | 0 | 0 | 0 | 0 | 0
F8_Industrial_Food Products_Existing_Space Heating_Natural Gas_HVAC - Demand Controlled Ventilation_A_Technical Potential | F8 | Industrial | Food Products | Existing | Space Heating | Natural Gas | HVAC - Demand Controlled Ventilation | A | Incremental Summer Peak Savings (MW) | Technical Potential | 0 | 0 | 0 | 0 | 0 | 0 | 0 | 0 | 0 | 0 | 0 | 0 | 0 | 0 | 0 | 0 | 0 | 0 | 0 | 0 | 0 | 0 | 0 | 0 | 0 | 0 | 0 | 0 | 0 | 0 | 0
F9_Industrial_Food Products_Existing_Space Heating_Natural Gas_HVAC - Demand Controlled Ventilation_A_Technical Potential | F9 | Industrial | Food Products | Existing | Space Heating | Natural Gas | HVAC - Demand Controlled Ventilation | A | Incremental Winter Peak Savings (MW) | Technical Potential | 0 | 0 | 0 | 0 | 0 | 0 | 0 | 0 | 0 | 0 | 0 | 0 | 0 | 0 | 0 | 0 | 0 | 0 | 0 | 0 | 0 | 0 | 0 | 0 | 0 | 0 | 0 | 0 | 0 | 0 | 0
F10_Industrial_Food Products_Existing_Space Heating_Natural Gas_HVAC - Demand Controlled Ventilation_A_Technical Potential | F10 | Industrial | Food Products | Existing | Space Heating | Natural Gas | HVAC - Demand Controlled Ventilation | A | Cumulative Energy Savings (MWh or mTherms) | Technical Potential | 0 | 0 | 0 | 0 | 0 | 0.10065 | 0.19942 | 0.29506 | 0.38838 | 0.47943 | 0.56709 | 0.65229 | 0.73561 | 0.81596 | 0.89461 | 0.97184 | 1.048 | 1.1227 | 1.1959 | 1.2676 | 1.3379 | 1.4066 | 1.4732 | 1.5388 | 1.6032 | 1.5908 | 1.5791 | 1.5681 | 1.5579 | 1.5483 | 1.5393
F11_Industrial_Food Products_Existing_Space Heating_Natural Gas_HVAC - Demand Controlled Ventilation_A_Technical Potential | F11 | Industrial | Food Products | Existing | Space Heating | Natural Gas | HVAC - Demand Controlled Ventilation | A | Cumulative Summer Peak Savings (MW) | Technical Potential | 0 | 0 | 0 | 0 | 0 | 0 | 0 | 0 | 0 | 0 | 0 | 0 | 0 | 0 | 0 | 0 | 0 | 0 | 0 | 0 | 0 | 0 | 0 | 0 | 0 | 0 | 0 | 0 | 0 | 0 | 0
F12_Industrial_Food Products_Existing_Space Heating_Natural Gas_HVAC - Demand Controlled Ventilation_A_Technical Potential | F12 | Industrial | Food Products | Existing | Space Heating | Natural Gas | HVAC - Demand Controlled Ventilation | A | Cumulative Winter Peak Savings (MW) | Technical Potential | 0 | 0 | 0 | 0 | 0 | 0 | 0 | 0 | 0 | 0 | 0 | 0 | 0 | 0 | 0 | 0 | 0 | 0 | 0 | 0 | 0 | 0 | 0 | 0 | 0 | 0 | 0 | 0 | 0 | 0 | 0
F13_Industrial_Food Products_Existing_Space Heating_Natural Gas_HVAC - Demand Controlled Ventilation_A_Technical Potential | F13 | Industrial | Food Products | Existing | Space Heating | Natural Gas | HVAC - Demand Controlled Ventilation | A | Purchases (Incremental) | Technical Potential | 0 | 0 | 0 | 0 | 0 | 2201.6448 | 2200.4365 | 2187.4597 | 2188.6423 | 2190.4521 | 2162.6356 | 2156.7258 | 2152.3467 | 2118.1682 | 2126.2554 | 2105.9788 | 2106.2521 | 2095.6513 | 2076.9582 | 2079.4184 | 2070.8196 | 2062.7655 | 2055.2495 | 2048.2651 | 2041.806 | 0 | 0 | 0 | 0 | 0 | 0
F14_Industrial_Food Products_Existing_Space Heating_Natural Gas_HVAC - Demand Controlled Ventilation_A_Technical Potential | F14 | Industrial | Food Products | Existing | Space Heating | Natural Gas | HVAC - Demand Controlled Ventilation | A | Purchases (Cumulative) | Technical Potential | 0 | 0 | 0 | 0 | 0 | 2201.6448 | 4402.0812 | 6589.5409 | 8778.1832 | 10968.6353 | 13131.2709 | 15287.9967 | 17440.3434 | 19558.5116 | 21684.767 | 23790.7459 | 25896.998 | 27992.6492 | 30069.6074 | 32149.0259 | 34219.8454 | 36282.6109 | 38337.8603 | 40386.1254 | 42427.9314 | 42427.9314 | 42427.9314 | 42427.9314 | 42427.9314 | 42427.9314 | 42427.9314
F1_Industrial_Food Products_Existing_Space Heating_Natural Gas_Gas Boiler - Stack Economizer_A_Technical Potential | F1 | Industrial | Food Products | Existing | Space Heating | Natural Gas | Gas Boiler - Stack Economizer | A | Original Unit Energy Savings (kWh or therms) | Technical Potential | 0 | 0 | 0 | 0 | 0 | 0.93631 | 0.92997 | 0.92366 | 0.91733 | 0.91101 | 0.90486 | 0.89878 | 0.89277 | 0.88682 | 0.88053 | 0.87475 | 0.86904 | 0.86342 | 0.85788 | 0.85233 | 0.84697 | 0.8414 | 0.83601 | 0.8308 | 0.82555 | 0.82076 | 0.81639 | 0.8124 | 0.80876 | 0.80544 | 0.80241
F2_Industrial_Food Products_Existing_Space Heating_Natural Gas_Gas Boiler - Stack Economizer_A_Technical Potential | F2 | Industrial | Food Products | Existing | Space Heating | Natural Gas | Gas Boiler - Stack Economizer | A | Original Unit Summer Peak Savings (kW) | Technical Potential | 0 | 0 | 0 | 0 | 0 | 0 | 0 | 0 | 0 | 0 | 0 | 0 | 0 | 0 | 0 | 0 | 0 | 0 | 0 | 0 | 0 | 0 | 0 | 0 | 0 | 0 | 0 | 0 | 0 | 0 | 0
F3_Industrial_Food Products_Existing_Space Heating_Natural Gas_Gas Boiler - Stack Economizer_A_Technical Potential | F3 | Industrial | Food Products | Existing | Space Heating | Natural Gas | Gas Boiler - Stack Economizer | A | Original Unit Winter Peak Savings (kW) | Technical Potential | 0 | 0 | 0 | 0 | 0 | 0 | 0 | 0 | 0 | 0 | 0 | 0 | 0 | 0 | 0 | 0 | 0 | 0 | 0 | 0 | 0 | 0 | 0 | 0 | 0 | 0 | 0 | 0 | 0 | 0 | 0
F4_Industrial_Food Products_Existing_Space Heating_Natural Gas_Gas Boiler - Stack Economizer_A_Technical Potential | F4 | Industrial | Food Products | Existing | Space Heating | Natural Gas | Gas Boiler - Stack Economizer | A | Standalone Impact on Baseline Energy (%) | Technical Potential | 0% | 0% | 0% | 0% | 0% | 0.00968% | 0.01933% | 0.02908% | 0.03871% | 0.04832% | 0.05764% | 0.06478% | 0.07051% | 0.07614% | 0.07948% | 0.08316% | 0.0855% | 0.0878% | 0.09005% | 0.0911% | 0.09238% | 0.09271% | 0.09297% | 0.0932% | 0.00093377 | 0.00093547 | 0.00093708 | 0.00093859 | 0 | 0 | 0
F5_Industrial_Food Products_Existing_Space Heating_Natural Gas_Gas Boiler - Stack Economizer_A_Technical Potential | F5 | Industrial | Food Products | Existing | Space Heating | Natural Gas | Gas Boiler - Stack Economizer | A | Standalone Impact on Baseline Summer Peak (%) | Technical Potential | 0% | 0% | 0% | 0% | 0% | 0% | 0% | 0% | 0% | 0% | 0% | 0% | 0% | 0% | 0% | 0% | 0% | 0% | 0% | 0% | 0% | 0% | 0% | 0% | 0 | 0 | 0 | 0 | 0 | 0 | 0
F6_Industrial_Food Products_Existing_Space Heating_Natural Gas_Gas Boiler - Stack Economizer_A_Technical Potential | F6 | Industrial | Food Products | Existing | Space Heating | Natural Gas | Gas Boiler - Stack Economizer | A | Standalone Impact on Baseline Winter Peak (%) | Technical Potential | 0% | 0% | 0% | 0% | 0% | 0% | 0% | 0% | 0% | 0% | 0% | 0% | 0% | 0% | 0% | 0% | 0% | 0% | 0% | 0% | 0% | 0% | 0% | 0% | 0 | 0 | 0 | 0 | 0 | 0 | 0
F7_Industrial_Food Products_Existing_Space Heating_Natural Gas_Gas Boiler - Stack Economizer_A_Technical Potential | F7 | Industrial | Food Products | Existing | Space Heating | Natural Gas | Gas Boiler - Stack Economizer | A | Incremental Energy Savings (MWh or mTherms) | Technical Potential | 0 | 0 | 0 | 0 | 0 | 0.032271 | 0.032035 | 0.03163 | 0.03143 | 0.031239 | 0.027571 | 0.021849 | 0.017327 | 0.01355 | 0.010805 | 0.008505 | 0.0067605 | 0.0053464 | 0.0042118 | 0.0033516 | 0.0026534 | 1.7909e-05 | 6.332e-06 | 2.1379e-06 | 6.9055e-07 | 5.8186e-07 | 5.7722e-07 | 5.7301e-07 | 5.692e-07 | 5.6576e-07 | 5.6267e-07
F8_Industrial_Food Products_Existing_Space Heating_Natural Gas_Gas Boiler - Stack Economizer_A_Technical Potential | F8 | Industrial | Food Products | Existing | Space Heating | Natural Gas | Gas Boiler - Stack Economizer | A | Incremental Summer Peak Savings (MW) | Technical Potential | 0 | 0 | 0 | 0 | 0 | 0 | 0 | 0 | 0 | 0 | 0 | 0 | 0 | 0 | 0 | 0 | 0 | 0 | 0 | 0 | 0 | 0 | 0 | 0 | 0 | 0 | 0 | 0 | 0 | 0 | 0
F9_Industrial_Food Products_Existing_Space Heating_Natural Gas_Gas Boiler - Stack Economizer_A_Technical Potential | F9 | Industrial | Food Products | Existing | Space Heating | Natural Gas | Gas Boiler - Stack Economizer | A | Incremental Winter Peak Savings (MW) | Technical Potential | 0 | 0 | 0 | 0 | 0 | 0 | 0 | 0 | 0 | 0 | 0 | 0 | 0 | 0 | 0 | 0 | 0 | 0 | 0 | 0 | 0 | 0 | 0 | 0 | 0 | 0 | 0 | 0 | 0 | 0 | 0
F10_Industrial_Food Products_Existing_Space Heating_Natural Gas_Gas Boiler - Stack Economizer_A_Technical Potential | F10 | Industrial | Food Products | Existing | Space Heating | Natural Gas | Gas Boiler - Stack Economizer | A | Cumulative Energy Savings (MWh or mTherms) | Technical Potential | 0 | 0 | 0 | 0 | 0 | 0.032271 | 0.064087 | 0.095283 | 0.12606 | 0.15643 | 0.18295 | 0.20357 | 0.21953 | 0.23162 | 0.24078 | 0.2477 | 0.25285 | 0.25656 | 0.25913 | 0.2608 | 0.26181 | 0.26011 | 0.25845 | 0.25684 | 0.25522 | 0.25374 | 0.25239 | 0.25116 | 0.25003 | 0.24901 | 0.24807
F11_Industrial_Food Products_Existing_Space Heating_Natural Gas_Gas Boiler - Stack Economizer_A_Technical Potential | F11 | Industrial | Food Products | Existing | Space Heating | Natural Gas | Gas Boiler - Stack Economizer | A | Cumulative Summer Peak Savings (MW) | Technical Potential | 0 | 0 | 0 | 0 | 0 | 0 | 0 | 0 | 0 | 0 | 0 | 0 | 0 | 0 | 0 | 0 | 0 | 0 | 0 | 0 | 0 | 0 | 0 | 0 | 0 | 0 | 0 | 0 | 0 | 0 | 0
F12_Industrial_Food Products_Existing_Space Heating_Natural Gas_Gas Boiler - Stack Economizer_A_Technical Potential | F12 | Industrial | Food Products | Existing | Space Heating | Natural Gas | Gas Boiler - Stack Economizer | A | Cumulative Winter Peak Savings (MW) | Technical Potential | 0 | 0 | 0 | 0 | 0 | 0 | 0 | 0 | 0 | 0 | 0 | 0 | 0 | 0 | 0 | 0 | 0 | 0 | 0 | 0 | 0 | 0 | 0 | 0 | 0 | 0 | 0 | 0 | 0 | 0 | 0
F13_Industrial_Food Products_Existing_Space Heating_Natural Gas_Gas Boiler - Stack Economizer_A_Technical Potential | F13 | Industrial | Food Products | Existing | Space Heating | Natural Gas | Gas Boiler - Stack Economizer | A | Purchases (Incremental) | Technical Potential | 0 | 0 | 0 | 0 | 0 | 34.4662 | 34.4473 | 34.2441 | 34.2626 | 34.291 | 30.4699 | 24.3093 | 19.408 | 15.2798 | 12.2705 | 9.7228 | 7.7793 | 6.1921 | 4.9095 | 3.9322 | 3.1328 | 0.021285 | 0.007574 | 0.0025733 | 0.00083647 | 0.00070893 | 0.00070704 | 0.00070533 | 0.00070379 | 0.00070242 | 0.00070123
F14_Industrial_Food Products_Existing_Space Heating_Natural Gas_Gas Boiler - Stack Economizer_A_Technical Potential | F14 | Industrial | Food Products | Existing | Space Heating | Natural Gas | Gas Boiler - Stack Economizer | A | Purchases (Cumulative) | Technical Potential | 0 | 0 | 0 | 0 | 0 | 34.4662 | 68.9134 | 103.1576 | 137.4202 | 171.7111 | 202.1811 | 226.4904 | 245.8984 | 261.1783 | 273.4488 | 283.1716 | 290.9509 | 297.143 | 302.0525 | 305.9847 | 309.1175 | 309.1388 | 309.1464 | 309.1489 | 309.1498 | 309.1505 | 309.1512 | 309.1519 | 309.1526 | 309.1533 | 309.154
F1_Industrial_Food Products_Existing_Process_Natural Gas_Gas Boiler - Stack Economizer_A_Technical Potential | F1 | Industrial | Food Products | Existing | Process | Natural Gas | Gas Boiler - Stack Economizer | A | Original Unit Energy Savings (kWh or therms) | Technical Potential | 0 | 0 | 0 | 0 | 0 | 45.4909 | 45.4909 | 45.4909 | 45.4909 | 45.4909 | 45.4909 | 45.4909 | 45.4909 | 45.4909 | 45.4909 | 45.4909 | 45.4909 | 45.4909 | 45.4909 | 45.4909 | 45.4909 | 45.4909 | 45.4909 | 45.4909 | 45.4909 | 45.4909 | 45.4909 | 45.4909 | 45.4909 | 45.4909 | 45.4909
F2_Industrial_Food Products_Existing_Process_Natural Gas_Gas Boiler - Stack Economizer_A_Technical Potential | F2 | Industrial | Food Products | Existing | Process | Natural Gas | Gas Boiler - Stack Economizer | A | Original Unit Summer Peak Savings (kW) | Technical Potential | 0 | 0 | 0 | 0 | 0 | 0 | 0 | 0 | 0 | 0 | 0 | 0 | 0 | 0 | 0 | 0 | 0 | 0 | 0 | 0 | 0 | 0 | 0 | 0 | 0 | 0 | 0 | 0 | 0 | 0 | 0
F3_Industrial_Food Products_Existing_Process_Natural Gas_Gas Boiler - Stack Economizer_A_Technical Potential | F3 | Industrial | Food Products | Existing | Process | Natural Gas | Gas Boiler - Stack Economizer | A | Original Unit Winter Peak Savings (kW) | Technical Potential | 0 | 0 | 0 | 0 | 0 | 0 | 0 | 0 | 0 | 0 | 0 | 0 | 0 | 0 | 0 | 0 | 0 | 0 | 0 | 0 | 0 | 0 | 0 | 0 | 0 | 0 | 0 | 0 | 0 | 0 | 0
F4_Industrial_Food Products_Existing_Process_Natural Gas_Gas Boiler - Stack Economizer_A_Technical Potential | F4 | Industrial | Food Products | Existing | Process | Natural Gas | Gas Boiler - Stack Economizer | A | Standalone Impact on Baseline Energy (%) | Technical Potential | 0% | 0% | 0% | 0% | 0% | 0.07083% | 0.1417% | 0.2134% | 0.2841% | 0.3547% | 0.423% | 0.4751% | 0.5169% | 0.5579% | 0.5818% | 0.6083% | 0.625% | 0.6415% | 0.658% | 0.6657% | 0.6753% | 0.678% | 0.6805% | 0.6829% | 0.0068501 | 0.0068701 | 0.0068885 | 0.0069053 | 0 | 0 | 0
F5_Industrial_Food Products_Existing_Process_Natural Gas_Gas Boiler - Stack Economizer_A_Technical Potential | F5 | Industrial | Food Products | Existing | Process | Natural Gas | Gas Boiler - Stack Economizer | A | Standalone Impact on Baseline Summer Peak (%) | Technical Potential | 0% | 0% | 0% | 0% | 0% | 0% | 0% | 0% | 0% | 0% | 0% | 0% | 0% | 0% | 0% | 0% | 0% | 0% | 0% | 0% | 0% | 0% | 0% | 0% | 0 | 0 | 0 | 0 | 0 | 0 | 0
F6_Industrial_Food Products_Existing_Process_Natural Gas_Gas Boiler - Stack Economizer_A_Technical Potential | F6 | Industrial | Food Products | Existing | Process | Natural Gas | Gas Boiler - Stack Economizer | A | Standalone Impact on Baseline Winter Peak (%) | Technical Potential | 0% | 0% | 0% | 0% | 0% | 0% | 0% | 0% | 0% | 0% | 0% | 0% | 0% | 0% | 0% | 0% | 0% | 0% | 0% | 0% | 0% | 0% | 0% | 0% | 0 | 0 | 0 | 0 | 0 | 0 | 0
F7_Industrial_Food Products_Existing_Process_Natural Gas_Gas Boiler - Stack Economizer_A_Technical Potential | F7 | Industrial | Food Products | Existing | Process | Natural Gas | Gas Boiler - Stack Economizer | A | Incremental Energy Savings (MWh or mTherms) | Technical Potential | 0 | 0 | 0 | 0 | 0 | 3.7386 | 3.7365 | 3.7145 | 3.7165 | 3.7196 | 3.3051 | 2.6368 | 2.1052 | 1.6574 | 1.331 | 1.0546 | 0.84382 | 0.67166 | 0.53253 | 0.42653 | 0.33981 | 0.0023088 | 0.00082156 | 0.00027913 | 9.0732e-05 | 7.6898e-05 | 7.6693e-05 | 7.6507e-05 | 7.634e-05 | 7.6192e-05 | 7.6063e-05
F8_Industrial_Food Products_Existing_Process_Natural Gas_Gas Boiler - Stack Economizer_A_Technical Potential | F8 | Industrial | Food Products | Existing | Process | Natural Gas | Gas Boiler - Stack Economizer | A | Incremental Summer Peak Savings (MW) | Technical Potential | 0 | 0 | 0 | 0 | 0 | 0 | 0 | 0 | 0 | 0 | 0 | 0 | 0 | 0 | 0 | 0 | 0 | 0 | 0 | 0 | 0 | 0 | 0 | 0 | 0 | 0 | 0 | 0 | 0 | 0 | 0
F9_Industrial_Food Products_Existing_Process_Natural Gas_Gas Boiler - Stack Economizer_A_Technical Potential | F9 | Industrial | Food Products | Existing | Process | Natural Gas | Gas Boiler - Stack Economizer | A | Incremental Winter Peak Savings (MW) | Technical Potential | 0 | 0 | 0 | 0 | 0 | 0 | 0 | 0 | 0 | 0 | 0 | 0 | 0 | 0 | 0 | 0 | 0 | 0 | 0 | 0 | 0 | 0 | 0 | 0 | 0 | 0 | 0 | 0 | 0 | 0 | 0
F10_Industrial_Food Products_Existing_Process_Natural Gas_Gas Boiler - Stack Economizer_A_Technical Potential | F10 | Industrial | Food Products | Existing | Process | Natural Gas | Gas Boiler - Stack Economizer | A | Cumulative Energy Savings (MWh or mTherms) | Technical Potential | 0 | 0 | 0 | 0 | 0 | 3.7386 | 7.4751 | 11.1896 | 14.906 | 18.6256 | 21.9307 | 24.5675 | 26.6727 | 28.3301 | 29.6611 | 30.7158 | 31.5596 | 32.2313 | 32.7638 | 33.1903 | 33.5301 | 33.5324 | 33.5333 | 33.5335 | 33.5336 | 33.5337 | 33.5338 | 33.5339 | 33.5339 | 33.534 | 33.5341
F11_Industrial_Food Products_Existing_Process_Natural Gas_Gas Boiler - Stack Economizer_A_Technical Potential | F11 | Industrial | Food Products | Existing | Process | Natural Gas | Gas Boiler - Stack Economizer | A | Cumulative Summer Peak Savings (MW) | Technical Potential | 0 | 0 | 0 | 0 | 0 | 0 | 0 | 0 | 0 | 0 | 0 | 0 | 0 | 0 | 0 | 0 | 0 | 0 | 0 | 0 | 0 | 0 | 0 | 0 | 0 | 0 | 0 | 0 | 0 | 0 | 0
F12_Industrial_Food Products_Existing_Process_Natural Gas_Gas Boiler - Stack Economizer_A_Technical Potential | F12 | Industrial | Food Products | Existing | Process | Natural Gas | Gas Boiler - Stack Economizer | A | Cumulative Winter Peak Savings (MW) | Technical Potential | 0 | 0 | 0 | 0 | 0 | 0 | 0 | 0 | 0 | 0 | 0 | 0 | 0 | 0 | 0 | 0 | 0 | 0 | 0 | 0 | 0 | 0 | 0 | 0 | 0 | 0 | 0 | 0 | 0 | 0 | 0
F13_Industrial_Food Products_Existing_Process_Natural Gas_Gas Boiler - Stack Economizer_A_Technical Potential | F13 | Industrial | Food Products | Existing | Process | Natural Gas | Gas Boiler - Stack Economizer | A | Purchases (Incremental) | Technical Potential | 0 | 0 | 0 | 0 | 0 | 82.1828 | 82.1377 | 81.6533 | 81.6974 | 81.765 | 72.654 | 57.9643 | 46.2773 | 36.434 | 29.2585 | 23.1835 | 18.5492 | 14.7647 | 11.7064 | 9.3762 | 7.47 | 0.050753 | 0.01806 | 0.0061359 | 0.0019945 | 0.0016904 | 0.0016859 | 0.0016818 | 0.0016781 | 0.0016749 | 0.001672
F14_Industrial_Food Products_Existing_Process_Natural Gas_Gas Boiler - Stack Economizer_A_Technical Potential | F14 | Industrial | Food Products | Existing | Process | Natural Gas | Gas Boiler - Stack Economizer | A | Purchases (Cumulative) | Technical Potential | 0 | 0 | 0 | 0 | 0 | 82.1828 | 164.3204 | 245.9737 | 327.6711 | 409.4361 | 482.09 | 540.0544 | 586.3317 | 622.7657 | 652.0241 | 675.2077 | 693.7569 | 708.5216 | 720.228 | 729.6042 | 737.0742 | 737.125 | 737.143 | 737.1492 | 737.1511 | 737.1528 | 737.1545 | 737.1562 | 737.1579 | 737.1596 | 737.1612
F1_Industrial_Food Products_Existing_Space Heating_Natural Gas_Gas Furnace Tube Inserts_A_Technical Potential | F1 | Industrial | Food Products | Existing | Space Heating | Natural Gas | Gas Furnace Tube Inserts | A | Original Unit Energy Savings (kWh or therms) | Technical Potential | 0 | 0 | 0 | 0 | 0 | 0.086193 | 0.085415 | 0.084425 | 0.083421 | 0.082413 | 0.081426 | 0.080448 | 0.079527 | 0.07866 | 0.077786 | 0.077021 | 0.0763 | 0.075622 | 0.074985 | 0.07434 | 0.073715 | 0.073094 | 0.072454 | 0.071839 | 0.071247 | 0.070693 | 0.070173 | 0.069687 | 0.069231 | 0.068805 | 0.068405
F2_Industrial_Food Products_Existing_Space Heating_Natural Gas_Gas Furnace Tube Inserts_A_Technical Potential | F2 | Industrial | Food Products | Existing | Space Heating | Natural Gas | Gas Furnace Tube Inserts | A | Original Unit Summer Peak Savings (kW) | Technical Potential | 0 | 0 | 0 | 0 | 0 | 0 | 0 | 0 | 0 | 0 | 0 | 0 | 0 | 0 | 0 | 0 | 0 | 0 | 0 | 0 | 0 | 0 | 0 | 0 | 0 | 0 | 0 | 0 | 0 | 0 | 0
F3_Industrial_Food Products_Existing_Space Heating_Natural Gas_Gas Furnace Tube Inserts_A_Technical Potential | F3 | Industrial | Food Products | Existing | Space Heating | Natural Gas | Gas Furnace Tube Inserts | A | Original Unit Winter Peak Savings (kW) | Technical Potential | 0 | 0 | 0 | 0 | 0 | 0 | 0 | 0 | 0 | 0 | 0 | 0 | 0 | 0 | 0 | 0 | 0 | 0 | 0 | 0 | 0 | 0 | 0 | 0 | 0 | 0 | 0 | 0 | 0 | 0 | 0
F4_Industrial_Food Products_Existing_Space Heating_Natural Gas_Gas Furnace Tube Inserts_A_Technical Potential | F4 | Industrial | Food Products | Existing | Space Heating | Natural Gas | Gas Furnace Tube Inserts | A | Standalone Impact on Baseline Energy (%) | Technical Potential | 0% | 0% | 0% | 0% | 0% | 0% | 0% | 0% | 0% | 0% | 0% | 0% | 0% | 0% | 0% | 0% | 0% | 0% | 0% | 0% | 0% | 0% | 0% | 0% | 0 | 0 | 0 | 0 | 0 | 0 | 0
F5_Industrial_Food Products_Existing_Space Heating_Natural Gas_Gas Furnace Tube Inserts_A_Technical Potential | F5 | Industrial | Food Products | Existing | Space Heating | Natural Gas | Gas Furnace Tube Inserts | A | Standalone Impact on Baseline Summer Peak (%) | Technical Potential | 0% | 0% | 0% | 0% | 0% | 0% | 0% | 0% | 0% | 0% | 0% | 0% | 0% | 0% | 0% | 0% | 0% | 0% | 0% | 0% | 0% | 0% | 0% | 0% | 0 | 0 | 0 | 0 | 0 | 0 | 0
F6_Industrial_Food Products_Existing_Space Heating_Natural Gas_Gas Furnace Tube Inserts_A_Technical Potential | F6 | Industrial | Food Products | Existing | Space Heating | Natural Gas | Gas Furnace Tube Inserts | A | Standalone Impact on Baseline Winter Peak (%) | Technical Potential | 0% | 0% | 0% | 0% | 0% | 0% | 0% | 0% | 0% | 0% | 0% | 0% | 0% | 0% | 0% | 0% | 0% | 0% | 0% | 0% | 0% | 0% | 0% | 0% | 0 | 0 | 0 | 0 | 0 | 0 | 0
F7_Industrial_Food Products_Existing_Space Heating_Natural Gas_Gas Furnace Tube Inserts_A_Technical Potential | F7 | Industrial | Food Products | Existing | Space Heating | Natural Gas | Gas Furnace Tube Inserts | A | Incremental Energy Savings (MWh or mTherms) | Technical Potential | 0 | 0 | 0 | 0 | 0 | 0 | 0 | 0 | 0 | 0 | 0 | 0 | 0 | 0 | 0 | 0 | 0 | 0 | 0 | 0 | 0 | 0 | 0 | 0 | 0 | 0 | 0 | 0 | 0 | 0 | 0
F8_Industrial_Food Products_Existing_Space Heating_Natural Gas_Gas Furnace Tube Inserts_A_Technical Potential | F8 | Industrial | Food Products | Existing | Space Heating | Natural Gas | Gas Furnace Tube Inserts | A | Incremental Summer Peak Savings (MW) | Technical Potential | 0 | 0 | 0 | 0 | 0 | 0 | 0 | 0 | 0 | 0 | 0 | 0 | 0 | 0 | 0 | 0 | 0 | 0 | 0 | 0 | 0 | 0 | 0 | 0 | 0 | 0 | 0 | 0 | 0 | 0 | 0
F9_Industrial_Food Products_Existing_Space Heating_Natural Gas_Gas Furnace Tube Inserts_A_Technical Potential | F9 | Industrial | Food Products | Existing | Space Heating | Natural Gas | Gas Furnace Tube Inserts | A | Incremental Winter Peak Savings (MW) | Technical Potential | 0 | 0 | 0 | 0 | 0 | 0 | 0 | 0 | 0 | 0 | 0 | 0 | 0 | 0 | 0 | 0 | 0 | 0 | 0 | 0 | 0 | 0 | 0 | 0 | 0 | 0 | 0 | 0 | 0 | 0 | 0
F10_Industrial_Food Products_Existing_Space Heating_Natural Gas_Gas Furnace Tube Inserts_A_Technical Potential | F10 | Industrial | Food Products | Existing | Space Heating | Natural Gas | Gas Furnace Tube Inserts | A | Cumulative Energy Savings (MWh or mTherms) | Technical Potential | 0 | 0 | 0 | 0 | 0 | 0 | 0 | 0 | 0 | 0 | 0 | 0 | 0 | 0 | 0 | 0 | 0 | 0 | 0 | 0 | 0 | 0 | 0 | 0 | 0 | 0 | 0 | 0 | 0 | 0 | 0
F11_Industrial_Food Products_Existing_Space Heating_Natural Gas_Gas Furnace Tube Inserts_A_Technical Potential | F11 | Industrial | Food Products | Existing | Space Heating | Natural Gas | Gas Furnace Tube Inserts | A | Cumulative Summer Peak Savings (MW) | Technical Potential | 0 | 0 | 0 | 0 | 0 | 0 | 0 | 0 | 0 | 0 | 0 | 0 | 0 | 0 | 0 | 0 | 0 | 0 | 0 | 0 | 0 | 0 | 0 | 0 | 0 | 0 | 0 | 0 | 0 | 0 | 0
F12_Industrial_Food Products_Existing_Space Heating_Natural Gas_Gas Furnace Tube Inserts_A_Technical Potential | F12 | Industrial | Food Products | Existing | Space Heating | Natural Gas | Gas Furnace Tube Inserts | A | Cumulative Winter Peak Savings (MW) | Technical Potential | 0 | 0 | 0 | 0 | 0 | 0 | 0 | 0 | 0 | 0 | 0 | 0 | 0 | 0 | 0 | 0 | 0 | 0 | 0 | 0 | 0 | 0 | 0 | 0 | 0 | 0 | 0 | 0 | 0 | 0 | 0
F13_Industrial_Food Products_Existing_Space Heating_Natural Gas_Gas Furnace Tube Inserts_A_Technical Potential | F13 | Industrial | Food Products | Existing | Space Heating | Natural Gas | Gas Furnace Tube Inserts | A | Purchases (Incremental) | Technical Potential | 0 | 0 | 0 | 0 | 0 | 0 | 0 | 0 | 0 | 0 | 0 | 0 | 0 | 0 | 0 | 0 | 0 | 0 | 0 | 0 | 0 | 0 | 0 | 0 | 0 | 0 | 0 | 0 | 0 | 0 | 0
F14_Industrial_Food Products_Existing_Space Heating_Natural Gas_Gas Furnace Tube Inserts_A_Technical Potential | F14 | Industrial | Food Products | Existing | Space Heating | Natural Gas | Gas Furnace Tube Inserts | A | Purchases (Cumulative) | Technical Potential | 0 | 0 | 0 | 0 | 0 | 0 | 0 | 0 | 0 | 0 | 0 | 0 | 0 | 0 | 0 | 0 | 0 | 0 | 0 | 0 | 0 | 0 | 0 | 0 | 0 | 0 | 0 | 0 | 0 | 0 | 0
F1_Industrial_Food Products_Existing_Space Heating_Natural Gas_Space Heating - Heat Recovery Ventilator_A_Technical Potential | F1 | Industrial | Food Products | Existing | Space Heating | Natural Gas | Space Heating - Heat Recovery Ventilator | A | Original Unit Energy Savings (kWh or therms) | Technical Potential | 0 | 0 | 0 | 0 | 0 | 0.013225 | 0.01316 | 0.01308 | 0.012996 | 0.012907 | 0.012817 | 0.012725 | 0.012634 | 0.012542 | 0.012443 | 0.012352 | 0.012262 | 0.012178 | 0.0121 | 0.012025 | 0.011953 | 0.011879 | 0.011813 | 0.011751 | 0.011691 | 0.011636 | 0.011585 | 0.011538 | 0 | 0 | 0
F2_Industrial_Food Products_Existing_Space Heating_Natural Gas_Space Heating - Heat Recovery Ventilator_A_Technical Potential | F2 | Industrial | Food Products | Existing | Space Heating | Natural Gas | Space Heating - Heat Recovery Ventilator | A | Original Unit Summer Peak Savings (kW) | Technical Potential | 0 | 0 | 0 | 0 | 0 | 0 | 0 | 0 | 0 | 0 | 0 | 0 | 0 | 0 | 0 | 0 | 0 | 0 | 0 | 0 | 0 | 0 | 0 | 0 | 0 | 0 | 0 | 0 | 0 | 0 | 0
F3_Industrial_Food Products_Existing_Space Heating_Natural Gas_Space Heating - Heat Recovery Ventilator_A_Technical Potential | F3 | Industrial | Food Products | Existing | Space Heating | Natural Gas | Space Heating - Heat Recovery Ventilator | A | Original Unit Winter Peak Savings (kW) | Technical Potential | 0 | 0 | 0 | 0 | 0 | 0 | 0 | 0 | 0 | 0 | 0 | 0 | 0 | 0 | 0 | 0 | 0 | 0 | 0 | 0 | 0 | 0 | 0 | 0 | 0 | 0 | 0 | 0 | 0 | 0 | 0
F4_Industrial_Food Products_Existing_Space Heating_Natural Gas_Space Heating - Heat Recovery Ventilator_A_Technical Potential | F4 | Industrial | Food Products | Existing | Space Heating | Natural Gas | Space Heating - Heat Recovery Ventilator | A | Standalone Impact on Baseline Energy (%) | Technical Potential | 0% | 0% | 0% | 0% | 0% | 0.02138% | 0.04277% | 0.0644% | 0.08574% | 0.107% | 0.1298% | 0.1515% | 0.1732% | 0.1974% | 0.218% | 0.2415% | 0.2628% | 0.2856% | 0.3095% | 0.3305% | 0.3533% | 0.376% | 0.3988% | 0.4215% | 0.0044422 | 0.0044552 | 0.0044671 | 0.0044779 | 0 | 0 | 0
F5_Industrial_Food Products_Existing_Space Heating_Natural Gas_Space Heating - Heat Recovery Ventilator_A_Technical Potential | F5 | Industrial | Food Products | Existing | Space Heating | Natural Gas | Space Heating - Heat Recovery Ventilator | A | Standalone Impact on Baseline Summer Peak (%) | Technical Potential | 0% | 0% | 0% | 0% | 0% | 0% | 0% | 0% | 0% | 0% | 0% | 0% | 0% | 0% | 0% | 0% | 0% | 0% | 0% | 0% | 0% | 0% | 0% | 0% | 0 | 0 | 0 | 0 | 0 | 0 | 0
F6_Industrial_Food Products_Existing_Space Heating_Natural Gas_Space Heating - Heat Recovery Ventilator_A_Technical Potential | F6 | Industrial | Food Products | Existing | Space Heating | Natural Gas | Space Heating - Heat Recovery Ventilator | A | Standalone Impact on Baseline Winter Peak (%) | Technical Potential | 0% | 0% | 0% | 0% | 0% | 0% | 0% | 0% | 0% | 0% | 0% | 0% | 0% | 0% | 0% | 0% | 0% | 0% | 0% | 0% | 0% | 0% | 0% | 0% | 0 | 0 | 0 | 0 | 0 | 0 | 0
F7_Industrial_Food Products_Existing_Space Heating_Natural Gas_Space Heating - Heat Recovery Ventilator_A_Technical Potential | F7 | Industrial | Food Products | Existing | Space Heating | Natural Gas | Space Heating - Heat Recovery Ventilator | A | Incremental Energy Savings (MWh or mTherms) | Technical Potential | 0 | 0 | 0 | 0 | 0 | 0.07127 | 0.070882 | 0.070036 | 0.069621 | 0.069204 | 0.06785 | 0.067178 | 0.066558 | 0.065027 | 0.064762 | 0.063674 | 0.063218 | 0.06247 | 0.061517 | 0.061203 | 0.060586 | 0.05998 | 0.059429 | 0.058913 | 0.05843 | 0 | 0 | 0 | 0 | 0 | 0
F8_Industrial_Food Products_Existing_Space Heating_Natural Gas_Space Heating - Heat Recovery Ventilator_A_Technical Potential | F8 | Industrial | Food Products | Existing | Space Heating | Natural Gas | Space Heating - Heat Recovery Ventilator | A | Incremental Summer Peak Savings (MW) | Technical Potential | 0 | 0 | 0 | 0 | 0 | 0 | 0 | 0 | 0 | 0 | 0 | 0 | 0 | 0 | 0 | 0 | 0 | 0 | 0 | 0 | 0 | 0 | 0 | 0 | 0 | 0 | 0 | 0 | 0 | 0 | 0
F9_Industrial_Food Products_Existing_Space Heating_Natural Gas_Space Heating - Heat Recovery Ventilator_A_Technical Potential | F9 | Industrial | Food Products | Existing | Space Heating | Natural Gas | Space Heating - Heat Recovery Ventilator | A | Incremental Winter Peak Savings (MW) | Technical Potential | 0 | 0 | 0 | 0 | 0 | 0 | 0 | 0 | 0 | 0 | 0 | 0 | 0 | 0 | 0 | 0 | 0 | 0 | 0 | 0 | 0 | 0 | 0 | 0 | 0 | 0 | 0 | 0 | 0 | 0 | 0
F10_Industrial_Food Products_Existing_Space Heating_Natural Gas_Space Heating - Heat Recovery Ventilator_A_Technical Potential | F10 | Industrial | Food Products | Existing | Space Heating | Natural Gas | Space Heating - Heat Recovery Ventilator | A | Cumulative Energy Savings (MWh or mTherms) | Technical Potential | 0 | 0 | 0 | 0 | 0 | 0.07127 | 0.1418 | 0.21098 | 0.27923 | 0.34654 | 0.41198 | 0.47619 | 0.53931 | 0.60044 | 0.66048 | 0.71931 | 0.77728 | 0.83445 | 0.89062 | 0.94623 | 1.0012 | 1.055 | 1.1086 | 1.1616 | 1.2142 | 1.2084 | 1.2031 | 1.1982 | 0 | 0 | 0
F11_Industrial_Food Products_Existing_Space Heating_Natural Gas_Space Heating - Heat Recovery Ventilator_A_Technical Potential | F11 | Industrial | Food Products | Existing | Space Heating | Natural Gas | Space Heating - Heat Recovery Ventilator | A | Cumulative Summer Peak Savings (MW) | Technical Potential | 0 | 0 | 0 | 0 | 0 | 0 | 0 | 0 | 0 | 0 | 0 | 0 | 0 | 0 | 0 | 0 | 0 | 0 | 0 | 0 | 0 | 0 | 0 | 0 | 0 | 0 | 0 | 0 | 0 | 0 | 0
F12_Industrial_Food Products_Existing_Space Heating_Natural Gas_Space Heating - Heat Recovery Ventilator_A_Technical Potential | F12 | Industrial | Food Products | Existing | Space Heating | Natural Gas | Space Heating - Heat Recovery Ventilator | A | Cumulative Winter Peak Savings (MW) | Technical Potential | 0 | 0 | 0 | 0 | 0 | 0 | 0 | 0 | 0 | 0 | 0 | 0 | 0 | 0 | 0 | 0 | 0 | 0 | 0 | 0 | 0 | 0 | 0 | 0 | 0 | 0 | 0 | 0 | 0 | 0 | 0
F13_Industrial_Food Products_Existing_Space Heating_Natural Gas_Space Heating - Heat Recovery Ventilator_A_Technical Potential | F13 | Industrial | Food Products | Existing | Space Heating | Natural Gas | Space Heating - Heat Recovery Ventilator | A | Purchases (Incremental) | Technical Potential | 0 | 0 | 0 | 0 | 0 | 5389.0244 | 5386.0667 | 5354.3032 | 5357.1979 | 5361.6277 | 5293.5405 | 5279.075 | 5268.3562 | 5184.6965 | 5204.4919 | 5154.8603 | 5155.5292 | 5129.5812 | 5083.8257 | 5089.8478 | 5068.8 | 5049.0858 | 5030.6887 | 5013.5928 | 4997.7827 | 0 | 0 | 0 | 0 | 0 | 0
F14_Industrial_Food Products_Existing_Space Heating_Natural Gas_Space Heating - Heat Recovery Ventilator_A_Technical Potential | F14 | Industrial | Food Products | Existing | Space Heating | Natural Gas | Space Heating - Heat Recovery Ventilator | A | Purchases (Cumulative) | Technical Potential | 0 | 0 | 0 | 0 | 0 | 5389.0244 | 10775.0912 | 16129.3943 | 21486.5922 | 26848.2199 | 32141.7604 | 37420.8354 | 42689.1917 | 47873.8882 | 53078.3801 | 58233.2404 | 63388.7696 | 68518.3509 | 73602.1765 | 78692.0243 | 83760.8243 | 88809.9101 | 93840.5988 | 98854.1916 | 103851.9742 | 103851.9742 | 103851.9742 | 103851.9742 | 103851.9742 | 103851.9742 | 103851.9742
F1_Industrial_Food Products_Existing_Space Heating_Natural Gas_Thermostat - Programmable_A_Technical Potential | F1 | Industrial | Food Products | Existing | Space Heating | Natural Gas | Thermostat - Programmable | A | Original Unit Energy Savings (kWh or therms) | Technical Potential | 0 | 0 | 0 | 0 | 0 | 0.00657 | 0.0065379 | 0.0064981 | 0.0064561 | 0.0064121 | 0.0063676 | 0.0063217 | 0.0062762 | 0.0062308 | 0.0061817 | 0.0061364 | 0.0060916 | 0.0060501 | 0.0060114 | 0.0059736 | 0.005938 | 0.0059015 | 0.0058686 | 0.0058376 | 0.005808 | 0.0057807 | 0.0057553 | 0.0057319 | 0 | 0 | 0
F2_Industrial_Food Products_Existing_Space Heating_Natural Gas_Thermostat - Programmable_A_Technical Potential | F2 | Industrial | Food Products | Existing | Space Heating | Natural Gas | Thermostat - Programmable | A | Original Unit Summer Peak Savings (kW) | Technical Potential | 0 | 0 | 0 | 0 | 0 | 0 | 0 | 0 | 0 | 0 | 0 | 0 | 0 | 0 | 0 | 0 | 0 | 0 | 0 | 0 | 0 | 0 | 0 | 0 | 0 | 0 | 0 | 0 | 0 | 0 | 0
F3_Industrial_Food Products_Existing_Space Heating_Natural Gas_Thermostat - Programmable_A_Technical Potential | F3 | Industrial | Food Products | Existing | Space Heating | Natural Gas | Thermostat - Programmable | A | Original Unit Winter Peak Savings (kW) | Technical Potential | 0 | 0 | 0 | 0 | 0 | 0 | 0 | 0 | 0 | 0 | 0 | 0 | 0 | 0 | 0 | 0 | 0 | 0 | 0 | 0 | 0 | 0 | 0 | 0 | 0 | 0 | 0 | 0 | 0 | 0 | 0
F4_Industrial_Food Products_Existing_Space Heating_Natural Gas_Thermostat - Programmable_A_Technical Potential | F4 | Industrial | Food Products | Existing | Space Heating | Natural Gas | Thermostat - Programmable | A | Standalone Impact on Baseline Energy (%) | Technical Potential | 0% | 0% | 0% | 0% | 0% | 0.03186% | 0.06374% | 0.09598% | 0.1278% | 0.1595% | 0.1935% | 0.2258% | 0.2582% | 0.2942% | 0.3249% | 0.3599% | 0.3917% | 0.4256% | 0.4613% | 0.4926% | 0.5265% | 0.5604% | 0.5943% | 0.6282% | 0.0066205 | 0.0066398 | 0.0066575 | 0.0066737 | 0 | 0 | 0
F5_Industrial_Food Products_Existing_Space Heating_Natural Gas_Thermostat - Programmable_A_Technical Potential | F5 | Industrial | Food Products | Existing | Space Heating | Natural Gas | Thermostat - Programmable | A | Standalone Impact on Baseline Summer Peak (%) | Technical Potential | 0% | 0% | 0% | 0% | 0% | 0% | 0% | 0% | 0% | 0% | 0% | 0% | 0% | 0% | 0% | 0% | 0% | 0% | 0% | 0% | 0% | 0% | 0% | 0% | 0 | 0 | 0 | 0 | 0 | 0 | 0
F6_Industrial_Food Products_Existing_Space Heating_Natural Gas_Thermostat - Programmable_A_Technical Potential | F6 | Industrial | Food Products | Existing | Space Heating | Natural Gas | Thermostat - Programmable | A | Standalone Impact on Baseline Winter Peak (%) | Technical Potential | 0% | 0% | 0% | 0% | 0% | 0% | 0% | 0% | 0% | 0% | 0% | 0% | 0% | 0% | 0% | 0% | 0% | 0% | 0% | 0% | 0% | 0% | 0% | 0% | 0 | 0 | 0 | 0 | 0 | 0 | 0
F7_Industrial_Food Products_Existing_Space Heating_Natural Gas_Thermostat - Programmable_A_Technical Potential | F7 | Industrial | Food Products | Existing | Space Heating | Natural Gas | Thermostat - Programmable | A | Incremental Energy Savings (MWh or mTherms) | Technical Potential | 0 | 0 | 0 | 0 | 0 | 0.10622 | 0.10564 | 0.10438 | 0.10376 | 0.10314 | 0.10112 | 0.10012 | 0.099195 | 0.096914 | 0.096518 | 0.094897 | 0.094217 | 0.093103 | 0.091682 | 0.091214 | 0.090295 | 0.089392 | 0.08857 | 0.087802 | 0.087082 | 0 | 0 | 0 | 0 | 0 | 0
F8_Industrial_Food Products_Existing_Space Heating_Natural Gas_Thermostat - Programmable_A_Technical Potential | F8 | Industrial | Food Products | Existing | Space Heating | Natural Gas | Thermostat - Programmable | A | Incremental Summer Peak Savings (MW) | Technical Potential | 0 | 0 | 0 | 0 | 0 | 0 | 0 | 0 | 0 | 0 | 0 | 0 | 0 | 0 | 0 | 0 | 0 | 0 | 0 | 0 | 0 | 0 | 0 | 0 | 0 | 0 | 0 | 0 | 0 | 0 | 0
F9_Industrial_Food Products_Existing_Space Heating_Natural Gas_Thermostat - Programmable_A_Technical Potential | F9 | Industrial | Food Products | Existing | Space Heating | Natural Gas | Thermostat - Programmable | A | Incremental Winter Peak Savings (MW) | Technical Potential | 0 | 0 | 0 | 0 | 0 | 0 | 0 | 0 | 0 | 0 | 0 | 0 | 0 | 0 | 0 | 0 | 0 | 0 | 0 | 0 | 0 | 0 | 0 | 0 | 0 | 0 | 0 | 0 | 0 | 0 | 0
F10_Industrial_Food Products_Existing_Space Heating_Natural Gas_Thermostat - Programmable_A_Technical Potential | F10 | Industrial | Food Products | Existing | Space Heating | Natural Gas | Thermostat - Programmable | A | Cumulative Energy Savings (MWh or mTherms) | Technical Potential | 0 | 0 | 0 | 0 | 0 | 0.10622 | 0.21134 | 0.31443 | 0.41616 | 0.51646 | 0.61399 | 0.70969 | 0.80377 | 0.89487 | 0.98435 | 1.072 | 1.1584 | 1.2436 | 1.3273 | 1.4102 | 1.4921 | 1.5723 | 1.6522 | 1.7312 | 1.8095 | 1.801 | 1.7931 | 1.7858 | 0 | 0 | 0
F11_Industrial_Food Products_Existing_Space Heating_Natural Gas_Thermostat - Programmable_A_Technical Potential | F11 | Industrial | Food Products | Existing | Space Heating | Natural Gas | Thermostat - Programmable | A | Cumulative Summer Peak Savings (MW) | Technical Potential | 0 | 0 | 0 | 0 | 0 | 0 | 0 | 0 | 0 | 0 | 0 | 0 | 0 | 0 | 0 | 0 | 0 | 0 | 0 | 0 | 0 | 0 | 0 | 0 | 0 | 0 | 0 | 0 | 0 | 0 | 0
F12_Industrial_Food Products_Existing_Space Heating_Natural Gas_Thermostat - Programmable_A_Technical Potential | F12 | Industrial | Food Products | Existing | Space Heating | Natural Gas | Thermostat - Programmable | A | Cumulative Winter Peak Savings (MW) | Technical Potential | 0 | 0 | 0 | 0 | 0 | 0 | 0 | 0 | 0 | 0 | 0 | 0 | 0 | 0 | 0 | 0 | 0 | 0 | 0 | 0 | 0 | 0 | 0 | 0 | 0 | 0 | 0 | 0 | 0 | 0 | 0
F13_Industrial_Food Products_Existing_Space Heating_Natural Gas_Thermostat - Programmable_A_Technical Potential | F13 | Industrial | Food Products | Existing | Space Heating | Natural Gas | Thermostat - Programmable | A | Purchases (Incremental) | Technical Potential | 0 | 0 | 0 | 0 | 0 | 16167.0733 | 16158.2002 | 16062.9095 | 16071.5937 | 16084.883 | 15880.6216 | 15837.2251 | 15805.0687 | 15554.0896 | 15613.4757 | 15464.5808 | 15466.5877 | 15388.7437 | 15251.4771 | 15269.5433 | 15206.4 | 15147.2573 | 15092.066 | 15040.7784 | 14993.348 | 0 | 0 | 0 | 0 | 0 | 0
F14_Industrial_Food Products_Existing_Space Heating_Natural Gas_Thermostat - Programmable_A_Technical Potential | F14 | Industrial | Food Products | Existing | Space Heating | Natural Gas | Thermostat - Programmable | A | Purchases (Cumulative) | Technical Potential | 0 | 0 | 0 | 0 | 0 | 16167.0733 | 32325.2735 | 48388.1829 | 64459.7767 | 80544.6597 | 96425.2813 | 112262.5063 | 128067.575 | 143621.6646 | 159235.1403 | 174699.7211 | 190166.3088 | 205555.0526 | 220806.5296 | 236076.0729 | 251282.4729 | 266429.7303 | 281521.7963 | 296562.5747 | 311555.9227 | 311555.9227 | 311555.9227 | 311555.9227 | 311555.9227 | 311555.9227 | 311555.9227
F1_Industrial_Food Products_Existing_Space Heating_Natural Gas_ENERGY STAR Connected Thermostat_A_Technical Potential | F1 | Industrial | Food Products | Existing | Space Heating | Natural Gas | ENERGY STAR Connected Thermostat | A | Original Unit Energy Savings (kWh or therms) | Technical Potential | 0 | 0 | 0 | 0 | 0 | 0.015466 | 0.01539 | 0.015297 | 0.015198 | 0.015094 | 0.014989 | 0.014881 | 0.014774 | 0.014667 | 0.014552 | 0.014445 | 0.01434 | 0.014242 | 0.014151 | 0.014062 | 0.013978 | 0.013892 | 0.013815 | 0.013742 | 0.013672 | 0.013608 | 0.013548 | 0.013493 | 0 | 0 | 0
F2_Industrial_Food Products_Existing_Space Heating_Natural Gas_ENERGY STAR Connected Thermostat_A_Technical Potential | F2 | Industrial | Food Products | Existing | Space Heating | Natural Gas | ENERGY STAR Connected Thermostat | A | Original Unit Summer Peak Savings (kW) | Technical Potential | 0 | 0 | 0 | 0 | 0 | 0 | 0 | 0 | 0 | 0 | 0 | 0 | 0 | 0 | 0 | 0 | 0 | 0 | 0 | 0 | 0 | 0 | 0 | 0 | 0 | 0 | 0 | 0 | 0 | 0 | 0
F3_Industrial_Food Products_Existing_Space Heating_Natural Gas_ENERGY STAR Connected Thermostat_A_Technical Potential | F3 | Industrial | Food Products | Existing | Space Heating | Natural Gas | ENERGY STAR Connected Thermostat | A | Original Unit Winter Peak Savings (kW) | Technical Potential | 0 | 0 | 0 | 0 | 0 | 0 | 0 | 0 | 0 | 0 | 0 | 0 | 0 | 0 | 0 | 0 | 0 | 0 | 0 | 0 | 0 | 0 | 0 | 0 | 0 | 0 | 0 | 0 | 0 | 0 | 0
F4_Industrial_Food Products_Existing_Space Heating_Natural Gas_ENERGY STAR Connected Thermostat_A_Technical Potential | F4 | Industrial | Food Products | Existing | Space Heating | Natural Gas | ENERGY STAR Connected Thermostat | A | Standalone Impact on Baseline Energy (%) | Technical Potential | 0% | 0% | 0% | 0% | 0% | 0.075% | 0.15% | 0.2259% | 0.3008% | 0.3756% | 0.4554% | 0.5316% | 0.6077% | 0.6925% | 0.7649% | 0.8473% | 0.9221% | 1.002% | 1.086% | 1.16% | 1.239% | 1.319% | 1.399% | 1.479% | 0.015585 | 0.01563 | 0.015672 | 0.01571 | 0 | 0 | 0
F5_Industrial_Food Products_Existing_Space Heating_Natural Gas_ENERGY STAR Connected Thermostat_A_Technical Potential | F5 | Industrial | Food Products | Existing | Space Heating | Natural Gas | ENERGY STAR Connected Thermostat | A | Standalone Impact on Baseline Summer Peak (%) | Technical Potential | 0% | 0% | 0% | 0% | 0% | 0% | 0% | 0% | 0% | 0% | 0% | 0% | 0% | 0% | 0% | 0% | 0% | 0% | 0% | 0% | 0% | 0% | 0% | 0% | 0 | 0 | 0 | 0 | 0 | 0 | 0
F6_Industrial_Food Products_Existing_Space Heating_Natural Gas_ENERGY STAR Connected Thermostat_A_Technical Potential | F6 | Industrial | Food Products | Existing | Space Heating | Natural Gas | ENERGY STAR Connected Thermostat | A | Standalone Impact on Baseline Winter Peak (%) | Technical Potential | 0% | 0% | 0% | 0% | 0% | 0% | 0% | 0% | 0% | 0% | 0% | 0% | 0% | 0% | 0% | 0% | 0% | 0% | 0% | 0% | 0% | 0% | 0% | 0% | 0 | 0 | 0 | 0 | 0 | 0 | 0
F7_Industrial_Food Products_Existing_Space Heating_Natural Gas_ENERGY STAR Connected Thermostat_A_Technical Potential | F7 | Industrial | Food Products | Existing | Space Heating | Natural Gas | ENERGY STAR Connected Thermostat | A | Incremental Energy Savings (MWh or mTherms) | Technical Potential | 0 | 0 | 0 | 0 | 0 | 0.25004 | 0.24868 | 0.24571 | 0.24425 | 0.24279 | 0.23804 | 0.23568 | 0.23351 | 0.22814 | 0.22721 | 0.22339 | 0.22179 | 0.21917 | 0.21582 | 0.21472 | 0.21256 | 0.21043 | 0.2085 | 0.20669 | 0.20499 | 0 | 0 | 0 | 0 | 0 | 0
F8_Industrial_Food Products_Existing_Space Heating_Natural Gas_ENERGY STAR Connected Thermostat_A_Technical Potential | F8 | Industrial | Food Products | Existing | Space Heating | Natural Gas | ENERGY STAR Connected Thermostat | A | Incremental Summer Peak Savings (MW) | Technical Potential | 0 | 0 | 0 | 0 | 0 | 0 | 0 | 0 | 0 | 0 | 0 | 0 | 0 | 0 | 0 | 0 | 0 | 0 | 0 | 0 | 0 | 0 | 0 | 0 | 0 | 0 | 0 | 0 | 0 | 0 | 0
F9_Industrial_Food Products_Existing_Space Heating_Natural Gas_ENERGY STAR Connected Thermostat_A_Technical Potential | F9 | Industrial | Food Products | Existing | Space Heating | Natural Gas | ENERGY STAR Connected Thermostat | A | Incremental Winter Peak Savings (MW) | Technical Potential | 0 | 0 | 0 | 0 | 0 | 0 | 0 | 0 | 0 | 0 | 0 | 0 | 0 | 0 | 0 | 0 | 0 | 0 | 0 | 0 | 0 | 0 | 0 | 0 | 0 | 0 | 0 | 0 | 0 | 0 | 0
F10_Industrial_Food Products_Existing_Space Heating_Natural Gas_ENERGY STAR Connected Thermostat_A_Technical Potential | F10 | Industrial | Food Products | Existing | Space Heating | Natural Gas | ENERGY STAR Connected Thermostat | A | Cumulative Energy Savings (MWh or mTherms) | Technical Potential | 0 | 0 | 0 | 0 | 0 | 0.25004 | 0.49749 | 0.74018 | 0.97965 | 1.2158 | 1.4454 | 1.6706 | 1.8921 | 2.1065 | 2.3172 | 2.5236 | 2.727 | 2.9275 | 3.1246 | 3.3197 | 3.5124 | 3.7013 | 3.8892 | 4.0753 | 4.2596 | 4.2396 | 4.221 | 4.2038 | 0 | 0 | 0
F11_Industrial_Food Products_Existing_Space Heating_Natural Gas_ENERGY STAR Connected Thermostat_A_Technical Potential | F11 | Industrial | Food Products | Existing | Space Heating | Natural Gas | ENERGY STAR Connected Thermostat | A | Cumulative Summer Peak Savings (MW) | Technical Potential | 0 | 0 | 0 | 0 | 0 | 0 | 0 | 0 | 0 | 0 | 0 | 0 | 0 | 0 | 0 | 0 | 0 | 0 | 0 | 0 | 0 | 0 | 0 | 0 | 0 | 0 | 0 | 0 | 0 | 0 | 0
F12_Industrial_Food Products_Existing_Space Heating_Natural Gas_ENERGY STAR Connected Thermostat_A_Technical Potential | F12 | Industrial | Food Products | Existing | Space Heating | Natural Gas | ENERGY STAR Connected Thermostat | A | Cumulative Winter Peak Savings (MW) | Technical Potential | 0 | 0 | 0 | 0 | 0 | 0 | 0 | 0 | 0 | 0 | 0 | 0 | 0 | 0 | 0 | 0 | 0 | 0 | 0 | 0 | 0 | 0 | 0 | 0 | 0 | 0 | 0 | 0 | 0 | 0 | 0
F13_Industrial_Food Products_Existing_Space Heating_Natural Gas_ENERGY STAR Connected Thermostat_A_Technical Potential | F13 | Industrial | Food Products | Existing | Space Heating | Natural Gas | ENERGY STAR Connected Thermostat | A | Purchases (Incremental) | Technical Potential | 0 | 0 | 0 | 0 | 0 | 16167.0733 | 16158.2002 | 16062.9095 | 16071.5937 | 16084.883 | 15880.6216 | 15837.2251 | 15805.0687 | 15554.0896 | 15613.4757 | 15464.5808 | 15466.5877 | 15388.7437 | 15251.4771 | 15269.5433 | 15206.4 | 15147.2573 | 15092.066 | 15040.7784 | 14993.348 | 0 | 0 | 0 | 0 | 0 | 0
F14_Industrial_Food Products_Existing_Space Heating_Natural Gas_ENERGY STAR Connected Thermostat_A_Technical Potential | F14 | Industrial | Food Products | Existing | Space Heating | Natural Gas | ENERGY STAR Connected Thermostat | A | Purchases (Cumulative) | Technical Potential | 0 | 0 | 0 | 0 | 0 | 16167.0733 | 32325.2735 | 48388.1829 | 64459.7767 | 80544.6597 | 96425.2813 | 112262.5063 | 128067.575 | 143621.6646 | 159235.1403 | 174699.7211 | 190166.3088 | 205555.0526 | 220806.5296 | 236076.0729 | 251282.4729 | 266429.7303 | 281521.7963 | 296562.5747 | 311555.9227 | 311555.9227 | 311555.9227 | 311555.9227 | 311555.9227 | 311555.9227 | 311555.9227
F1_Industrial_Food Products_Existing_Space Heating_Natural Gas_Destratification Fans (HVLS)_A_Technical Potential | F1 | Industrial | Food Products | Existing | Space Heating | Natural Gas | Destratification Fans (HVLS) | A | Original Unit Energy Savings (kWh or therms) | Technical Potential | 0 | 0 | 0 | 0 | 0 | 0.015466 | 0.01539 | 0.015297 | 0.015198 | 0.015094 | 0.014989 | 0.014881 | 0.014774 | 0.014667 | 0.014552 | 0.014445 | 0.01434 | 0.014242 | 0.014151 | 0.014062 | 0.013978 | 0.013892 | 0.013815 | 0.013742 | 0.013672 | 0.013608 | 0.013548 | 0.013493 | 0 | 0 | 0
F2_Industrial_Food Products_Existing_Space Heating_Natural Gas_Destratification Fans (HVLS)_A_Technical Potential | F2 | Industrial | Food Products | Existing | Space Heating | Natural Gas | Destratification Fans (HVLS) | A | Original Unit Summer Peak Savings (kW) | Technical Potential | 0 | 0 | 0 | 0 | 0 | 0 | 0 | 0 | 0 | 0 | 0 | 0 | 0 | 0 | 0 | 0 | 0 | 0 | 0 | 0 | 0 | 0 | 0 | 0 | 0 | 0 | 0 | 0 | 0 | 0 | 0
F3_Industrial_Food Products_Existing_Space Heating_Natural Gas_Destratification Fans (HVLS)_A_Technical Potential | F3 | Industrial | Food Products | Existing | Space Heating | Natural Gas | Destratification Fans (HVLS) | A | Original Unit Winter Peak Savings (kW) | Technical Potential | 0 | 0 | 0 | 0 | 0 | 0 | 0 | 0 | 0 | 0 | 0 | 0 | 0 | 0 | 0 | 0 | 0 | 0 | 0 | 0 | 0 | 0 | 0 | 0 | 0 | 0 | 0 | 0 | 0 | 0 | 0
F4_Industrial_Food Products_Existing_Space Heating_Natural Gas_Destratification Fans (HVLS)_A_Technical Potential | F4 | Industrial | Food Products | Existing | Space Heating | Natural Gas | Destratification Fans (HVLS) | A | Standalone Impact on Baseline Energy (%) | Technical Potential | 0% | 0% | 0% | 0% | 0% | 0.075% | 0.15% | 0.2259% | 0.3008% | 0.3756% | 0.4554% | 0.5316% | 0.6077% | 0.6925% | 0.7649% | 0.8473% | 0.9221% | 1.002% | 1.086% | 1.16% | 1.239% | 1.319% | 1.399% | 1.479% | 0.015585 | 0.01563 | 0.015672 | 0.01571 | 0 | 0 | 0
F5_Industrial_Food Products_Existing_Space Heating_Natural Gas_Destratification Fans (HVLS)_A_Technical Potential | F5 | Industrial | Food Products | Existing | Space Heating | Natural Gas | Destratification Fans (HVLS) | A | Standalone Impact on Baseline Summer Peak (%) | Technical Potential | 0% | 0% | 0% | 0% | 0% | 0% | 0% | 0% | 0% | 0% | 0% | 0% | 0% | 0% | 0% | 0% | 0% | 0% | 0% | 0% | 0% | 0% | 0% | 0% | 0 | 0 | 0 | 0 | 0 | 0 | 0
F6_Industrial_Food Products_Existing_Space Heating_Natural Gas_Destratification Fans (HVLS)_A_Technical Potential | F6 | Industrial | Food Products | Existing | Space Heating | Natural Gas | Destratification Fans (HVLS) | A | Standalone Impact on Baseline Winter Peak (%) | Technical Potential | 0% | 0% | 0% | 0% | 0% | 0% | 0% | 0% | 0% | 0% | 0% | 0% | 0% | 0% | 0% | 0% | 0% | 0% | 0% | 0% | 0% | 0% | 0% | 0% | 0 | 0 | 0 | 0 | 0 | 0 | 0
F7_Industrial_Food Products_Existing_Space Heating_Natural Gas_Destratification Fans (HVLS)_A_Technical Potential | F7 | Industrial | Food Products | Existing | Space Heating | Natural Gas | Destratification Fans (HVLS) | A | Incremental Energy Savings (MWh or mTherms) | Technical Potential | 0 | 0 | 0 | 0 | 0 | 0.25004 | 0.24868 | 0.24571 | 0.24425 | 0.24279 | 0.23804 | 0.23568 | 0.23351 | 0.22814 | 0.22721 | 0.22339 | 0.22179 | 0.21917 | 0.21582 | 0.21472 | 0.21256 | 0.21043 | 0.2085 | 0.20669 | 0.20499 | 0 | 0 | 0 | 0 | 0 | 0
F8_Industrial_Food Products_Existing_Space Heating_Natural Gas_Destratification Fans (HVLS)_A_Technical Potential | F8 | Industrial | Food Products | Existing | Space Heating | Natural Gas | Destratification Fans (HVLS) | A | Incremental Summer Peak Savings (MW) | Technical Potential | 0 | 0 | 0 | 0 | 0 | 0 | 0 | 0 | 0 | 0 | 0 | 0 | 0 | 0 | 0 | 0 | 0 | 0 | 0 | 0 | 0 | 0 | 0 | 0 | 0 | 0 | 0 | 0 | 0 | 0 | 0
F9_Industrial_Food Products_Existing_Space Heating_Natural Gas_Destratification Fans (HVLS)_A_Technical Potential | F9 | Industrial | Food Products | Existing | Space Heating | Natural Gas | Destratification Fans (HVLS) | A | Incremental Winter Peak Savings (MW) | Technical Potential | 0 | 0 | 0 | 0 | 0 | 0 | 0 | 0 | 0 | 0 | 0 | 0 | 0 | 0 | 0 | 0 | 0 | 0 | 0 | 0 | 0 | 0 | 0 | 0 | 0 | 0 | 0 | 0 | 0 | 0 | 0
F10_Industrial_Food Products_Existing_Space Heating_Natural Gas_Destratification Fans (HVLS)_A_Technical Potential | F10 | Industrial | Food Products | Existing | Space Heating | Natural Gas | Destratification Fans (HVLS) | A | Cumulative Energy Savings (MWh or mTherms) | Technical Potential | 0 | 0 | 0 | 0 | 0 | 0.25004 | 0.49749 | 0.74018 | 0.97965 | 1.2158 | 1.4454 | 1.6706 | 1.8921 | 2.1065 | 2.3172 | 2.5236 | 2.727 | 2.9275 | 3.1246 | 3.3197 | 3.5124 | 3.7013 | 3.8892 | 4.0753 | 4.2596 | 4.2396 | 4.221 | 4.2038 | 0 | 0 | 0
F11_Industrial_Food Products_Existing_Space Heating_Natural Gas_Destratification Fans (HVLS)_A_Technical Potential | F11 | Industrial | Food Products | Existing | Space Heating | Natural Gas | Destratification Fans (HVLS) | A | Cumulative Summer Peak Savings (MW) | Technical Potential | 0 | 0 | 0 | 0 | 0 | 0 | 0 | 0 | 0 | 0 | 0 | 0 | 0 | 0 | 0 | 0 | 0 | 0 | 0 | 0 | 0 | 0 | 0 | 0 | 0 | 0 | 0 | 0 | 0 | 0 | 0
F12_Industrial_Food Products_Existing_Space Heating_Natural Gas_Destratification Fans (HVLS)_A_Technical Potential | F12 | Industrial | Food Products | Existing | Space Heating | Natural Gas | Destratification Fans (HVLS) | A | Cumulative Winter Peak Savings (MW) | Technical Potential | 0 | 0 | 0 | 0 | 0 | 0 | 0 | 0 | 0 | 0 | 0 | 0 | 0 | 0 | 0 | 0 | 0 | 0 | 0 | 0 | 0 | 0 | 0 | 0 | 0 | 0 | 0 | 0 | 0 | 0 | 0
F13_Industrial_Food Products_Existing_Space Heating_Natural Gas_Destratification Fans (HVLS)_A_Technical Potential | F13 | Industrial | Food Products | Existing | Space Heating | Natural Gas | Destratification Fans (HVLS) | A | Purchases (Incremental) | Technical Potential | 0 | 0 | 0 | 0 | 0 | 16167.0733 | 16158.2002 | 16062.9095 | 16071.5937 | 16084.883 | 15880.6216 | 15837.2251 | 15805.0687 | 15554.0896 | 15613.4757 | 15464.5808 | 15466.5877 | 15388.7437 | 15251.4771 | 15269.5433 | 15206.4 | 15147.2573 | 15092.066 | 15040.7784 | 14993.348 | 0 | 0 | 0 | 0 | 0 | 0
F14_Industrial_Food Products_Existing_Space Heating_Natural Gas_Destratification Fans (HVLS)_A_Technical Potential | F14 | Industrial | Food Products | Existing | Space Heating | Natural Gas | Destratification Fans (HVLS) | A | Purchases (Cumulative) | Technical Potential | 0 | 0 | 0 | 0 | 0 | 16167.0733 | 32325.2735 | 48388.1829 | 64459.7767 | 80544.6597 | 96425.2813 | 112262.5063 | 128067.575 | 143621.6646 | 159235.1403 | 174699.7211 | 190166.3088 | 205555.0526 | 220806.5296 | 236076.0729 | 251282.4729 | 266429.7303 | 281521.7963 | 296562.5747 | 311555.9227 | 311555.9227 | 311555.9227 | 311555.9227 | 311555.9227 | 311555.9227 | 311555.9227
F1_Industrial_Food Products_Existing_Space Heating_Natural Gas_Gas Boiler - Insulate Steam Lines/Condensate Tank_A_Technical Potential | F1 | Industrial | Food Products | Existing | Space Heating | Natural Gas | Gas Boiler - Insulate Steam Lines/Condensate Tank | A | Original Unit Energy Savings (kWh or therms) | Technical Potential | 0 | 0 | 0 | 0 | 0 | 10.1864 | 10.1174 | 10.0488 | 9.9799 | 9.9111 | 9.8443 | 9.7781 | 9.7127 | 9.648 | 9.5795 | 9.5167 | 9.4545 | 9.3934 | 9.3331 | 9.2728 | 9.2145 | 9.1538 | 9.0953 | 9.0385 | 8.9814 | 8.9293 | 8.8818 | 8.8384 | 8.7988 | 8.7627 | 8.7297
F2_Industrial_Food Products_Existing_Space Heating_Natural Gas_Gas Boiler - Insulate Steam Lines/Condensate Tank_A_Technical Potential | F2 | Industrial | Food Products | Existing | Space Heating | Natural Gas | Gas Boiler - Insulate Steam Lines/Condensate Tank | A | Original Unit Summer Peak Savings (kW) | Technical Potential | 0 | 0 | 0 | 0 | 0 | 0 | 0 | 0 | 0 | 0 | 0 | 0 | 0 | 0 | 0 | 0 | 0 | 0 | 0 | 0 | 0 | 0 | 0 | 0 | 0 | 0 | 0 | 0 | 0 | 0 | 0
F3_Industrial_Food Products_Existing_Space Heating_Natural Gas_Gas Boiler - Insulate Steam Lines/Condensate Tank_A_Technical Potential | F3 | Industrial | Food Products | Existing | Space Heating | Natural Gas | Gas Boiler - Insulate Steam Lines/Condensate Tank | A | Original Unit Winter Peak Savings (kW) | Technical Potential | 0 | 0 | 0 | 0 | 0 | 0 | 0 | 0 | 0 | 0 | 0 | 0 | 0 | 0 | 0 | 0 | 0 | 0 | 0 | 0 | 0 | 0 | 0 | 0 | 0 | 0 | 0 | 0 | 0 | 0 | 0
F4_Industrial_Food Products_Existing_Space Heating_Natural Gas_Gas Boiler - Insulate Steam Lines/Condensate Tank_A_Technical Potential | F4 | Industrial | Food Products | Existing | Space Heating | Natural Gas | Gas Boiler - Insulate Steam Lines/Condensate Tank | A | Standalone Impact on Baseline Energy (%) | Technical Potential | 0% | 0% | 0% | 0% | 0% | 0.006018% | 0.01202% | 0.01808% | 0.02406% | 0.03004% | 0.03643% | 0.04256% | 0.04867% | 0.05549% | 0.06134% | 0.068% | 0.07407% | 0.08049% | 0.08724% | 0.09315% | 0.09953% | 0.1059% | 0.1122% | 0.1185% | 0.0012472 | 0.0012495 | 0.0012516 | 0.0012536 | 0 | 0 | 0
F5_Industrial_Food Products_Existing_Space Heating_Natural Gas_Gas Boiler - Insulate Steam Lines/Condensate Tank_A_Technical Potential | F5 | Industrial | Food Products | Existing | Space Heating | Natural Gas | Gas Boiler - Insulate Steam Lines/Condensate Tank | A | Standalone Impact on Baseline Summer Peak (%) | Technical Potential | 0% | 0% | 0% | 0% | 0% | 0% | 0% | 0% | 0% | 0% | 0% | 0% | 0% | 0% | 0% | 0% | 0% | 0% | 0% | 0% | 0% | 0% | 0% | 0% | 0 | 0 | 0 | 0 | 0 | 0 | 0
F6_Industrial_Food Products_Existing_Space Heating_Natural Gas_Gas Boiler - Insulate Steam Lines/Condensate Tank_A_Technical Potential | F6 | Industrial | Food Products | Existing | Space Heating | Natural Gas | Gas Boiler - Insulate Steam Lines/Condensate Tank | A | Standalone Impact on Baseline Winter Peak (%) | Technical Potential | 0% | 0% | 0% | 0% | 0% | 0% | 0% | 0% | 0% | 0% | 0% | 0% | 0% | 0% | 0% | 0% | 0% | 0% | 0% | 0% | 0% | 0% | 0% | 0% | 0 | 0 | 0 | 0 | 0 | 0 | 0
F7_Industrial_Food Products_Existing_Space Heating_Natural Gas_Gas Boiler - Insulate Steam Lines/Condensate Tank_A_Technical Potential | F7 | Industrial | Food Products | Existing | Space Heating | Natural Gas | Gas Boiler - Insulate Steam Lines/Condensate Tank | A | Incremental Energy Savings (MWh or mTherms) | Technical Potential | 0 | 0 | 0 | 0 | 0 | 0.020062 | 0.019915 | 0.019664 | 0.019539 | 0.019421 | 0.019045 | 0.018865 | 0.018701 | 0.018281 | 0.018221 | 0.017929 | 0.017814 | 0.01761 | 0.017341 | 0.017249 | 0.01707 | 0.016891 | 0.016722 | 0.016561 | 0.016405 | 0 | 0 | 0 | 0 | 0 | 0
F8_Industrial_Food Products_Existing_Space Heating_Natural Gas_Gas Boiler - Insulate Steam Lines/Condensate Tank_A_Technical Potential | F8 | Industrial | Food Products | Existing | Space Heating | Natural Gas | Gas Boiler - Insulate Steam Lines/Condensate Tank | A | Incremental Summer Peak Savings (MW) | Technical Potential | 0 | 0 | 0 | 0 | 0 | 0 | 0 | 0 | 0 | 0 | 0 | 0 | 0 | 0 | 0 | 0 | 0 | 0 | 0 | 0 | 0 | 0 | 0 | 0 | 0 | 0 | 0 | 0 | 0 | 0 | 0
F9_Industrial_Food Products_Existing_Space Heating_Natural Gas_Gas Boiler - Insulate Steam Lines/Condensate Tank_A_Technical Potential | F9 | Industrial | Food Products | Existing | Space Heating | Natural Gas | Gas Boiler - Insulate Steam Lines/Condensate Tank | A | Incremental Winter Peak Savings (MW) | Technical Potential | 0 | 0 | 0 | 0 | 0 | 0 | 0 | 0 | 0 | 0 | 0 | 0 | 0 | 0 | 0 | 0 | 0 | 0 | 0 | 0 | 0 | 0 | 0 | 0 | 0 | 0 | 0 | 0 | 0 | 0 | 0
F10_Industrial_Food Products_Existing_Space Heating_Natural Gas_Gas Boiler - Insulate Steam Lines/Condensate Tank_A_Technical Potential | F10 | Industrial | Food Products | Existing | Space Heating | Natural Gas | Gas Boiler - Insulate Steam Lines/Condensate Tank | A | Cumulative Energy Savings (MWh or mTherms) | Technical Potential | 0 | 0 | 0 | 0 | 0 | 0.020062 | 0.039842 | 0.059235 | 0.078368 | 0.097249 | 0.11564 | 0.13373 | 0.15153 | 0.1688 | 0.18583 | 0.20254 | 0.21903 | 0.23522 | 0.25105 | 0.26668 | 0.28207 | 0.29711 | 0.31193 | 0.32654 | 0.34088 | 0.33891 | 0.3371 | 0.33546 | 0.33395 | 0.33258 | 0.33133
F11_Industrial_Food Products_Existing_Space Heating_Natural Gas_Gas Boiler - Insulate Steam Lines/Condensate Tank_A_Technical Potential | F11 | Industrial | Food Products | Existing | Space Heating | Natural Gas | Gas Boiler - Insulate Steam Lines/Condensate Tank | A | Cumulative Summer Peak Savings (MW) | Technical Potential | 0 | 0 | 0 | 0 | 0 | 0 | 0 | 0 | 0 | 0 | 0 | 0 | 0 | 0 | 0 | 0 | 0 | 0 | 0 | 0 | 0 | 0 | 0 | 0 | 0 | 0 | 0 | 0 | 0 | 0 | 0
F12_Industrial_Food Products_Existing_Space Heating_Natural Gas_Gas Boiler - Insulate Steam Lines/Condensate Tank_A_Technical Potential | F12 | Industrial | Food Products | Existing | Space Heating | Natural Gas | Gas Boiler - Insulate Steam Lines/Condensate Tank | A | Cumulative Winter Peak Savings (MW) | Technical Potential | 0 | 0 | 0 | 0 | 0 | 0 | 0 | 0 | 0 | 0 | 0 | 0 | 0 | 0 | 0 | 0 | 0 | 0 | 0 | 0 | 0 | 0 | 0 | 0 | 0 | 0 | 0 | 0 | 0 | 0 | 0
F13_Industrial_Food Products_Existing_Space Heating_Natural Gas_Gas Boiler - Insulate Steam Lines/Condensate Tank_A_Technical Potential | F13 | Industrial | Food Products | Existing | Space Heating | Natural Gas | Gas Boiler - Insulate Steam Lines/Condensate Tank | A | Purchases (Incremental) | Technical Potential | 0 | 0 | 0 | 0 | 0 | 1.9695 | 1.9684 | 1.9568 | 1.9579 | 1.9595 | 1.9346 | 1.9293 | 1.9254 | 1.8948 | 1.9021 | 1.8839 | 1.8842 | 1.8747 | 1.858 | 1.8602 | 1.8525 | 1.8453 | 1.8385 | 1.8323 | 1.8265 | 0 | 0 | 0 | 0 | 0 | 0
F14_Industrial_Food Products_Existing_Space Heating_Natural Gas_Gas Boiler - Insulate Steam Lines/Condensate Tank_A_Technical Potential | F14 | Industrial | Food Products | Existing | Space Heating | Natural Gas | Gas Boiler - Insulate Steam Lines/Condensate Tank | A | Purchases (Cumulative) | Technical Potential | 0 | 0 | 0 | 0 | 0 | 1.9695 | 3.9379 | 5.8947 | 7.8526 | 9.8121 | 11.7467 | 13.676 | 15.6014 | 17.4963 | 19.3983 | 21.2822 | 23.1664 | 25.0411 | 26.8991 | 28.7592 | 30.6117 | 32.457 | 34.2955 | 36.1278 | 37.9543 | 37.9543 | 37.9543 | 37.9543 | 37.9543 | 37.9543 | 37.9543
F1_Industrial_Food Products_Existing_Process_Natural Gas_Gas Boiler - Insulate Steam Lines/Condensate Tank_A_Technical Potential | F1 | Industrial | Food Products | Existing | Process | Natural Gas | Gas Boiler - Insulate Steam Lines/Condensate Tank | A | Original Unit Energy Savings (kWh or therms) | Technical Potential | 0 | 0 | 0 | 0 | 0 | 376.3371 | 376.3371 | 376.3371 | 376.3371 | 376.3371 | 376.3371 | 376.3371 | 376.3371 | 376.3371 | 376.3371 | 376.3371 | 376.3371 | 376.3371 | 376.3371 | 376.3371 | 376.3371 | 376.3371 | 376.3371 | 376.3371 | 376.3371 | 376.3371 | 376.3371 | 376.3371 | 376.3371 | 376.3371 | 376.3371
F2_Industrial_Food Products_Existing_Process_Natural Gas_Gas Boiler - Insulate Steam Lines/Condensate Tank_A_Technical Potential | F2 | Industrial | Food Products | Existing | Process | Natural Gas | Gas Boiler - Insulate Steam Lines/Condensate Tank | A | Original Unit Summer Peak Savings (kW) | Technical Potential | 0 | 0 | 0 | 0 | 0 | 0 | 0 | 0 | 0 | 0 | 0 | 0 | 0 | 0 | 0 | 0 | 0 | 0 | 0 | 0 | 0 | 0 | 0 | 0 | 0 | 0 | 0 | 0 | 0 | 0 | 0
F3_Industrial_Food Products_Existing_Process_Natural Gas_Gas Boiler - Insulate Steam Lines/Condensate Tank_A_Technical Potential | F3 | Industrial | Food Products | Existing | Process | Natural Gas | Gas Boiler - Insulate Steam Lines/Condensate Tank | A | Original Unit Winter Peak Savings (kW) | Technical Potential | 0 | 0 | 0 | 0 | 0 | 0 | 0 | 0 | 0 | 0 | 0 | 0 | 0 | 0 | 0 | 0 | 0 | 0 | 0 | 0 | 0 | 0 | 0 | 0 | 0 | 0 | 0 | 0 | 0 | 0 | 0
F4_Industrial_Food Products_Existing_Process_Natural Gas_Gas Boiler - Insulate Steam Lines/Condensate Tank_A_Technical Potential | F4 | Industrial | Food Products | Existing | Process | Natural Gas | Gas Boiler - Insulate Steam Lines/Condensate Tank | A | Standalone Impact on Baseline Energy (%) | Technical Potential | 0% | 0% | 0% | 0% | 0% | 0.03348% | 0.06698% | 0.1009% | 0.1343% | 0.1677% | 0.2033% | 0.2373% | 0.2713% | 0.3092% | 0.3415% | 0.3782% | 0.4117% | 0.4472% | 0.4847% | 0.5176% | 0.5533% | 0.5889% | 0.6246% | 0.6602% | 0.0069574 | 0.0069777 | 0.0069963 | 0.0070133 | 0 | 0 | 0
F5_Industrial_Food Products_Existing_Process_Natural Gas_Gas Boiler - Insulate Steam Lines/Condensate Tank_A_Technical Potential | F5 | Industrial | Food Products | Existing | Process | Natural Gas | Gas Boiler - Insulate Steam Lines/Condensate Tank | A | Standalone Impact on Baseline Summer Peak (%) | Technical Potential | 0% | 0% | 0% | 0% | 0% | 0% | 0% | 0% | 0% | 0% | 0% | 0% | 0% | 0% | 0% | 0% | 0% | 0% | 0% | 0% | 0% | 0% | 0% | 0% | 0 | 0 | 0 | 0 | 0 | 0 | 0
F6_Industrial_Food Products_Existing_Process_Natural Gas_Gas Boiler - Insulate Steam Lines/Condensate Tank_A_Technical Potential | F6 | Industrial | Food Products | Existing | Process | Natural Gas | Gas Boiler - Insulate Steam Lines/Condensate Tank | A | Standalone Impact on Baseline Winter Peak (%) | Technical Potential | 0% | 0% | 0% | 0% | 0% | 0% | 0% | 0% | 0% | 0% | 0% | 0% | 0% | 0% | 0% | 0% | 0% | 0% | 0% | 0% | 0% | 0% | 0% | 0% | 0 | 0 | 0 | 0 | 0 | 0 | 0
F7_Industrial_Food Products_Existing_Process_Natural Gas_Gas Boiler - Insulate Steam Lines/Condensate Tank_A_Technical Potential | F7 | Industrial | Food Products | Existing | Process | Natural Gas | Gas Boiler - Insulate Steam Lines/Condensate Tank | A | Incremental Energy Savings (MWh or mTherms) | Technical Potential | 0 | 0 | 0 | 0 | 0 | 1.7673 | 1.7664 | 1.756 | 1.7569 | 1.7584 | 1.736 | 1.7313 | 1.7278 | 1.7003 | 1.7068 | 1.6906 | 1.6908 | 1.6823 | 1.6673 | 1.6692 | 1.6623 | 1.6559 | 1.6498 | 1.6442 | 1.639 | 0 | 0 | 0 | 0 | 0 | 0
F8_Industrial_Food Products_Existing_Process_Natural Gas_Gas Boiler - Insulate Steam Lines/Condensate Tank_A_Technical Potential | F8 | Industrial | Food Products | Existing | Process | Natural Gas | Gas Boiler - Insulate Steam Lines/Condensate Tank | A | Incremental Summer Peak Savings (MW) | Technical Potential | 0 | 0 | 0 | 0 | 0 | 0 | 0 | 0 | 0 | 0 | 0 | 0 | 0 | 0 | 0 | 0 | 0 | 0 | 0 | 0 | 0 | 0 | 0 | 0 | 0 | 0 | 0 | 0 | 0 | 0 | 0
F9_Industrial_Food Products_Existing_Process_Natural Gas_Gas Boiler - Insulate Steam Lines/Condensate Tank_A_Technical Potential | F9 | Industrial | Food Products | Existing | Process | Natural Gas | Gas Boiler - Insulate Steam Lines/Condensate Tank | A | Incremental Winter Peak Savings (MW) | Technical Potential | 0 | 0 | 0 | 0 | 0 | 0 | 0 | 0 | 0 | 0 | 0 | 0 | 0 | 0 | 0 | 0 | 0 | 0 | 0 | 0 | 0 | 0 | 0 | 0 | 0 | 0 | 0 | 0 | 0 | 0 | 0
F10_Industrial_Food Products_Existing_Process_Natural Gas_Gas Boiler - Insulate Steam Lines/Condensate Tank_A_Technical Potential | F10 | Industrial | Food Products | Existing | Process | Natural Gas | Gas Boiler - Insulate Steam Lines/Condensate Tank | A | Cumulative Energy Savings (MWh or mTherms) | Technical Potential | 0 | 0 | 0 | 0 | 0 | 1.7673 | 3.5337 | 5.2897 | 7.0466 | 8.8049 | 10.541 | 12.2723 | 14 | 15.7004 | 17.4072 | 19.0977 | 20.7885 | 22.4708 | 24.138 | 25.8073 | 27.4696 | 29.1254 | 30.7753 | 32.4195 | 34.0585 | 34.0585 | 34.0585 | 34.0585 | 34.0585 | 34.0585 | 34.0585
F11_Industrial_Food Products_Existing_Process_Natural Gas_Gas Boiler - Insulate Steam Lines/Condensate Tank_A_Technical Potential | F11 | Industrial | Food Products | Existing | Process | Natural Gas | Gas Boiler - Insulate Steam Lines/Condensate Tank | A | Cumulative Summer Peak Savings (MW) | Technical Potential | 0 | 0 | 0 | 0 | 0 | 0 | 0 | 0 | 0 | 0 | 0 | 0 | 0 | 0 | 0 | 0 | 0 | 0 | 0 | 0 | 0 | 0 | 0 | 0 | 0 | 0 | 0 | 0 | 0 | 0 | 0
F12_Industrial_Food Products_Existing_Process_Natural Gas_Gas Boiler - Insulate Steam Lines/Condensate Tank_A_Technical Potential | F12 | Industrial | Food Products | Existing | Process | Natural Gas | Gas Boiler - Insulate Steam Lines/Condensate Tank | A | Cumulative Winter Peak Savings (MW) | Technical Potential | 0 | 0 | 0 | 0 | 0 | 0 | 0 | 0 | 0 | 0 | 0 | 0 | 0 | 0 | 0 | 0 | 0 | 0 | 0 | 0 | 0 | 0 | 0 | 0 | 0 | 0 | 0 | 0 | 0 | 0 | 0
F13_Industrial_Food Products_Existing_Process_Natural Gas_Gas Boiler - Insulate Steam Lines/Condensate Tank_A_Technical Potential | F13 | Industrial | Food Products | Existing | Process | Natural Gas | Gas Boiler - Insulate Steam Lines/Condensate Tank | A | Purchases (Incremental) | Technical Potential | 0 | 0 | 0 | 0 | 0 | 4.6962 | 4.6936 | 4.6659 | 4.6684 | 4.6723 | 4.613 | 4.6004 | 4.591 | 4.5181 | 4.5354 | 4.4921 | 4.4927 | 4.4701 | 4.4302 | 4.4355 | 4.4171 | 4.3999 | 4.3839 | 4.369 | 4.3552 | 0 | 0 | 0 | 0 | 0 | 0
F14_Industrial_Food Products_Existing_Process_Natural Gas_Gas Boiler - Insulate Steam Lines/Condensate Tank_A_Technical Potential | F14 | Industrial | Food Products | Existing | Process | Natural Gas | Gas Boiler - Insulate Steam Lines/Condensate Tank | A | Purchases (Cumulative) | Technical Potential | 0 | 0 | 0 | 0 | 0 | 4.6962 | 9.3898 | 14.0557 | 18.7241 | 23.3964 | 28.0094 | 32.6098 | 37.2008 | 41.7189 | 46.2543 | 50.7464 | 55.2391 | 59.7092 | 64.1394 | 68.5749 | 72.992 | 77.3919 | 81.7758 | 86.1448 | 90.5001 | 90.5001 | 90.5001 | 90.5001 | 90.5001 | 90.5001 | 90.5001
F1_Industrial_Food Products_Existing_Space Heating_Natural Gas_Gas Boiler - Insulate Hot Water Lines_A_Technical Potential | F1 | Industrial | Food Products | Existing | Space Heating | Natural Gas | Gas Boiler - Insulate Hot Water Lines | A | Original Unit Energy Savings (kWh or therms) | Technical Potential | 0 | 0 | 0 | 0 | 0 | 11.5139 | 11.4359 | 11.3583 | 11.2804 | 11.2027 | 11.1272 | 11.0524 | 10.9784 | 10.9053 | 10.8279 | 10.7568 | 10.6866 | 10.6175 | 10.5494 | 10.4812 | 10.4153 | 10.3467 | 10.2805 | 10.2164 | 10.1518 | 10.0929 | 10.0392 | 9.9902 | 9.9454 | 9.9046 | 9.8673
F2_Industrial_Food Products_Existing_Space Heating_Natural Gas_Gas Boiler - Insulate Hot Water Lines_A_Technical Potential | F2 | Industrial | Food Products | Existing | Space Heating | Natural Gas | Gas Boiler - Insulate Hot Water Lines | A | Original Unit Summer Peak Savings (kW) | Technical Potential | 0 | 0 | 0 | 0 | 0 | 0 | 0 | 0 | 0 | 0 | 0 | 0 | 0 | 0 | 0 | 0 | 0 | 0 | 0 | 0 | 0 | 0 | 0 | 0 | 0 | 0 | 0 | 0 | 0 | 0 | 0
F3_Industrial_Food Products_Existing_Space Heating_Natural Gas_Gas Boiler - Insulate Hot Water Lines_A_Technical Potential | F3 | Industrial | Food Products | Existing | Space Heating | Natural Gas | Gas Boiler - Insulate Hot Water Lines | A | Original Unit Winter Peak Savings (kW) | Technical Potential | 0 | 0 | 0 | 0 | 0 | 0 | 0 | 0 | 0 | 0 | 0 | 0 | 0 | 0 | 0 | 0 | 0 | 0 | 0 | 0 | 0 | 0 | 0 | 0 | 0 | 0 | 0 | 0 | 0 | 0 | 0
F4_Industrial_Food Products_Existing_Space Heating_Natural Gas_Gas Boiler - Insulate Hot Water Lines_A_Technical Potential | F4 | Industrial | Food Products | Existing | Space Heating | Natural Gas | Gas Boiler - Insulate Hot Water Lines | A | Standalone Impact on Baseline Energy (%) | Technical Potential | 0% | 0% | 0% | 0% | 0% | 0.0136% | 0.02716% | 0.04087% | 0.0544% | 0.06791% | 0.08236% | 0.0962% | 0.11% | 0.1255% | 0.1387% | 0.1537% | 0.1674% | 0.182% | 0.1972% | 0.2106% | 0.225% | 0.2394% | 0.2537% | 0.2679% | 0.0028194 | 0.0028246 | 0.0028294 | 0.002834 | 0 | 0 | 0
F5_Industrial_Food Products_Existing_Space Heating_Natural Gas_Gas Boiler - Insulate Hot Water Lines_A_Technical Potential | F5 | Industrial | Food Products | Existing | Space Heating | Natural Gas | Gas Boiler - Insulate Hot Water Lines | A | Standalone Impact on Baseline Summer Peak (%) | Technical Potential | 0% | 0% | 0% | 0% | 0% | 0% | 0% | 0% | 0% | 0% | 0% | 0% | 0% | 0% | 0% | 0% | 0% | 0% | 0% | 0% | 0% | 0% | 0% | 0% | 0 | 0 | 0 | 0 | 0 | 0 | 0
F6_Industrial_Food Products_Existing_Space Heating_Natural Gas_Gas Boiler - Insulate Hot Water Lines_A_Technical Potential | F6 | Industrial | Food Products | Existing | Space Heating | Natural Gas | Gas Boiler - Insulate Hot Water Lines | A | Standalone Impact on Baseline Winter Peak (%) | Technical Potential | 0% | 0% | 0% | 0% | 0% | 0% | 0% | 0% | 0% | 0% | 0% | 0% | 0% | 0% | 0% | 0% | 0% | 0% | 0% | 0% | 0% | 0% | 0% | 0% | 0 | 0 | 0 | 0 | 0 | 0 | 0
F7_Industrial_Food Products_Existing_Space Heating_Natural Gas_Gas Boiler - Insulate Hot Water Lines_A_Technical Potential | F7 | Industrial | Food Products | Existing | Space Heating | Natural Gas | Gas Boiler - Insulate Hot Water Lines | A | Incremental Energy Savings (MWh or mTherms) | Technical Potential | 0 | 0 | 0 | 0 | 0 | 0.045353 | 0.045021 | 0.044452 | 0.044171 | 0.043903 | 0.043053 | 0.042647 | 0.042276 | 0.041327 | 0.041191 | 0.04053 | 0.040271 | 0.039809 | 0.039201 | 0.038993 | 0.038588 | 0.038185 | 0.037802 | 0.037439 | 0.037085 | 0 | 0 | 0 | 0 | 0 | 0
F8_Industrial_Food Products_Existing_Space Heating_Natural Gas_Gas Boiler - Insulate Hot Water Lines_A_Technical Potential | F8 | Industrial | Food Products | Existing | Space Heating | Natural Gas | Gas Boiler - Insulate Hot Water Lines | A | Incremental Summer Peak Savings (MW) | Technical Potential | 0 | 0 | 0 | 0 | 0 | 0 | 0 | 0 | 0 | 0 | 0 | 0 | 0 | 0 | 0 | 0 | 0 | 0 | 0 | 0 | 0 | 0 | 0 | 0 | 0 | 0 | 0 | 0 | 0 | 0 | 0
F9_Industrial_Food Products_Existing_Space Heating_Natural Gas_Gas Boiler - Insulate Hot Water Lines_A_Technical Potential | F9 | Industrial | Food Products | Existing | Space Heating | Natural Gas | Gas Boiler - Insulate Hot Water Lines | A | Incremental Winter Peak Savings (MW) | Technical Potential | 0 | 0 | 0 | 0 | 0 | 0 | 0 | 0 | 0 | 0 | 0 | 0 | 0 | 0 | 0 | 0 | 0 | 0 | 0 | 0 | 0 | 0 | 0 | 0 | 0 | 0 | 0 | 0 | 0 | 0 | 0
F10_Industrial_Food Products_Existing_Space Heating_Natural Gas_Gas Boiler - Insulate Hot Water Lines_A_Technical Potential | F10 | Industrial | Food Products | Existing | Space Heating | Natural Gas | Gas Boiler - Insulate Hot Water Lines | A | Cumulative Energy Savings (MWh or mTherms) | Technical Potential | 0 | 0 | 0 | 0 | 0 | 0.045353 | 0.090067 | 0.13391 | 0.17716 | 0.21984 | 0.26141 | 0.30231 | 0.34256 | 0.3816 | 0.42008 | 0.45786 | 0.49514 | 0.53175 | 0.56754 | 0.60286 | 0.63766 | 0.67165 | 0.70515 | 0.73819 | 0.77061 | 0.76614 | 0.76206 | 0.75834 | 0.75494 | 0.75184 | 0.74901
F11_Industrial_Food Products_Existing_Space Heating_Natural Gas_Gas Boiler - Insulate Hot Water Lines_A_Technical Potential | F11 | Industrial | Food Products | Existing | Space Heating | Natural Gas | Gas Boiler - Insulate Hot Water Lines | A | Cumulative Summer Peak Savings (MW) | Technical Potential | 0 | 0 | 0 | 0 | 0 | 0 | 0 | 0 | 0 | 0 | 0 | 0 | 0 | 0 | 0 | 0 | 0 | 0 | 0 | 0 | 0 | 0 | 0 | 0 | 0 | 0 | 0 | 0 | 0 | 0 | 0
F12_Industrial_Food Products_Existing_Space Heating_Natural Gas_Gas Boiler - Insulate Hot Water Lines_A_Technical Potential | F12 | Industrial | Food Products | Existing | Space Heating | Natural Gas | Gas Boiler - Insulate Hot Water Lines | A | Cumulative Winter Peak Savings (MW) | Technical Potential | 0 | 0 | 0 | 0 | 0 | 0 | 0 | 0 | 0 | 0 | 0 | 0 | 0 | 0 | 0 | 0 | 0 | 0 | 0 | 0 | 0 | 0 | 0 | 0 | 0 | 0 | 0 | 0 | 0 | 0 | 0
F13_Industrial_Food Products_Existing_Space Heating_Natural Gas_Gas Boiler - Insulate Hot Water Lines_A_Technical Potential | F13 | Industrial | Food Products | Existing | Space Heating | Natural Gas | Gas Boiler - Insulate Hot Water Lines | A | Purchases (Incremental) | Technical Potential | 0 | 0 | 0 | 0 | 0 | 3.939 | 3.9368 | 3.9136 | 3.9157 | 3.919 | 3.8692 | 3.8586 | 3.8508 | 3.7897 | 3.8041 | 3.7678 | 3.7683 | 3.7494 | 3.7159 | 3.7203 | 3.7049 | 3.6905 | 3.6771 | 3.6646 | 3.653 | 0 | 0 | 0 | 0 | 0 | 0
F14_Industrial_Food Products_Existing_Space Heating_Natural Gas_Gas Boiler - Insulate Hot Water Lines_A_Technical Potential | F14 | Industrial | Food Products | Existing | Space Heating | Natural Gas | Gas Boiler - Insulate Hot Water Lines | A | Purchases (Cumulative) | Technical Potential | 0 | 0 | 0 | 0 | 0 | 3.939 | 7.8759 | 11.7895 | 15.7052 | 19.6242 | 23.4934 | 27.3521 | 31.2029 | 34.9925 | 38.7966 | 42.5645 | 46.3328 | 50.0822 | 53.7981 | 57.5185 | 61.2234 | 64.9139 | 68.591 | 72.2556 | 75.9087 | 75.9087 | 75.9087 | 75.9087 | 75.9087 | 75.9087 | 75.9087
F1_Industrial_Food Products_Existing_Process_Natural Gas_Gas Boiler - Insulate Hot Water Lines_A_Technical Potential | F1 | Industrial | Food Products | Existing | Process | Natural Gas | Gas Boiler - Insulate Hot Water Lines | A | Original Unit Energy Savings (kWh or therms) | Technical Potential | 0 | 0 | 0 | 0 | 0 | 425.3792 | 425.3792 | 425.3792 | 425.3792 | 425.3792 | 425.3792 | 425.3792 | 425.3792 | 425.3792 | 425.3792 | 425.3792 | 425.3792 | 425.3792 | 425.3792 | 425.3792 | 425.3792 | 425.3792 | 425.3792 | 425.3792 | 425.3792 | 425.3792 | 425.3792 | 425.3792 | 425.3792 | 425.3792 | 425.3792
F2_Industrial_Food Products_Existing_Process_Natural Gas_Gas Boiler - Insulate Hot Water Lines_A_Technical Potential | F2 | Industrial | Food Products | Existing | Process | Natural Gas | Gas Boiler - Insulate Hot Water Lines | A | Original Unit Summer Peak Savings (kW) | Technical Potential | 0 | 0 | 0 | 0 | 0 | 0 | 0 | 0 | 0 | 0 | 0 | 0 | 0 | 0 | 0 | 0 | 0 | 0 | 0 | 0 | 0 | 0 | 0 | 0 | 0 | 0 | 0 | 0 | 0 | 0 | 0
F3_Industrial_Food Products_Existing_Process_Natural Gas_Gas Boiler - Insulate Hot Water Lines_A_Technical Potential | F3 | Industrial | Food Products | Existing | Process | Natural Gas | Gas Boiler - Insulate Hot Water Lines | A | Original Unit Winter Peak Savings (kW) | Technical Potential | 0 | 0 | 0 | 0 | 0 | 0 | 0 | 0 | 0 | 0 | 0 | 0 | 0 | 0 | 0 | 0 | 0 | 0 | 0 | 0 | 0 | 0 | 0 | 0 | 0 | 0 | 0 | 0 | 0 | 0 | 0
F4_Industrial_Food Products_Existing_Process_Natural Gas_Gas Boiler - Insulate Hot Water Lines_A_Technical Potential | F4 | Industrial | Food Products | Existing | Process | Natural Gas | Gas Boiler - Insulate Hot Water Lines | A | Standalone Impact on Baseline Energy (%) | Technical Potential | 0% | 0% | 0% | 0% | 0% | 0.07569% | 0.1514% | 0.228% | 0.3036% | 0.379% | 0.4596% | 0.5365% | 0.6133% | 0.6989% | 0.7719% | 0.855% | 0.9306% | 1.011% | 1.096% | 1.17% | 1.251% | 1.331% | 1.412% | 1.492% | 0.015728 | 0.015774 | 0.015816 | 0.015854 | 0 | 0 | 0
F5_Industrial_Food Products_Existing_Process_Natural Gas_Gas Boiler - Insulate Hot Water Lines_A_Technical Potential | F5 | Industrial | Food Products | Existing | Process | Natural Gas | Gas Boiler - Insulate Hot Water Lines | A | Standalone Impact on Baseline Summer Peak (%) | Technical Potential | 0% | 0% | 0% | 0% | 0% | 0% | 0% | 0% | 0% | 0% | 0% | 0% | 0% | 0% | 0% | 0% | 0% | 0% | 0% | 0% | 0% | 0% | 0% | 0% | 0 | 0 | 0 | 0 | 0 | 0 | 0
F6_Industrial_Food Products_Existing_Process_Natural Gas_Gas Boiler - Insulate Hot Water Lines_A_Technical Potential | F6 | Industrial | Food Products | Existing | Process | Natural Gas | Gas Boiler - Insulate Hot Water Lines | A | Standalone Impact on Baseline Winter Peak (%) | Technical Potential | 0% | 0% | 0% | 0% | 0% | 0% | 0% | 0% | 0% | 0% | 0% | 0% | 0% | 0% | 0% | 0% | 0% | 0% | 0% | 0% | 0% | 0% | 0% | 0% | 0 | 0 | 0 | 0 | 0 | 0 | 0
F7_Industrial_Food Products_Existing_Process_Natural Gas_Gas Boiler - Insulate Hot Water Lines_A_Technical Potential | F7 | Industrial | Food Products | Existing | Process | Natural Gas | Gas Boiler - Insulate Hot Water Lines | A | Incremental Energy Savings (MWh or mTherms) | Technical Potential | 0 | 0 | 0 | 0 | 0 | 3.9953 | 3.9931 | 3.9696 | 3.9717 | 3.975 | 3.9245 | 3.9138 | 3.9059 | 3.8438 | 3.8585 | 3.8217 | 3.8222 | 3.803 | 3.769 | 3.7735 | 3.7579 | 3.7433 | 3.7296 | 3.717 | 3.7053 | 0 | 0 | 0 | 0 | 0 | 0
F8_Industrial_Food Products_Existing_Process_Natural Gas_Gas Boiler - Insulate Hot Water Lines_A_Technical Potential | F8 | Industrial | Food Products | Existing | Process | Natural Gas | Gas Boiler - Insulate Hot Water Lines | A | Incremental Summer Peak Savings (MW) | Technical Potential | 0 | 0 | 0 | 0 | 0 | 0 | 0 | 0 | 0 | 0 | 0 | 0 | 0 | 0 | 0 | 0 | 0 | 0 | 0 | 0 | 0 | 0 | 0 | 0 | 0 | 0 | 0 | 0 | 0 | 0 | 0
F9_Industrial_Food Products_Existing_Process_Natural Gas_Gas Boiler - Insulate Hot Water Lines_A_Technical Potential | F9 | Industrial | Food Products | Existing | Process | Natural Gas | Gas Boiler - Insulate Hot Water Lines | A | Incremental Winter Peak Savings (MW) | Technical Potential | 0 | 0 | 0 | 0 | 0 | 0 | 0 | 0 | 0 | 0 | 0 | 0 | 0 | 0 | 0 | 0 | 0 | 0 | 0 | 0 | 0 | 0 | 0 | 0 | 0 | 0 | 0 | 0 | 0 | 0 | 0
F10_Industrial_Food Products_Existing_Process_Natural Gas_Gas Boiler - Insulate Hot Water Lines_A_Technical Potential | F10 | Industrial | Food Products | Existing | Process | Natural Gas | Gas Boiler - Insulate Hot Water Lines | A | Cumulative Energy Savings (MWh or mTherms) | Technical Potential | 0 | 0 | 0 | 0 | 0 | 3.9953 | 7.9884 | 11.958 | 15.9297 | 19.9047 | 23.8292 | 27.743 | 31.6489 | 35.4927 | 39.3512 | 43.1729 | 46.9951 | 50.7981 | 54.5671 | 58.3406 | 62.0985 | 65.8418 | 69.5715 | 73.2885 | 76.9937 | 76.9937 | 76.9937 | 76.9937 | 76.9937 | 76.9937 | 76.9937
F11_Industrial_Food Products_Existing_Process_Natural Gas_Gas Boiler - Insulate Hot Water Lines_A_Technical Potential | F11 | Industrial | Food Products | Existing | Process | Natural Gas | Gas Boiler - Insulate Hot Water Lines | A | Cumulative Summer Peak Savings (MW) | Technical Potential | 0 | 0 | 0 | 0 | 0 | 0 | 0 | 0 | 0 | 0 | 0 | 0 | 0 | 0 | 0 | 0 | 0 | 0 | 0 | 0 | 0 | 0 | 0 | 0 | 0 | 0 | 0 | 0 | 0 | 0 | 0
F12_Industrial_Food Products_Existing_Process_Natural Gas_Gas Boiler - Insulate Hot Water Lines_A_Technical Potential | F12 | Industrial | Food Products | Existing | Process | Natural Gas | Gas Boiler - Insulate Hot Water Lines | A | Cumulative Winter Peak Savings (MW) | Technical Potential | 0 | 0 | 0 | 0 | 0 | 0 | 0 | 0 | 0 | 0 | 0 | 0 | 0 | 0 | 0 | 0 | 0 | 0 | 0 | 0 | 0 | 0 | 0 | 0 | 0 | 0 | 0 | 0 | 0 | 0 | 0
F13_Industrial_Food Products_Existing_Process_Natural Gas_Gas Boiler - Insulate Hot Water Lines_A_Technical Potential | F13 | Industrial | Food Products | Existing | Process | Natural Gas | Gas Boiler - Insulate Hot Water Lines | A | Purchases (Incremental) | Technical Potential | 0 | 0 | 0 | 0 | 0 | 9.3924 | 9.3872 | 9.3318 | 9.3369 | 9.3446 | 9.2259 | 9.2007 | 9.182 | 9.0362 | 9.0707 | 8.9842 | 8.9854 | 8.9402 | 8.8604 | 8.8709 | 8.8342 | 8.7999 | 8.7678 | 8.738 | 8.7105 | 0 | 0 | 0 | 0 | 0 | 0
F14_Industrial_Food Products_Existing_Process_Natural Gas_Gas Boiler - Insulate Hot Water Lines_A_Technical Potential | F14 | Industrial | Food Products | Existing | Process | Natural Gas | Gas Boiler - Insulate Hot Water Lines | A | Purchases (Cumulative) | Technical Potential | 0 | 0 | 0 | 0 | 0 | 9.3924 | 18.7795 | 28.1114 | 37.4483 | 46.7929 | 56.0188 | 65.2195 | 74.4016 | 83.4378 | 92.5085 | 101.4928 | 110.4782 | 119.4183 | 128.2788 | 137.1497 | 145.9839 | 154.7838 | 163.5516 | 172.2897 | 181.0001 | 181.0001 | 181.0001 | 181.0001 | 181.0001 | 181.0001 | 181.0001
F1_Industrial_Food Products_Existing_Process_Natural Gas_Process - Insulate Heated Process Fluids_A_Technical Potential | F1 | Industrial | Food Products | Existing | Process | Natural Gas | Process - Insulate Heated Process Fluids | A | Original Unit Energy Savings (kWh or therms) | Technical Potential | 0 | 0 | 0 | 0 | 0 | 275.607 | 275.607 | 275.607 | 275.607 | 275.607 | 275.607 | 275.607 | 275.607 | 275.607 | 275.607 | 275.607 | 275.607 | 275.607 | 275.607 | 275.607 | 275.607 | 275.607 | 275.607 | 275.607 | 275.607 | 275.607 | 275.607 | 275.607 | 275.607 | 275.607 | 275.607
F2_Industrial_Food Products_Existing_Process_Natural Gas_Process - Insulate Heated Process Fluids_A_Technical Potential | F2 | Industrial | Food Products | Existing | Process | Natural Gas | Process - Insulate Heated Process Fluids | A | Original Unit Summer Peak Savings (kW) | Technical Potential | 0 | 0 | 0 | 0 | 0 | 0 | 0 | 0 | 0 | 0 | 0 | 0 | 0 | 0 | 0 | 0 | 0 | 0 | 0 | 0 | 0 | 0 | 0 | 0 | 0 | 0 | 0 | 0 | 0 | 0 | 0
F3_Industrial_Food Products_Existing_Process_Natural Gas_Process - Insulate Heated Process Fluids_A_Technical Potential | F3 | Industrial | Food Products | Existing | Process | Natural Gas | Process - Insulate Heated Process Fluids | A | Original Unit Winter Peak Savings (kW) | Technical Potential | 0 | 0 | 0 | 0 | 0 | 0 | 0 | 0 | 0 | 0 | 0 | 0 | 0 | 0 | 0 | 0 | 0 | 0 | 0 | 0 | 0 | 0 | 0 | 0 | 0 | 0 | 0 | 0 | 0 | 0 | 0
F4_Industrial_Food Products_Existing_Process_Natural Gas_Process - Insulate Heated Process Fluids_A_Technical Potential | F4 | Industrial | Food Products | Existing | Process | Natural Gas | Process - Insulate Heated Process Fluids | A | Standalone Impact on Baseline Energy (%) | Technical Potential | 0% | 0% | 0% | 0% | 0% | 0.05364% | 0.1073% | 0.1616% | 0.2151% | 0.2686% | 0.3203% | 0.3598% | 0.3914% | 0.4225% | 0.4406% | 0.4607% | 0.4733% | 0.4858% | 0.4983% | 0.5042% | 0.5114% | 0.5135% | 0.5154% | 0.5171% | 0.0051877 | 0.0052029 | 0.0052168 | 0.0052295 | 0 | 0 | 0
F5_Industrial_Food Products_Existing_Process_Natural Gas_Process - Insulate Heated Process Fluids_A_Technical Potential | F5 | Industrial | Food Products | Existing | Process | Natural Gas | Process - Insulate Heated Process Fluids | A | Standalone Impact on Baseline Summer Peak (%) | Technical Potential | 0% | 0% | 0% | 0% | 0% | 0% | 0% | 0% | 0% | 0% | 0% | 0% | 0% | 0% | 0% | 0% | 0% | 0% | 0% | 0% | 0% | 0% | 0% | 0% | 0 | 0 | 0 | 0 | 0 | 0 | 0
F6_Industrial_Food Products_Existing_Process_Natural Gas_Process - Insulate Heated Process Fluids_A_Technical Potential | F6 | Industrial | Food Products | Existing | Process | Natural Gas | Process - Insulate Heated Process Fluids | A | Standalone Impact on Baseline Winter Peak (%) | Technical Potential | 0% | 0% | 0% | 0% | 0% | 0% | 0% | 0% | 0% | 0% | 0% | 0% | 0% | 0% | 0% | 0% | 0% | 0% | 0% | 0% | 0% | 0% | 0% | 0% | 0 | 0 | 0 | 0 | 0 | 0 | 0
F7_Industrial_Food Products_Existing_Process_Natural Gas_Process - Insulate Heated Process Fluids_A_Technical Potential | F7 | Industrial | Food Products | Existing | Process | Natural Gas | Process - Insulate Heated Process Fluids | A | Incremental Energy Savings (MWh or mTherms) | Technical Potential | 0 | 0 | 0 | 0 | 0 | 2.8313 | 2.8297 | 2.813 | 2.8145 | 2.8169 | 2.503 | 1.9969 | 1.5943 | 1.2552 | 1.008 | 0.79869 | 0.63904 | 0.50866 | 0.4033 | 0.32302 | 0.25735 | 0.0017485 | 0.00062218 | 0.00021139 | 6.8713e-05 | 5.8236e-05 | 5.8081e-05 | 5.794e-05 | 5.7814e-05 | 5.7701e-05 | 5.7603e-05
F8_Industrial_Food Products_Existing_Process_Natural Gas_Process - Insulate Heated Process Fluids_A_Technical Potential | F8 | Industrial | Food Products | Existing | Process | Natural Gas | Process - Insulate Heated Process Fluids | A | Incremental Summer Peak Savings (MW) | Technical Potential | 0 | 0 | 0 | 0 | 0 | 0 | 0 | 0 | 0 | 0 | 0 | 0 | 0 | 0 | 0 | 0 | 0 | 0 | 0 | 0 | 0 | 0 | 0 | 0 | 0 | 0 | 0 | 0 | 0 | 0 | 0
F9_Industrial_Food Products_Existing_Process_Natural Gas_Process - Insulate Heated Process Fluids_A_Technical Potential | F9 | Industrial | Food Products | Existing | Process | Natural Gas | Process - Insulate Heated Process Fluids | A | Incremental Winter Peak Savings (MW) | Technical Potential | 0 | 0 | 0 | 0 | 0 | 0 | 0 | 0 | 0 | 0 | 0 | 0 | 0 | 0 | 0 | 0 | 0 | 0 | 0 | 0 | 0 | 0 | 0 | 0 | 0 | 0 | 0 | 0 | 0 | 0 | 0
F10_Industrial_Food Products_Existing_Process_Natural Gas_Process - Insulate Heated Process Fluids_A_Technical Potential | F10 | Industrial | Food Products | Existing | Process | Natural Gas | Process - Insulate Heated Process Fluids | A | Cumulative Energy Savings (MWh or mTherms) | Technical Potential | 0 | 0 | 0 | 0 | 0 | 2.8313 | 5.661 | 8.474 | 11.2886 | 14.1054 | 16.6084 | 18.6053 | 20.1996 | 21.4548 | 22.4628 | 23.2615 | 23.9005 | 24.4092 | 24.8125 | 25.1355 | 25.3928 | 25.3946 | 25.3952 | 25.3954 | 25.3955 | 25.3956 | 25.3956 | 25.3957 | 25.3957 | 25.3958 | 25.3958
F11_Industrial_Food Products_Existing_Process_Natural Gas_Process - Insulate Heated Process Fluids_A_Technical Potential | F11 | Industrial | Food Products | Existing | Process | Natural Gas | Process - Insulate Heated Process Fluids | A | Cumulative Summer Peak Savings (MW) | Technical Potential | 0 | 0 | 0 | 0 | 0 | 0 | 0 | 0 | 0 | 0 | 0 | 0 | 0 | 0 | 0 | 0 | 0 | 0 | 0 | 0 | 0 | 0 | 0 | 0 | 0 | 0 | 0 | 0 | 0 | 0 | 0
F12_Industrial_Food Products_Existing_Process_Natural Gas_Process - Insulate Heated Process Fluids_A_Technical Potential | F12 | Industrial | Food Products | Existing | Process | Natural Gas | Process - Insulate Heated Process Fluids | A | Cumulative Winter Peak Savings (MW) | Technical Potential | 0 | 0 | 0 | 0 | 0 | 0 | 0 | 0 | 0 | 0 | 0 | 0 | 0 | 0 | 0 | 0 | 0 | 0 | 0 | 0 | 0 | 0 | 0 | 0 | 0 | 0 | 0 | 0 | 0 | 0 | 0
F13_Industrial_Food Products_Existing_Process_Natural Gas_Process - Insulate Heated Process Fluids_A_Technical Potential | F13 | Industrial | Food Products | Existing | Process | Natural Gas | Process - Insulate Heated Process Fluids | A | Purchases (Incremental) | Technical Potential | 0 | 0 | 0 | 0 | 0 | 10.2728 | 10.2672 | 10.2067 | 10.2122 | 10.2206 | 9.0817 | 7.2455 | 5.7847 | 4.5542 | 3.6573 | 2.8979 | 2.3187 | 1.8456 | 1.4633 | 1.172 | 0.93374 | 0.0063441 | 0.0022575 | 0.00076698 | 0.00024931 | 0.0002113 | 0.00021074 | 0.00021023 | 0.00020977 | 0.00020936 | 0.00020901
F14_Industrial_Food Products_Existing_Process_Natural Gas_Process - Insulate Heated Process Fluids_A_Technical Potential | F14 | Industrial | Food Products | Existing | Process | Natural Gas | Process - Insulate Heated Process Fluids | A | Purchases (Cumulative) | Technical Potential | 0 | 0 | 0 | 0 | 0 | 10.2728 | 20.5401 | 30.7467 | 40.9589 | 51.1795 | 60.2613 | 67.5068 | 73.2915 | 77.8457 | 81.503 | 84.401 | 86.7196 | 88.5652 | 90.0285 | 91.2005 | 92.1343 | 92.1406 | 92.1429 | 92.1436 | 92.1439 | 92.1441 | 92.1443 | 92.1445 | 92.1447 | 92.1449 | 92.1452
F1_Industrial_Food Products_Existing_Process_Natural Gas_Process Heat Recovery_A_Technical Potential | F1 | Industrial | Food Products | Existing | Process | Natural Gas | Process Heat Recovery | A | Original Unit Energy Savings (kWh or therms) | Technical Potential | 0 | 0 | 0 | 0 | 0 | 3.2358 | 3.2358 | 3.2358 | 3.2358 | 3.2358 | 3.2358 | 3.2358 | 3.2358 | 3.2358 | 3.2358 | 3.2358 | 3.2358 | 3.2358 | 3.2358 | 3.2358 | 3.2358 | 3.2358 | 3.2358 | 3.2358 | 3.2358 | 3.2358 | 3.2358 | 3.2358 | 0 | 0 | 0
F2_Industrial_Food Products_Existing_Process_Natural Gas_Process Heat Recovery_A_Technical Potential | F2 | Industrial | Food Products | Existing | Process | Natural Gas | Process Heat Recovery | A | Original Unit Summer Peak Savings (kW) | Technical Potential | 0 | 0 | 0 | 0 | 0 | 0 | 0 | 0 | 0 | 0 | 0 | 0 | 0 | 0 | 0 | 0 | 0 | 0 | 0 | 0 | 0 | 0 | 0 | 0 | 0 | 0 | 0 | 0 | 0 | 0 | 0
F3_Industrial_Food Products_Existing_Process_Natural Gas_Process Heat Recovery_A_Technical Potential | F3 | Industrial | Food Products | Existing | Process | Natural Gas | Process Heat Recovery | A | Original Unit Winter Peak Savings (kW) | Technical Potential | 0 | 0 | 0 | 0 | 0 | 0 | 0 | 0 | 0 | 0 | 0 | 0 | 0 | 0 | 0 | 0 | 0 | 0 | 0 | 0 | 0 | 0 | 0 | 0 | 0 | 0 | 0 | 0 | 0 | 0 | 0
F4_Industrial_Food Products_Existing_Process_Natural Gas_Process Heat Recovery_A_Technical Potential | F4 | Industrial | Food Products | Existing | Process | Natural Gas | Process Heat Recovery | A | Standalone Impact on Baseline Energy (%) | Technical Potential | 0% | 0% | 0% | 0% | 0% | 0.02267% | 0.04535% | 0.06829% | 0.09093% | 0.1135% | 0.1354% | 0.1521% | 0.1654% | 0.1786% | 0.1862% | 0.1947% | 0.2% | 0.2053% | 0.2106% | 0.2131% | 0.2162% | 0.217% | 0.2178% | 0.2186% | 0.0021926 | 0.002199 | 0.0022049 | 0.0022103 | 0 | 0 | 0
F5_Industrial_Food Products_Existing_Process_Natural Gas_Process Heat Recovery_A_Technical Potential | F5 | Industrial | Food Products | Existing | Process | Natural Gas | Process Heat Recovery | A | Standalone Impact on Baseline Summer Peak (%) | Technical Potential | 0% | 0% | 0% | 0% | 0% | 0% | 0% | 0% | 0% | 0% | 0% | 0% | 0% | 0% | 0% | 0% | 0% | 0% | 0% | 0% | 0% | 0% | 0% | 0% | 0 | 0 | 0 | 0 | 0 | 0 | 0
F6_Industrial_Food Products_Existing_Process_Natural Gas_Process Heat Recovery_A_Technical Potential | F6 | Industrial | Food Products | Existing | Process | Natural Gas | Process Heat Recovery | A | Standalone Impact on Baseline Winter Peak (%) | Technical Potential | 0% | 0% | 0% | 0% | 0% | 0% | 0% | 0% | 0% | 0% | 0% | 0% | 0% | 0% | 0% | 0% | 0% | 0% | 0% | 0% | 0% | 0% | 0% | 0% | 0 | 0 | 0 | 0 | 0 | 0 | 0
F7_Industrial_Food Products_Existing_Process_Natural Gas_Process Heat Recovery_A_Technical Potential | F7 | Industrial | Food Products | Existing | Process | Natural Gas | Process Heat Recovery | A | Incremental Energy Savings (MWh or mTherms) | Technical Potential | 0 | 0 | 0 | 0 | 0 | 1.1967 | 1.196 | 1.189 | 1.1896 | 1.1906 | 1.0579 | 0.84402 | 0.67385 | 0.53052 | 0.42603 | 0.33758 | 0.2701 | 0.21499 | 0.17046 | 0.13653 | 0.10877 | 0.00073901 | 0.00026297 | 8.9344e-05 | 2.9042e-05 | 2.4614e-05 | 2.4548e-05 | 2.4489e-05 | 0 | 0 | 0
F8_Industrial_Food Products_Existing_Process_Natural Gas_Process Heat Recovery_A_Technical Potential | F8 | Industrial | Food Products | Existing | Process | Natural Gas | Process Heat Recovery | A | Incremental Summer Peak Savings (MW) | Technical Potential | 0 | 0 | 0 | 0 | 0 | 0 | 0 | 0 | 0 | 0 | 0 | 0 | 0 | 0 | 0 | 0 | 0 | 0 | 0 | 0 | 0 | 0 | 0 | 0 | 0 | 0 | 0 | 0 | 0 | 0 | 0
F9_Industrial_Food Products_Existing_Process_Natural Gas_Process Heat Recovery_A_Technical Potential | F9 | Industrial | Food Products | Existing | Process | Natural Gas | Process Heat Recovery | A | Incremental Winter Peak Savings (MW) | Technical Potential | 0 | 0 | 0 | 0 | 0 | 0 | 0 | 0 | 0 | 0 | 0 | 0 | 0 | 0 | 0 | 0 | 0 | 0 | 0 | 0 | 0 | 0 | 0 | 0 | 0 | 0 | 0 | 0 | 0 | 0 | 0
F10_Industrial_Food Products_Existing_Process_Natural Gas_Process Heat Recovery_A_Technical Potential | F10 | Industrial | Food Products | Existing | Process | Natural Gas | Process Heat Recovery | A | Cumulative Energy Savings (MWh or mTherms) | Technical Potential | 0 | 0 | 0 | 0 | 0 | 1.1967 | 2.3927 | 3.5816 | 4.7712 | 5.9618 | 7.0197 | 7.8637 | 8.5376 | 9.0681 | 9.4941 | 9.8317 | 10.1018 | 10.3168 | 10.4873 | 10.6238 | 10.7326 | 10.7333 | 10.7336 | 10.7336 | 10.7337 | 10.7337 | 10.7337 | 10.7337 | 0 | 0 | 0
F11_Industrial_Food Products_Existing_Process_Natural Gas_Process Heat Recovery_A_Technical Potential | F11 | Industrial | Food Products | Existing | Process | Natural Gas | Process Heat Recovery | A | Cumulative Summer Peak Savings (MW) | Technical Potential | 0 | 0 | 0 | 0 | 0 | 0 | 0 | 0 | 0 | 0 | 0 | 0 | 0 | 0 | 0 | 0 | 0 | 0 | 0 | 0 | 0 | 0 | 0 | 0 | 0 | 0 | 0 | 0 | 0 | 0 | 0
F12_Industrial_Food Products_Existing_Process_Natural Gas_Process Heat Recovery_A_Technical Potential | F12 | Industrial | Food Products | Existing | Process | Natural Gas | Process Heat Recovery | A | Cumulative Winter Peak Savings (MW) | Technical Potential | 0 | 0 | 0 | 0 | 0 | 0 | 0 | 0 | 0 | 0 | 0 | 0 | 0 | 0 | 0 | 0 | 0 | 0 | 0 | 0 | 0 | 0 | 0 | 0 | 0 | 0 | 0 | 0 | 0 | 0 | 0
F13_Industrial_Food Products_Existing_Process_Natural Gas_Process Heat Recovery_A_Technical Potential | F13 | Industrial | Food Products | Existing | Process | Natural Gas | Process Heat Recovery | A | Purchases (Incremental) | Technical Potential | 0 | 0 | 0 | 0 | 0 | 369.8224 | 369.6195 | 367.4397 | 367.6383 | 367.9423 | 326.9429 | 260.8395 | 208.2479 | 163.9528 | 131.663 | 104.326 | 83.4716 | 66.4412 | 52.6788 | 42.193 | 33.6148 | 0.22839 | 0.08127 | 0.027611 | 0.0089753 | 0.0076068 | 0.0075866 | 0.0075682 | 1.0948e-06 | 1.0948e-06 | 1.0948e-06
F14_Industrial_Food Products_Existing_Process_Natural Gas_Process Heat Recovery_A_Technical Potential | F14 | Industrial | Food Products | Existing | Process | Natural Gas | Process Heat Recovery | A | Purchases (Cumulative) | Technical Potential | 0 | 0 | 0 | 0 | 0 | 369.8224 | 739.4419 | 1106.8816 | 1474.5199 | 1842.4623 | 2169.4051 | 2430.2447 | 2638.4926 | 2802.4455 | 2934.1085 | 3038.4345 | 3121.9061 | 3188.3473 | 3241.0261 | 3283.2191 | 3316.8339 | 3317.0623 | 3317.1436 | 3317.1712 | 3317.1802 | 3317.1878 | 3317.1954 | 3317.2029 | 3317.2029 | 3317.2029 | 3317.2029
F1_Industrial_Food Products_Existing_Space Heating_Natural Gas_Building Automation System_A_Technical Potential | F1 | Industrial | Food Products | Existing | Space Heating | Natural Gas | Building Automation System | A | Original Unit Energy Savings (kWh or therms) | Technical Potential | 0 | 0 | 0 | 0 | 0 | 0.015466 | 0.01539 | 0.015297 | 0.015198 | 0.015094 | 0.014989 | 0.014881 | 0.014774 | 0.014667 | 0.014552 | 0.014445 | 0.01434 | 0.014242 | 0.014151 | 0.014062 | 0.013978 | 0.013892 | 0.013815 | 0.013742 | 0.013672 | 0.013608 | 0.013548 | 0.013493 | 0 | 0 | 0
F2_Industrial_Food Products_Existing_Space Heating_Natural Gas_Building Automation System_A_Technical Potential | F2 | Industrial | Food Products | Existing | Space Heating | Natural Gas | Building Automation System | A | Original Unit Summer Peak Savings (kW) | Technical Potential | 0 | 0 | 0 | 0 | 0 | 0 | 0 | 0 | 0 | 0 | 0 | 0 | 0 | 0 | 0 | 0 | 0 | 0 | 0 | 0 | 0 | 0 | 0 | 0 | 0 | 0 | 0 | 0 | 0 | 0 | 0
F3_Industrial_Food Products_Existing_Space Heating_Natural Gas_Building Automation System_A_Technical Potential | F3 | Industrial | Food Products | Existing | Space Heating | Natural Gas | Building Automation System | A | Original Unit Winter Peak Savings (kW) | Technical Potential | 0 | 0 | 0 | 0 | 0 | 0 | 0 | 0 | 0 | 0 | 0 | 0 | 0 | 0 | 0 | 0 | 0 | 0 | 0 | 0 | 0 | 0 | 0 | 0 | 0 | 0 | 0 | 0 | 0 | 0 | 0
F4_Industrial_Food Products_Existing_Space Heating_Natural Gas_Building Automation System_A_Technical Potential | F4 | Industrial | Food Products | Existing | Space Heating | Natural Gas | Building Automation System | A | Standalone Impact on Baseline Energy (%) | Technical Potential | 0% | 0% | 0% | 0% | 0% | 0.01539% | 0.04615% | 0.101% | 0.1898% | 0.3245% | 0.5218% | 0.7859% | 1.128% | 1.567% | 2.058% | 2.635% | 3.228% | 3.839% | 4.435% | 4.923% | 5.351% | 5.684% | 5.921% | 6.079% | 0.061885 | 0.062065 | 0.062231 | 0.062382 | 0 | 0 | 0
F5_Industrial_Food Products_Existing_Space Heating_Natural Gas_Building Automation System_A_Technical Potential | F5 | Industrial | Food Products | Existing | Space Heating | Natural Gas | Building Automation System | A | Standalone Impact on Baseline Summer Peak (%) | Technical Potential | 0% | 0% | 0% | 0% | 0% | 0% | 0% | 0% | 0% | 0% | 0% | 0% | 0% | 0% | 0% | 0% | 0% | 0% | 0% | 0% | 0% | 0% | 0% | 0% | 0 | 0 | 0 | 0 | 0 | 0 | 0
F6_Industrial_Food Products_Existing_Space Heating_Natural Gas_Building Automation System_A_Technical Potential | F6 | Industrial | Food Products | Existing | Space Heating | Natural Gas | Building Automation System | A | Standalone Impact on Baseline Winter Peak (%) | Technical Potential | 0% | 0% | 0% | 0% | 0% | 0% | 0% | 0% | 0% | 0% | 0% | 0% | 0% | 0% | 0% | 0% | 0% | 0% | 0% | 0% | 0% | 0% | 0% | 0% | 0 | 0 | 0 | 0 | 0 | 0 | 0
F7_Industrial_Food Products_Existing_Space Heating_Natural Gas_Building Automation System_A_Technical Potential | F7 | Industrial | Food Products | Existing | Space Heating | Natural Gas | Building Automation System | A | Incremental Energy Savings (MWh or mTherms) | Technical Potential | 0 | 0 | 0 | 0 | 0 | 0.051296 | 0.10198 | 0.17891 | 0.28929 | 0.43647 | 0.61289 | 0.82544 | 1.0602 | 1.2811 | 1.5046 | 1.6597 | 1.753 | 1.7395 | 1.6147 | 1.4124 | 1.1563 | 0.87539 | 0.60047 | 0.3803 | 0.24599 | 0 | 0 | 0 | 0 | 0 | 0
F8_Industrial_Food Products_Existing_Space Heating_Natural Gas_Building Automation System_A_Technical Potential | F8 | Industrial | Food Products | Existing | Space Heating | Natural Gas | Building Automation System | A | Incremental Summer Peak Savings (MW) | Technical Potential | 0 | 0 | 0 | 0 | 0 | 0 | 0 | 0 | 0 | 0 | 0 | 0 | 0 | 0 | 0 | 0 | 0 | 0 | 0 | 0 | 0 | 0 | 0 | 0 | 0 | 0 | 0 | 0 | 0 | 0 | 0
F9_Industrial_Food Products_Existing_Space Heating_Natural Gas_Building Automation System_A_Technical Potential | F9 | Industrial | Food Products | Existing | Space Heating | Natural Gas | Building Automation System | A | Incremental Winter Peak Savings (MW) | Technical Potential | 0 | 0 | 0 | 0 | 0 | 0 | 0 | 0 | 0 | 0 | 0 | 0 | 0 | 0 | 0 | 0 | 0 | 0 | 0 | 0 | 0 | 0 | 0 | 0 | 0 | 0 | 0 | 0 | 0 | 0 | 0
F10_Industrial_Food Products_Existing_Space Heating_Natural Gas_Building Automation System_A_Technical Potential | F10 | Industrial | Food Products | Existing | Space Heating | Natural Gas | Building Automation System | A | Cumulative Energy Savings (MWh or mTherms) | Technical Potential | 0 | 0 | 0 | 0 | 0 | 0.051296 | 0.15302 | 0.331 | 0.61815 | 1.0504 | 1.656 | 2.4695 | 3.5119 | 4.7677 | 6.2347 | 7.8487 | 9.5444 | 11.2188 | 12.7617 | 14.094 | 15.1662 | 15.9485 | 16.4601 | 16.7533 | 16.9144 | 16.8348 | 16.761 | 16.6927 | 0 | 0 | 0
F11_Industrial_Food Products_Existing_Space Heating_Natural Gas_Building Automation System_A_Technical Potential | F11 | Industrial | Food Products | Existing | Space Heating | Natural Gas | Building Automation System | A | Cumulative Summer Peak Savings (MW) | Technical Potential | 0 | 0 | 0 | 0 | 0 | 0 | 0 | 0 | 0 | 0 | 0 | 0 | 0 | 0 | 0 | 0 | 0 | 0 | 0 | 0 | 0 | 0 | 0 | 0 | 0 | 0 | 0 | 0 | 0 | 0 | 0
F12_Industrial_Food Products_Existing_Space Heating_Natural Gas_Building Automation System_A_Technical Potential | F12 | Industrial | Food Products | Existing | Space Heating | Natural Gas | Building Automation System | A | Cumulative Winter Peak Savings (MW) | Technical Potential | 0 | 0 | 0 | 0 | 0 | 0 | 0 | 0 | 0 | 0 | 0 | 0 | 0 | 0 | 0 | 0 | 0 | 0 | 0 | 0 | 0 | 0 | 0 | 0 | 0 | 0 | 0 | 0 | 0 | 0 | 0
F13_Industrial_Food Products_Existing_Space Heating_Natural Gas_Building Automation System_A_Technical Potential | F13 | Industrial | Food Products | Existing | Space Heating | Natural Gas | Building Automation System | A | Purchases (Incremental) | Technical Potential | 0 | 0 | 0 | 0 | 0 | 3316.7036 | 6626.2343 | 11695.7956 | 19035.1001 | 28916.5141 | 40888.7038 | 55467.8754 | 71760.399 | 87345.8432 | 103394.7615 | 114895.9708 | 122243.5426 | 122136.0676 | 114106.8545 | 100444.2868 | 82722.8162 | 63012.5905 | 43465.1502 | 27675.0323 | 17992.0176 | 0 | 0 | 0 | 0 | 0 | 0
F14_Industrial_Food Products_Existing_Space Heating_Natural Gas_Building Automation System_A_Technical Potential | F14 | Industrial | Food Products | Existing | Space Heating | Natural Gas | Building Automation System | A | Purchases (Cumulative) | Technical Potential | 0 | 0 | 0 | 0 | 0 | 3316.7036 | 9942.9379 | 21638.7335 | 40673.8336 | 69590.3477 | 110479.0515 | 165946.9269 | 237707.3259 | 325053.1691 | 428447.9306 | 543343.9013 | 665587.4439 | 787723.5115 | 901830.366 | 1002274.6528 | 1084997.469 | 1148010.0595 | 1191475.2097 | 1219150.2419 | 1237142.2596 | 1237142.2596 | 1237142.2596 | 1237142.2596 | 1237142.2596 | 1237142.2596 | 1237142.2596
F1_Industrial_Food Products_Existing_Space Heating_Natural Gas_Steam System Efficiency Improvements_A_Technical Potential | F1 | Industrial | Food Products | Existing | Space Heating | Natural Gas | Steam System Efficiency Improvements | A | Original Unit Energy Savings (kWh or therms) | Technical Potential | 0 | 0 | 0 | 0 | 0 | 0.13779 | 0.13686 | 0.13593 | 0.135 | 0.13407 | 0.13317 | 0.13227 | 0.13139 | 0.13051 | 0.12958 | 0.12873 | 0.12789 | 0.12707 | 0.12625 | 0.12544 | 0.12465 | 0.12383 | 0.12303 | 0.12227 | 0.12149 | 0.12079 | 0.12015 | 0.11956 | 0.11902 | 0.11854 | 0.11809
F2_Industrial_Food Products_Existing_Space Heating_Natural Gas_Steam System Efficiency Improvements_A_Technical Potential | F2 | Industrial | Food Products | Existing | Space Heating | Natural Gas | Steam System Efficiency Improvements | A | Original Unit Summer Peak Savings (kW) | Technical Potential | 0 | 0 | 0 | 0 | 0 | 0 | 0 | 0 | 0 | 0 | 0 | 0 | 0 | 0 | 0 | 0 | 0 | 0 | 0 | 0 | 0 | 0 | 0 | 0 | 0 | 0 | 0 | 0 | 0 | 0 | 0
F3_Industrial_Food Products_Existing_Space Heating_Natural Gas_Steam System Efficiency Improvements_A_Technical Potential | F3 | Industrial | Food Products | Existing | Space Heating | Natural Gas | Steam System Efficiency Improvements | A | Original Unit Winter Peak Savings (kW) | Technical Potential | 0 | 0 | 0 | 0 | 0 | 0 | 0 | 0 | 0 | 0 | 0 | 0 | 0 | 0 | 0 | 0 | 0 | 0 | 0 | 0 | 0 | 0 | 0 | 0 | 0 | 0 | 0 | 0 | 0 | 0 | 0
F4_Industrial_Food Products_Existing_Space Heating_Natural Gas_Steam System Efficiency Improvements_A_Technical Potential | F4 | Industrial | Food Products | Existing | Space Heating | Natural Gas | Steam System Efficiency Improvements | A | Standalone Impact on Baseline Energy (%) | Technical Potential | 0% | 0% | 0% | 0% | 0% | 0.0009716% | 0.002909% | 0.006363% | 0.01195% | 0.02043% | 0.03285% | 0.0495% | 0.07109% | 0.09884% | 0.1299% | 0.1664% | 0.204% | 0.2428% | 0.2804% | 0.3112% | 0.3382% | 0.3591% | 0.3737% | 0.3833% | 0.0038974 | 0.0039045 | 0.0039112 | 0.0039175 | 0 | 0 | 0
F5_Industrial_Food Products_Existing_Space Heating_Natural Gas_Steam System Efficiency Improvements_A_Technical Potential | F5 | Industrial | Food Products | Existing | Space Heating | Natural Gas | Steam System Efficiency Improvements | A | Standalone Impact on Baseline Summer Peak (%) | Technical Potential | 0% | 0% | 0% | 0% | 0% | 0% | 0% | 0% | 0% | 0% | 0% | 0% | 0% | 0% | 0% | 0% | 0% | 0% | 0% | 0% | 0% | 0% | 0% | 0% | 0 | 0 | 0 | 0 | 0 | 0 | 0
F6_Industrial_Food Products_Existing_Space Heating_Natural Gas_Steam System Efficiency Improvements_A_Technical Potential | F6 | Industrial | Food Products | Existing | Space Heating | Natural Gas | Steam System Efficiency Improvements | A | Standalone Impact on Baseline Winter Peak (%) | Technical Potential | 0% | 0% | 0% | 0% | 0% | 0% | 0% | 0% | 0% | 0% | 0% | 0% | 0% | 0% | 0% | 0% | 0% | 0% | 0% | 0% | 0% | 0% | 0% | 0% | 0 | 0 | 0 | 0 | 0 | 0 | 0
F7_Industrial_Food Products_Existing_Space Heating_Natural Gas_Steam System Efficiency Improvements_A_Technical Potential | F7 | Industrial | Food Products | Existing | Space Heating | Natural Gas | Steam System Efficiency Improvements | A | Incremental Energy Savings (MWh or mTherms) | Technical Potential | 0 | 0 | 0 | 0 | 0 | 0.003239 | 0.0064271 | 0.011267 | 0.018212 | 0.027476 | 0.03859 | 0.051997 | 0.06682 | 0.080791 | 0.094956 | 0.10483 | 0.1108 | 0.10999 | 0.1021 | 0.089293 | 0.073077 | 0.055298 | 0.0379 | 0.023981 | 0.015492 | 0 | 0 | 0 | 0 | 0 | 0
F8_Industrial_Food Products_Existing_Space Heating_Natural Gas_Steam System Efficiency Improvements_A_Technical Potential | F8 | Industrial | Food Products | Existing | Space Heating | Natural Gas | Steam System Efficiency Improvements | A | Incremental Summer Peak Savings (MW) | Technical Potential | 0 | 0 | 0 | 0 | 0 | 0 | 0 | 0 | 0 | 0 | 0 | 0 | 0 | 0 | 0 | 0 | 0 | 0 | 0 | 0 | 0 | 0 | 0 | 0 | 0 | 0 | 0 | 0 | 0 | 0 | 0
F9_Industrial_Food Products_Existing_Space Heating_Natural Gas_Steam System Efficiency Improvements_A_Technical Potential | F9 | Industrial | Food Products | Existing | Space Heating | Natural Gas | Steam System Efficiency Improvements | A | Incremental Winter Peak Savings (MW) | Technical Potential | 0 | 0 | 0 | 0 | 0 | 0 | 0 | 0 | 0 | 0 | 0 | 0 | 0 | 0 | 0 | 0 | 0 | 0 | 0 | 0 | 0 | 0 | 0 | 0 | 0 | 0 | 0 | 0 | 0 | 0 | 0
F10_Industrial_Food Products_Existing_Space Heating_Natural Gas_Steam System Efficiency Improvements_A_Technical Potential | F10 | Industrial | Food Products | Existing | Space Heating | Natural Gas | Steam System Efficiency Improvements | A | Cumulative Energy Savings (MWh or mTherms) | Technical Potential | 0 | 0 | 0 | 0 | 0 | 0.003239 | 0.0096442 | 0.020846 | 0.038915 | 0.066123 | 0.10427 | 0.15556 | 0.22134 | 0.30066 | 0.39348 | 0.49572 | 0.60329 | 0.70938 | 0.80693 | 0.891 | 0.95848 | 1.0075 | 1.0389 | 1.0564 | 1.0652 | 1.0591 | 1.0534 | 1.0483 | 1.0436 | 1.0393 | 1.0354
F11_Industrial_Food Products_Existing_Space Heating_Natural Gas_Steam System Efficiency Improvements_A_Technical Potential | F11 | Industrial | Food Products | Existing | Space Heating | Natural Gas | Steam System Efficiency Improvements | A | Cumulative Summer Peak Savings (MW) | Technical Potential | 0 | 0 | 0 | 0 | 0 | 0 | 0 | 0 | 0 | 0 | 0 | 0 | 0 | 0 | 0 | 0 | 0 | 0 | 0 | 0 | 0 | 0 | 0 | 0 | 0 | 0 | 0 | 0 | 0 | 0 | 0
F12_Industrial_Food Products_Existing_Space Heating_Natural Gas_Steam System Efficiency Improvements_A_Technical Potential | F12 | Industrial | Food Products | Existing | Space Heating | Natural Gas | Steam System Efficiency Improvements | A | Cumulative Winter Peak Savings (MW) | Technical Potential | 0 | 0 | 0 | 0 | 0 | 0 | 0 | 0 | 0 | 0 | 0 | 0 | 0 | 0 | 0 | 0 | 0 | 0 | 0 | 0 | 0 | 0 | 0 | 0 | 0 | 0 | 0 | 0 | 0 | 0 | 0
F13_Industrial_Food Products_Existing_Space Heating_Natural Gas_Steam System Efficiency Improvements_A_Technical Potential | F13 | Industrial | Food Products | Existing | Space Heating | Natural Gas | Steam System Efficiency Improvements | A | Purchases (Incremental) | Technical Potential | 0 | 0 | 0 | 0 | 0 | 23.5059 | 46.9609 | 82.8895 | 134.9041 | 204.9349 | 289.7832 | 393.1076 | 508.5747 | 619.0307 | 732.7713 | 814.2818 | 866.3549 | 865.5933 | 808.6892 | 711.8609 | 586.2667 | 446.5779 | 308.0428 | 196.1363 | 127.5116 | 0 | 0 | 0 | 0 | 0 | 0
F14_Industrial_Food Products_Existing_Space Heating_Natural Gas_Steam System Efficiency Improvements_A_Technical Potential | F14 | Industrial | Food Products | Existing | Space Heating | Natural Gas | Steam System Efficiency Improvements | A | Purchases (Cumulative) | Technical Potential | 0 | 0 | 0 | 0 | 0 | 23.5059 | 70.4668 | 153.3564 | 288.2604 | 493.1953 | 782.9786 | 1176.0862 | 1684.6609 | 2303.6916 | 3036.4629 | 3850.7447 | 4717.0996 | 5582.6929 | 6391.3821 | 7103.2431 | 7689.5098 | 8136.0877 | 8444.1306 | 8640.2669 | 8767.7785 | 8767.7785 | 8767.7785 | 8767.7785 | 8767.7785 | 8767.7785 | 8767.7785
F1_Industrial_Food Products_Existing_Process_Natural Gas_Steam System Efficiency Improvements_A_Technical Potential | F1 | Industrial | Food Products | Existing | Process | Natural Gas | Steam System Efficiency Improvements | A | Original Unit Energy Savings (kWh or therms) | Technical Potential | 0 | 0 | 0 | 0 | 0 | 5.0908 | 5.0908 | 5.0908 | 5.0908 | 5.0908 | 5.0908 | 5.0908 | 5.0908 | 5.0908 | 5.0908 | 5.0908 | 5.0908 | 5.0908 | 5.0908 | 5.0908 | 5.0908 | 5.0908 | 5.0908 | 5.0908 | 5.0908 | 5.0908 | 5.0908 | 5.0908 | 5.0908 | 5.0908 | 5.0908
F2_Industrial_Food Products_Existing_Process_Natural Gas_Steam System Efficiency Improvements_A_Technical Potential | F2 | Industrial | Food Products | Existing | Process | Natural Gas | Steam System Efficiency Improvements | A | Original Unit Summer Peak Savings (kW) | Technical Potential | 0 | 0 | 0 | 0 | 0 | 0 | 0 | 0 | 0 | 0 | 0 | 0 | 0 | 0 | 0 | 0 | 0 | 0 | 0 | 0 | 0 | 0 | 0 | 0 | 0 | 0 | 0 | 0 | 0 | 0 | 0
F3_Industrial_Food Products_Existing_Process_Natural Gas_Steam System Efficiency Improvements_A_Technical Potential | F3 | Industrial | Food Products | Existing | Process | Natural Gas | Steam System Efficiency Improvements | A | Original Unit Winter Peak Savings (kW) | Technical Potential | 0 | 0 | 0 | 0 | 0 | 0 | 0 | 0 | 0 | 0 | 0 | 0 | 0 | 0 | 0 | 0 | 0 | 0 | 0 | 0 | 0 | 0 | 0 | 0 | 0 | 0 | 0 | 0 | 0 | 0 | 0
F4_Industrial_Food Products_Existing_Process_Natural Gas_Steam System Efficiency Improvements_A_Technical Potential | F4 | Industrial | Food Products | Existing | Process | Natural Gas | Steam System Efficiency Improvements | A | Standalone Impact on Baseline Energy (%) | Technical Potential | 0% | 0% | 0% | 0% | 0% | 0.0001394% | 0.0004181% | 0.0009152% | 0.001719% | 0.002939% | 0.004726% | 0.007119% | 0.01022% | 0.0142% | 0.01864% | 0.02387% | 0.02924% | 0.03478% | 0.04017% | 0.04459% | 0.04847% | 0.05149% | 0.05363% | 0.05507% | 0.00056057 | 0.00056221 | 0.00056371 | 0.00056508 | 0 | 0 | 0
F5_Industrial_Food Products_Existing_Process_Natural Gas_Steam System Efficiency Improvements_A_Technical Potential | F5 | Industrial | Food Products | Existing | Process | Natural Gas | Steam System Efficiency Improvements | A | Standalone Impact on Baseline Summer Peak (%) | Technical Potential | 0% | 0% | 0% | 0% | 0% | 0% | 0% | 0% | 0% | 0% | 0% | 0% | 0% | 0% | 0% | 0% | 0% | 0% | 0% | 0% | 0% | 0% | 0% | 0% | 0 | 0 | 0 | 0 | 0 | 0 | 0
F6_Industrial_Food Products_Existing_Process_Natural Gas_Steam System Efficiency Improvements_A_Technical Potential | F6 | Industrial | Food Products | Existing | Process | Natural Gas | Steam System Efficiency Improvements | A | Standalone Impact on Baseline Winter Peak (%) | Technical Potential | 0% | 0% | 0% | 0% | 0% | 0% | 0% | 0% | 0% | 0% | 0% | 0% | 0% | 0% | 0% | 0% | 0% | 0% | 0% | 0% | 0% | 0% | 0% | 0% | 0 | 0 | 0 | 0 | 0 | 0 | 0
F7_Industrial_Food Products_Existing_Process_Natural Gas_Steam System Efficiency Improvements_A_Technical Potential | F7 | Industrial | Food Products | Existing | Process | Natural Gas | Steam System Efficiency Improvements | A | Incremental Energy Savings (MWh or mTherms) | Technical Potential | 0 | 0 | 0 | 0 | 0 | 0.007357 | 0.014698 | 0.025943 | 0.042223 | 0.064141 | 0.090698 | 0.12304 | 0.15918 | 0.19375 | 0.22935 | 0.25486 | 0.27116 | 0.27092 | 0.25311 | 0.2228 | 0.18349 | 0.13977 | 0.096413 | 0.061388 | 0.039909 | 0 | 0 | 0 | 0 | 0 | 0
F8_Industrial_Food Products_Existing_Process_Natural Gas_Steam System Efficiency Improvements_A_Technical Potential | F8 | Industrial | Food Products | Existing | Process | Natural Gas | Steam System Efficiency Improvements | A | Incremental Summer Peak Savings (MW) | Technical Potential | 0 | 0 | 0 | 0 | 0 | 0 | 0 | 0 | 0 | 0 | 0 | 0 | 0 | 0 | 0 | 0 | 0 | 0 | 0 | 0 | 0 | 0 | 0 | 0 | 0 | 0 | 0 | 0 | 0 | 0 | 0
F9_Industrial_Food Products_Existing_Process_Natural Gas_Steam System Efficiency Improvements_A_Technical Potential | F9 | Industrial | Food Products | Existing | Process | Natural Gas | Steam System Efficiency Improvements | A | Incremental Winter Peak Savings (MW) | Technical Potential | 0 | 0 | 0 | 0 | 0 | 0 | 0 | 0 | 0 | 0 | 0 | 0 | 0 | 0 | 0 | 0 | 0 | 0 | 0 | 0 | 0 | 0 | 0 | 0 | 0 | 0 | 0 | 0 | 0 | 0 | 0
F10_Industrial_Food Products_Existing_Process_Natural Gas_Steam System Efficiency Improvements_A_Technical Potential | F10 | Industrial | Food Products | Existing | Process | Natural Gas | Steam System Efficiency Improvements | A | Cumulative Energy Savings (MWh or mTherms) | Technical Potential | 0 | 0 | 0 | 0 | 0 | 0.007357 | 0.022055 | 0.047998 | 0.090221 | 0.15436 | 0.24506 | 0.3681 | 0.52727 | 0.72102 | 0.95037 | 1.2052 | 1.4764 | 1.7473 | 2.0004 | 2.2232 | 2.4067 | 2.5465 | 2.6429 | 2.7043 | 2.7442 | 2.7442 | 2.7442 | 2.7442 | 2.7442 | 2.7442 | 2.7442
F11_Industrial_Food Products_Existing_Process_Natural Gas_Steam System Efficiency Improvements_A_Technical Potential | F11 | Industrial | Food Products | Existing | Process | Natural Gas | Steam System Efficiency Improvements | A | Cumulative Summer Peak Savings (MW) | Technical Potential | 0 | 0 | 0 | 0 | 0 | 0 | 0 | 0 | 0 | 0 | 0 | 0 | 0 | 0 | 0 | 0 | 0 | 0 | 0 | 0 | 0 | 0 | 0 | 0 | 0 | 0 | 0 | 0 | 0 | 0 | 0
F12_Industrial_Food Products_Existing_Process_Natural Gas_Steam System Efficiency Improvements_A_Technical Potential | F12 | Industrial | Food Products | Existing | Process | Natural Gas | Steam System Efficiency Improvements | A | Cumulative Winter Peak Savings (MW) | Technical Potential | 0 | 0 | 0 | 0 | 0 | 0 | 0 | 0 | 0 | 0 | 0 | 0 | 0 | 0 | 0 | 0 | 0 | 0 | 0 | 0 | 0 | 0 | 0 | 0 | 0 | 0 | 0 | 0 | 0 | 0 | 0
F13_Industrial_Food Products_Existing_Process_Natural Gas_Steam System Efficiency Improvements_A_Technical Potential | F13 | Industrial | Food Products | Existing | Process | Natural Gas | Steam System Efficiency Improvements | A | Purchases (Incremental) | Technical Potential | 0 | 0 | 0 | 0 | 0 | 1.4451 | 2.8872 | 5.0961 | 8.2939 | 12.5994 | 17.8159 | 24.1683 | 31.2672 | 38.058 | 45.0508 | 50.0621 | 53.2635 | 53.2167 | 49.7183 | 43.7652 | 36.0437 | 27.4556 | 18.9385 | 12.0585 | 7.8394 | 0 | 0 | 0 | 0 | 0 | 0
F14_Industrial_Food Products_Existing_Process_Natural Gas_Steam System Efficiency Improvements_A_Technical Potential | F14 | Industrial | Food Products | Existing | Process | Natural Gas | Steam System Efficiency Improvements | A | Purchases (Cumulative) | Technical Potential | 0 | 0 | 0 | 0 | 0 | 1.4451 | 4.3323 | 9.4284 | 17.7223 | 30.3217 | 48.1376 | 72.3058 | 103.573 | 141.6311 | 186.6819 | 236.744 | 290.0075 | 343.2243 | 392.9425 | 436.7078 | 472.7515 | 500.2071 | 519.1456 | 531.2041 | 539.0435 | 539.0435 | 539.0435 | 539.0435 | 539.0435 | 539.0435 | 539.0435
F1_Industrial_Food Products_Existing_Space Heating_Natural Gas_Strategic Energy Management_A_Technical Potential | F1 | Industrial | Food Products | Existing | Space Heating | Natural Gas | Strategic Energy Management | A | Original Unit Energy Savings (kWh or therms) | Technical Potential | 0 | 0 | 0 | 0 | 0 | 7.8487 | 7.8103 | 7.7628 | 7.7127 | 7.6601 | 7.6068 | 7.5521 | 7.4977 | 7.4434 | 7.3849 | 7.3307 | 7.2772 | 7.2276 | 7.1813 | 7.1362 | 7.0936 | 7.0501 | 7.0108 | 6.9737 | 6.9384 | 6.9057 | 6.8755 | 6.8475 | 0 | 0 | 0
F2_Industrial_Food Products_Existing_Space Heating_Natural Gas_Strategic Energy Management_A_Technical Potential | F2 | Industrial | Food Products | Existing | Space Heating | Natural Gas | Strategic Energy Management | A | Original Unit Summer Peak Savings (kW) | Technical Potential | 0 | 0 | 0 | 0 | 0 | 0 | 0 | 0 | 0 | 0 | 0 | 0 | 0 | 0 | 0 | 0 | 0 | 0 | 0 | 0 | 0 | 0 | 0 | 0 | 0 | 0 | 0 | 0 | 0 | 0 | 0
F3_Industrial_Food Products_Existing_Space Heating_Natural Gas_Strategic Energy Management_A_Technical Potential | F3 | Industrial | Food Products | Existing | Space Heating | Natural Gas | Strategic Energy Management | A | Original Unit Winter Peak Savings (kW) | Technical Potential | 0 | 0 | 0 | 0 | 0 | 0 | 0 | 0 | 0 | 0 | 0 | 0 | 0 | 0 | 0 | 0 | 0 | 0 | 0 | 0 | 0 | 0 | 0 | 0 | 0 | 0 | 0 | 0 | 0 | 0 | 0
F4_Industrial_Food Products_Existing_Space Heating_Natural Gas_Strategic Energy Management_A_Technical Potential | F4 | Industrial | Food Products | Existing | Space Heating | Natural Gas | Strategic Energy Management | A | Standalone Impact on Baseline Energy (%) | Technical Potential | 0% | 0% | 0% | 0% | 0% | 0.09675% | 0.1936% | 0.2915% | 0.388% | 0.4845% | 0.5875% | 0.6858% | 0.784% | 0.8934% | 0.9867% | 1.093% | 1.19% | 1.292% | 1.401% | 1.496% | 1.599% | 1.702% | 1.805% | 1.908% | 0.020104 | 0.020163 | 0.020217 | 0.020266 | 0 | 0 | 0
F5_Industrial_Food Products_Existing_Space Heating_Natural Gas_Strategic Energy Management_A_Technical Potential | F5 | Industrial | Food Products | Existing | Space Heating | Natural Gas | Strategic Energy Management | A | Standalone Impact on Baseline Summer Peak (%) | Technical Potential | 0% | 0% | 0% | 0% | 0% | 0% | 0% | 0% | 0% | 0% | 0% | 0% | 0% | 0% | 0% | 0% | 0% | 0% | 0% | 0% | 0% | 0% | 0% | 0% | 0 | 0 | 0 | 0 | 0 | 0 | 0
F6_Industrial_Food Products_Existing_Space Heating_Natural Gas_Strategic Energy Management_A_Technical Potential | F6 | Industrial | Food Products | Existing | Space Heating | Natural Gas | Strategic Energy Management | A | Standalone Impact on Baseline Winter Peak (%) | Technical Potential | 0% | 0% | 0% | 0% | 0% | 0% | 0% | 0% | 0% | 0% | 0% | 0% | 0% | 0% | 0% | 0% | 0% | 0% | 0% | 0% | 0% | 0% | 0% | 0% | 0 | 0 | 0 | 0 | 0 | 0 | 0
F7_Industrial_Food Products_Existing_Space Heating_Natural Gas_Strategic Energy Management_A_Technical Potential | F7 | Industrial | Food Products | Existing | Space Heating | Natural Gas | Strategic Energy Management | A | Incremental Energy Savings (MWh or mTherms) | Technical Potential | 0 | 0 | 0 | 0 | 0 | 0.32255 | 0.3208 | 0.31697 | 0.31509 | 0.3132 | 0.30707 | 0.30403 | 0.30122 | 0.2943 | 0.2931 | 0.28817 | 0.28611 | 0.28273 | 0.27841 | 0.27699 | 0.2742 | 0.27146 | 0.26896 | 0.26663 | 0.26444 | 0 | 0 | 0 | 0 | 0 | 0
F8_Industrial_Food Products_Existing_Space Heating_Natural Gas_Strategic Energy Management_A_Technical Potential | F8 | Industrial | Food Products | Existing | Space Heating | Natural Gas | Strategic Energy Management | A | Incremental Summer Peak Savings (MW) | Technical Potential | 0 | 0 | 0 | 0 | 0 | 0 | 0 | 0 | 0 | 0 | 0 | 0 | 0 | 0 | 0 | 0 | 0 | 0 | 0 | 0 | 0 | 0 | 0 | 0 | 0 | 0 | 0 | 0 | 0 | 0 | 0
F9_Industrial_Food Products_Existing_Space Heating_Natural Gas_Strategic Energy Management_A_Technical Potential | F9 | Industrial | Food Products | Existing | Space Heating | Natural Gas | Strategic Energy Management | A | Incremental Winter Peak Savings (MW) | Technical Potential | 0 | 0 | 0 | 0 | 0 | 0 | 0 | 0 | 0 | 0 | 0 | 0 | 0 | 0 | 0 | 0 | 0 | 0 | 0 | 0 | 0 | 0 | 0 | 0 | 0 | 0 | 0 | 0 | 0 | 0 | 0
F10_Industrial_Food Products_Existing_Space Heating_Natural Gas_Strategic Energy Management_A_Technical Potential | F10 | Industrial | Food Products | Existing | Space Heating | Natural Gas | Strategic Energy Management | A | Cumulative Energy Savings (MWh or mTherms) | Technical Potential | 0 | 0 | 0 | 0 | 0 | 0.32255 | 0.64177 | 0.95483 | 1.2637 | 1.5683 | 1.8645 | 2.1551 | 2.4408 | 2.7174 | 2.9892 | 3.2554 | 3.5178 | 3.7765 | 4.0307 | 4.2824 | 4.5311 | 4.7747 | 5.0171 | 5.2571 | 5.4949 | 5.4691 | 5.4451 | 5.4229 | 0 | 0 | 0
F11_Industrial_Food Products_Existing_Space Heating_Natural Gas_Strategic Energy Management_A_Technical Potential | F11 | Industrial | Food Products | Existing | Space Heating | Natural Gas | Strategic Energy Management | A | Cumulative Summer Peak Savings (MW) | Technical Potential | 0 | 0 | 0 | 0 | 0 | 0 | 0 | 0 | 0 | 0 | 0 | 0 | 0 | 0 | 0 | 0 | 0 | 0 | 0 | 0 | 0 | 0 | 0 | 0 | 0 | 0 | 0 | 0 | 0 | 0 | 0
F12_Industrial_Food Products_Existing_Space Heating_Natural Gas_Strategic Energy Management_A_Technical Potential | F12 | Industrial | Food Products | Existing | Space Heating | Natural Gas | Strategic Energy Management | A | Cumulative Winter Peak Savings (MW) | Technical Potential | 0 | 0 | 0 | 0 | 0 | 0 | 0 | 0 | 0 | 0 | 0 | 0 | 0 | 0 | 0 | 0 | 0 | 0 | 0 | 0 | 0 | 0 | 0 | 0 | 0 | 0 | 0 | 0 | 0 | 0 | 0
F13_Industrial_Food Products_Existing_Space Heating_Natural Gas_Strategic Energy Management_A_Technical Potential | F13 | Industrial | Food Products | Existing | Space Heating | Natural Gas | Strategic Energy Management | A | Purchases (Incremental) | Technical Potential | 0 | 0 | 0 | 0 | 0 | 41.0959 | 41.0734 | 40.8311 | 40.8532 | 40.887 | 40.3678 | 40.2575 | 40.1757 | 39.5378 | 39.6887 | 39.3102 | 39.3153 | 39.1175 | 38.7685 | 38.8144 | 38.6539 | 38.5036 | 38.3633 | 38.2329 | 38.1124 | 0 | 0 | 0 | 0 | 0 | 0
F14_Industrial_Food Products_Existing_Space Heating_Natural Gas_Strategic Energy Management_A_Technical Potential | F14 | Industrial | Food Products | Existing | Space Heating | Natural Gas | Strategic Energy Management | A | Purchases (Cumulative) | Technical Potential | 0 | 0 | 0 | 0 | 0 | 41.0959 | 82.1693 | 123.0004 | 163.8537 | 204.7407 | 245.1085 | 285.3659 | 325.5416 | 365.0794 | 404.7681 | 444.0783 | 483.3937 | 522.5111 | 561.2796 | 600.0941 | 638.748 | 677.2516 | 715.6149 | 753.8479 | 791.9602 | 791.9602 | 791.9602 | 791.9602 | 791.9602 | 791.9602 | 791.9602
F1_Industrial_Food Products_Existing_Process_Natural Gas_Strategic Energy Management_A_Technical Potential | F1 | Industrial | Food Products | Existing | Process | Natural Gas | Strategic Energy Management | A | Original Unit Energy Savings (kWh or therms) | Technical Potential | 0 | 0 | 0 | 0 | 0 | 30.2077 | 30.2077 | 30.2077 | 30.2077 | 30.2077 | 30.2077 | 30.2077 | 30.2077 | 30.2077 | 30.2077 | 30.2077 | 30.2077 | 30.2077 | 30.2077 | 30.2077 | 30.2077 | 30.2077 | 30.2077 | 30.2077 | 30.2077 | 30.2077 | 30.2077 | 30.2077 | 0 | 0 | 0
F2_Industrial_Food Products_Existing_Process_Natural Gas_Strategic Energy Management_A_Technical Potential | F2 | Industrial | Food Products | Existing | Process | Natural Gas | Strategic Energy Management | A | Original Unit Summer Peak Savings (kW) | Technical Potential | 0 | 0 | 0 | 0 | 0 | 0 | 0 | 0 | 0 | 0 | 0 | 0 | 0 | 0 | 0 | 0 | 0 | 0 | 0 | 0 | 0 | 0 | 0 | 0 | 0 | 0 | 0 | 0 | 0 | 0 | 0
F3_Industrial_Food Products_Existing_Process_Natural Gas_Strategic Energy Management_A_Technical Potential | F3 | Industrial | Food Products | Existing | Process | Natural Gas | Strategic Energy Management | A | Original Unit Winter Peak Savings (kW) | Technical Potential | 0 | 0 | 0 | 0 | 0 | 0 | 0 | 0 | 0 | 0 | 0 | 0 | 0 | 0 | 0 | 0 | 0 | 0 | 0 | 0 | 0 | 0 | 0 | 0 | 0 | 0 | 0 | 0 | 0 | 0 | 0
F4_Industrial_Food Products_Existing_Process_Natural Gas_Strategic Energy Management_A_Technical Potential | F4 | Industrial | Food Products | Existing | Process | Natural Gas | Strategic Energy Management | A | Standalone Impact on Baseline Energy (%) | Technical Potential | 0% | 0% | 0% | 0% | 0% | 0.09675% | 0.1936% | 0.2915% | 0.388% | 0.4845% | 0.5875% | 0.6858% | 0.784% | 0.8934% | 0.9867% | 1.093% | 1.19% | 1.292% | 1.401% | 1.496% | 1.599% | 1.702% | 1.805% | 1.908% | 0.020104 | 0.020163 | 0.020217 | 0.020266 | 0 | 0 | 0
F5_Industrial_Food Products_Existing_Process_Natural Gas_Strategic Energy Management_A_Technical Potential | F5 | Industrial | Food Products | Existing | Process | Natural Gas | Strategic Energy Management | A | Standalone Impact on Baseline Summer Peak (%) | Technical Potential | 0% | 0% | 0% | 0% | 0% | 0% | 0% | 0% | 0% | 0% | 0% | 0% | 0% | 0% | 0% | 0% | 0% | 0% | 0% | 0% | 0% | 0% | 0% | 0% | 0 | 0 | 0 | 0 | 0 | 0 | 0
F6_Industrial_Food Products_Existing_Process_Natural Gas_Strategic Energy Management_A_Technical Potential | F6 | Industrial | Food Products | Existing | Process | Natural Gas | Strategic Energy Management | A | Standalone Impact on Baseline Winter Peak (%) | Technical Potential | 0% | 0% | 0% | 0% | 0% | 0% | 0% | 0% | 0% | 0% | 0% | 0% | 0% | 0% | 0% | 0% | 0% | 0% | 0% | 0% | 0% | 0% | 0% | 0% | 0 | 0 | 0 | 0 | 0 | 0 | 0
F7_Industrial_Food Products_Existing_Process_Natural Gas_Strategic Energy Management_A_Technical Potential | F7 | Industrial | Food Products | Existing | Process | Natural Gas | Strategic Energy Management | A | Incremental Energy Savings (MWh or mTherms) | Technical Potential | 0 | 0 | 0 | 0 | 0 | 5.107 | 5.1042 | 5.0741 | 5.0768 | 5.081 | 5.0165 | 5.0028 | 4.9926 | 4.9134 | 4.9321 | 4.8851 | 4.8857 | 4.8611 | 4.8178 | 4.8235 | 4.8035 | 4.7848 | 4.7674 | 4.7512 | 4.7362 | 0 | 0 | 0 | 0 | 0 | 0
F8_Industrial_Food Products_Existing_Process_Natural Gas_Strategic Energy Management_A_Technical Potential | F8 | Industrial | Food Products | Existing | Process | Natural Gas | Strategic Energy Management | A | Incremental Summer Peak Savings (MW) | Technical Potential | 0 | 0 | 0 | 0 | 0 | 0 | 0 | 0 | 0 | 0 | 0 | 0 | 0 | 0 | 0 | 0 | 0 | 0 | 0 | 0 | 0 | 0 | 0 | 0 | 0 | 0 | 0 | 0 | 0 | 0 | 0
F9_Industrial_Food Products_Existing_Process_Natural Gas_Strategic Energy Management_A_Technical Potential | F9 | Industrial | Food Products | Existing | Process | Natural Gas | Strategic Energy Management | A | Incremental Winter Peak Savings (MW) | Technical Potential | 0 | 0 | 0 | 0 | 0 | 0 | 0 | 0 | 0 | 0 | 0 | 0 | 0 | 0 | 0 | 0 | 0 | 0 | 0 | 0 | 0 | 0 | 0 | 0 | 0 | 0 | 0 | 0 | 0 | 0 | 0
F10_Industrial_Food Products_Existing_Process_Natural Gas_Strategic Energy Management_A_Technical Potential | F10 | Industrial | Food Products | Existing | Process | Natural Gas | Strategic Energy Management | A | Cumulative Energy Savings (MWh or mTherms) | Technical Potential | 0 | 0 | 0 | 0 | 0 | 5.107 | 10.2112 | 15.2853 | 20.3621 | 25.4431 | 30.4596 | 35.4624 | 40.455 | 45.3684 | 50.3005 | 55.1856 | 60.0713 | 64.9324 | 69.7502 | 74.5736 | 79.3771 | 84.162 | 88.9294 | 93.6806 | 98.4168 | 98.4168 | 98.4168 | 98.4168 | 0 | 0 | 0
F11_Industrial_Food Products_Existing_Process_Natural Gas_Strategic Energy Management_A_Technical Potential | F11 | Industrial | Food Products | Existing | Process | Natural Gas | Strategic Energy Management | A | Cumulative Summer Peak Savings (MW) | Technical Potential | 0 | 0 | 0 | 0 | 0 | 0 | 0 | 0 | 0 | 0 | 0 | 0 | 0 | 0 | 0 | 0 | 0 | 0 | 0 | 0 | 0 | 0 | 0 | 0 | 0 | 0 | 0 | 0 | 0 | 0 | 0
F12_Industrial_Food Products_Existing_Process_Natural Gas_Strategic Energy Management_A_Technical Potential | F12 | Industrial | Food Products | Existing | Process | Natural Gas | Strategic Energy Management | A | Cumulative Winter Peak Savings (MW) | Technical Potential | 0 | 0 | 0 | 0 | 0 | 0 | 0 | 0 | 0 | 0 | 0 | 0 | 0 | 0 | 0 | 0 | 0 | 0 | 0 | 0 | 0 | 0 | 0 | 0 | 0 | 0 | 0 | 0 | 0 | 0 | 0
F13_Industrial_Food Products_Existing_Process_Natural Gas_Strategic Energy Management_A_Technical Potential | F13 | Industrial | Food Products | Existing | Process | Natural Gas | Strategic Energy Management | A | Purchases (Incremental) | Technical Potential | 0 | 0 | 0 | 0 | 0 | 169.0623 | 168.9695 | 167.9731 | 168.0639 | 168.2028 | 166.0668 | 165.613 | 165.2768 | 162.6522 | 163.2732 | 161.7162 | 161.7372 | 160.9232 | 159.4877 | 159.6767 | 159.0164 | 158.3979 | 157.8207 | 157.2844 | 156.7884 | 0 | 0 | 0 | 0 | 0 | 0
F14_Industrial_Food Products_Existing_Process_Natural Gas_Strategic Energy Management_A_Technical Potential | F14 | Industrial | Food Products | Existing | Process | Natural Gas | Strategic Energy Management | A | Purchases (Cumulative) | Technical Potential | 0 | 0 | 0 | 0 | 0 | 169.0623 | 338.0318 | 506.0049 | 674.0688 | 842.2716 | 1008.3384 | 1173.9514 | 1339.2282 | 1501.8804 | 1665.1537 | 1826.8699 | 1988.6071 | 2149.5302 | 2309.018 | 2468.6946 | 2627.711 | 2786.1089 | 2943.9296 | 3101.2141 | 3258.0025 | 3258.0025 | 3258.0025 | 3258.0025 | 3258.0025 | 3258.0025 | 3258.0025
F1_Industrial_Food Products_Existing_Miscellaneous_Natural Gas_Strategic Energy Management_A_Technical Potential | F1 | Industrial | Food Products | Existing | Miscellaneous | Natural Gas | Strategic Energy Management | A | Original Unit Energy Savings (kWh or therms) | Technical Potential | 0 | 0 | 0 | 0 | 0 | 2.7925 | 2.7925 | 2.7925 | 2.7925 | 2.7925 | 2.7925 | 2.7925 | 2.7925 | 2.7925 | 2.7925 | 2.7925 | 2.7925 | 2.7925 | 2.7925 | 2.7925 | 2.7925 | 2.7925 | 2.7925 | 2.7925 | 2.7925 | 2.7925 | 2.7925 | 2.7925 | 0 | 0 | 0
F2_Industrial_Food Products_Existing_Miscellaneous_Natural Gas_Strategic Energy Management_A_Technical Potential | F2 | Industrial | Food Products | Existing | Miscellaneous | Natural Gas | Strategic Energy Management | A | Original Unit Summer Peak Savings (kW) | Technical Potential | 0 | 0 | 0 | 0 | 0 | 0 | 0 | 0 | 0 | 0 | 0 | 0 | 0 | 0 | 0 | 0 | 0 | 0 | 0 | 0 | 0 | 0 | 0 | 0 | 0 | 0 | 0 | 0 | 0 | 0 | 0
F3_Industrial_Food Products_Existing_Miscellaneous_Natural Gas_Strategic Energy Management_A_Technical Potential | F3 | Industrial | Food Products | Existing | Miscellaneous | Natural Gas | Strategic Energy Management | A | Original Unit Winter Peak Savings (kW) | Technical Potential | 0 | 0 | 0 | 0 | 0 | 0 | 0 | 0 | 0 | 0 | 0 | 0 | 0 | 0 | 0 | 0 | 0 | 0 | 0 | 0 | 0 | 0 | 0 | 0 | 0 | 0 | 0 | 0 | 0 | 0 | 0
F4_Industrial_Food Products_Existing_Miscellaneous_Natural Gas_Strategic Energy Management_A_Technical Potential | F4 | Industrial | Food Products | Existing | Miscellaneous | Natural Gas | Strategic Energy Management | A | Standalone Impact on Baseline Energy (%) | Technical Potential | 0% | 0% | 0% | 0% | 0% | 0.09675% | 0.1936% | 0.2915% | 0.388% | 0.4845% | 0.5875% | 0.6858% | 0.784% | 0.8934% | 0.9867% | 1.093% | 1.19% | 1.292% | 1.401% | 1.496% | 1.599% | 1.702% | 1.805% | 1.908% | 0.020104 | 0.020163 | 0.020217 | 0.020266 | 0 | 0 | 0
F5_Industrial_Food Products_Existing_Miscellaneous_Natural Gas_Strategic Energy Management_A_Technical Potential | F5 | Industrial | Food Products | Existing | Miscellaneous | Natural Gas | Strategic Energy Management | A | Standalone Impact on Baseline Summer Peak (%) | Technical Potential | 0% | 0% | 0% | 0% | 0% | 0% | 0% | 0% | 0% | 0% | 0% | 0% | 0% | 0% | 0% | 0% | 0% | 0% | 0% | 0% | 0% | 0% | 0% | 0% | 0 | 0 | 0 | 0 | 0 | 0 | 0
F6_Industrial_Food Products_Existing_Miscellaneous_Natural Gas_Strategic Energy Management_A_Technical Potential | F6 | Industrial | Food Products | Existing | Miscellaneous | Natural Gas | Strategic Energy Management | A | Standalone Impact on Baseline Winter Peak (%) | Technical Potential | 0% | 0% | 0% | 0% | 0% | 0% | 0% | 0% | 0% | 0% | 0% | 0% | 0% | 0% | 0% | 0% | 0% | 0% | 0% | 0% | 0% | 0% | 0% | 0% | 0 | 0 | 0 | 0 | 0 | 0 | 0
F7_Industrial_Food Products_Existing_Miscellaneous_Natural Gas_Strategic Energy Management_A_Technical Potential | F7 | Industrial | Food Products | Existing | Miscellaneous | Natural Gas | Strategic Energy Management | A | Incremental Energy Savings (MWh or mTherms) | Technical Potential | 0 | 0 | 0 | 0 | 0 | 0.11803 | 0.11796 | 0.11727 | 0.11733 | 0.11743 | 0.11593 | 0.11562 | 0.11538 | 0.11355 | 0.11398 | 0.1129 | 0.11291 | 0.11234 | 0.11134 | 0.11147 | 0.11101 | 0.11058 | 0.11018 | 0.1098 | 0.10946 | 0 | 0 | 0 | 0 | 0 | 0
F8_Industrial_Food Products_Existing_Miscellaneous_Natural Gas_Strategic Energy Management_A_Technical Potential | F8 | Industrial | Food Products | Existing | Miscellaneous | Natural Gas | Strategic Energy Management | A | Incremental Summer Peak Savings (MW) | Technical Potential | 0 | 0 | 0 | 0 | 0 | 0 | 0 | 0 | 0 | 0 | 0 | 0 | 0 | 0 | 0 | 0 | 0 | 0 | 0 | 0 | 0 | 0 | 0 | 0 | 0 | 0 | 0 | 0 | 0 | 0 | 0
F9_Industrial_Food Products_Existing_Miscellaneous_Natural Gas_Strategic Energy Management_A_Technical Potential | F9 | Industrial | Food Products | Existing | Miscellaneous | Natural Gas | Strategic Energy Management | A | Incremental Winter Peak Savings (MW) | Technical Potential | 0 | 0 | 0 | 0 | 0 | 0 | 0 | 0 | 0 | 0 | 0 | 0 | 0 | 0 | 0 | 0 | 0 | 0 | 0 | 0 | 0 | 0 | 0 | 0 | 0 | 0 | 0 | 0 | 0 | 0 | 0
F10_Industrial_Food Products_Existing_Miscellaneous_Natural Gas_Strategic Energy Management_A_Technical Potential | F10 | Industrial | Food Products | Existing | Miscellaneous | Natural Gas | Strategic Energy Management | A | Cumulative Energy Savings (MWh or mTherms) | Technical Potential | 0 | 0 | 0 | 0 | 0 | 0.11803 | 0.23599 | 0.35325 | 0.47058 | 0.58801 | 0.70394 | 0.81956 | 0.93494 | 1.0485 | 1.1625 | 1.2754 | 1.3883 | 1.5006 | 1.612 | 1.7235 | 1.8345 | 1.945 | 2.0552 | 2.165 | 2.2745 | 2.2745 | 2.2745 | 2.2745 | 0 | 0 | 0
F11_Industrial_Food Products_Existing_Miscellaneous_Natural Gas_Strategic Energy Management_A_Technical Potential | F11 | Industrial | Food Products | Existing | Miscellaneous | Natural Gas | Strategic Energy Management | A | Cumulative Summer Peak Savings (MW) | Technical Potential | 0 | 0 | 0 | 0 | 0 | 0 | 0 | 0 | 0 | 0 | 0 | 0 | 0 | 0 | 0 | 0 | 0 | 0 | 0 | 0 | 0 | 0 | 0 | 0 | 0 | 0 | 0 | 0 | 0 | 0 | 0
F12_Industrial_Food Products_Existing_Miscellaneous_Natural Gas_Strategic Energy Management_A_Technical Potential | F12 | Industrial | Food Products | Existing | Miscellaneous | Natural Gas | Strategic Energy Management | A | Cumulative Winter Peak Savings (MW) | Technical Potential | 0 | 0 | 0 | 0 | 0 | 0 | 0 | 0 | 0 | 0 | 0 | 0 | 0 | 0 | 0 | 0 | 0 | 0 | 0 | 0 | 0 | 0 | 0 | 0 | 0 | 0 | 0 | 0 | 0 | 0 | 0
F13_Industrial_Food Products_Existing_Miscellaneous_Natural Gas_Strategic Energy Management_A_Technical Potential | F13 | Industrial | Food Products | Existing | Miscellaneous | Natural Gas | Strategic Energy Management | A | Purchases (Incremental) | Technical Potential | 0 | 0 | 0 | 0 | 0 | 42.2656 | 42.2424 | 41.9933 | 42.016 | 42.0507 | 41.5167 | 41.4033 | 41.3192 | 40.6631 | 40.8183 | 40.4291 | 40.4343 | 40.2308 | 39.8719 | 39.9192 | 39.7541 | 39.5995 | 39.4552 | 39.3211 | 39.1971 | 0 | 0 | 0 | 0 | 0 | 0
F14_Industrial_Food Products_Existing_Miscellaneous_Natural Gas_Strategic Energy Management_A_Technical Potential | F14 | Industrial | Food Products | Existing | Miscellaneous | Natural Gas | Strategic Energy Management | A | Purchases (Cumulative) | Technical Potential | 0 | 0 | 0 | 0 | 0 | 42.2656 | 84.508 | 126.5012 | 168.5172 | 210.5679 | 252.0846 | 293.4879 | 334.8071 | 375.4701 | 416.2884 | 456.7175 | 497.1518 | 537.3826 | 577.2545 | 617.1737 | 656.9278 | 696.5272 | 735.9824 | 775.3035 | 814.5006 | 814.5006 | 814.5006 | 814.5006 | 814.5006 | 814.5006 | 814.5006
F1_Industrial_Food Products_Existing_Space Heating_Natural Gas_Commissioning_A_Technical Potential | F1 | Industrial | Food Products | Existing | Space Heating | Natural Gas | Commissioning | A | Original Unit Energy Savings (kWh or therms) | Technical Potential | 0 | 0 | 0 | 0 | 0 | 10.6486 | 10.5965 | 10.5321 | 10.464 | 10.3927 | 10.3205 | 10.2462 | 10.1723 | 10.0988 | 10.0193 | 9.9458 | 9.8733 | 9.8059 | 9.7432 | 9.682 | 9.6242 | 9.5651 | 9.5118 | 9.4615 | 9.4136 | 9.3692 | 9.3282 | 9.2902 | 0 | 0 | 0
F2_Industrial_Food Products_Existing_Space Heating_Natural Gas_Commissioning_A_Technical Potential | F2 | Industrial | Food Products | Existing | Space Heating | Natural Gas | Commissioning | A | Original Unit Summer Peak Savings (kW) | Technical Potential | 0 | 0 | 0 | 0 | 0 | 0 | 0 | 0 | 0 | 0 | 0 | 0 | 0 | 0 | 0 | 0 | 0 | 0 | 0 | 0 | 0 | 0 | 0 | 0 | 0 | 0 | 0 | 0 | 0 | 0 | 0
F3_Industrial_Food Products_Existing_Space Heating_Natural Gas_Commissioning_A_Technical Potential | F3 | Industrial | Food Products | Existing | Space Heating | Natural Gas | Commissioning | A | Original Unit Winter Peak Savings (kW) | Technical Potential | 0 | 0 | 0 | 0 | 0 | 0 | 0 | 0 | 0 | 0 | 0 | 0 | 0 | 0 | 0 | 0 | 0 | 0 | 0 | 0 | 0 | 0 | 0 | 0 | 0 | 0 | 0 | 0 | 0 | 0 | 0
F4_Industrial_Food Products_Existing_Space Heating_Natural Gas_Commissioning_A_Technical Potential | F4 | Industrial | Food Products | Existing | Space Heating | Natural Gas | Commissioning | A | Standalone Impact on Baseline Energy (%) | Technical Potential | 0% | 0% | 0% | 0% | 0% | 0% | 0% | 0% | 0% | 0% | 0% | 0% | 0% | 0% | 0% | 0% | 0% | 0% | 0% | 0% | 0% | 0% | 0% | 0% | 0 | 0 | 0 | 0 | 0 | 0 | 0
F5_Industrial_Food Products_Existing_Space Heating_Natural Gas_Commissioning_A_Technical Potential | F5 | Industrial | Food Products | Existing | Space Heating | Natural Gas | Commissioning | A | Standalone Impact on Baseline Summer Peak (%) | Technical Potential | 0% | 0% | 0% | 0% | 0% | 0% | 0% | 0% | 0% | 0% | 0% | 0% | 0% | 0% | 0% | 0% | 0% | 0% | 0% | 0% | 0% | 0% | 0% | 0% | 0 | 0 | 0 | 0 | 0 | 0 | 0
F6_Industrial_Food Products_Existing_Space Heating_Natural Gas_Commissioning_A_Technical Potential | F6 | Industrial | Food Products | Existing | Space Heating | Natural Gas | Commissioning | A | Standalone Impact on Baseline Winter Peak (%) | Technical Potential | 0% | 0% | 0% | 0% | 0% | 0% | 0% | 0% | 0% | 0% | 0% | 0% | 0% | 0% | 0% | 0% | 0% | 0% | 0% | 0% | 0% | 0% | 0% | 0% | 0 | 0 | 0 | 0 | 0 | 0 | 0
F7_Industrial_Food Products_Existing_Space Heating_Natural Gas_Commissioning_A_Technical Potential | F7 | Industrial | Food Products | Existing | Space Heating | Natural Gas | Commissioning | A | Incremental Energy Savings (MWh or mTherms) | Technical Potential | 0 | 0 | 0 | 0 | 0 | 0 | 0 | 0 | 0 | 0 | 0 | 0 | 0 | 0 | 0 | 0 | 0 | 0 | 0 | 0 | 0 | 0 | 0 | 0 | 0 | 0 | 0 | 0 | 0 | 0 | 0
F8_Industrial_Food Products_Existing_Space Heating_Natural Gas_Commissioning_A_Technical Potential | F8 | Industrial | Food Products | Existing | Space Heating | Natural Gas | Commissioning | A | Incremental Summer Peak Savings (MW) | Technical Potential | 0 | 0 | 0 | 0 | 0 | 0 | 0 | 0 | 0 | 0 | 0 | 0 | 0 | 0 | 0 | 0 | 0 | 0 | 0 | 0 | 0 | 0 | 0 | 0 | 0 | 0 | 0 | 0 | 0 | 0 | 0
F9_Industrial_Food Products_Existing_Space Heating_Natural Gas_Commissioning_A_Technical Potential | F9 | Industrial | Food Products | Existing | Space Heating | Natural Gas | Commissioning | A | Incremental Winter Peak Savings (MW) | Technical Potential | 0 | 0 | 0 | 0 | 0 | 0 | 0 | 0 | 0 | 0 | 0 | 0 | 0 | 0 | 0 | 0 | 0 | 0 | 0 | 0 | 0 | 0 | 0 | 0 | 0 | 0 | 0 | 0 | 0 | 0 | 0
F10_Industrial_Food Products_Existing_Space Heating_Natural Gas_Commissioning_A_Technical Potential | F10 | Industrial | Food Products | Existing | Space Heating | Natural Gas | Commissioning | A | Cumulative Energy Savings (MWh or mTherms) | Technical Potential | 0 | 0 | 0 | 0 | 0 | 0 | 0 | 0 | 0 | 0 | 0 | 0 | 0 | 0 | 0 | 0 | 0 | 0 | 0 | 0 | 0 | 0 | 0 | 0 | 0 | 0 | 0 | 0 | 0 | 0 | 0
F11_Industrial_Food Products_Existing_Space Heating_Natural Gas_Commissioning_A_Technical Potential | F11 | Industrial | Food Products | Existing | Space Heating | Natural Gas | Commissioning | A | Cumulative Summer Peak Savings (MW) | Technical Potential | 0 | 0 | 0 | 0 | 0 | 0 | 0 | 0 | 0 | 0 | 0 | 0 | 0 | 0 | 0 | 0 | 0 | 0 | 0 | 0 | 0 | 0 | 0 | 0 | 0 | 0 | 0 | 0 | 0 | 0 | 0
F12_Industrial_Food Products_Existing_Space Heating_Natural Gas_Commissioning_A_Technical Potential | F12 | Industrial | Food Products | Existing | Space Heating | Natural Gas | Commissioning | A | Cumulative Winter Peak Savings (MW) | Technical Potential | 0 | 0 | 0 | 0 | 0 | 0 | 0 | 0 | 0 | 0 | 0 | 0 | 0 | 0 | 0 | 0 | 0 | 0 | 0 | 0 | 0 | 0 | 0 | 0 | 0 | 0 | 0 | 0 | 0 | 0 | 0
F13_Industrial_Food Products_Existing_Space Heating_Natural Gas_Commissioning_A_Technical Potential | F13 | Industrial | Food Products | Existing | Space Heating | Natural Gas | Commissioning | A | Purchases (Incremental) | Technical Potential | 0 | 0 | 0 | 0 | 0 | 0 | 0 | 0 | 0 | 0 | 0 | 0 | 0 | 0 | 0 | 0 | 0 | 0 | 0 | 0 | 0 | 0 | 0 | 0 | 0 | 0 | 0 | 0 | 0 | 0 | 0
F14_Industrial_Food Products_Existing_Space Heating_Natural Gas_Commissioning_A_Technical Potential | F14 | Industrial | Food Products | Existing | Space Heating | Natural Gas | Commissioning | A | Purchases (Cumulative) | Technical Potential | 0 | 0 | 0 | 0 | 0 | 0 | 0 | 0 | 0 | 0 | 0 | 0 | 0 | 0 | 0 | 0 | 0 | 0 | 0 | 0 | 0 | 0 | 0 | 0 | 0 | 0 | 0 | 0 | 0 | 0 | 0
F1_Industrial_Food Products_Existing_Process_Natural Gas_Commissioning_A_Technical Potential | F1 | Industrial | Food Products | Existing | Process | Natural Gas | Commissioning | A | Original Unit Energy Savings (kWh or therms) | Technical Potential | 0 | 0 | 0 | 0 | 0 | 168.6012 | 168.6012 | 168.6012 | 168.6012 | 168.6012 | 168.6012 | 168.6012 | 168.6012 | 168.6012 | 168.6012 | 168.6012 | 168.6012 | 168.6012 | 168.6012 | 168.6012 | 168.6012 | 168.6012 | 168.6012 | 168.6012 | 168.6012 | 168.6012 | 168.6012 | 168.6012 | 0 | 0 | 0
F2_Industrial_Food Products_Existing_Process_Natural Gas_Commissioning_A_Technical Potential | F2 | Industrial | Food Products | Existing | Process | Natural Gas | Commissioning | A | Original Unit Summer Peak Savings (kW) | Technical Potential | 0 | 0 | 0 | 0 | 0 | 0 | 0 | 0 | 0 | 0 | 0 | 0 | 0 | 0 | 0 | 0 | 0 | 0 | 0 | 0 | 0 | 0 | 0 | 0 | 0 | 0 | 0 | 0 | 0 | 0 | 0
F3_Industrial_Food Products_Existing_Process_Natural Gas_Commissioning_A_Technical Potential | F3 | Industrial | Food Products | Existing | Process | Natural Gas | Commissioning | A | Original Unit Winter Peak Savings (kW) | Technical Potential | 0 | 0 | 0 | 0 | 0 | 0 | 0 | 0 | 0 | 0 | 0 | 0 | 0 | 0 | 0 | 0 | 0 | 0 | 0 | 0 | 0 | 0 | 0 | 0 | 0 | 0 | 0 | 0 | 0 | 0 | 0
F4_Industrial_Food Products_Existing_Process_Natural Gas_Commissioning_A_Technical Potential | F4 | Industrial | Food Products | Existing | Process | Natural Gas | Commissioning | A | Standalone Impact on Baseline Energy (%) | Technical Potential | 0% | 0% | 0% | 0% | 0% | 0% | 0% | 0% | 0% | 0% | 0% | 0% | 0% | 0% | 0% | 0% | 0% | 0% | 0% | 0% | 0% | 0% | 0% | 0% | 0 | 0 | 0 | 0 | 0 | 0 | 0
F5_Industrial_Food Products_Existing_Process_Natural Gas_Commissioning_A_Technical Potential | F5 | Industrial | Food Products | Existing | Process | Natural Gas | Commissioning | A | Standalone Impact on Baseline Summer Peak (%) | Technical Potential | 0% | 0% | 0% | 0% | 0% | 0% | 0% | 0% | 0% | 0% | 0% | 0% | 0% | 0% | 0% | 0% | 0% | 0% | 0% | 0% | 0% | 0% | 0% | 0% | 0 | 0 | 0 | 0 | 0 | 0 | 0
F6_Industrial_Food Products_Existing_Process_Natural Gas_Commissioning_A_Technical Potential | F6 | Industrial | Food Products | Existing | Process | Natural Gas | Commissioning | A | Standalone Impact on Baseline Winter Peak (%) | Technical Potential | 0% | 0% | 0% | 0% | 0% | 0% | 0% | 0% | 0% | 0% | 0% | 0% | 0% | 0% | 0% | 0% | 0% | 0% | 0% | 0% | 0% | 0% | 0% | 0% | 0 | 0 | 0 | 0 | 0 | 0 | 0
F7_Industrial_Food Products_Existing_Process_Natural Gas_Commissioning_A_Technical Potential | F7 | Industrial | Food Products | Existing | Process | Natural Gas | Commissioning | A | Incremental Energy Savings (MWh or mTherms) | Technical Potential | 0 | 0 | 0 | 0 | 0 | 0 | 0 | 0 | 0 | 0 | 0 | 0 | 0 | 0 | 0 | 0 | 0 | 0 | 0 | 0 | 0 | 0 | 0 | 0 | 0 | 0 | 0 | 0 | 0 | 0 | 0
F8_Industrial_Food Products_Existing_Process_Natural Gas_Commissioning_A_Technical Potential | F8 | Industrial | Food Products | Existing | Process | Natural Gas | Commissioning | A | Incremental Summer Peak Savings (MW) | Technical Potential | 0 | 0 | 0 | 0 | 0 | 0 | 0 | 0 | 0 | 0 | 0 | 0 | 0 | 0 | 0 | 0 | 0 | 0 | 0 | 0 | 0 | 0 | 0 | 0 | 0 | 0 | 0 | 0 | 0 | 0 | 0
F9_Industrial_Food Products_Existing_Process_Natural Gas_Commissioning_A_Technical Potential | F9 | Industrial | Food Products | Existing | Process | Natural Gas | Commissioning | A | Incremental Winter Peak Savings (MW) | Technical Potential | 0 | 0 | 0 | 0 | 0 | 0 | 0 | 0 | 0 | 0 | 0 | 0 | 0 | 0 | 0 | 0 | 0 | 0 | 0 | 0 | 0 | 0 | 0 | 0 | 0 | 0 | 0 | 0 | 0 | 0 | 0
F10_Industrial_Food Products_Existing_Process_Natural Gas_Commissioning_A_Technical Potential | F10 | Industrial | Food Products | Existing | Process | Natural Gas | Commissioning | A | Cumulative Energy Savings (MWh or mTherms) | Technical Potential | 0 | 0 | 0 | 0 | 0 | 0 | 0 | 0 | 0 | 0 | 0 | 0 | 0 | 0 | 0 | 0 | 0 | 0 | 0 | 0 | 0 | 0 | 0 | 0 | 0 | 0 | 0 | 0 | 0 | 0 | 0
F11_Industrial_Food Products_Existing_Process_Natural Gas_Commissioning_A_Technical Potential | F11 | Industrial | Food Products | Existing | Process | Natural Gas | Commissioning | A | Cumulative Summer Peak Savings (MW) | Technical Potential | 0 | 0 | 0 | 0 | 0 | 0 | 0 | 0 | 0 | 0 | 0 | 0 | 0 | 0 | 0 | 0 | 0 | 0 | 0 | 0 | 0 | 0 | 0 | 0 | 0 | 0 | 0 | 0 | 0 | 0 | 0
F12_Industrial_Food Products_Existing_Process_Natural Gas_Commissioning_A_Technical Potential | F12 | Industrial | Food Products | Existing | Process | Natural Gas | Commissioning | A | Cumulative Winter Peak Savings (MW) | Technical Potential | 0 | 0 | 0 | 0 | 0 | 0 | 0 | 0 | 0 | 0 | 0 | 0 | 0 | 0 | 0 | 0 | 0 | 0 | 0 | 0 | 0 | 0 | 0 | 0 | 0 | 0 | 0 | 0 | 0 | 0 | 0
F13_Industrial_Food Products_Existing_Process_Natural Gas_Commissioning_A_Technical Potential | F13 | Industrial | Food Products | Existing | Process | Natural Gas | Commissioning | A | Purchases (Incremental) | Technical Potential | 0 | 0 | 0 | 0 | 0 | 0 | 0 | 0 | 0 | 0 | 0 | 0 | 0 | 0 | 0 | 0 | 0 | 0 | 0 | 0 | 0 | 0 | 0 | 0 | 0 | 0 | 0 | 0 | 0 | 0 | 0
F14_Industrial_Food Products_Existing_Process_Natural Gas_Commissioning_A_Technical Potential | F14 | Industrial | Food Products | Existing | Process | Natural Gas | Commissioning | A | Purchases (Cumulative) | Technical Potential | 0 | 0 | 0 | 0 | 0 | 0 | 0 | 0 | 0 | 0 | 0 | 0 | 0 | 0 | 0 | 0 | 0 | 0 | 0 | 0 | 0 | 0 | 0 | 0 | 0 | 0 | 0 | 0 | 0 | 0 | 0
F1_Industrial_Food Products_Existing_Space Heating_Natural Gas_Retrocommissioning_A_Technical Potential | F1 | Industrial | Food Products | Existing | Space Heating | Natural Gas | Retrocommissioning | A | Original Unit Energy Savings (kWh or therms) | Technical Potential | 0 | 0 | 0 | 0 | 0 | 1.479 | 1.4718 | 1.4628 | 1.4534 | 1.4435 | 1.4334 | 1.4231 | 1.4129 | 1.4026 | 1.3916 | 1.3814 | 1.3713 | 1.362 | 1.3533 | 1.3448 | 1.3367 | 1.3285 | 1.3211 | 1.3141 | 1.3075 | 1.3013 | 1.2956 | 1.2903 | 0 | 0 | 0
F2_Industrial_Food Products_Existing_Space Heating_Natural Gas_Retrocommissioning_A_Technical Potential | F2 | Industrial | Food Products | Existing | Space Heating | Natural Gas | Retrocommissioning | A | Original Unit Summer Peak Savings (kW) | Technical Potential | 0 | 0 | 0 | 0 | 0 | 0 | 0 | 0 | 0 | 0 | 0 | 0 | 0 | 0 | 0 | 0 | 0 | 0 | 0 | 0 | 0 | 0 | 0 | 0 | 0 | 0 | 0 | 0 | 0 | 0 | 0
F3_Industrial_Food Products_Existing_Space Heating_Natural Gas_Retrocommissioning_A_Technical Potential | F3 | Industrial | Food Products | Existing | Space Heating | Natural Gas | Retrocommissioning | A | Original Unit Winter Peak Savings (kW) | Technical Potential | 0 | 0 | 0 | 0 | 0 | 0 | 0 | 0 | 0 | 0 | 0 | 0 | 0 | 0 | 0 | 0 | 0 | 0 | 0 | 0 | 0 | 0 | 0 | 0 | 0 | 0 | 0 | 0 | 0 | 0 | 0
F4_Industrial_Food Products_Existing_Space Heating_Natural Gas_Retrocommissioning_A_Technical Potential | F4 | Industrial | Food Products | Existing | Space Heating | Natural Gas | Retrocommissioning | A | Standalone Impact on Baseline Energy (%) | Technical Potential | 0% | 0% | 0% | 0% | 0% | 0.01458% | 0.02918% | 0.04393% | 0.05849% | 0.07303% | 0.08855% | 0.1034% | 0.1182% | 0.1347% | 0.1487% | 0.1647% | 0.1793% | 0.1948% | 0.2111% | 0.2255% | 0.241% | 0.2565% | 0.272% | 0.2876% | 0.0030304 | 0.0030393 | 0.0030474 | 0.0030548 | 0 | 0 | 0
F5_Industrial_Food Products_Existing_Space Heating_Natural Gas_Retrocommissioning_A_Technical Potential | F5 | Industrial | Food Products | Existing | Space Heating | Natural Gas | Retrocommissioning | A | Standalone Impact on Baseline Summer Peak (%) | Technical Potential | 0% | 0% | 0% | 0% | 0% | 0% | 0% | 0% | 0% | 0% | 0% | 0% | 0% | 0% | 0% | 0% | 0% | 0% | 0% | 0% | 0% | 0% | 0% | 0% | 0 | 0 | 0 | 0 | 0 | 0 | 0
F6_Industrial_Food Products_Existing_Space Heating_Natural Gas_Retrocommissioning_A_Technical Potential | F6 | Industrial | Food Products | Existing | Space Heating | Natural Gas | Retrocommissioning | A | Standalone Impact on Baseline Winter Peak (%) | Technical Potential | 0% | 0% | 0% | 0% | 0% | 0% | 0% | 0% | 0% | 0% | 0% | 0% | 0% | 0% | 0% | 0% | 0% | 0% | 0% | 0% | 0% | 0% | 0% | 0% | 0 | 0 | 0 | 0 | 0 | 0 | 0
F7_Industrial_Food Products_Existing_Space Heating_Natural Gas_Retrocommissioning_A_Technical Potential | F7 | Industrial | Food Products | Existing | Space Heating | Natural Gas | Retrocommissioning | A | Incremental Energy Savings (MWh or mTherms) | Technical Potential | 0 | 0 | 0 | 0 | 0 | 0.04862 | 0.048356 | 0.047778 | 0.047495 | 0.047211 | 0.046287 | 0.045828 | 0.045405 | 0.044361 | 0.04418 | 0.043438 | 0.043127 | 0.042617 | 0.041967 | 0.041752 | 0.041332 | 0.040918 | 0.040542 | 0.04019 | 0.039861 | 0 | 0 | 0 | 0 | 0 | 0
F8_Industrial_Food Products_Existing_Space Heating_Natural Gas_Retrocommissioning_A_Technical Potential | F8 | Industrial | Food Products | Existing | Space Heating | Natural Gas | Retrocommissioning | A | Incremental Summer Peak Savings (MW) | Technical Potential | 0 | 0 | 0 | 0 | 0 | 0 | 0 | 0 | 0 | 0 | 0 | 0 | 0 | 0 | 0 | 0 | 0 | 0 | 0 | 0 | 0 | 0 | 0 | 0 | 0 | 0 | 0 | 0 | 0 | 0 | 0
F9_Industrial_Food Products_Existing_Space Heating_Natural Gas_Retrocommissioning_A_Technical Potential | F9 | Industrial | Food Products | Existing | Space Heating | Natural Gas | Retrocommissioning | A | Incremental Winter Peak Savings (MW) | Technical Potential | 0 | 0 | 0 | 0 | 0 | 0 | 0 | 0 | 0 | 0 | 0 | 0 | 0 | 0 | 0 | 0 | 0 | 0 | 0 | 0 | 0 | 0 | 0 | 0 | 0 | 0 | 0 | 0 | 0 | 0 | 0
F10_Industrial_Food Products_Existing_Space Heating_Natural Gas_Retrocommissioning_A_Technical Potential | F10 | Industrial | Food Products | Existing | Space Heating | Natural Gas | Retrocommissioning | A | Cumulative Energy Savings (MWh or mTherms) | Technical Potential | 0 | 0 | 0 | 0 | 0 | 0.04862 | 0.096738 | 0.14393 | 0.19049 | 0.23641 | 0.28105 | 0.32485 | 0.36792 | 0.40962 | 0.45058 | 0.49071 | 0.53026 | 0.56926 | 0.60758 | 0.64552 | 0.683 | 0.71972 | 0.75625 | 0.79244 | 0.82829 | 0.82439 | 0.82078 | 0.81743 | 0 | 0 | 0
F11_Industrial_Food Products_Existing_Space Heating_Natural Gas_Retrocommissioning_A_Technical Potential | F11 | Industrial | Food Products | Existing | Space Heating | Natural Gas | Retrocommissioning | A | Cumulative Summer Peak Savings (MW) | Technical Potential | 0 | 0 | 0 | 0 | 0 | 0 | 0 | 0 | 0 | 0 | 0 | 0 | 0 | 0 | 0 | 0 | 0 | 0 | 0 | 0 | 0 | 0 | 0 | 0 | 0 | 0 | 0 | 0 | 0 | 0 | 0
F12_Industrial_Food Products_Existing_Space Heating_Natural Gas_Retrocommissioning_A_Technical Potential | F12 | Industrial | Food Products | Existing | Space Heating | Natural Gas | Retrocommissioning | A | Cumulative Winter Peak Savings (MW) | Technical Potential | 0 | 0 | 0 | 0 | 0 | 0 | 0 | 0 | 0 | 0 | 0 | 0 | 0 | 0 | 0 | 0 | 0 | 0 | 0 | 0 | 0 | 0 | 0 | 0 | 0 | 0 | 0 | 0 | 0 | 0 | 0
F13_Industrial_Food Products_Existing_Space Heating_Natural Gas_Retrocommissioning_A_Technical Potential | F13 | Industrial | Food Products | Existing | Space Heating | Natural Gas | Retrocommissioning | A | Purchases (Incremental) | Technical Potential | 0 | 0 | 0 | 0 | 0 | 32.8732 | 32.8552 | 32.6614 | 32.6791 | 32.7061 | 32.2908 | 32.2025 | 32.1371 | 31.6268 | 31.7476 | 31.4448 | 31.4489 | 31.2906 | 31.0115 | 31.0482 | 30.9198 | 30.7996 | 30.6874 | 30.5831 | 30.4866 | 0 | 0 | 0 | 0 | 0 | 0
F14_Industrial_Food Products_Existing_Space Heating_Natural Gas_Retrocommissioning_A_Technical Potential | F14 | Industrial | Food Products | Existing | Space Heating | Natural Gas | Retrocommissioning | A | Purchases (Cumulative) | Technical Potential | 0 | 0 | 0 | 0 | 0 | 32.8732 | 65.7284 | 98.3898 | 131.0689 | 163.775 | 196.0658 | 228.2683 | 260.4055 | 292.0323 | 323.7799 | 355.2247 | 386.6736 | 417.9642 | 448.9757 | 480.024 | 510.9438 | 541.7434 | 572.4308 | 603.0138 | 633.5005 | 633.5005 | 633.5005 | 633.5005 | 633.5005 | 633.5005 | 633.5005
F1_Industrial_Food Products_Existing_Process_Natural Gas_Retrocommissioning_A_Technical Potential | F1 | Industrial | Food Products | Existing | Process | Natural Gas | Retrocommissioning | A | Original Unit Energy Savings (kWh or therms) | Technical Potential | 0 | 0 | 0 | 0 | 0 | 0 | 0 | 0 | 0 | 0 | 0 | 0 | 0 | 0 | 0 | 0 | 0 | 0 | 0 | 0 | 0 | 0 | 0 | 0 | 0 | 0 | 0 | 0 | 0 | 0 | 0
F2_Industrial_Food Products_Existing_Process_Natural Gas_Retrocommissioning_A_Technical Potential | F2 | Industrial | Food Products | Existing | Process | Natural Gas | Retrocommissioning | A | Original Unit Summer Peak Savings (kW) | Technical Potential | 0 | 0 | 0 | 0 | 0 | 0 | 0 | 0 | 0 | 0 | 0 | 0 | 0 | 0 | 0 | 0 | 0 | 0 | 0 | 0 | 0 | 0 | 0 | 0 | 0 | 0 | 0 | 0 | 0 | 0 | 0
F3_Industrial_Food Products_Existing_Process_Natural Gas_Retrocommissioning_A_Technical Potential | F3 | Industrial | Food Products | Existing | Process | Natural Gas | Retrocommissioning | A | Original Unit Winter Peak Savings (kW) | Technical Potential | 0 | 0 | 0 | 0 | 0 | 0 | 0 | 0 | 0 | 0 | 0 | 0 | 0 | 0 | 0 | 0 | 0 | 0 | 0 | 0 | 0 | 0 | 0 | 0 | 0 | 0 | 0 | 0 | 0 | 0 | 0
F4_Industrial_Food Products_Existing_Process_Natural Gas_Retrocommissioning_A_Technical Potential | F4 | Industrial | Food Products | Existing | Process | Natural Gas | Retrocommissioning | A | Standalone Impact on Baseline Energy (%) | Technical Potential | 0% | 0% | 0% | 0% | 0% | 0% | 0% | 0% | 0% | 0% | 0% | 0% | 0% | 0% | 0% | 0% | 0% | 0% | 0% | 0% | 0% | 0% | 0% | 0% | 0 | 0 | 0 | 0 | 0 | 0 | 0
F5_Industrial_Food Products_Existing_Process_Natural Gas_Retrocommissioning_A_Technical Potential | F5 | Industrial | Food Products | Existing | Process | Natural Gas | Retrocommissioning | A | Standalone Impact on Baseline Summer Peak (%) | Technical Potential | 0% | 0% | 0% | 0% | 0% | 0% | 0% | 0% | 0% | 0% | 0% | 0% | 0% | 0% | 0% | 0% | 0% | 0% | 0% | 0% | 0% | 0% | 0% | 0% | 0 | 0 | 0 | 0 | 0 | 0 | 0
F6_Industrial_Food Products_Existing_Process_Natural Gas_Retrocommissioning_A_Technical Potential | F6 | Industrial | Food Products | Existing | Process | Natural Gas | Retrocommissioning | A | Standalone Impact on Baseline Winter Peak (%) | Technical Potential | 0% | 0% | 0% | 0% | 0% | 0% | 0% | 0% | 0% | 0% | 0% | 0% | 0% | 0% | 0% | 0% | 0% | 0% | 0% | 0% | 0% | 0% | 0% | 0% | 0 | 0 | 0 | 0 | 0 | 0 | 0
F7_Industrial_Food Products_Existing_Process_Natural Gas_Retrocommissioning_A_Technical Potential | F7 | Industrial | Food Products | Existing | Process | Natural Gas | Retrocommissioning | A | Incremental Energy Savings (MWh or mTherms) | Technical Potential | 0 | 0 | 0 | 0 | 0 | 0 | 0 | 0 | 0 | 0 | 0 | 0 | 0 | 0 | 0 | 0 | 0 | 0 | 0 | 0 | 0 | 0 | 0 | 0 | 0 | 0 | 0 | 0 | 0 | 0 | 0
F8_Industrial_Food Products_Existing_Process_Natural Gas_Retrocommissioning_A_Technical Potential | F8 | Industrial | Food Products | Existing | Process | Natural Gas | Retrocommissioning | A | Incremental Summer Peak Savings (MW) | Technical Potential | 0 | 0 | 0 | 0 | 0 | 0 | 0 | 0 | 0 | 0 | 0 | 0 | 0 | 0 | 0 | 0 | 0 | 0 | 0 | 0 | 0 | 0 | 0 | 0 | 0 | 0 | 0 | 0 | 0 | 0 | 0
F9_Industrial_Food Products_Existing_Process_Natural Gas_Retrocommissioning_A_Technical Potential | F9 | Industrial | Food Products | Existing | Process | Natural Gas | Retrocommissioning | A | Incremental Winter Peak Savings (MW) | Technical Potential | 0 | 0 | 0 | 0 | 0 | 0 | 0 | 0 | 0 | 0 | 0 | 0 | 0 | 0 | 0 | 0 | 0 | 0 | 0 | 0 | 0 | 0 | 0 | 0 | 0 | 0 | 0 | 0 | 0 | 0 | 0
F10_Industrial_Food Products_Existing_Process_Natural Gas_Retrocommissioning_A_Technical Potential | F10 | Industrial | Food Products | Existing | Process | Natural Gas | Retrocommissioning | A | Cumulative Energy Savings (MWh or mTherms) | Technical Potential | 0 | 0 | 0 | 0 | 0 | 0 | 0 | 0 | 0 | 0 | 0 | 0 | 0 | 0 | 0 | 0 | 0 | 0 | 0 | 0 | 0 | 0 | 0 | 0 | 0 | 0 | 0 | 0 | 0 | 0 | 0
F11_Industrial_Food Products_Existing_Process_Natural Gas_Retrocommissioning_A_Technical Potential | F11 | Industrial | Food Products | Existing | Process | Natural Gas | Retrocommissioning | A | Cumulative Summer Peak Savings (MW) | Technical Potential | 0 | 0 | 0 | 0 | 0 | 0 | 0 | 0 | 0 | 0 | 0 | 0 | 0 | 0 | 0 | 0 | 0 | 0 | 0 | 0 | 0 | 0 | 0 | 0 | 0 | 0 | 0 | 0 | 0 | 0 | 0
F12_Industrial_Food Products_Existing_Process_Natural Gas_Retrocommissioning_A_Technical Potential | F12 | Industrial | Food Products | Existing | Process | Natural Gas | Retrocommissioning | A | Cumulative Winter Peak Savings (MW) | Technical Potential | 0 | 0 | 0 | 0 | 0 | 0 | 0 | 0 | 0 | 0 | 0 | 0 | 0 | 0 | 0 | 0 | 0 | 0 | 0 | 0 | 0 | 0 | 0 | 0 | 0 | 0 | 0 | 0 | 0 | 0 | 0
F13_Industrial_Food Products_Existing_Process_Natural Gas_Retrocommissioning_A_Technical Potential | F13 | Industrial | Food Products | Existing | Process | Natural Gas | Retrocommissioning | A | Purchases (Incremental) | Technical Potential | 0 | 0 | 0 | 0 | 0 | 32.8732 | 32.8552 | 32.6614 | 32.6791 | 32.7061 | 32.2908 | 32.2025 | 32.1371 | 31.6268 | 31.7476 | 31.4448 | 31.4489 | 31.2906 | 31.0115 | 31.0482 | 30.9198 | 30.7996 | 30.6874 | 30.5831 | 30.4866 | 0 | 0 | 0 | 0 | 0 | 0
F14_Industrial_Food Products_Existing_Process_Natural Gas_Retrocommissioning_A_Technical Potential | F14 | Industrial | Food Products | Existing | Process | Natural Gas | Retrocommissioning | A | Purchases (Cumulative) | Technical Potential | 0 | 0 | 0 | 0 | 0 | 32.8732 | 65.7284 | 98.3898 | 131.0689 | 163.775 | 196.0658 | 228.2683 | 260.4055 | 292.0323 | 323.7799 | 355.2247 | 386.6736 | 417.9642 | 448.9757 | 480.024 | 510.9438 | 541.7434 | 572.4308 | 603.0138 | 633.5005 | 633.5005 | 633.5005 | 633.5005 | 633.5005 | 633.5005 | 633.5005
F1_Industrial_Food Products_New_Space Heating_Natural Gas_Insulation - Roof/Ceiling_A_Technical Potential | F1 | Industrial | Food Products | New | Space Heating | Natural Gas | Insulation - Roof/Ceiling | A | Original Unit Energy Savings (kWh or therms) | Technical Potential | 0 | 0 | 0 | 0 | 0 | 0.093892 | 0.092679 | 0.091794 | 0.091122 | 0.090592 | 0.090164 | 0.089662 | 0.089136 | 0.088616 | 0.088114 | 0.08772 | 0.087409 | 0.087162 | 0.08677 | 0.086483 | 0.086275 | 0.086113 | 0.086113 | 0.086113 | 0.086113 | 0.086113 | 0.086113 | 0.086113 | 0 | 0 | 0
F2_Industrial_Food Products_New_Space Heating_Natural Gas_Insulation - Roof/Ceiling_A_Technical Potential | F2 | Industrial | Food Products | New | Space Heating | Natural Gas | Insulation - Roof/Ceiling | A | Original Unit Summer Peak Savings (kW) | Technical Potential | 0 | 0 | 0 | 0 | 0 | 0 | 0 | 0 | 0 | 0 | 0 | 0 | 0 | 0 | 0 | 0 | 0 | 0 | 0 | 0 | 0 | 0 | 0 | 0 | 0 | 0 | 0 | 0 | 0 | 0 | 0
F3_Industrial_Food Products_New_Space Heating_Natural Gas_Insulation - Roof/Ceiling_A_Technical Potential | F3 | Industrial | Food Products | New | Space Heating | Natural Gas | Insulation - Roof/Ceiling | A | Original Unit Winter Peak Savings (kW) | Technical Potential | 0 | 0 | 0 | 0 | 0 | 0 | 0 | 0 | 0 | 0 | 0 | 0 | 0 | 0 | 0 | 0 | 0 | 0 | 0 | 0 | 0 | 0 | 0 | 0 | 0 | 0 | 0 | 0 | 0 | 0 | 0
F4_Industrial_Food Products_New_Space Heating_Natural Gas_Insulation - Roof/Ceiling_A_Technical Potential | F4 | Industrial | Food Products | New | Space Heating | Natural Gas | Insulation - Roof/Ceiling | A | Standalone Impact on Baseline Energy (%) | Technical Potential | 0% | 0% | 0% | 0% | 0% | 0% | 0% | 0% | 0% | 0% | 0% | 0% | 0% | 0% | 0% | 0% | 0% | 0% | 0% | 0% | 0% | 0% | 0% | 0% | 0 | 0 | 0 | 0 | 0 | 0 | 0
F5_Industrial_Food Products_New_Space Heating_Natural Gas_Insulation - Roof/Ceiling_A_Technical Potential | F5 | Industrial | Food Products | New | Space Heating | Natural Gas | Insulation - Roof/Ceiling | A | Standalone Impact on Baseline Summer Peak (%) | Technical Potential | 0% | 0% | 0% | 0% | 0% | 0% | 0% | 0% | 0% | 0% | 0% | 0% | 0% | 0% | 0% | 0% | 0% | 0% | 0% | 0% | 0% | 0% | 0% | 0% | 0 | 0 | 0 | 0 | 0 | 0 | 0
F6_Industrial_Food Products_New_Space Heating_Natural Gas_Insulation - Roof/Ceiling_A_Technical Potential | F6 | Industrial | Food Products | New | Space Heating | Natural Gas | Insulation - Roof/Ceiling | A | Standalone Impact on Baseline Winter Peak (%) | Technical Potential | 0% | 0% | 0% | 0% | 0% | 0% | 0% | 0% | 0% | 0% | 0% | 0% | 0% | 0% | 0% | 0% | 0% | 0% | 0% | 0% | 0% | 0% | 0% | 0% | 0 | 0 | 0 | 0 | 0 | 0 | 0
F7_Industrial_Food Products_New_Space Heating_Natural Gas_Insulation - Roof/Ceiling_A_Technical Potential | F7 | Industrial | Food Products | New | Space Heating | Natural Gas | Insulation - Roof/Ceiling | A | Incremental Energy Savings (MWh or mTherms) | Technical Potential | 0 | 0 | 0 | 0 | 0 | 0 | 0 | 0 | 0 | 0 | 0 | 0 | 0 | 0 | 0 | 0 | 0 | 0 | 0 | 0 | 0 | 0 | 0 | 0 | 0 | 0 | 0 | 0 | 0 | 0 | 0
F8_Industrial_Food Products_New_Space Heating_Natural Gas_Insulation - Roof/Ceiling_A_Technical Potential | F8 | Industrial | Food Products | New | Space Heating | Natural Gas | Insulation - Roof/Ceiling | A | Incremental Summer Peak Savings (MW) | Technical Potential | 0 | 0 | 0 | 0 | 0 | 0 | 0 | 0 | 0 | 0 | 0 | 0 | 0 | 0 | 0 | 0 | 0 | 0 | 0 | 0 | 0 | 0 | 0 | 0 | 0 | 0 | 0 | 0 | 0 | 0 | 0
F9_Industrial_Food Products_New_Space Heating_Natural Gas_Insulation - Roof/Ceiling_A_Technical Potential | F9 | Industrial | Food Products | New | Space Heating | Natural Gas | Insulation - Roof/Ceiling | A | Incremental Winter Peak Savings (MW) | Technical Potential | 0 | 0 | 0 | 0 | 0 | 0 | 0 | 0 | 0 | 0 | 0 | 0 | 0 | 0 | 0 | 0 | 0 | 0 | 0 | 0 | 0 | 0 | 0 | 0 | 0 | 0 | 0 | 0 | 0 | 0 | 0
F10_Industrial_Food Products_New_Space Heating_Natural Gas_Insulation - Roof/Ceiling_A_Technical Potential | F10 | Industrial | Food Products | New | Space Heating | Natural Gas | Insulation - Roof/Ceiling | A | Cumulative Energy Savings (MWh or mTherms) | Technical Potential | 0 | 0 | 0 | 0 | 0 | 0 | 0 | 0 | 0 | 0 | 0 | 0 | 0 | 0 | 0 | 0 | 0 | 0 | 0 | 0 | 0 | 0 | 0 | 0 | 0 | 0 | 0 | 0 | 0 | 0 | 0
F11_Industrial_Food Products_New_Space Heating_Natural Gas_Insulation - Roof/Ceiling_A_Technical Potential | F11 | Industrial | Food Products | New | Space Heating | Natural Gas | Insulation - Roof/Ceiling | A | Cumulative Summer Peak Savings (MW) | Technical Potential | 0 | 0 | 0 | 0 | 0 | 0 | 0 | 0 | 0 | 0 | 0 | 0 | 0 | 0 | 0 | 0 | 0 | 0 | 0 | 0 | 0 | 0 | 0 | 0 | 0 | 0 | 0 | 0 | 0 | 0 | 0
F12_Industrial_Food Products_New_Space Heating_Natural Gas_Insulation - Roof/Ceiling_A_Technical Potential | F12 | Industrial | Food Products | New | Space Heating | Natural Gas | Insulation - Roof/Ceiling | A | Cumulative Winter Peak Savings (MW) | Technical Potential | 0 | 0 | 0 | 0 | 0 | 0 | 0 | 0 | 0 | 0 | 0 | 0 | 0 | 0 | 0 | 0 | 0 | 0 | 0 | 0 | 0 | 0 | 0 | 0 | 0 | 0 | 0 | 0 | 0 | 0 | 0
F13_Industrial_Food Products_New_Space Heating_Natural Gas_Insulation - Roof/Ceiling_A_Technical Potential | F13 | Industrial | Food Products | New | Space Heating | Natural Gas | Insulation - Roof/Ceiling | A | Purchases (Incremental) | Technical Potential | 0 | 0 | 0 | 0 | 0 | 0 | 0 | 0 | 0 | 0 | 0 | 0 | 0 | 0 | 0 | 0 | 0 | 0 | 0 | 0 | 0 | 0 | 0 | 0 | 0 | 0 | 0 | 0 | 0 | 0 | 0
F14_Industrial_Food Products_New_Space Heating_Natural Gas_Insulation - Roof/Ceiling_A_Technical Potential | F14 | Industrial | Food Products | New | Space Heating | Natural Gas | Insulation - Roof/Ceiling | A | Purchases (Cumulative) | Technical Potential | 0 | 0 | 0 | 0 | 0 | 0 | 0 | 0 | 0 | 0 | 0 | 0 | 0 | 0 | 0 | 0 | 0 | 0 | 0 | 0 | 0 | 0 | 0 | 0 | 0 | 0 | 0 | 0 | 0 | 0 | 0
F1_Industrial_Food Products_New_Space Heating_Natural Gas_Insulation - Wall Cavity_A_Technical Potential | F1 | Industrial | Food Products | New | Space Heating | Natural Gas | Insulation - Wall Cavity | A | Original Unit Energy Savings (kWh or therms) | Technical Potential | 0 | 0 | 0 | 0 | 0 | 0.016909 | 0.016691 | 0.016531 | 0.01641 | 0.016315 | 0.016238 | 0.016147 | 0.016053 | 0.015959 | 0.015869 | 0.015798 | 0.015742 | 0.015697 | 0.015627 | 0.015575 | 0.015537 | 0.015508 | 0.015508 | 0.015508 | 0.015508 | 0.015508 | 0.015508 | 0.015508 | 0 | 0 | 0
F2_Industrial_Food Products_New_Space Heating_Natural Gas_Insulation - Wall Cavity_A_Technical Potential | F2 | Industrial | Food Products | New | Space Heating | Natural Gas | Insulation - Wall Cavity | A | Original Unit Summer Peak Savings (kW) | Technical Potential | 0 | 0 | 0 | 0 | 0 | 0 | 0 | 0 | 0 | 0 | 0 | 0 | 0 | 0 | 0 | 0 | 0 | 0 | 0 | 0 | 0 | 0 | 0 | 0 | 0 | 0 | 0 | 0 | 0 | 0 | 0
F3_Industrial_Food Products_New_Space Heating_Natural Gas_Insulation - Wall Cavity_A_Technical Potential | F3 | Industrial | Food Products | New | Space Heating | Natural Gas | Insulation - Wall Cavity | A | Original Unit Winter Peak Savings (kW) | Technical Potential | 0 | 0 | 0 | 0 | 0 | 0 | 0 | 0 | 0 | 0 | 0 | 0 | 0 | 0 | 0 | 0 | 0 | 0 | 0 | 0 | 0 | 0 | 0 | 0 | 0 | 0 | 0 | 0 | 0 | 0 | 0
F4_Industrial_Food Products_New_Space Heating_Natural Gas_Insulation - Wall Cavity_A_Technical Potential | F4 | Industrial | Food Products | New | Space Heating | Natural Gas | Insulation - Wall Cavity | A | Standalone Impact on Baseline Energy (%) | Technical Potential | 0% | 0% | 0% | 0% | 0% | 0% | 0% | 0% | 0% | 0% | 0% | 0% | 0% | 0% | 0% | 0% | 0% | 0% | 0% | 0% | 0% | 0% | 0% | 0% | 0 | 0 | 0 | 0 | 0 | 0 | 0
F5_Industrial_Food Products_New_Space Heating_Natural Gas_Insulation - Wall Cavity_A_Technical Potential | F5 | Industrial | Food Products | New | Space Heating | Natural Gas | Insulation - Wall Cavity | A | Standalone Impact on Baseline Summer Peak (%) | Technical Potential | 0% | 0% | 0% | 0% | 0% | 0% | 0% | 0% | 0% | 0% | 0% | 0% | 0% | 0% | 0% | 0% | 0% | 0% | 0% | 0% | 0% | 0% | 0% | 0% | 0 | 0 | 0 | 0 | 0 | 0 | 0
F6_Industrial_Food Products_New_Space Heating_Natural Gas_Insulation - Wall Cavity_A_Technical Potential | F6 | Industrial | Food Products | New | Space Heating | Natural Gas | Insulation - Wall Cavity | A | Standalone Impact on Baseline Winter Peak (%) | Technical Potential | 0% | 0% | 0% | 0% | 0% | 0% | 0% | 0% | 0% | 0% | 0% | 0% | 0% | 0% | 0% | 0% | 0% | 0% | 0% | 0% | 0% | 0% | 0% | 0% | 0 | 0 | 0 | 0 | 0 | 0 | 0
F7_Industrial_Food Products_New_Space Heating_Natural Gas_Insulation - Wall Cavity_A_Technical Potential | F7 | Industrial | Food Products | New | Space Heating | Natural Gas | Insulation - Wall Cavity | A | Incremental Energy Savings (MWh or mTherms) | Technical Potential | 0 | 0 | 0 | 0 | 0 | 0 | 0 | 0 | 0 | 0 | 0 | 0 | 0 | 0 | 0 | 0 | 0 | 0 | 0 | 0 | 0 | 0 | 0 | 0 | 0 | 0 | 0 | 0 | 0 | 0 | 0
F8_Industrial_Food Products_New_Space Heating_Natural Gas_Insulation - Wall Cavity_A_Technical Potential | F8 | Industrial | Food Products | New | Space Heating | Natural Gas | Insulation - Wall Cavity | A | Incremental Summer Peak Savings (MW) | Technical Potential | 0 | 0 | 0 | 0 | 0 | 0 | 0 | 0 | 0 | 0 | 0 | 0 | 0 | 0 | 0 | 0 | 0 | 0 | 0 | 0 | 0 | 0 | 0 | 0 | 0 | 0 | 0 | 0 | 0 | 0 | 0
F9_Industrial_Food Products_New_Space Heating_Natural Gas_Insulation - Wall Cavity_A_Technical Potential | F9 | Industrial | Food Products | New | Space Heating | Natural Gas | Insulation - Wall Cavity | A | Incremental Winter Peak Savings (MW) | Technical Potential | 0 | 0 | 0 | 0 | 0 | 0 | 0 | 0 | 0 | 0 | 0 | 0 | 0 | 0 | 0 | 0 | 0 | 0 | 0 | 0 | 0 | 0 | 0 | 0 | 0 | 0 | 0 | 0 | 0 | 0 | 0
F10_Industrial_Food Products_New_Space Heating_Natural Gas_Insulation - Wall Cavity_A_Technical Potential | F10 | Industrial | Food Products | New | Space Heating | Natural Gas | Insulation - Wall Cavity | A | Cumulative Energy Savings (MWh or mTherms) | Technical Potential | 0 | 0 | 0 | 0 | 0 | 0 | 0 | 0 | 0 | 0 | 0 | 0 | 0 | 0 | 0 | 0 | 0 | 0 | 0 | 0 | 0 | 0 | 0 | 0 | 0 | 0 | 0 | 0 | 0 | 0 | 0
F11_Industrial_Food Products_New_Space Heating_Natural Gas_Insulation - Wall Cavity_A_Technical Potential | F11 | Industrial | Food Products | New | Space Heating | Natural Gas | Insulation - Wall Cavity | A | Cumulative Summer Peak Savings (MW) | Technical Potential | 0 | 0 | 0 | 0 | 0 | 0 | 0 | 0 | 0 | 0 | 0 | 0 | 0 | 0 | 0 | 0 | 0 | 0 | 0 | 0 | 0 | 0 | 0 | 0 | 0 | 0 | 0 | 0 | 0 | 0 | 0
F12_Industrial_Food Products_New_Space Heating_Natural Gas_Insulation - Wall Cavity_A_Technical Potential | F12 | Industrial | Food Products | New | Space Heating | Natural Gas | Insulation - Wall Cavity | A | Cumulative Winter Peak Savings (MW) | Technical Potential | 0 | 0 | 0 | 0 | 0 | 0 | 0 | 0 | 0 | 0 | 0 | 0 | 0 | 0 | 0 | 0 | 0 | 0 | 0 | 0 | 0 | 0 | 0 | 0 | 0 | 0 | 0 | 0 | 0 | 0 | 0
F13_Industrial_Food Products_New_Space Heating_Natural Gas_Insulation - Wall Cavity_A_Technical Potential | F13 | Industrial | Food Products | New | Space Heating | Natural Gas | Insulation - Wall Cavity | A | Purchases (Incremental) | Technical Potential | 0 | 0 | 0 | 0 | 0 | 0 | 0 | 0 | 0 | 0 | 0 | 0 | 0 | 0 | 0 | 0 | 0 | 0 | 0 | 0 | 0 | 0 | 0 | 0 | 0 | 0 | 0 | 0 | 0 | 0 | 0
F14_Industrial_Food Products_New_Space Heating_Natural Gas_Insulation - Wall Cavity_A_Technical Potential | F14 | Industrial | Food Products | New | Space Heating | Natural Gas | Insulation - Wall Cavity | A | Purchases (Cumulative) | Technical Potential | 0 | 0 | 0 | 0 | 0 | 0 | 0 | 0 | 0 | 0 | 0 | 0 | 0 | 0 | 0 | 0 | 0 | 0 | 0 | 0 | 0 | 0 | 0 | 0 | 0 | 0 | 0 | 0 | 0 | 0 | 0
F1_Industrial_Food Products_New_Space Heating_Natural Gas_Insulation - Ducting_A_Technical Potential | F1 | Industrial | Food Products | New | Space Heating | Natural Gas | Insulation - Ducting | A | Original Unit Energy Savings (kWh or therms) | Technical Potential | 0 | 0 | 0 | 0 | 0 | 0 | 0 | 0 | 0 | 0 | 0 | 0 | 0 | 0 | 0 | 0 | 0 | 0 | 0 | 0 | 0 | 0 | 0 | 0 | 0 | 0 | 0 | 0 | 0 | 0 | 0
F2_Industrial_Food Products_New_Space Heating_Natural Gas_Insulation - Ducting_A_Technical Potential | F2 | Industrial | Food Products | New | Space Heating | Natural Gas | Insulation - Ducting | A | Original Unit Summer Peak Savings (kW) | Technical Potential | 0 | 0 | 0 | 0 | 0 | 0 | 0 | 0 | 0 | 0 | 0 | 0 | 0 | 0 | 0 | 0 | 0 | 0 | 0 | 0 | 0 | 0 | 0 | 0 | 0 | 0 | 0 | 0 | 0 | 0 | 0
F3_Industrial_Food Products_New_Space Heating_Natural Gas_Insulation - Ducting_A_Technical Potential | F3 | Industrial | Food Products | New | Space Heating | Natural Gas | Insulation - Ducting | A | Original Unit Winter Peak Savings (kW) | Technical Potential | 0 | 0 | 0 | 0 | 0 | 0 | 0 | 0 | 0 | 0 | 0 | 0 | 0 | 0 | 0 | 0 | 0 | 0 | 0 | 0 | 0 | 0 | 0 | 0 | 0 | 0 | 0 | 0 | 0 | 0 | 0
F4_Industrial_Food Products_New_Space Heating_Natural Gas_Insulation - Ducting_A_Technical Potential | F4 | Industrial | Food Products | New | Space Heating | Natural Gas | Insulation - Ducting | A | Standalone Impact on Baseline Energy (%) | Technical Potential | 0% | 0% | 0% | 0% | 0% | 0% | 0% | 0% | 0% | 0% | 0% | 0% | 0% | 0% | 0% | 0% | 0% | 0% | 0% | 0% | 0% | 0% | 0% | 0% | 0 | 0 | 0 | 0 | 0 | 0 | 0
F5_Industrial_Food Products_New_Space Heating_Natural Gas_Insulation - Ducting_A_Technical Potential | F5 | Industrial | Food Products | New | Space Heating | Natural Gas | Insulation - Ducting | A | Standalone Impact on Baseline Summer Peak (%) | Technical Potential | 0% | 0% | 0% | 0% | 0% | 0% | 0% | 0% | 0% | 0% | 0% | 0% | 0% | 0% | 0% | 0% | 0% | 0% | 0% | 0% | 0% | 0% | 0% | 0% | 0 | 0 | 0 | 0 | 0 | 0 | 0
F6_Industrial_Food Products_New_Space Heating_Natural Gas_Insulation - Ducting_A_Technical Potential | F6 | Industrial | Food Products | New | Space Heating | Natural Gas | Insulation - Ducting | A | Standalone Impact on Baseline Winter Peak (%) | Technical Potential | 0% | 0% | 0% | 0% | 0% | 0% | 0% | 0% | 0% | 0% | 0% | 0% | 0% | 0% | 0% | 0% | 0% | 0% | 0% | 0% | 0% | 0% | 0% | 0% | 0 | 0 | 0 | 0 | 0 | 0 | 0
F7_Industrial_Food Products_New_Space Heating_Natural Gas_Insulation - Ducting_A_Technical Potential | F7 | Industrial | Food Products | New | Space Heating | Natural Gas | Insulation - Ducting | A | Incremental Energy Savings (MWh or mTherms) | Technical Potential | 0 | 0 | 0 | 0 | 0 | 0 | 0 | 0 | 0 | 0 | 0 | 0 | 0 | 0 | 0 | 0 | 0 | 0 | 0 | 0 | 0 | 0 | 0 | 0 | 0 | 0 | 0 | 0 | 0 | 0 | 0
F8_Industrial_Food Products_New_Space Heating_Natural Gas_Insulation - Ducting_A_Technical Potential | F8 | Industrial | Food Products | New | Space Heating | Natural Gas | Insulation - Ducting | A | Incremental Summer Peak Savings (MW) | Technical Potential | 0 | 0 | 0 | 0 | 0 | 0 | 0 | 0 | 0 | 0 | 0 | 0 | 0 | 0 | 0 | 0 | 0 | 0 | 0 | 0 | 0 | 0 | 0 | 0 | 0 | 0 | 0 | 0 | 0 | 0 | 0
F9_Industrial_Food Products_New_Space Heating_Natural Gas_Insulation - Ducting_A_Technical Potential | F9 | Industrial | Food Products | New | Space Heating | Natural Gas | Insulation - Ducting | A | Incremental Winter Peak Savings (MW) | Technical Potential | 0 | 0 | 0 | 0 | 0 | 0 | 0 | 0 | 0 | 0 | 0 | 0 | 0 | 0 | 0 | 0 | 0 | 0 | 0 | 0 | 0 | 0 | 0 | 0 | 0 | 0 | 0 | 0 | 0 | 0 | 0
F10_Industrial_Food Products_New_Space Heating_Natural Gas_Insulation - Ducting_A_Technical Potential | F10 | Industrial | Food Products | New | Space Heating | Natural Gas | Insulation - Ducting | A | Cumulative Energy Savings (MWh or mTherms) | Technical Potential | 0 | 0 | 0 | 0 | 0 | 0 | 0 | 0 | 0 | 0 | 0 | 0 | 0 | 0 | 0 | 0 | 0 | 0 | 0 | 0 | 0 | 0 | 0 | 0 | 0 | 0 | 0 | 0 | 0 | 0 | 0
F11_Industrial_Food Products_New_Space Heating_Natural Gas_Insulation - Ducting_A_Technical Potential | F11 | Industrial | Food Products | New | Space Heating | Natural Gas | Insulation - Ducting | A | Cumulative Summer Peak Savings (MW) | Technical Potential | 0 | 0 | 0 | 0 | 0 | 0 | 0 | 0 | 0 | 0 | 0 | 0 | 0 | 0 | 0 | 0 | 0 | 0 | 0 | 0 | 0 | 0 | 0 | 0 | 0 | 0 | 0 | 0 | 0 | 0 | 0
F12_Industrial_Food Products_New_Space Heating_Natural Gas_Insulation - Ducting_A_Technical Potential | F12 | Industrial | Food Products | New | Space Heating | Natural Gas | Insulation - Ducting | A | Cumulative Winter Peak Savings (MW) | Technical Potential | 0 | 0 | 0 | 0 | 0 | 0 | 0 | 0 | 0 | 0 | 0 | 0 | 0 | 0 | 0 | 0 | 0 | 0 | 0 | 0 | 0 | 0 | 0 | 0 | 0 | 0 | 0 | 0 | 0 | 0 | 0
F13_Industrial_Food Products_New_Space Heating_Natural Gas_Insulation - Ducting_A_Technical Potential | F13 | Industrial | Food Products | New | Space Heating | Natural Gas | Insulation - Ducting | A | Purchases (Incremental) | Technical Potential | 0 | 0 | 0 | 0 | 0 | 0 | 0 | 0 | 0 | 0 | 0 | 0 | 0 | 0 | 0 | 0 | 0 | 0 | 0 | 0 | 0 | 0 | 0 | 0 | 0 | 0 | 0 | 0 | 0 | 0 | 0
F14_Industrial_Food Products_New_Space Heating_Natural Gas_Insulation - Ducting_A_Technical Potential | F14 | Industrial | Food Products | New | Space Heating | Natural Gas | Insulation - Ducting | A | Purchases (Cumulative) | Technical Potential | 0 | 0 | 0 | 0 | 0 | 0 | 0 | 0 | 0 | 0 | 0 | 0 | 0 | 0 | 0 | 0 | 0 | 0 | 0 | 0 | 0 | 0 | 0 | 0 | 0 | 0 | 0 | 0 | 0 | 0 | 0
F1_Industrial_Food Products_New_Space Heating_Natural Gas_HVAC - Duct Repair and Sealing_A_Technical Potential | F1 | Industrial | Food Products | New | Space Heating | Natural Gas | HVAC - Duct Repair and Sealing | A | Original Unit Energy Savings (kWh or therms) | Technical Potential | 0 | 0 | 0 | 0 | 0 | 0 | 0 | 0 | 0 | 0 | 0 | 0 | 0 | 0 | 0 | 0 | 0 | 0 | 0 | 0 | 0 | 0 | 0 | 0 | 0 | 0 | 0 | 0 | 0 | 0 | 0
F2_Industrial_Food Products_New_Space Heating_Natural Gas_HVAC - Duct Repair and Sealing_A_Technical Potential | F2 | Industrial | Food Products | New | Space Heating | Natural Gas | HVAC - Duct Repair and Sealing | A | Original Unit Summer Peak Savings (kW) | Technical Potential | 0 | 0 | 0 | 0 | 0 | 0 | 0 | 0 | 0 | 0 | 0 | 0 | 0 | 0 | 0 | 0 | 0 | 0 | 0 | 0 | 0 | 0 | 0 | 0 | 0 | 0 | 0 | 0 | 0 | 0 | 0
F3_Industrial_Food Products_New_Space Heating_Natural Gas_HVAC - Duct Repair and Sealing_A_Technical Potential | F3 | Industrial | Food Products | New | Space Heating | Natural Gas | HVAC - Duct Repair and Sealing | A | Original Unit Winter Peak Savings (kW) | Technical Potential | 0 | 0 | 0 | 0 | 0 | 0 | 0 | 0 | 0 | 0 | 0 | 0 | 0 | 0 | 0 | 0 | 0 | 0 | 0 | 0 | 0 | 0 | 0 | 0 | 0 | 0 | 0 | 0 | 0 | 0 | 0
F4_Industrial_Food Products_New_Space Heating_Natural Gas_HVAC - Duct Repair and Sealing_A_Technical Potential | F4 | Industrial | Food Products | New | Space Heating | Natural Gas | HVAC - Duct Repair and Sealing | A | Standalone Impact on Baseline Energy (%) | Technical Potential | 0% | 0% | 0% | 0% | 0% | 0% | 0% | 0% | 0% | 0% | 0% | 0% | 0% | 0% | 0% | 0% | 0% | 0% | 0% | 0% | 0% | 0% | 0% | 0% | 0 | 0 | 0 | 0 | 0 | 0 | 0
F5_Industrial_Food Products_New_Space Heating_Natural Gas_HVAC - Duct Repair and Sealing_A_Technical Potential | F5 | Industrial | Food Products | New | Space Heating | Natural Gas | HVAC - Duct Repair and Sealing | A | Standalone Impact on Baseline Summer Peak (%) | Technical Potential | 0% | 0% | 0% | 0% | 0% | 0% | 0% | 0% | 0% | 0% | 0% | 0% | 0% | 0% | 0% | 0% | 0% | 0% | 0% | 0% | 0% | 0% | 0% | 0% | 0 | 0 | 0 | 0 | 0 | 0 | 0
F6_Industrial_Food Products_New_Space Heating_Natural Gas_HVAC - Duct Repair and Sealing_A_Technical Potential | F6 | Industrial | Food Products | New | Space Heating | Natural Gas | HVAC - Duct Repair and Sealing | A | Standalone Impact on Baseline Winter Peak (%) | Technical Potential | 0% | 0% | 0% | 0% | 0% | 0% | 0% | 0% | 0% | 0% | 0% | 0% | 0% | 0% | 0% | 0% | 0% | 0% | 0% | 0% | 0% | 0% | 0% | 0% | 0 | 0 | 0 | 0 | 0 | 0 | 0
F7_Industrial_Food Products_New_Space Heating_Natural Gas_HVAC - Duct Repair and Sealing_A_Technical Potential | F7 | Industrial | Food Products | New | Space Heating | Natural Gas | HVAC - Duct Repair and Sealing | A | Incremental Energy Savings (MWh or mTherms) | Technical Potential | 0 | 0 | 0 | 0 | 0 | 0 | 0 | 0 | 0 | 0 | 0 | 0 | 0 | 0 | 0 | 0 | 0 | 0 | 0 | 0 | 0 | 0 | 0 | 0 | 0 | 0 | 0 | 0 | 0 | 0 | 0
F8_Industrial_Food Products_New_Space Heating_Natural Gas_HVAC - Duct Repair and Sealing_A_Technical Potential | F8 | Industrial | Food Products | New | Space Heating | Natural Gas | HVAC - Duct Repair and Sealing | A | Incremental Summer Peak Savings (MW) | Technical Potential | 0 | 0 | 0 | 0 | 0 | 0 | 0 | 0 | 0 | 0 | 0 | 0 | 0 | 0 | 0 | 0 | 0 | 0 | 0 | 0 | 0 | 0 | 0 | 0 | 0 | 0 | 0 | 0 | 0 | 0 | 0
F9_Industrial_Food Products_New_Space Heating_Natural Gas_HVAC - Duct Repair and Sealing_A_Technical Potential | F9 | Industrial | Food Products | New | Space Heating | Natural Gas | HVAC - Duct Repair and Sealing | A | Incremental Winter Peak Savings (MW) | Technical Potential | 0 | 0 | 0 | 0 | 0 | 0 | 0 | 0 | 0 | 0 | 0 | 0 | 0 | 0 | 0 | 0 | 0 | 0 | 0 | 0 | 0 | 0 | 0 | 0 | 0 | 0 | 0 | 0 | 0 | 0 | 0
F10_Industrial_Food Products_New_Space Heating_Natural Gas_HVAC - Duct Repair and Sealing_A_Technical Potential | F10 | Industrial | Food Products | New | Space Heating | Natural Gas | HVAC - Duct Repair and Sealing | A | Cumulative Energy Savings (MWh or mTherms) | Technical Potential | 0 | 0 | 0 | 0 | 0 | 0 | 0 | 0 | 0 | 0 | 0 | 0 | 0 | 0 | 0 | 0 | 0 | 0 | 0 | 0 | 0 | 0 | 0 | 0 | 0 | 0 | 0 | 0 | 0 | 0 | 0
F11_Industrial_Food Products_New_Space Heating_Natural Gas_HVAC - Duct Repair and Sealing_A_Technical Potential | F11 | Industrial | Food Products | New | Space Heating | Natural Gas | HVAC - Duct Repair and Sealing | A | Cumulative Summer Peak Savings (MW) | Technical Potential | 0 | 0 | 0 | 0 | 0 | 0 | 0 | 0 | 0 | 0 | 0 | 0 | 0 | 0 | 0 | 0 | 0 | 0 | 0 | 0 | 0 | 0 | 0 | 0 | 0 | 0 | 0 | 0 | 0 | 0 | 0
F12_Industrial_Food Products_New_Space Heating_Natural Gas_HVAC - Duct Repair and Sealing_A_Technical Potential | F12 | Industrial | Food Products | New | Space Heating | Natural Gas | HVAC - Duct Repair and Sealing | A | Cumulative Winter Peak Savings (MW) | Technical Potential | 0 | 0 | 0 | 0 | 0 | 0 | 0 | 0 | 0 | 0 | 0 | 0 | 0 | 0 | 0 | 0 | 0 | 0 | 0 | 0 | 0 | 0 | 0 | 0 | 0 | 0 | 0 | 0 | 0 | 0 | 0
F13_Industrial_Food Products_New_Space Heating_Natural Gas_HVAC - Duct Repair and Sealing_A_Technical Potential | F13 | Industrial | Food Products | New | Space Heating | Natural Gas | HVAC - Duct Repair and Sealing | A | Purchases (Incremental) | Technical Potential | 0 | 0 | 0 | 0 | 0 | 0 | 0 | 0 | 0 | 0 | 0 | 0 | 0 | 0 | 0 | 0 | 0 | 0 | 0 | 0 | 0 | 0 | 0 | 0 | 0 | 0 | 0 | 0 | 0 | 0 | 0
F14_Industrial_Food Products_New_Space Heating_Natural Gas_HVAC - Duct Repair and Sealing_A_Technical Potential | F14 | Industrial | Food Products | New | Space Heating | Natural Gas | HVAC - Duct Repair and Sealing | A | Purchases (Cumulative) | Technical Potential | 0 | 0 | 0 | 0 | 0 | 0 | 0 | 0 | 0 | 0 | 0 | 0 | 0 | 0 | 0 | 0 | 0 | 0 | 0 | 0 | 0 | 0 | 0 | 0 | 0 | 0 | 0 | 0 | 0 | 0 | 0
F1_Industrial_Food Products_New_Space Heating_Natural Gas_Windows - High Efficiency_A_Technical Potential | F1 | Industrial | Food Products | New | Space Heating | Natural Gas | Windows - High Efficiency | A | Original Unit Energy Savings (kWh or therms) | Technical Potential | 0 | 0 | 0 | 0 | 0 | 0.0053664 | 0.005297 | 0.0052464 | 0.0052081 | 0.0051778 | 0.0051533 | 0.0051246 | 0.0050945 | 0.0050648 | 0.0050361 | 0.0050136 | 0.0049958 | 0.0049817 | 0.0049593 | 0.0049429 | 0.004931 | 0.0049217 | 0.0049217 | 0.0049217 | 0.0049217 | 0.0049217 | 0.0049217 | 0.0049217 | 0 | 0 | 0
F2_Industrial_Food Products_New_Space Heating_Natural Gas_Windows - High Efficiency_A_Technical Potential | F2 | Industrial | Food Products | New | Space Heating | Natural Gas | Windows - High Efficiency | A | Original Unit Summer Peak Savings (kW) | Technical Potential | 0 | 0 | 0 | 0 | 0 | 0 | 0 | 0 | 0 | 0 | 0 | 0 | 0 | 0 | 0 | 0 | 0 | 0 | 0 | 0 | 0 | 0 | 0 | 0 | 0 | 0 | 0 | 0 | 0 | 0 | 0
F3_Industrial_Food Products_New_Space Heating_Natural Gas_Windows - High Efficiency_A_Technical Potential | F3 | Industrial | Food Products | New | Space Heating | Natural Gas | Windows - High Efficiency | A | Original Unit Winter Peak Savings (kW) | Technical Potential | 0 | 0 | 0 | 0 | 0 | 0 | 0 | 0 | 0 | 0 | 0 | 0 | 0 | 0 | 0 | 0 | 0 | 0 | 0 | 0 | 0 | 0 | 0 | 0 | 0 | 0 | 0 | 0 | 0 | 0 | 0
F4_Industrial_Food Products_New_Space Heating_Natural Gas_Windows - High Efficiency_A_Technical Potential | F4 | Industrial | Food Products | New | Space Heating | Natural Gas | Windows - High Efficiency | A | Standalone Impact on Baseline Energy (%) | Technical Potential | 0% | 0% | 0% | 0% | 0% | 0% | 0% | 0% | 0% | 0% | 0% | 0% | 0% | 0% | 0% | 0% | 0% | 0% | 0% | 0% | 0% | 0% | 0% | 0% | 0 | 0 | 0 | 0 | 0 | 0 | 0
F5_Industrial_Food Products_New_Space Heating_Natural Gas_Windows - High Efficiency_A_Technical Potential | F5 | Industrial | Food Products | New | Space Heating | Natural Gas | Windows - High Efficiency | A | Standalone Impact on Baseline Summer Peak (%) | Technical Potential | 0% | 0% | 0% | 0% | 0% | 0% | 0% | 0% | 0% | 0% | 0% | 0% | 0% | 0% | 0% | 0% | 0% | 0% | 0% | 0% | 0% | 0% | 0% | 0% | 0 | 0 | 0 | 0 | 0 | 0 | 0
F6_Industrial_Food Products_New_Space Heating_Natural Gas_Windows - High Efficiency_A_Technical Potential | F6 | Industrial | Food Products | New | Space Heating | Natural Gas | Windows - High Efficiency | A | Standalone Impact on Baseline Winter Peak (%) | Technical Potential | 0% | 0% | 0% | 0% | 0% | 0% | 0% | 0% | 0% | 0% | 0% | 0% | 0% | 0% | 0% | 0% | 0% | 0% | 0% | 0% | 0% | 0% | 0% | 0% | 0 | 0 | 0 | 0 | 0 | 0 | 0
F7_Industrial_Food Products_New_Space Heating_Natural Gas_Windows - High Efficiency_A_Technical Potential | F7 | Industrial | Food Products | New | Space Heating | Natural Gas | Windows - High Efficiency | A | Incremental Energy Savings (MWh or mTherms) | Technical Potential | 0 | 0 | 0 | 0 | 0 | 0 | 0 | 0 | 0 | 0 | 0 | 0 | 0 | 0 | 0 | 0 | 0 | 0 | 0 | 0 | 0 | 0 | 0 | 0 | 0 | 0 | 0 | 0 | 0 | 0 | 0
F8_Industrial_Food Products_New_Space Heating_Natural Gas_Windows - High Efficiency_A_Technical Potential | F8 | Industrial | Food Products | New | Space Heating | Natural Gas | Windows - High Efficiency | A | Incremental Summer Peak Savings (MW) | Technical Potential | 0 | 0 | 0 | 0 | 0 | 0 | 0 | 0 | 0 | 0 | 0 | 0 | 0 | 0 | 0 | 0 | 0 | 0 | 0 | 0 | 0 | 0 | 0 | 0 | 0 | 0 | 0 | 0 | 0 | 0 | 0
F9_Industrial_Food Products_New_Space Heating_Natural Gas_Windows - High Efficiency_A_Technical Potential | F9 | Industrial | Food Products | New | Space Heating | Natural Gas | Windows - High Efficiency | A | Incremental Winter Peak Savings (MW) | Technical Potential | 0 | 0 | 0 | 0 | 0 | 0 | 0 | 0 | 0 | 0 | 0 | 0 | 0 | 0 | 0 | 0 | 0 | 0 | 0 | 0 | 0 | 0 | 0 | 0 | 0 | 0 | 0 | 0 | 0 | 0 | 0
F10_Industrial_Food Products_New_Space Heating_Natural Gas_Windows - High Efficiency_A_Technical Potential | F10 | Industrial | Food Products | New | Space Heating | Natural Gas | Windows - High Efficiency | A | Cumulative Energy Savings (MWh or mTherms) | Technical Potential | 0 | 0 | 0 | 0 | 0 | 0 | 0 | 0 | 0 | 0 | 0 | 0 | 0 | 0 | 0 | 0 | 0 | 0 | 0 | 0 | 0 | 0 | 0 | 0 | 0 | 0 | 0 | 0 | 0 | 0 | 0
F11_Industrial_Food Products_New_Space Heating_Natural Gas_Windows - High Efficiency_A_Technical Potential | F11 | Industrial | Food Products | New | Space Heating | Natural Gas | Windows - High Efficiency | A | Cumulative Summer Peak Savings (MW) | Technical Potential | 0 | 0 | 0 | 0 | 0 | 0 | 0 | 0 | 0 | 0 | 0 | 0 | 0 | 0 | 0 | 0 | 0 | 0 | 0 | 0 | 0 | 0 | 0 | 0 | 0 | 0 | 0 | 0 | 0 | 0 | 0
F12_Industrial_Food Products_New_Space Heating_Natural Gas_Windows - High Efficiency_A_Technical Potential | F12 | Industrial | Food Products | New | Space Heating | Natural Gas | Windows - High Efficiency | A | Cumulative Winter Peak Savings (MW) | Technical Potential | 0 | 0 | 0 | 0 | 0 | 0 | 0 | 0 | 0 | 0 | 0 | 0 | 0 | 0 | 0 | 0 | 0 | 0 | 0 | 0 | 0 | 0 | 0 | 0 | 0 | 0 | 0 | 0 | 0 | 0 | 0
F13_Industrial_Food Products_New_Space Heating_Natural Gas_Windows - High Efficiency_A_Technical Potential | F13 | Industrial | Food Products | New | Space Heating | Natural Gas | Windows - High Efficiency | A | Purchases (Incremental) | Technical Potential | 0 | 0 | 0 | 0 | 0 | 0 | 0 | 0 | 0 | 0 | 0 | 0 | 0 | 0 | 0 | 0 | 0 | 0 | 0 | 0 | 0 | 0 | 0 | 0 | 0 | 0 | 0 | 0 | 0 | 0 | 0
F14_Industrial_Food Products_New_Space Heating_Natural Gas_Windows - High Efficiency_A_Technical Potential | F14 | Industrial | Food Products | New | Space Heating | Natural Gas | Windows - High Efficiency | A | Purchases (Cumulative) | Technical Potential | 0 | 0 | 0 | 0 | 0 | 0 | 0 | 0 | 0 | 0 | 0 | 0 | 0 | 0 | 0 | 0 | 0 | 0 | 0 | 0 | 0 | 0 | 0 | 0 | 0 | 0 | 0 | 0 | 0 | 0 | 0
F1_Industrial_Food Products_New_Space Heating_Natural Gas_Gas Boiler - Maintenance_A_Technical Potential | F1 | Industrial | Food Products | New | Space Heating | Natural Gas | Gas Boiler - Maintenance | A | Original Unit Energy Savings (kWh or therms) | Technical Potential | 0 | 0 | 0 | 0 | 0 | 0 | 0 | 0 | 0 | 0 | 0 | 0 | 0 | 0 | 0 | 0 | 0 | 0 | 0 | 0 | 0 | 0 | 0 | 0 | 0 | 0 | 0 | 0 | 0 | 0 | 0
F2_Industrial_Food Products_New_Space Heating_Natural Gas_Gas Boiler - Maintenance_A_Technical Potential | F2 | Industrial | Food Products | New | Space Heating | Natural Gas | Gas Boiler - Maintenance | A | Original Unit Summer Peak Savings (kW) | Technical Potential | 0 | 0 | 0 | 0 | 0 | 0 | 0 | 0 | 0 | 0 | 0 | 0 | 0 | 0 | 0 | 0 | 0 | 0 | 0 | 0 | 0 | 0 | 0 | 0 | 0 | 0 | 0 | 0 | 0 | 0 | 0
F3_Industrial_Food Products_New_Space Heating_Natural Gas_Gas Boiler - Maintenance_A_Technical Potential | F3 | Industrial | Food Products | New | Space Heating | Natural Gas | Gas Boiler - Maintenance | A | Original Unit Winter Peak Savings (kW) | Technical Potential | 0 | 0 | 0 | 0 | 0 | 0 | 0 | 0 | 0 | 0 | 0 | 0 | 0 | 0 | 0 | 0 | 0 | 0 | 0 | 0 | 0 | 0 | 0 | 0 | 0 | 0 | 0 | 0 | 0 | 0 | 0
F4_Industrial_Food Products_New_Space Heating_Natural Gas_Gas Boiler - Maintenance_A_Technical Potential | F4 | Industrial | Food Products | New | Space Heating | Natural Gas | Gas Boiler - Maintenance | A | Standalone Impact on Baseline Energy (%) | Technical Potential | 0% | 0% | 0% | 0% | 0% | 0% | 0% | 0% | 0% | 0% | 0% | 0% | 0% | 0% | 0% | 0% | 0% | 0% | 0% | 0% | 0% | 0% | 0% | 0% | 0 | 0 | 0 | 0 | 0 | 0 | 0
F5_Industrial_Food Products_New_Space Heating_Natural Gas_Gas Boiler - Maintenance_A_Technical Potential | F5 | Industrial | Food Products | New | Space Heating | Natural Gas | Gas Boiler - Maintenance | A | Standalone Impact on Baseline Summer Peak (%) | Technical Potential | 0% | 0% | 0% | 0% | 0% | 0% | 0% | 0% | 0% | 0% | 0% | 0% | 0% | 0% | 0% | 0% | 0% | 0% | 0% | 0% | 0% | 0% | 0% | 0% | 0 | 0 | 0 | 0 | 0 | 0 | 0
F6_Industrial_Food Products_New_Space Heating_Natural Gas_Gas Boiler - Maintenance_A_Technical Potential | F6 | Industrial | Food Products | New | Space Heating | Natural Gas | Gas Boiler - Maintenance | A | Standalone Impact on Baseline Winter Peak (%) | Technical Potential | 0% | 0% | 0% | 0% | 0% | 0% | 0% | 0% | 0% | 0% | 0% | 0% | 0% | 0% | 0% | 0% | 0% | 0% | 0% | 0% | 0% | 0% | 0% | 0% | 0 | 0 | 0 | 0 | 0 | 0 | 0
F7_Industrial_Food Products_New_Space Heating_Natural Gas_Gas Boiler - Maintenance_A_Technical Potential | F7 | Industrial | Food Products | New | Space Heating | Natural Gas | Gas Boiler - Maintenance | A | Incremental Energy Savings (MWh or mTherms) | Technical Potential | 0 | 0 | 0 | 0 | 0 | 0 | 0 | 0 | 0 | 0 | 0 | 0 | 0 | 0 | 0 | 0 | 0 | 0 | 0 | 0 | 0 | 0 | 0 | 0 | 0 | 0 | 0 | 0 | 0 | 0 | 0
F8_Industrial_Food Products_New_Space Heating_Natural Gas_Gas Boiler - Maintenance_A_Technical Potential | F8 | Industrial | Food Products | New | Space Heating | Natural Gas | Gas Boiler - Maintenance | A | Incremental Summer Peak Savings (MW) | Technical Potential | 0 | 0 | 0 | 0 | 0 | 0 | 0 | 0 | 0 | 0 | 0 | 0 | 0 | 0 | 0 | 0 | 0 | 0 | 0 | 0 | 0 | 0 | 0 | 0 | 0 | 0 | 0 | 0 | 0 | 0 | 0
F9_Industrial_Food Products_New_Space Heating_Natural Gas_Gas Boiler - Maintenance_A_Technical Potential | F9 | Industrial | Food Products | New | Space Heating | Natural Gas | Gas Boiler - Maintenance | A | Incremental Winter Peak Savings (MW) | Technical Potential | 0 | 0 | 0 | 0 | 0 | 0 | 0 | 0 | 0 | 0 | 0 | 0 | 0 | 0 | 0 | 0 | 0 | 0 | 0 | 0 | 0 | 0 | 0 | 0 | 0 | 0 | 0 | 0 | 0 | 0 | 0
F10_Industrial_Food Products_New_Space Heating_Natural Gas_Gas Boiler - Maintenance_A_Technical Potential | F10 | Industrial | Food Products | New | Space Heating | Natural Gas | Gas Boiler - Maintenance | A | Cumulative Energy Savings (MWh or mTherms) | Technical Potential | 0 | 0 | 0 | 0 | 0 | 0 | 0 | 0 | 0 | 0 | 0 | 0 | 0 | 0 | 0 | 0 | 0 | 0 | 0 | 0 | 0 | 0 | 0 | 0 | 0 | 0 | 0 | 0 | 0 | 0 | 0
F11_Industrial_Food Products_New_Space Heating_Natural Gas_Gas Boiler - Maintenance_A_Technical Potential | F11 | Industrial | Food Products | New | Space Heating | Natural Gas | Gas Boiler - Maintenance | A | Cumulative Summer Peak Savings (MW) | Technical Potential | 0 | 0 | 0 | 0 | 0 | 0 | 0 | 0 | 0 | 0 | 0 | 0 | 0 | 0 | 0 | 0 | 0 | 0 | 0 | 0 | 0 | 0 | 0 | 0 | 0 | 0 | 0 | 0 | 0 | 0 | 0
F12_Industrial_Food Products_New_Space Heating_Natural Gas_Gas Boiler - Maintenance_A_Technical Potential | F12 | Industrial | Food Products | New | Space Heating | Natural Gas | Gas Boiler - Maintenance | A | Cumulative Winter Peak Savings (MW) | Technical Potential | 0 | 0 | 0 | 0 | 0 | 0 | 0 | 0 | 0 | 0 | 0 | 0 | 0 | 0 | 0 | 0 | 0 | 0 | 0 | 0 | 0 | 0 | 0 | 0 | 0 | 0 | 0 | 0 | 0 | 0 | 0
F13_Industrial_Food Products_New_Space Heating_Natural Gas_Gas Boiler - Maintenance_A_Technical Potential | F13 | Industrial | Food Products | New | Space Heating | Natural Gas | Gas Boiler - Maintenance | A | Purchases (Incremental) | Technical Potential | 0 | 0 | 0 | 0 | 0 | 0 | 0 | 0 | 0 | 0 | 0 | 0 | 0 | 0 | 0 | 0 | 0 | 0 | 0 | 0 | 0 | 0 | 0 | 0 | 0 | 0 | 0 | 0 | 0 | 0 | 0
F14_Industrial_Food Products_New_Space Heating_Natural Gas_Gas Boiler - Maintenance_A_Technical Potential | F14 | Industrial | Food Products | New | Space Heating | Natural Gas | Gas Boiler - Maintenance | A | Purchases (Cumulative) | Technical Potential | 0 | 0 | 0 | 0 | 0 | 0 | 0 | 0 | 0 | 0 | 0 | 0 | 0 | 0 | 0 | 0 | 0 | 0 | 0 | 0 | 0 | 0 | 0 | 0 | 0 | 0 | 0 | 0 | 0 | 0 | 0
F1_Industrial_Food Products_New_Process_Natural Gas_Gas Boiler - Maintenance_A_Technical Potential | F1 | Industrial | Food Products | New | Process | Natural Gas | Gas Boiler - Maintenance | A | Original Unit Energy Savings (kWh or therms) | Technical Potential | 0 | 0 | 0 | 0 | 0 | 34.75 | 34.75 | 34.75 | 34.75 | 34.75 | 34.75 | 34.75 | 34.75 | 34.75 | 34.75 | 34.75 | 34.75 | 34.75 | 34.75 | 34.75 | 34.75 | 34.75 | 34.75 | 34.75 | 34.75 | 34.75 | 34.75 | 34.75 | 34.75 | 34.75 | 34.75
F2_Industrial_Food Products_New_Process_Natural Gas_Gas Boiler - Maintenance_A_Technical Potential | F2 | Industrial | Food Products | New | Process | Natural Gas | Gas Boiler - Maintenance | A | Original Unit Summer Peak Savings (kW) | Technical Potential | 0 | 0 | 0 | 0 | 0 | 0 | 0 | 0 | 0 | 0 | 0 | 0 | 0 | 0 | 0 | 0 | 0 | 0 | 0 | 0 | 0 | 0 | 0 | 0 | 0 | 0 | 0 | 0 | 0 | 0 | 0
F3_Industrial_Food Products_New_Process_Natural Gas_Gas Boiler - Maintenance_A_Technical Potential | F3 | Industrial | Food Products | New | Process | Natural Gas | Gas Boiler - Maintenance | A | Original Unit Winter Peak Savings (kW) | Technical Potential | 0 | 0 | 0 | 0 | 0 | 0 | 0 | 0 | 0 | 0 | 0 | 0 | 0 | 0 | 0 | 0 | 0 | 0 | 0 | 0 | 0 | 0 | 0 | 0 | 0 | 0 | 0 | 0 | 0 | 0 | 0
F4_Industrial_Food Products_New_Process_Natural Gas_Gas Boiler - Maintenance_A_Technical Potential | F4 | Industrial | Food Products | New | Process | Natural Gas | Gas Boiler - Maintenance | A | Standalone Impact on Baseline Energy (%) | Technical Potential | 0% | 0% | 0% | 0% | 0% | 0.01368% | 0.02113% | 0.02492% | 0.02197% | 0.01965% | 0.01777% | 0.01624% | 0.01495% | 0.01385% | 0.01292% | 0.0121% | 0.01139% | 0.01075% | 0.01019% | 0.009686% | 0.009229% | 0.008814% | 0.008437% | 0.008092% | 7.7753e-05 | 7.4832e-05 | 7.213e-05 | 6.9623e-05 | 0 | 0 | 0
F5_Industrial_Food Products_New_Process_Natural Gas_Gas Boiler - Maintenance_A_Technical Potential | F5 | Industrial | Food Products | New | Process | Natural Gas | Gas Boiler - Maintenance | A | Standalone Impact on Baseline Summer Peak (%) | Technical Potential | 0% | 0% | 0% | 0% | 0% | 0% | 0% | 0% | 0% | 0% | 0% | 0% | 0% | 0% | 0% | 0% | 0% | 0% | 0% | 0% | 0% | 0% | 0% | 0% | 0 | 0 | 0 | 0 | 0 | 0 | 0
F6_Industrial_Food Products_New_Process_Natural Gas_Gas Boiler - Maintenance_A_Technical Potential | F6 | Industrial | Food Products | New | Process | Natural Gas | Gas Boiler - Maintenance | A | Standalone Impact on Baseline Winter Peak (%) | Technical Potential | 0% | 0% | 0% | 0% | 0% | 0% | 0% | 0% | 0% | 0% | 0% | 0% | 0% | 0% | 0% | 0% | 0% | 0% | 0% | 0% | 0% | 0% | 0% | 0% | 0 | 0 | 0 | 0 | 0 | 0 | 0
F7_Industrial_Food Products_New_Process_Natural Gas_Gas Boiler - Maintenance_A_Technical Potential | F7 | Industrial | Food Products | New | Process | Natural Gas | Gas Boiler - Maintenance | A | Incremental Energy Savings (MWh or mTherms) | Technical Potential | 0 | 0 | 0 | 0 | 0 | 0.078165 | 0.064908 | 0.051936 | 0.078165 | 0.064908 | 0.051936 | 0.078165 | 0.064908 | 0.051936 | 0.078165 | 0.064908 | 0.051936 | 0.078165 | 0.064908 | 0.051936 | 0.078165 | 0.064908 | 0.051936 | 0.078165 | 0.064908 | 0.051936 | 0.078165 | 0.064908 | 0.051936 | 0.078165 | 0.064908
F8_Industrial_Food Products_New_Process_Natural Gas_Gas Boiler - Maintenance_A_Technical Potential | F8 | Industrial | Food Products | New | Process | Natural Gas | Gas Boiler - Maintenance | A | Incremental Summer Peak Savings (MW) | Technical Potential | 0 | 0 | 0 | 0 | 0 | 0 | 0 | 0 | 0 | 0 | 0 | 0 | 0 | 0 | 0 | 0 | 0 | 0 | 0 | 0 | 0 | 0 | 0 | 0 | 0 | 0 | 0 | 0 | 0 | 0 | 0
F9_Industrial_Food Products_New_Process_Natural Gas_Gas Boiler - Maintenance_A_Technical Potential | F9 | Industrial | Food Products | New | Process | Natural Gas | Gas Boiler - Maintenance | A | Incremental Winter Peak Savings (MW) | Technical Potential | 0 | 0 | 0 | 0 | 0 | 0 | 0 | 0 | 0 | 0 | 0 | 0 | 0 | 0 | 0 | 0 | 0 | 0 | 0 | 0 | 0 | 0 | 0 | 0 | 0 | 0 | 0 | 0 | 0 | 0 | 0
F10_Industrial_Food Products_New_Process_Natural Gas_Gas Boiler - Maintenance_A_Technical Potential | F10 | Industrial | Food Products | New | Process | Natural Gas | Gas Boiler - Maintenance | A | Cumulative Energy Savings (MWh or mTherms) | Technical Potential | 0 | 0 | 0 | 0 | 0 | 0.078165 | 0.14307 | 0.19501 | 0.19501 | 0.19501 | 0.19501 | 0.19501 | 0.19501 | 0.19501 | 0.19501 | 0.19501 | 0.19501 | 0.19501 | 0.19501 | 0.19501 | 0.19501 | 0.19501 | 0.19501 | 0.19501 | 0.19501 | 0.19501 | 0.19501 | 0.19501 | 0.19501 | 0.19501 | 0.19501
F11_Industrial_Food Products_New_Process_Natural Gas_Gas Boiler - Maintenance_A_Technical Potential | F11 | Industrial | Food Products | New | Process | Natural Gas | Gas Boiler - Maintenance | A | Cumulative Summer Peak Savings (MW) | Technical Potential | 0 | 0 | 0 | 0 | 0 | 0 | 0 | 0 | 0 | 0 | 0 | 0 | 0 | 0 | 0 | 0 | 0 | 0 | 0 | 0 | 0 | 0 | 0 | 0 | 0 | 0 | 0 | 0 | 0 | 0 | 0
F12_Industrial_Food Products_New_Process_Natural Gas_Gas Boiler - Maintenance_A_Technical Potential | F12 | Industrial | Food Products | New | Process | Natural Gas | Gas Boiler - Maintenance | A | Cumulative Winter Peak Savings (MW) | Technical Potential | 0 | 0 | 0 | 0 | 0 | 0 | 0 | 0 | 0 | 0 | 0 | 0 | 0 | 0 | 0 | 0 | 0 | 0 | 0 | 0 | 0 | 0 | 0 | 0 | 0 | 0 | 0 | 0 | 0 | 0 | 0
F13_Industrial_Food Products_New_Process_Natural Gas_Gas Boiler - Maintenance_A_Technical Potential | F13 | Industrial | Food Products | New | Process | Natural Gas | Gas Boiler - Maintenance | A | Purchases (Incremental) | Technical Potential | 0 | 0 | 0 | 0 | 0 | 2.2494 | 1.8679 | 1.4946 | 2.2494 | 1.8679 | 1.4946 | 2.2494 | 1.8679 | 1.4946 | 2.2494 | 1.8679 | 1.4946 | 2.2494 | 1.8679 | 1.4946 | 2.2494 | 1.8679 | 1.4946 | 2.2494 | 1.8679 | 1.4946 | 2.2494 | 1.8679 | 1.4946 | 2.2494 | 1.8679
F14_Industrial_Food Products_New_Process_Natural Gas_Gas Boiler - Maintenance_A_Technical Potential | F14 | Industrial | Food Products | New | Process | Natural Gas | Gas Boiler - Maintenance | A | Purchases (Cumulative) | Technical Potential | 0 | 0 | 0 | 0 | 0 | 2.2494 | 4.1172 | 5.6118 | 5.6118 | 5.6118 | 5.6118 | 5.6118 | 5.6118 | 5.6118 | 5.6118 | 5.6118 | 5.6118 | 5.6118 | 5.6118 | 5.6118 | 5.6118 | 5.6118 | 5.6118 | 5.6118 | 5.6118 | 5.6118 | 5.6118 | 5.6118 | 5.6118 | 5.6118 | 5.6118
F1_Industrial_Food Products_New_Space Heating_Natural Gas_Gas Furnace - Maintenance_A_Technical Potential | F1 | Industrial | Food Products | New | Space Heating | Natural Gas | Gas Furnace - Maintenance | A | Original Unit Energy Savings (kWh or therms) | Technical Potential | 0 | 0 | 0 | 0 | 0 | 0 | 0 | 0 | 0 | 0 | 0 | 0 | 0 | 0 | 0 | 0 | 0 | 0 | 0 | 0 | 0 | 0 | 0 | 0 | 0 | 0 | 0 | 0 | 0 | 0 | 0
F2_Industrial_Food Products_New_Space Heating_Natural Gas_Gas Furnace - Maintenance_A_Technical Potential | F2 | Industrial | Food Products | New | Space Heating | Natural Gas | Gas Furnace - Maintenance | A | Original Unit Summer Peak Savings (kW) | Technical Potential | 0 | 0 | 0 | 0 | 0 | 0 | 0 | 0 | 0 | 0 | 0 | 0 | 0 | 0 | 0 | 0 | 0 | 0 | 0 | 0 | 0 | 0 | 0 | 0 | 0 | 0 | 0 | 0 | 0 | 0 | 0
F3_Industrial_Food Products_New_Space Heating_Natural Gas_Gas Furnace - Maintenance_A_Technical Potential | F3 | Industrial | Food Products | New | Space Heating | Natural Gas | Gas Furnace - Maintenance | A | Original Unit Winter Peak Savings (kW) | Technical Potential | 0 | 0 | 0 | 0 | 0 | 0 | 0 | 0 | 0 | 0 | 0 | 0 | 0 | 0 | 0 | 0 | 0 | 0 | 0 | 0 | 0 | 0 | 0 | 0 | 0 | 0 | 0 | 0 | 0 | 0 | 0
F4_Industrial_Food Products_New_Space Heating_Natural Gas_Gas Furnace - Maintenance_A_Technical Potential | F4 | Industrial | Food Products | New | Space Heating | Natural Gas | Gas Furnace - Maintenance | A | Standalone Impact on Baseline Energy (%) | Technical Potential | 0% | 0% | 0% | 0% | 0% | 0% | 0% | 0% | 0% | 0% | 0% | 0% | 0% | 0% | 0% | 0% | 0% | 0% | 0% | 0% | 0% | 0% | 0% | 0% | 0 | 0 | 0 | 0 | 0 | 0 | 0
F5_Industrial_Food Products_New_Space Heating_Natural Gas_Gas Furnace - Maintenance_A_Technical Potential | F5 | Industrial | Food Products | New | Space Heating | Natural Gas | Gas Furnace - Maintenance | A | Standalone Impact on Baseline Summer Peak (%) | Technical Potential | 0% | 0% | 0% | 0% | 0% | 0% | 0% | 0% | 0% | 0% | 0% | 0% | 0% | 0% | 0% | 0% | 0% | 0% | 0% | 0% | 0% | 0% | 0% | 0% | 0 | 0 | 0 | 0 | 0 | 0 | 0
F6_Industrial_Food Products_New_Space Heating_Natural Gas_Gas Furnace - Maintenance_A_Technical Potential | F6 | Industrial | Food Products | New | Space Heating | Natural Gas | Gas Furnace - Maintenance | A | Standalone Impact on Baseline Winter Peak (%) | Technical Potential | 0% | 0% | 0% | 0% | 0% | 0% | 0% | 0% | 0% | 0% | 0% | 0% | 0% | 0% | 0% | 0% | 0% | 0% | 0% | 0% | 0% | 0% | 0% | 0% | 0 | 0 | 0 | 0 | 0 | 0 | 0
F7_Industrial_Food Products_New_Space Heating_Natural Gas_Gas Furnace - Maintenance_A_Technical Potential | F7 | Industrial | Food Products | New | Space Heating | Natural Gas | Gas Furnace - Maintenance | A | Incremental Energy Savings (MWh or mTherms) | Technical Potential | 0 | 0 | 0 | 0 | 0 | 0 | 0 | 0 | 0 | 0 | 0 | 0 | 0 | 0 | 0 | 0 | 0 | 0 | 0 | 0 | 0 | 0 | 0 | 0 | 0 | 0 | 0 | 0 | 0 | 0 | 0
F8_Industrial_Food Products_New_Space Heating_Natural Gas_Gas Furnace - Maintenance_A_Technical Potential | F8 | Industrial | Food Products | New | Space Heating | Natural Gas | Gas Furnace - Maintenance | A | Incremental Summer Peak Savings (MW) | Technical Potential | 0 | 0 | 0 | 0 | 0 | 0 | 0 | 0 | 0 | 0 | 0 | 0 | 0 | 0 | 0 | 0 | 0 | 0 | 0 | 0 | 0 | 0 | 0 | 0 | 0 | 0 | 0 | 0 | 0 | 0 | 0
F9_Industrial_Food Products_New_Space Heating_Natural Gas_Gas Furnace - Maintenance_A_Technical Potential | F9 | Industrial | Food Products | New | Space Heating | Natural Gas | Gas Furnace - Maintenance | A | Incremental Winter Peak Savings (MW) | Technical Potential | 0 | 0 | 0 | 0 | 0 | 0 | 0 | 0 | 0 | 0 | 0 | 0 | 0 | 0 | 0 | 0 | 0 | 0 | 0 | 0 | 0 | 0 | 0 | 0 | 0 | 0 | 0 | 0 | 0 | 0 | 0
F10_Industrial_Food Products_New_Space Heating_Natural Gas_Gas Furnace - Maintenance_A_Technical Potential | F10 | Industrial | Food Products | New | Space Heating | Natural Gas | Gas Furnace - Maintenance | A | Cumulative Energy Savings (MWh or mTherms) | Technical Potential | 0 | 0 | 0 | 0 | 0 | 0 | 0 | 0 | 0 | 0 | 0 | 0 | 0 | 0 | 0 | 0 | 0 | 0 | 0 | 0 | 0 | 0 | 0 | 0 | 0 | 0 | 0 | 0 | 0 | 0 | 0
F11_Industrial_Food Products_New_Space Heating_Natural Gas_Gas Furnace - Maintenance_A_Technical Potential | F11 | Industrial | Food Products | New | Space Heating | Natural Gas | Gas Furnace - Maintenance | A | Cumulative Summer Peak Savings (MW) | Technical Potential | 0 | 0 | 0 | 0 | 0 | 0 | 0 | 0 | 0 | 0 | 0 | 0 | 0 | 0 | 0 | 0 | 0 | 0 | 0 | 0 | 0 | 0 | 0 | 0 | 0 | 0 | 0 | 0 | 0 | 0 | 0
F12_Industrial_Food Products_New_Space Heating_Natural Gas_Gas Furnace - Maintenance_A_Technical Potential | F12 | Industrial | Food Products | New | Space Heating | Natural Gas | Gas Furnace - Maintenance | A | Cumulative Winter Peak Savings (MW) | Technical Potential | 0 | 0 | 0 | 0 | 0 | 0 | 0 | 0 | 0 | 0 | 0 | 0 | 0 | 0 | 0 | 0 | 0 | 0 | 0 | 0 | 0 | 0 | 0 | 0 | 0 | 0 | 0 | 0 | 0 | 0 | 0
F13_Industrial_Food Products_New_Space Heating_Natural Gas_Gas Furnace - Maintenance_A_Technical Potential | F13 | Industrial | Food Products | New | Space Heating | Natural Gas | Gas Furnace - Maintenance | A | Purchases (Incremental) | Technical Potential | 0 | 0 | 0 | 0 | 0 | 0 | 0 | 0 | 0 | 0 | 0 | 0 | 0 | 0 | 0 | 0 | 0 | 0 | 0 | 0 | 0 | 0 | 0 | 0 | 0 | 0 | 0 | 0 | 0 | 0 | 0
F14_Industrial_Food Products_New_Space Heating_Natural Gas_Gas Furnace - Maintenance_A_Technical Potential | F14 | Industrial | Food Products | New | Space Heating | Natural Gas | Gas Furnace - Maintenance | A | Purchases (Cumulative) | Technical Potential | 0 | 0 | 0 | 0 | 0 | 0 | 0 | 0 | 0 | 0 | 0 | 0 | 0 | 0 | 0 | 0 | 0 | 0 | 0 | 0 | 0 | 0 | 0 | 0 | 0 | 0 | 0 | 0 | 0 | 0 | 0
F1_Industrial_Food Products_New_Space Heating_Natural Gas_Gas Boiler - Hot Water Reset_A_Technical Potential | F1 | Industrial | Food Products | New | Space Heating | Natural Gas | Gas Boiler - Hot Water Reset | A | Original Unit Energy Savings (kWh or therms) | Technical Potential | 0 | 0 | 0 | 0 | 0 | 0 | 0 | 0 | 0 | 0 | 0 | 0 | 0 | 0 | 0 | 0 | 0 | 0 | 0 | 0 | 0 | 0 | 0 | 0 | 0 | 0 | 0 | 0 | 0 | 0 | 0
F2_Industrial_Food Products_New_Space Heating_Natural Gas_Gas Boiler - Hot Water Reset_A_Technical Potential | F2 | Industrial | Food Products | New | Space Heating | Natural Gas | Gas Boiler - Hot Water Reset | A | Original Unit Summer Peak Savings (kW) | Technical Potential | 0 | 0 | 0 | 0 | 0 | 0 | 0 | 0 | 0 | 0 | 0 | 0 | 0 | 0 | 0 | 0 | 0 | 0 | 0 | 0 | 0 | 0 | 0 | 0 | 0 | 0 | 0 | 0 | 0 | 0 | 0
F3_Industrial_Food Products_New_Space Heating_Natural Gas_Gas Boiler - Hot Water Reset_A_Technical Potential | F3 | Industrial | Food Products | New | Space Heating | Natural Gas | Gas Boiler - Hot Water Reset | A | Original Unit Winter Peak Savings (kW) | Technical Potential | 0 | 0 | 0 | 0 | 0 | 0 | 0 | 0 | 0 | 0 | 0 | 0 | 0 | 0 | 0 | 0 | 0 | 0 | 0 | 0 | 0 | 0 | 0 | 0 | 0 | 0 | 0 | 0 | 0 | 0 | 0
F4_Industrial_Food Products_New_Space Heating_Natural Gas_Gas Boiler - Hot Water Reset_A_Technical Potential | F4 | Industrial | Food Products | New | Space Heating | Natural Gas | Gas Boiler - Hot Water Reset | A | Standalone Impact on Baseline Energy (%) | Technical Potential | 0% | 0% | 0% | 0% | 0% | 0% | 0% | 0% | 0% | 0% | 0% | 0% | 0% | 0% | 0% | 0% | 0% | 0% | 0% | 0% | 0% | 0% | 0% | 0% | 0 | 0 | 0 | 0 | 0 | 0 | 0
F5_Industrial_Food Products_New_Space Heating_Natural Gas_Gas Boiler - Hot Water Reset_A_Technical Potential | F5 | Industrial | Food Products | New | Space Heating | Natural Gas | Gas Boiler - Hot Water Reset | A | Standalone Impact on Baseline Summer Peak (%) | Technical Potential | 0% | 0% | 0% | 0% | 0% | 0% | 0% | 0% | 0% | 0% | 0% | 0% | 0% | 0% | 0% | 0% | 0% | 0% | 0% | 0% | 0% | 0% | 0% | 0% | 0 | 0 | 0 | 0 | 0 | 0 | 0
F6_Industrial_Food Products_New_Space Heating_Natural Gas_Gas Boiler - Hot Water Reset_A_Technical Potential | F6 | Industrial | Food Products | New | Space Heating | Natural Gas | Gas Boiler - Hot Water Reset | A | Standalone Impact on Baseline Winter Peak (%) | Technical Potential | 0% | 0% | 0% | 0% | 0% | 0% | 0% | 0% | 0% | 0% | 0% | 0% | 0% | 0% | 0% | 0% | 0% | 0% | 0% | 0% | 0% | 0% | 0% | 0% | 0 | 0 | 0 | 0 | 0 | 0 | 0
F7_Industrial_Food Products_New_Space Heating_Natural Gas_Gas Boiler - Hot Water Reset_A_Technical Potential | F7 | Industrial | Food Products | New | Space Heating | Natural Gas | Gas Boiler - Hot Water Reset | A | Incremental Energy Savings (MWh or mTherms) | Technical Potential | 0 | 0 | 0 | 0 | 0 | 0 | 0 | 0 | 0 | 0 | 0 | 0 | 0 | 0 | 0 | 0 | 0 | 0 | 0 | 0 | 0 | 0 | 0 | 0 | 0 | 0 | 0 | 0 | 0 | 0 | 0
F8_Industrial_Food Products_New_Space Heating_Natural Gas_Gas Boiler - Hot Water Reset_A_Technical Potential | F8 | Industrial | Food Products | New | Space Heating | Natural Gas | Gas Boiler - Hot Water Reset | A | Incremental Summer Peak Savings (MW) | Technical Potential | 0 | 0 | 0 | 0 | 0 | 0 | 0 | 0 | 0 | 0 | 0 | 0 | 0 | 0 | 0 | 0 | 0 | 0 | 0 | 0 | 0 | 0 | 0 | 0 | 0 | 0 | 0 | 0 | 0 | 0 | 0
F9_Industrial_Food Products_New_Space Heating_Natural Gas_Gas Boiler - Hot Water Reset_A_Technical Potential | F9 | Industrial | Food Products | New | Space Heating | Natural Gas | Gas Boiler - Hot Water Reset | A | Incremental Winter Peak Savings (MW) | Technical Potential | 0 | 0 | 0 | 0 | 0 | 0 | 0 | 0 | 0 | 0 | 0 | 0 | 0 | 0 | 0 | 0 | 0 | 0 | 0 | 0 | 0 | 0 | 0 | 0 | 0 | 0 | 0 | 0 | 0 | 0 | 0
F10_Industrial_Food Products_New_Space Heating_Natural Gas_Gas Boiler - Hot Water Reset_A_Technical Potential | F10 | Industrial | Food Products | New | Space Heating | Natural Gas | Gas Boiler - Hot Water Reset | A | Cumulative Energy Savings (MWh or mTherms) | Technical Potential | 0 | 0 | 0 | 0 | 0 | 0 | 0 | 0 | 0 | 0 | 0 | 0 | 0 | 0 | 0 | 0 | 0 | 0 | 0 | 0 | 0 | 0 | 0 | 0 | 0 | 0 | 0 | 0 | 0 | 0 | 0
F11_Industrial_Food Products_New_Space Heating_Natural Gas_Gas Boiler - Hot Water Reset_A_Technical Potential | F11 | Industrial | Food Products | New | Space Heating | Natural Gas | Gas Boiler - Hot Water Reset | A | Cumulative Summer Peak Savings (MW) | Technical Potential | 0 | 0 | 0 | 0 | 0 | 0 | 0 | 0 | 0 | 0 | 0 | 0 | 0 | 0 | 0 | 0 | 0 | 0 | 0 | 0 | 0 | 0 | 0 | 0 | 0 | 0 | 0 | 0 | 0 | 0 | 0
F12_Industrial_Food Products_New_Space Heating_Natural Gas_Gas Boiler - Hot Water Reset_A_Technical Potential | F12 | Industrial | Food Products | New | Space Heating | Natural Gas | Gas Boiler - Hot Water Reset | A | Cumulative Winter Peak Savings (MW) | Technical Potential | 0 | 0 | 0 | 0 | 0 | 0 | 0 | 0 | 0 | 0 | 0 | 0 | 0 | 0 | 0 | 0 | 0 | 0 | 0 | 0 | 0 | 0 | 0 | 0 | 0 | 0 | 0 | 0 | 0 | 0 | 0
F13_Industrial_Food Products_New_Space Heating_Natural Gas_Gas Boiler - Hot Water Reset_A_Technical Potential | F13 | Industrial | Food Products | New | Space Heating | Natural Gas | Gas Boiler - Hot Water Reset | A | Purchases (Incremental) | Technical Potential | 0 | 0 | 0 | 0 | 0 | 0 | 0 | 0 | 0 | 0 | 0 | 0 | 0 | 0 | 0 | 0 | 0 | 0 | 0 | 0 | 0 | 0 | 0 | 0 | 0 | 0 | 0 | 0 | 0 | 0 | 0
F14_Industrial_Food Products_New_Space Heating_Natural Gas_Gas Boiler - Hot Water Reset_A_Technical Potential | F14 | Industrial | Food Products | New | Space Heating | Natural Gas | Gas Boiler - Hot Water Reset | A | Purchases (Cumulative) | Technical Potential | 0 | 0 | 0 | 0 | 0 | 0 | 0 | 0 | 0 | 0 | 0 | 0 | 0 | 0 | 0 | 0 | 0 | 0 | 0 | 0 | 0 | 0 | 0 | 0 | 0 | 0 | 0 | 0 | 0 | 0 | 0
F1_Industrial_Food Products_New_Process_Natural Gas_Gas Boiler - Hot Water Reset_A_Technical Potential | F1 | Industrial | Food Products | New | Process | Natural Gas | Gas Boiler - Hot Water Reset | A | Original Unit Energy Savings (kWh or therms) | Technical Potential | 0 | 0 | 0 | 0 | 0 | 63.1817 | 63.1817 | 63.1817 | 63.1817 | 63.1817 | 63.1817 | 63.1817 | 63.1817 | 63.1817 | 63.1817 | 63.1817 | 63.1817 | 63.1817 | 63.1817 | 63.1817 | 63.1817 | 63.1817 | 63.1817 | 63.1817 | 63.1817 | 63.1817 | 63.1817 | 63.1817 | 63.1817 | 63.1817 | 63.1817
F2_Industrial_Food Products_New_Process_Natural Gas_Gas Boiler - Hot Water Reset_A_Technical Potential | F2 | Industrial | Food Products | New | Process | Natural Gas | Gas Boiler - Hot Water Reset | A | Original Unit Summer Peak Savings (kW) | Technical Potential | 0 | 0 | 0 | 0 | 0 | 0 | 0 | 0 | 0 | 0 | 0 | 0 | 0 | 0 | 0 | 0 | 0 | 0 | 0 | 0 | 0 | 0 | 0 | 0 | 0 | 0 | 0 | 0 | 0 | 0 | 0
F3_Industrial_Food Products_New_Process_Natural Gas_Gas Boiler - Hot Water Reset_A_Technical Potential | F3 | Industrial | Food Products | New | Process | Natural Gas | Gas Boiler - Hot Water Reset | A | Original Unit Winter Peak Savings (kW) | Technical Potential | 0 | 0 | 0 | 0 | 0 | 0 | 0 | 0 | 0 | 0 | 0 | 0 | 0 | 0 | 0 | 0 | 0 | 0 | 0 | 0 | 0 | 0 | 0 | 0 | 0 | 0 | 0 | 0 | 0 | 0 | 0
F4_Industrial_Food Products_New_Process_Natural Gas_Gas Boiler - Hot Water Reset_A_Technical Potential | F4 | Industrial | Food Products | New | Process | Natural Gas | Gas Boiler - Hot Water Reset | A | Standalone Impact on Baseline Energy (%) | Technical Potential | 0% | 0% | 0% | 0% | 0% | 0.02417% | 0.05008% | 0.07964% | 0.1124% | 0.1486% | 0.1906% | 0.2358% | 0.2801% | 0.319% | 0.3485% | 0.366% | 0.3705% | 0.3651% | 0.3532% | 0.3388% | 0.324% | 0.3094% | 0.2962% | 0.2841% | 0.0027294 | 0.0026269 | 0.002532 | 0.002444 | 0 | 0 | 0
F5_Industrial_Food Products_New_Process_Natural Gas_Gas Boiler - Hot Water Reset_A_Technical Potential | F5 | Industrial | Food Products | New | Process | Natural Gas | Gas Boiler - Hot Water Reset | A | Standalone Impact on Baseline Summer Peak (%) | Technical Potential | 0% | 0% | 0% | 0% | 0% | 0% | 0% | 0% | 0% | 0% | 0% | 0% | 0% | 0% | 0% | 0% | 0% | 0% | 0% | 0% | 0% | 0% | 0% | 0% | 0 | 0 | 0 | 0 | 0 | 0 | 0
F6_Industrial_Food Products_New_Process_Natural Gas_Gas Boiler - Hot Water Reset_A_Technical Potential | F6 | Industrial | Food Products | New | Process | Natural Gas | Gas Boiler - Hot Water Reset | A | Standalone Impact on Baseline Winter Peak (%) | Technical Potential | 0% | 0% | 0% | 0% | 0% | 0% | 0% | 0% | 0% | 0% | 0% | 0% | 0% | 0% | 0% | 0% | 0% | 0% | 0% | 0% | 0% | 0% | 0% | 0% | 0 | 0 | 0 | 0 | 0 | 0 | 0
F7_Industrial_Food Products_New_Process_Natural Gas_Gas Boiler - Hot Water Reset_A_Technical Potential | F7 | Industrial | Food Products | New | Process | Natural Gas | Gas Boiler - Hot Water Reset | A | Incremental Energy Savings (MWh or mTherms) | Technical Potential | 0 | 0 | 0 | 0 | 0 | 0.13813 | 0.20094 | 0.28421 | 0.37414 | 0.47722 | 0.61698 | 0.74079 | 0.82193 | 0.83585 | 0.77032 | 0.63637 | 0.44756 | 0.2752 | 0.13985 | 0.062245 | 0.023756 | 0.13813 | 0.20094 | 0.28421 | 0.37414 | 0.47722 | 0.61698 | 0.74079 | 0.82193 | 0.83585 | 0.77032
F8_Industrial_Food Products_New_Process_Natural Gas_Gas Boiler - Hot Water Reset_A_Technical Potential | F8 | Industrial | Food Products | New | Process | Natural Gas | Gas Boiler - Hot Water Reset | A | Incremental Summer Peak Savings (MW) | Technical Potential | 0 | 0 | 0 | 0 | 0 | 0 | 0 | 0 | 0 | 0 | 0 | 0 | 0 | 0 | 0 | 0 | 0 | 0 | 0 | 0 | 0 | 0 | 0 | 0 | 0 | 0 | 0 | 0 | 0 | 0 | 0
F9_Industrial_Food Products_New_Process_Natural Gas_Gas Boiler - Hot Water Reset_A_Technical Potential | F9 | Industrial | Food Products | New | Process | Natural Gas | Gas Boiler - Hot Water Reset | A | Incremental Winter Peak Savings (MW) | Technical Potential | 0 | 0 | 0 | 0 | 0 | 0 | 0 | 0 | 0 | 0 | 0 | 0 | 0 | 0 | 0 | 0 | 0 | 0 | 0 | 0 | 0 | 0 | 0 | 0 | 0 | 0 | 0 | 0 | 0 | 0 | 0
F10_Industrial_Food Products_New_Process_Natural Gas_Gas Boiler - Hot Water Reset_A_Technical Potential | F10 | Industrial | Food Products | New | Process | Natural Gas | Gas Boiler - Hot Water Reset | A | Cumulative Energy Savings (MWh or mTherms) | Technical Potential | 0 | 0 | 0 | 0 | 0 | 0.13813 | 0.33907 | 0.62328 | 0.99743 | 1.4746 | 2.0916 | 2.8324 | 3.6544 | 4.4902 | 5.2605 | 5.8969 | 6.3444 | 6.6196 | 6.7595 | 6.8217 | 6.8455 | 6.8455 | 6.8455 | 6.8455 | 6.8455 | 6.8455 | 6.8455 | 6.8455 | 6.8455 | 6.8455 | 6.8455
F11_Industrial_Food Products_New_Process_Natural Gas_Gas Boiler - Hot Water Reset_A_Technical Potential | F11 | Industrial | Food Products | New | Process | Natural Gas | Gas Boiler - Hot Water Reset | A | Cumulative Summer Peak Savings (MW) | Technical Potential | 0 | 0 | 0 | 0 | 0 | 0 | 0 | 0 | 0 | 0 | 0 | 0 | 0 | 0 | 0 | 0 | 0 | 0 | 0 | 0 | 0 | 0 | 0 | 0 | 0 | 0 | 0 | 0 | 0 | 0 | 0
F12_Industrial_Food Products_New_Process_Natural Gas_Gas Boiler - Hot Water Reset_A_Technical Potential | F12 | Industrial | Food Products | New | Process | Natural Gas | Gas Boiler - Hot Water Reset | A | Cumulative Winter Peak Savings (MW) | Technical Potential | 0 | 0 | 0 | 0 | 0 | 0 | 0 | 0 | 0 | 0 | 0 | 0 | 0 | 0 | 0 | 0 | 0 | 0 | 0 | 0 | 0 | 0 | 0 | 0 | 0 | 0 | 0 | 0 | 0 | 0 | 0
F13_Industrial_Food Products_New_Process_Natural Gas_Gas Boiler - Hot Water Reset_A_Technical Potential | F13 | Industrial | Food Products | New | Process | Natural Gas | Gas Boiler - Hot Water Reset | A | Purchases (Incremental) | Technical Potential | 0 | 0 | 0 | 0 | 0 | 2.1863 | 3.1803 | 4.4983 | 5.9217 | 7.5532 | 9.7652 | 11.7248 | 13.009 | 13.2292 | 12.1921 | 10.0721 | 7.0837 | 4.3557 | 2.2134 | 0.98518 | 0.37599 | 2.1863 | 3.1803 | 4.4983 | 5.9217 | 7.5532 | 9.7652 | 11.7248 | 13.009 | 13.2292 | 12.1921
F14_Industrial_Food Products_New_Process_Natural Gas_Gas Boiler - Hot Water Reset_A_Technical Potential | F14 | Industrial | Food Products | New | Process | Natural Gas | Gas Boiler - Hot Water Reset | A | Purchases (Cumulative) | Technical Potential | 0 | 0 | 0 | 0 | 0 | 2.1863 | 5.3666 | 9.8649 | 15.7866 | 23.3398 | 33.105 | 44.8298 | 57.8387 | 71.068 | 83.2601 | 93.3321 | 100.4158 | 104.7715 | 106.9849 | 107.9701 | 108.3461 | 108.3461 | 108.3461 | 108.3461 | 108.3461 | 108.3461 | 108.3461 | 108.3461 | 108.3461 | 108.3461 | 108.3461
F1_Industrial_Food Products_New_Space Heating_Natural Gas_Steam Trap Maintenance_A_Technical Potential | F1 | Industrial | Food Products | New | Space Heating | Natural Gas | Steam Trap Maintenance | A | Original Unit Energy Savings (kWh or therms) | Technical Potential | 0 | 0 | 0 | 0 | 0 | 0 | 0 | 0 | 0 | 0 | 0 | 0 | 0 | 0 | 0 | 0 | 0 | 0 | 0 | 0 | 0 | 0 | 0 | 0 | 0 | 0 | 0 | 0 | 0 | 0 | 0
F2_Industrial_Food Products_New_Space Heating_Natural Gas_Steam Trap Maintenance_A_Technical Potential | F2 | Industrial | Food Products | New | Space Heating | Natural Gas | Steam Trap Maintenance | A | Original Unit Summer Peak Savings (kW) | Technical Potential | 0 | 0 | 0 | 0 | 0 | 0 | 0 | 0 | 0 | 0 | 0 | 0 | 0 | 0 | 0 | 0 | 0 | 0 | 0 | 0 | 0 | 0 | 0 | 0 | 0 | 0 | 0 | 0 | 0 | 0 | 0
F3_Industrial_Food Products_New_Space Heating_Natural Gas_Steam Trap Maintenance_A_Technical Potential | F3 | Industrial | Food Products | New | Space Heating | Natural Gas | Steam Trap Maintenance | A | Original Unit Winter Peak Savings (kW) | Technical Potential | 0 | 0 | 0 | 0 | 0 | 0 | 0 | 0 | 0 | 0 | 0 | 0 | 0 | 0 | 0 | 0 | 0 | 0 | 0 | 0 | 0 | 0 | 0 | 0 | 0 | 0 | 0 | 0 | 0 | 0 | 0
F4_Industrial_Food Products_New_Space Heating_Natural Gas_Steam Trap Maintenance_A_Technical Potential | F4 | Industrial | Food Products | New | Space Heating | Natural Gas | Steam Trap Maintenance | A | Standalone Impact on Baseline Energy (%) | Technical Potential | 0% | 0% | 0% | 0% | 0% | 0% | 0% | 0% | 0% | 0% | 0% | 0% | 0% | 0% | 0% | 0% | 0% | 0% | 0% | 0% | 0% | 0% | 0% | 0% | 0 | 0 | 0 | 0 | 0 | 0 | 0
F5_Industrial_Food Products_New_Space Heating_Natural Gas_Steam Trap Maintenance_A_Technical Potential | F5 | Industrial | Food Products | New | Space Heating | Natural Gas | Steam Trap Maintenance | A | Standalone Impact on Baseline Summer Peak (%) | Technical Potential | 0% | 0% | 0% | 0% | 0% | 0% | 0% | 0% | 0% | 0% | 0% | 0% | 0% | 0% | 0% | 0% | 0% | 0% | 0% | 0% | 0% | 0% | 0% | 0% | 0 | 0 | 0 | 0 | 0 | 0 | 0
F6_Industrial_Food Products_New_Space Heating_Natural Gas_Steam Trap Maintenance_A_Technical Potential | F6 | Industrial | Food Products | New | Space Heating | Natural Gas | Steam Trap Maintenance | A | Standalone Impact on Baseline Winter Peak (%) | Technical Potential | 0% | 0% | 0% | 0% | 0% | 0% | 0% | 0% | 0% | 0% | 0% | 0% | 0% | 0% | 0% | 0% | 0% | 0% | 0% | 0% | 0% | 0% | 0% | 0% | 0 | 0 | 0 | 0 | 0 | 0 | 0
F7_Industrial_Food Products_New_Space Heating_Natural Gas_Steam Trap Maintenance_A_Technical Potential | F7 | Industrial | Food Products | New | Space Heating | Natural Gas | Steam Trap Maintenance | A | Incremental Energy Savings (MWh or mTherms) | Technical Potential | 0 | 0 | 0 | 0 | 0 | 0 | 0 | 0 | 0 | 0 | 0 | 0 | 0 | 0 | 0 | 0 | 0 | 0 | 0 | 0 | 0 | 0 | 0 | 0 | 0 | 0 | 0 | 0 | 0 | 0 | 0
F8_Industrial_Food Products_New_Space Heating_Natural Gas_Steam Trap Maintenance_A_Technical Potential | F8 | Industrial | Food Products | New | Space Heating | Natural Gas | Steam Trap Maintenance | A | Incremental Summer Peak Savings (MW) | Technical Potential | 0 | 0 | 0 | 0 | 0 | 0 | 0 | 0 | 0 | 0 | 0 | 0 | 0 | 0 | 0 | 0 | 0 | 0 | 0 | 0 | 0 | 0 | 0 | 0 | 0 | 0 | 0 | 0 | 0 | 0 | 0
F9_Industrial_Food Products_New_Space Heating_Natural Gas_Steam Trap Maintenance_A_Technical Potential | F9 | Industrial | Food Products | New | Space Heating | Natural Gas | Steam Trap Maintenance | A | Incremental Winter Peak Savings (MW) | Technical Potential | 0 | 0 | 0 | 0 | 0 | 0 | 0 | 0 | 0 | 0 | 0 | 0 | 0 | 0 | 0 | 0 | 0 | 0 | 0 | 0 | 0 | 0 | 0 | 0 | 0 | 0 | 0 | 0 | 0 | 0 | 0
F10_Industrial_Food Products_New_Space Heating_Natural Gas_Steam Trap Maintenance_A_Technical Potential | F10 | Industrial | Food Products | New | Space Heating | Natural Gas | Steam Trap Maintenance | A | Cumulative Energy Savings (MWh or mTherms) | Technical Potential | 0 | 0 | 0 | 0 | 0 | 0 | 0 | 0 | 0 | 0 | 0 | 0 | 0 | 0 | 0 | 0 | 0 | 0 | 0 | 0 | 0 | 0 | 0 | 0 | 0 | 0 | 0 | 0 | 0 | 0 | 0
F11_Industrial_Food Products_New_Space Heating_Natural Gas_Steam Trap Maintenance_A_Technical Potential | F11 | Industrial | Food Products | New | Space Heating | Natural Gas | Steam Trap Maintenance | A | Cumulative Summer Peak Savings (MW) | Technical Potential | 0 | 0 | 0 | 0 | 0 | 0 | 0 | 0 | 0 | 0 | 0 | 0 | 0 | 0 | 0 | 0 | 0 | 0 | 0 | 0 | 0 | 0 | 0 | 0 | 0 | 0 | 0 | 0 | 0 | 0 | 0
F12_Industrial_Food Products_New_Space Heating_Natural Gas_Steam Trap Maintenance_A_Technical Potential | F12 | Industrial | Food Products | New | Space Heating | Natural Gas | Steam Trap Maintenance | A | Cumulative Winter Peak Savings (MW) | Technical Potential | 0 | 0 | 0 | 0 | 0 | 0 | 0 | 0 | 0 | 0 | 0 | 0 | 0 | 0 | 0 | 0 | 0 | 0 | 0 | 0 | 0 | 0 | 0 | 0 | 0 | 0 | 0 | 0 | 0 | 0 | 0
F13_Industrial_Food Products_New_Space Heating_Natural Gas_Steam Trap Maintenance_A_Technical Potential | F13 | Industrial | Food Products | New | Space Heating | Natural Gas | Steam Trap Maintenance | A | Purchases (Incremental) | Technical Potential | 0 | 0 | 0 | 0 | 0 | 0 | 0 | 0 | 0 | 0 | 0 | 0 | 0 | 0 | 0 | 0 | 0 | 0 | 0 | 0 | 0 | 0 | 0 | 0 | 0 | 0 | 0 | 0 | 0 | 0 | 0
F14_Industrial_Food Products_New_Space Heating_Natural Gas_Steam Trap Maintenance_A_Technical Potential | F14 | Industrial | Food Products | New | Space Heating | Natural Gas | Steam Trap Maintenance | A | Purchases (Cumulative) | Technical Potential | 0 | 0 | 0 | 0 | 0 | 0 | 0 | 0 | 0 | 0 | 0 | 0 | 0 | 0 | 0 | 0 | 0 | 0 | 0 | 0 | 0 | 0 | 0 | 0 | 0 | 0 | 0 | 0 | 0 | 0 | 0
F1_Industrial_Food Products_New_Process_Natural Gas_Steam Trap Maintenance_A_Technical Potential | F1 | Industrial | Food Products | New | Process | Natural Gas | Steam Trap Maintenance | A | Original Unit Energy Savings (kWh or therms) | Technical Potential | 0 | 0 | 0 | 0 | 0 | 44.6416 | 44.6416 | 44.6416 | 44.6416 | 44.6416 | 44.6416 | 44.6416 | 44.6416 | 44.6416 | 44.6416 | 44.6416 | 44.6416 | 44.6416 | 44.6416 | 44.6416 | 44.6416 | 44.6416 | 44.6416 | 44.6416 | 44.6416 | 44.6416 | 44.6416 | 44.6416 | 44.6416 | 44.6416 | 44.6416
F2_Industrial_Food Products_New_Process_Natural Gas_Steam Trap Maintenance_A_Technical Potential | F2 | Industrial | Food Products | New | Process | Natural Gas | Steam Trap Maintenance | A | Original Unit Summer Peak Savings (kW) | Technical Potential | 0 | 0 | 0 | 0 | 0 | 0 | 0 | 0 | 0 | 0 | 0 | 0 | 0 | 0 | 0 | 0 | 0 | 0 | 0 | 0 | 0 | 0 | 0 | 0 | 0 | 0 | 0 | 0 | 0 | 0 | 0
F3_Industrial_Food Products_New_Process_Natural Gas_Steam Trap Maintenance_A_Technical Potential | F3 | Industrial | Food Products | New | Process | Natural Gas | Steam Trap Maintenance | A | Original Unit Winter Peak Savings (kW) | Technical Potential | 0 | 0 | 0 | 0 | 0 | 0 | 0 | 0 | 0 | 0 | 0 | 0 | 0 | 0 | 0 | 0 | 0 | 0 | 0 | 0 | 0 | 0 | 0 | 0 | 0 | 0 | 0 | 0 | 0 | 0 | 0
F4_Industrial_Food Products_New_Process_Natural Gas_Steam Trap Maintenance_A_Technical Potential | F4 | Industrial | Food Products | New | Process | Natural Gas | Steam Trap Maintenance | A | Standalone Impact on Baseline Energy (%) | Technical Potential | 0% | 0% | 0% | 0% | 0% | 0% | 0% | 0% | 0% | 0% | 0% | 0% | 0% | 0% | 0% | 0% | 0% | 0% | 0% | 0% | 0% | 0% | 0% | 0% | 0 | 0 | 0 | 0 | 0 | 0 | 0
F5_Industrial_Food Products_New_Process_Natural Gas_Steam Trap Maintenance_A_Technical Potential | F5 | Industrial | Food Products | New | Process | Natural Gas | Steam Trap Maintenance | A | Standalone Impact on Baseline Summer Peak (%) | Technical Potential | 0% | 0% | 0% | 0% | 0% | 0% | 0% | 0% | 0% | 0% | 0% | 0% | 0% | 0% | 0% | 0% | 0% | 0% | 0% | 0% | 0% | 0% | 0% | 0% | 0 | 0 | 0 | 0 | 0 | 0 | 0
F6_Industrial_Food Products_New_Process_Natural Gas_Steam Trap Maintenance_A_Technical Potential | F6 | Industrial | Food Products | New | Process | Natural Gas | Steam Trap Maintenance | A | Standalone Impact on Baseline Winter Peak (%) | Technical Potential | 0% | 0% | 0% | 0% | 0% | 0% | 0% | 0% | 0% | 0% | 0% | 0% | 0% | 0% | 0% | 0% | 0% | 0% | 0% | 0% | 0% | 0% | 0% | 0% | 0 | 0 | 0 | 0 | 0 | 0 | 0
F7_Industrial_Food Products_New_Process_Natural Gas_Steam Trap Maintenance_A_Technical Potential | F7 | Industrial | Food Products | New | Process | Natural Gas | Steam Trap Maintenance | A | Incremental Energy Savings (MWh or mTherms) | Technical Potential | 0 | 0 | 0 | 0 | 0 | 0 | 0 | 0 | 0 | 0 | 0 | 0 | 0 | 0 | 0 | 0 | 0 | 0 | 0 | 0 | 0 | 0 | 0 | 0 | 0 | 0 | 0 | 0 | 0 | 0 | 0
F8_Industrial_Food Products_New_Process_Natural Gas_Steam Trap Maintenance_A_Technical Potential | F8 | Industrial | Food Products | New | Process | Natural Gas | Steam Trap Maintenance | A | Incremental Summer Peak Savings (MW) | Technical Potential | 0 | 0 | 0 | 0 | 0 | 0 | 0 | 0 | 0 | 0 | 0 | 0 | 0 | 0 | 0 | 0 | 0 | 0 | 0 | 0 | 0 | 0 | 0 | 0 | 0 | 0 | 0 | 0 | 0 | 0 | 0
F9_Industrial_Food Products_New_Process_Natural Gas_Steam Trap Maintenance_A_Technical Potential | F9 | Industrial | Food Products | New | Process | Natural Gas | Steam Trap Maintenance | A | Incremental Winter Peak Savings (MW) | Technical Potential | 0 | 0 | 0 | 0 | 0 | 0 | 0 | 0 | 0 | 0 | 0 | 0 | 0 | 0 | 0 | 0 | 0 | 0 | 0 | 0 | 0 | 0 | 0 | 0 | 0 | 0 | 0 | 0 | 0 | 0 | 0
F10_Industrial_Food Products_New_Process_Natural Gas_Steam Trap Maintenance_A_Technical Potential | F10 | Industrial | Food Products | New | Process | Natural Gas | Steam Trap Maintenance | A | Cumulative Energy Savings (MWh or mTherms) | Technical Potential | 0 | 0 | 0 | 0 | 0 | 0 | 0 | 0 | 0 | 0 | 0 | 0 | 0 | 0 | 0 | 0 | 0 | 0 | 0 | 0 | 0 | 0 | 0 | 0 | 0 | 0 | 0 | 0 | 0 | 0 | 0
F11_Industrial_Food Products_New_Process_Natural Gas_Steam Trap Maintenance_A_Technical Potential | F11 | Industrial | Food Products | New | Process | Natural Gas | Steam Trap Maintenance | A | Cumulative Summer Peak Savings (MW) | Technical Potential | 0 | 0 | 0 | 0 | 0 | 0 | 0 | 0 | 0 | 0 | 0 | 0 | 0 | 0 | 0 | 0 | 0 | 0 | 0 | 0 | 0 | 0 | 0 | 0 | 0 | 0 | 0 | 0 | 0 | 0 | 0
F12_Industrial_Food Products_New_Process_Natural Gas_Steam Trap Maintenance_A_Technical Potential | F12 | Industrial | Food Products | New | Process | Natural Gas | Steam Trap Maintenance | A | Cumulative Winter Peak Savings (MW) | Technical Potential | 0 | 0 | 0 | 0 | 0 | 0 | 0 | 0 | 0 | 0 | 0 | 0 | 0 | 0 | 0 | 0 | 0 | 0 | 0 | 0 | 0 | 0 | 0 | 0 | 0 | 0 | 0 | 0 | 0 | 0 | 0
F13_Industrial_Food Products_New_Process_Natural Gas_Steam Trap Maintenance_A_Technical Potential | F13 | Industrial | Food Products | New | Process | Natural Gas | Steam Trap Maintenance | A | Purchases (Incremental) | Technical Potential | 0 | 0 | 0 | 0 | 0 | 0 | 0 | 0 | 0 | 0 | 0 | 0 | 0 | 0 | 0 | 0 | 0 | 0 | 0 | 0 | 0 | 0 | 0 | 0 | 0 | 0 | 0 | 0 | 0 | 0 | 0
F14_Industrial_Food Products_New_Process_Natural Gas_Steam Trap Maintenance_A_Technical Potential | F14 | Industrial | Food Products | New | Process | Natural Gas | Steam Trap Maintenance | A | Purchases (Cumulative) | Technical Potential | 0 | 0 | 0 | 0 | 0 | 0 | 0 | 0 | 0 | 0 | 0 | 0 | 0 | 0 | 0 | 0 | 0 | 0 | 0 | 0 | 0 | 0 | 0 | 0 | 0 | 0 | 0 | 0 | 0 | 0 | 0
F1_Industrial_Food Products_New_Space Heating_Natural Gas_Gas Boiler - High Turndown_A_Technical Potential | F1 | Industrial | Food Products | New | Space Heating | Natural Gas | Gas Boiler - High Turndown | A | Original Unit Energy Savings (kWh or therms) | Technical Potential | 0 | 0 | 0 | 0 | 0 | 0 | 0 | 0 | 0 | 0 | 0 | 0 | 0 | 0 | 0 | 0 | 0 | 0 | 0 | 0 | 0 | 0 | 0 | 0 | 0 | 0 | 0 | 0 | 0 | 0 | 0
F2_Industrial_Food Products_New_Space Heating_Natural Gas_Gas Boiler - High Turndown_A_Technical Potential | F2 | Industrial | Food Products | New | Space Heating | Natural Gas | Gas Boiler - High Turndown | A | Original Unit Summer Peak Savings (kW) | Technical Potential | 0 | 0 | 0 | 0 | 0 | 0 | 0 | 0 | 0 | 0 | 0 | 0 | 0 | 0 | 0 | 0 | 0 | 0 | 0 | 0 | 0 | 0 | 0 | 0 | 0 | 0 | 0 | 0 | 0 | 0 | 0
F3_Industrial_Food Products_New_Space Heating_Natural Gas_Gas Boiler - High Turndown_A_Technical Potential | F3 | Industrial | Food Products | New | Space Heating | Natural Gas | Gas Boiler - High Turndown | A | Original Unit Winter Peak Savings (kW) | Technical Potential | 0 | 0 | 0 | 0 | 0 | 0 | 0 | 0 | 0 | 0 | 0 | 0 | 0 | 0 | 0 | 0 | 0 | 0 | 0 | 0 | 0 | 0 | 0 | 0 | 0 | 0 | 0 | 0 | 0 | 0 | 0
F4_Industrial_Food Products_New_Space Heating_Natural Gas_Gas Boiler - High Turndown_A_Technical Potential | F4 | Industrial | Food Products | New | Space Heating | Natural Gas | Gas Boiler - High Turndown | A | Standalone Impact on Baseline Energy (%) | Technical Potential | 0% | 0% | 0% | 0% | 0% | 0% | 0% | 0% | 0% | 0% | 0% | 0% | 0% | 0% | 0% | 0% | 0% | 0% | 0% | 0% | 0% | 0% | 0% | 0% | 0 | 0 | 0 | 0 | 0 | 0 | 0
F5_Industrial_Food Products_New_Space Heating_Natural Gas_Gas Boiler - High Turndown_A_Technical Potential | F5 | Industrial | Food Products | New | Space Heating | Natural Gas | Gas Boiler - High Turndown | A | Standalone Impact on Baseline Summer Peak (%) | Technical Potential | 0% | 0% | 0% | 0% | 0% | 0% | 0% | 0% | 0% | 0% | 0% | 0% | 0% | 0% | 0% | 0% | 0% | 0% | 0% | 0% | 0% | 0% | 0% | 0% | 0 | 0 | 0 | 0 | 0 | 0 | 0
F6_Industrial_Food Products_New_Space Heating_Natural Gas_Gas Boiler - High Turndown_A_Technical Potential | F6 | Industrial | Food Products | New | Space Heating | Natural Gas | Gas Boiler - High Turndown | A | Standalone Impact on Baseline Winter Peak (%) | Technical Potential | 0% | 0% | 0% | 0% | 0% | 0% | 0% | 0% | 0% | 0% | 0% | 0% | 0% | 0% | 0% | 0% | 0% | 0% | 0% | 0% | 0% | 0% | 0% | 0% | 0 | 0 | 0 | 0 | 0 | 0 | 0
F7_Industrial_Food Products_New_Space Heating_Natural Gas_Gas Boiler - High Turndown_A_Technical Potential | F7 | Industrial | Food Products | New | Space Heating | Natural Gas | Gas Boiler - High Turndown | A | Incremental Energy Savings (MWh or mTherms) | Technical Potential | 0 | 0 | 0 | 0 | 0 | 0 | 0 | 0 | 0 | 0 | 0 | 0 | 0 | 0 | 0 | 0 | 0 | 0 | 0 | 0 | 0 | 0 | 0 | 0 | 0 | 0 | 0 | 0 | 0 | 0 | 0
F8_Industrial_Food Products_New_Space Heating_Natural Gas_Gas Boiler - High Turndown_A_Technical Potential | F8 | Industrial | Food Products | New | Space Heating | Natural Gas | Gas Boiler - High Turndown | A | Incremental Summer Peak Savings (MW) | Technical Potential | 0 | 0 | 0 | 0 | 0 | 0 | 0 | 0 | 0 | 0 | 0 | 0 | 0 | 0 | 0 | 0 | 0 | 0 | 0 | 0 | 0 | 0 | 0 | 0 | 0 | 0 | 0 | 0 | 0 | 0 | 0
F9_Industrial_Food Products_New_Space Heating_Natural Gas_Gas Boiler - High Turndown_A_Technical Potential | F9 | Industrial | Food Products | New | Space Heating | Natural Gas | Gas Boiler - High Turndown | A | Incremental Winter Peak Savings (MW) | Technical Potential | 0 | 0 | 0 | 0 | 0 | 0 | 0 | 0 | 0 | 0 | 0 | 0 | 0 | 0 | 0 | 0 | 0 | 0 | 0 | 0 | 0 | 0 | 0 | 0 | 0 | 0 | 0 | 0 | 0 | 0 | 0
F10_Industrial_Food Products_New_Space Heating_Natural Gas_Gas Boiler - High Turndown_A_Technical Potential | F10 | Industrial | Food Products | New | Space Heating | Natural Gas | Gas Boiler - High Turndown | A | Cumulative Energy Savings (MWh or mTherms) | Technical Potential | 0 | 0 | 0 | 0 | 0 | 0 | 0 | 0 | 0 | 0 | 0 | 0 | 0 | 0 | 0 | 0 | 0 | 0 | 0 | 0 | 0 | 0 | 0 | 0 | 0 | 0 | 0 | 0 | 0 | 0 | 0
F11_Industrial_Food Products_New_Space Heating_Natural Gas_Gas Boiler - High Turndown_A_Technical Potential | F11 | Industrial | Food Products | New | Space Heating | Natural Gas | Gas Boiler - High Turndown | A | Cumulative Summer Peak Savings (MW) | Technical Potential | 0 | 0 | 0 | 0 | 0 | 0 | 0 | 0 | 0 | 0 | 0 | 0 | 0 | 0 | 0 | 0 | 0 | 0 | 0 | 0 | 0 | 0 | 0 | 0 | 0 | 0 | 0 | 0 | 0 | 0 | 0
F12_Industrial_Food Products_New_Space Heating_Natural Gas_Gas Boiler - High Turndown_A_Technical Potential | F12 | Industrial | Food Products | New | Space Heating | Natural Gas | Gas Boiler - High Turndown | A | Cumulative Winter Peak Savings (MW) | Technical Potential | 0 | 0 | 0 | 0 | 0 | 0 | 0 | 0 | 0 | 0 | 0 | 0 | 0 | 0 | 0 | 0 | 0 | 0 | 0 | 0 | 0 | 0 | 0 | 0 | 0 | 0 | 0 | 0 | 0 | 0 | 0
F13_Industrial_Food Products_New_Space Heating_Natural Gas_Gas Boiler - High Turndown_A_Technical Potential | F13 | Industrial | Food Products | New | Space Heating | Natural Gas | Gas Boiler - High Turndown | A | Purchases (Incremental) | Technical Potential | 0 | 0 | 0 | 0 | 0 | 0 | 0 | 0 | 0 | 0 | 0 | 0 | 0 | 0 | 0 | 0 | 0 | 0 | 0 | 0 | 0 | 0 | 0 | 0 | 0 | 0 | 0 | 0 | 0 | 0 | 0
F14_Industrial_Food Products_New_Space Heating_Natural Gas_Gas Boiler - High Turndown_A_Technical Potential | F14 | Industrial | Food Products | New | Space Heating | Natural Gas | Gas Boiler - High Turndown | A | Purchases (Cumulative) | Technical Potential | 0 | 0 | 0 | 0 | 0 | 0 | 0 | 0 | 0 | 0 | 0 | 0 | 0 | 0 | 0 | 0 | 0 | 0 | 0 | 0 | 0 | 0 | 0 | 0 | 0 | 0 | 0 | 0 | 0 | 0 | 0
F1_Industrial_Food Products_New_Process_Natural Gas_Gas Boiler - High Turndown_A_Technical Potential | F1 | Industrial | Food Products | New | Process | Natural Gas | Gas Boiler - High Turndown | A | Original Unit Energy Savings (kWh or therms) | Technical Potential | 0 | 0 | 0 | 0 | 0 | 47.3863 | 47.3863 | 47.3863 | 47.3863 | 47.3863 | 47.3863 | 47.3863 | 47.3863 | 47.3863 | 47.3863 | 47.3863 | 47.3863 | 47.3863 | 47.3863 | 47.3863 | 47.3863 | 47.3863 | 47.3863 | 47.3863 | 47.3863 | 47.3863 | 47.3863 | 47.3863 | 47.3863 | 47.3863 | 47.3863
F2_Industrial_Food Products_New_Process_Natural Gas_Gas Boiler - High Turndown_A_Technical Potential | F2 | Industrial | Food Products | New | Process | Natural Gas | Gas Boiler - High Turndown | A | Original Unit Summer Peak Savings (kW) | Technical Potential | 0 | 0 | 0 | 0 | 0 | 0 | 0 | 0 | 0 | 0 | 0 | 0 | 0 | 0 | 0 | 0 | 0 | 0 | 0 | 0 | 0 | 0 | 0 | 0 | 0 | 0 | 0 | 0 | 0 | 0 | 0
F3_Industrial_Food Products_New_Process_Natural Gas_Gas Boiler - High Turndown_A_Technical Potential | F3 | Industrial | Food Products | New | Process | Natural Gas | Gas Boiler - High Turndown | A | Original Unit Winter Peak Savings (kW) | Technical Potential | 0 | 0 | 0 | 0 | 0 | 0 | 0 | 0 | 0 | 0 | 0 | 0 | 0 | 0 | 0 | 0 | 0 | 0 | 0 | 0 | 0 | 0 | 0 | 0 | 0 | 0 | 0 | 0 | 0 | 0 | 0
F4_Industrial_Food Products_New_Process_Natural Gas_Gas Boiler - High Turndown_A_Technical Potential | F4 | Industrial | Food Products | New | Process | Natural Gas | Gas Boiler - High Turndown | A | Standalone Impact on Baseline Energy (%) | Technical Potential | 0% | 0% | 0% | 0% | 0% | 0.02767% | 0.05102% | 0.07181% | 0.09099% | 0.109% | 0.1235% | 0.1328% | 0.1382% | 0.1408% | 0.1415% | 0.1407% | 0.1389% | 0.1364% | 0.1334% | 0.1302% | 0.124% | 0.1185% | 0.1134% | 0.1088% | 0.001045 | 0.0010058 | 0.00096947 | 0.00093577 | 0 | 0 | 0
F5_Industrial_Food Products_New_Process_Natural Gas_Gas Boiler - High Turndown_A_Technical Potential | F5 | Industrial | Food Products | New | Process | Natural Gas | Gas Boiler - High Turndown | A | Standalone Impact on Baseline Summer Peak (%) | Technical Potential | 0% | 0% | 0% | 0% | 0% | 0% | 0% | 0% | 0% | 0% | 0% | 0% | 0% | 0% | 0% | 0% | 0% | 0% | 0% | 0% | 0% | 0% | 0% | 0% | 0 | 0 | 0 | 0 | 0 | 0 | 0
F6_Industrial_Food Products_New_Process_Natural Gas_Gas Boiler - High Turndown_A_Technical Potential | F6 | Industrial | Food Products | New | Process | Natural Gas | Gas Boiler - High Turndown | A | Standalone Impact on Baseline Winter Peak (%) | Technical Potential | 0% | 0% | 0% | 0% | 0% | 0% | 0% | 0% | 0% | 0% | 0% | 0% | 0% | 0% | 0% | 0% | 0% | 0% | 0% | 0% | 0% | 0% | 0% | 0% | 0 | 0 | 0 | 0 | 0 | 0 | 0
F7_Industrial_Food Products_New_Process_Natural Gas_Gas Boiler - High Turndown_A_Technical Potential | F7 | Industrial | Food Products | New | Process | Natural Gas | Gas Boiler - High Turndown | A | Incremental Energy Savings (MWh or mTherms) | Technical Potential | 0 | 0 | 0 | 0 | 0 | 0.15811 | 0.18732 | 0.21651 | 0.24553 | 0.27457 | 0.27326 | 0.23927 | 0.20789 | 0.17947 | 0.15394 | 0.13147 | 0.11177 | 0.094687 | 0.079947 | 0.067286 | 0.15811 | 0.18732 | 0.21651 | 0.24553 | 0.27457 | 0.27326 | 0.23927 | 0.20789 | 0.17947 | 0.15394 | 0.13147
F8_Industrial_Food Products_New_Process_Natural Gas_Gas Boiler - High Turndown_A_Technical Potential | F8 | Industrial | Food Products | New | Process | Natural Gas | Gas Boiler - High Turndown | A | Incremental Summer Peak Savings (MW) | Technical Potential | 0 | 0 | 0 | 0 | 0 | 0 | 0 | 0 | 0 | 0 | 0 | 0 | 0 | 0 | 0 | 0 | 0 | 0 | 0 | 0 | 0 | 0 | 0 | 0 | 0 | 0 | 0 | 0 | 0 | 0 | 0
F9_Industrial_Food Products_New_Process_Natural Gas_Gas Boiler - High Turndown_A_Technical Potential | F9 | Industrial | Food Products | New | Process | Natural Gas | Gas Boiler - High Turndown | A | Incremental Winter Peak Savings (MW) | Technical Potential | 0 | 0 | 0 | 0 | 0 | 0 | 0 | 0 | 0 | 0 | 0 | 0 | 0 | 0 | 0 | 0 | 0 | 0 | 0 | 0 | 0 | 0 | 0 | 0 | 0 | 0 | 0 | 0 | 0 | 0 | 0
F10_Industrial_Food Products_New_Process_Natural Gas_Gas Boiler - High Turndown_A_Technical Potential | F10 | Industrial | Food Products | New | Process | Natural Gas | Gas Boiler - High Turndown | A | Cumulative Energy Savings (MWh or mTherms) | Technical Potential | 0 | 0 | 0 | 0 | 0 | 0.15811 | 0.34543 | 0.56194 | 0.80747 | 1.082 | 1.3553 | 1.5946 | 1.8025 | 1.9819 | 2.1359 | 2.2673 | 2.3791 | 2.4738 | 2.5537 | 2.621 | 2.621 | 2.621 | 2.621 | 2.621 | 2.621 | 2.621 | 2.621 | 2.621 | 2.621 | 2.621 | 2.621
F11_Industrial_Food Products_New_Process_Natural Gas_Gas Boiler - High Turndown_A_Technical Potential | F11 | Industrial | Food Products | New | Process | Natural Gas | Gas Boiler - High Turndown | A | Cumulative Summer Peak Savings (MW) | Technical Potential | 0 | 0 | 0 | 0 | 0 | 0 | 0 | 0 | 0 | 0 | 0 | 0 | 0 | 0 | 0 | 0 | 0 | 0 | 0 | 0 | 0 | 0 | 0 | 0 | 0 | 0 | 0 | 0 | 0 | 0 | 0
F12_Industrial_Food Products_New_Process_Natural Gas_Gas Boiler - High Turndown_A_Technical Potential | F12 | Industrial | Food Products | New | Process | Natural Gas | Gas Boiler - High Turndown | A | Cumulative Winter Peak Savings (MW) | Technical Potential | 0 | 0 | 0 | 0 | 0 | 0 | 0 | 0 | 0 | 0 | 0 | 0 | 0 | 0 | 0 | 0 | 0 | 0 | 0 | 0 | 0 | 0 | 0 | 0 | 0 | 0 | 0 | 0 | 0 | 0 | 0
F13_Industrial_Food Products_New_Process_Natural Gas_Gas Boiler - High Turndown_A_Technical Potential | F13 | Industrial | Food Products | New | Process | Natural Gas | Gas Boiler - High Turndown | A | Purchases (Incremental) | Technical Potential | 0 | 0 | 0 | 0 | 0 | 3.3367 | 3.953 | 4.5691 | 5.1815 | 5.7942 | 5.7667 | 5.0493 | 4.3872 | 3.7874 | 3.2485 | 2.7744 | 2.3586 | 1.9982 | 1.6871 | 1.4199 | 3.3367 | 3.953 | 4.5691 | 5.1815 | 5.7942 | 5.7667 | 5.0493 | 4.3872 | 3.7874 | 3.2485 | 2.7744
F14_Industrial_Food Products_New_Process_Natural Gas_Gas Boiler - High Turndown_A_Technical Potential | F14 | Industrial | Food Products | New | Process | Natural Gas | Gas Boiler - High Turndown | A | Purchases (Cumulative) | Technical Potential | 0 | 0 | 0 | 0 | 0 | 3.3367 | 7.2897 | 11.8587 | 17.0402 | 22.8344 | 28.6011 | 33.6503 | 38.0375 | 41.825 | 45.0735 | 47.8479 | 50.2065 | 52.2047 | 53.8918 | 55.3118 | 55.3118 | 55.3118 | 55.3118 | 55.3118 | 55.3118 | 55.3118 | 55.3118 | 55.3118 | 55.3118 | 55.3118 | 55.3118
F1_Industrial_Food Products_New_Space Heating_Natural Gas_Gas Boiler - Burner Control Optimization_A_Technical Potential | F1 | Industrial | Food Products | New | Space Heating | Natural Gas | Gas Boiler - Burner Control Optimization | A | Original Unit Energy Savings (kWh or therms) | Technical Potential | 0 | 0 | 0 | 0 | 0 | 0 | 0 | 0 | 0 | 0 | 0 | 0 | 0 | 0 | 0 | 0 | 0 | 0 | 0 | 0 | 0 | 0 | 0 | 0 | 0 | 0 | 0 | 0 | 0 | 0 | 0
F2_Industrial_Food Products_New_Space Heating_Natural Gas_Gas Boiler - Burner Control Optimization_A_Technical Potential | F2 | Industrial | Food Products | New | Space Heating | Natural Gas | Gas Boiler - Burner Control Optimization | A | Original Unit Summer Peak Savings (kW) | Technical Potential | 0 | 0 | 0 | 0 | 0 | 0 | 0 | 0 | 0 | 0 | 0 | 0 | 0 | 0 | 0 | 0 | 0 | 0 | 0 | 0 | 0 | 0 | 0 | 0 | 0 | 0 | 0 | 0 | 0 | 0 | 0
F3_Industrial_Food Products_New_Space Heating_Natural Gas_Gas Boiler - Burner Control Optimization_A_Technical Potential | F3 | Industrial | Food Products | New | Space Heating | Natural Gas | Gas Boiler - Burner Control Optimization | A | Original Unit Winter Peak Savings (kW) | Technical Potential | 0 | 0 | 0 | 0 | 0 | 0 | 0 | 0 | 0 | 0 | 0 | 0 | 0 | 0 | 0 | 0 | 0 | 0 | 0 | 0 | 0 | 0 | 0 | 0 | 0 | 0 | 0 | 0 | 0 | 0 | 0
F4_Industrial_Food Products_New_Space Heating_Natural Gas_Gas Boiler - Burner Control Optimization_A_Technical Potential | F4 | Industrial | Food Products | New | Space Heating | Natural Gas | Gas Boiler - Burner Control Optimization | A | Standalone Impact on Baseline Energy (%) | Technical Potential | 0% | 0% | 0% | 0% | 0% | 0% | 0% | 0% | 0% | 0% | 0% | 0% | 0% | 0% | 0% | 0% | 0% | 0% | 0% | 0% | 0% | 0% | 0% | 0% | 0 | 0 | 0 | 0 | 0 | 0 | 0
F5_Industrial_Food Products_New_Space Heating_Natural Gas_Gas Boiler - Burner Control Optimization_A_Technical Potential | F5 | Industrial | Food Products | New | Space Heating | Natural Gas | Gas Boiler - Burner Control Optimization | A | Standalone Impact on Baseline Summer Peak (%) | Technical Potential | 0% | 0% | 0% | 0% | 0% | 0% | 0% | 0% | 0% | 0% | 0% | 0% | 0% | 0% | 0% | 0% | 0% | 0% | 0% | 0% | 0% | 0% | 0% | 0% | 0 | 0 | 0 | 0 | 0 | 0 | 0
F6_Industrial_Food Products_New_Space Heating_Natural Gas_Gas Boiler - Burner Control Optimization_A_Technical Potential | F6 | Industrial | Food Products | New | Space Heating | Natural Gas | Gas Boiler - Burner Control Optimization | A | Standalone Impact on Baseline Winter Peak (%) | Technical Potential | 0% | 0% | 0% | 0% | 0% | 0% | 0% | 0% | 0% | 0% | 0% | 0% | 0% | 0% | 0% | 0% | 0% | 0% | 0% | 0% | 0% | 0% | 0% | 0% | 0 | 0 | 0 | 0 | 0 | 0 | 0
F7_Industrial_Food Products_New_Space Heating_Natural Gas_Gas Boiler - Burner Control Optimization_A_Technical Potential | F7 | Industrial | Food Products | New | Space Heating | Natural Gas | Gas Boiler - Burner Control Optimization | A | Incremental Energy Savings (MWh or mTherms) | Technical Potential | 0 | 0 | 0 | 0 | 0 | 0 | 0 | 0 | 0 | 0 | 0 | 0 | 0 | 0 | 0 | 0 | 0 | 0 | 0 | 0 | 0 | 0 | 0 | 0 | 0 | 0 | 0 | 0 | 0 | 0 | 0
F8_Industrial_Food Products_New_Space Heating_Natural Gas_Gas Boiler - Burner Control Optimization_A_Technical Potential | F8 | Industrial | Food Products | New | Space Heating | Natural Gas | Gas Boiler - Burner Control Optimization | A | Incremental Summer Peak Savings (MW) | Technical Potential | 0 | 0 | 0 | 0 | 0 | 0 | 0 | 0 | 0 | 0 | 0 | 0 | 0 | 0 | 0 | 0 | 0 | 0 | 0 | 0 | 0 | 0 | 0 | 0 | 0 | 0 | 0 | 0 | 0 | 0 | 0
F9_Industrial_Food Products_New_Space Heating_Natural Gas_Gas Boiler - Burner Control Optimization_A_Technical Potential | F9 | Industrial | Food Products | New | Space Heating | Natural Gas | Gas Boiler - Burner Control Optimization | A | Incremental Winter Peak Savings (MW) | Technical Potential | 0 | 0 | 0 | 0 | 0 | 0 | 0 | 0 | 0 | 0 | 0 | 0 | 0 | 0 | 0 | 0 | 0 | 0 | 0 | 0 | 0 | 0 | 0 | 0 | 0 | 0 | 0 | 0 | 0 | 0 | 0
F10_Industrial_Food Products_New_Space Heating_Natural Gas_Gas Boiler - Burner Control Optimization_A_Technical Potential | F10 | Industrial | Food Products | New | Space Heating | Natural Gas | Gas Boiler - Burner Control Optimization | A | Cumulative Energy Savings (MWh or mTherms) | Technical Potential | 0 | 0 | 0 | 0 | 0 | 0 | 0 | 0 | 0 | 0 | 0 | 0 | 0 | 0 | 0 | 0 | 0 | 0 | 0 | 0 | 0 | 0 | 0 | 0 | 0 | 0 | 0 | 0 | 0 | 0 | 0
F11_Industrial_Food Products_New_Space Heating_Natural Gas_Gas Boiler - Burner Control Optimization_A_Technical Potential | F11 | Industrial | Food Products | New | Space Heating | Natural Gas | Gas Boiler - Burner Control Optimization | A | Cumulative Summer Peak Savings (MW) | Technical Potential | 0 | 0 | 0 | 0 | 0 | 0 | 0 | 0 | 0 | 0 | 0 | 0 | 0 | 0 | 0 | 0 | 0 | 0 | 0 | 0 | 0 | 0 | 0 | 0 | 0 | 0 | 0 | 0 | 0 | 0 | 0
F12_Industrial_Food Products_New_Space Heating_Natural Gas_Gas Boiler - Burner Control Optimization_A_Technical Potential | F12 | Industrial | Food Products | New | Space Heating | Natural Gas | Gas Boiler - Burner Control Optimization | A | Cumulative Winter Peak Savings (MW) | Technical Potential | 0 | 0 | 0 | 0 | 0 | 0 | 0 | 0 | 0 | 0 | 0 | 0 | 0 | 0 | 0 | 0 | 0 | 0 | 0 | 0 | 0 | 0 | 0 | 0 | 0 | 0 | 0 | 0 | 0 | 0 | 0
F13_Industrial_Food Products_New_Space Heating_Natural Gas_Gas Boiler - Burner Control Optimization_A_Technical Potential | F13 | Industrial | Food Products | New | Space Heating | Natural Gas | Gas Boiler - Burner Control Optimization | A | Purchases (Incremental) | Technical Potential | 0 | 0 | 0 | 0 | 0 | 0 | 0 | 0 | 0 | 0 | 0 | 0 | 0 | 0 | 0 | 0 | 0 | 0 | 0 | 0 | 0 | 0 | 0 | 0 | 0 | 0 | 0 | 0 | 0 | 0 | 0
F14_Industrial_Food Products_New_Space Heating_Natural Gas_Gas Boiler - Burner Control Optimization_A_Technical Potential | F14 | Industrial | Food Products | New | Space Heating | Natural Gas | Gas Boiler - Burner Control Optimization | A | Purchases (Cumulative) | Technical Potential | 0 | 0 | 0 | 0 | 0 | 0 | 0 | 0 | 0 | 0 | 0 | 0 | 0 | 0 | 0 | 0 | 0 | 0 | 0 | 0 | 0 | 0 | 0 | 0 | 0 | 0 | 0 | 0 | 0 | 0 | 0
F1_Industrial_Food Products_New_Process_Natural Gas_Gas Boiler - Burner Control Optimization_A_Technical Potential | F1 | Industrial | Food Products | New | Process | Natural Gas | Gas Boiler - Burner Control Optimization | A | Original Unit Energy Savings (kWh or therms) | Technical Potential | 0 | 0 | 0 | 0 | 0 | 13.742 | 13.742 | 13.742 | 13.742 | 13.742 | 13.742 | 13.742 | 13.742 | 13.742 | 13.742 | 13.742 | 13.742 | 13.742 | 13.742 | 13.742 | 13.742 | 13.742 | 13.742 | 13.742 | 13.742 | 13.742 | 13.742 | 13.742 | 13.742 | 13.742 | 13.742
F2_Industrial_Food Products_New_Process_Natural Gas_Gas Boiler - Burner Control Optimization_A_Technical Potential | F2 | Industrial | Food Products | New | Process | Natural Gas | Gas Boiler - Burner Control Optimization | A | Original Unit Summer Peak Savings (kW) | Technical Potential | 0 | 0 | 0 | 0 | 0 | 0 | 0 | 0 | 0 | 0 | 0 | 0 | 0 | 0 | 0 | 0 | 0 | 0 | 0 | 0 | 0 | 0 | 0 | 0 | 0 | 0 | 0 | 0 | 0 | 0 | 0
F3_Industrial_Food Products_New_Process_Natural Gas_Gas Boiler - Burner Control Optimization_A_Technical Potential | F3 | Industrial | Food Products | New | Process | Natural Gas | Gas Boiler - Burner Control Optimization | A | Original Unit Winter Peak Savings (kW) | Technical Potential | 0 | 0 | 0 | 0 | 0 | 0 | 0 | 0 | 0 | 0 | 0 | 0 | 0 | 0 | 0 | 0 | 0 | 0 | 0 | 0 | 0 | 0 | 0 | 0 | 0 | 0 | 0 | 0 | 0 | 0 | 0
F4_Industrial_Food Products_New_Process_Natural Gas_Gas Boiler - Burner Control Optimization_A_Technical Potential | F4 | Industrial | Food Products | New | Process | Natural Gas | Gas Boiler - Burner Control Optimization | A | Standalone Impact on Baseline Energy (%) | Technical Potential | 0% | 0% | 0% | 0% | 0% | 0.002164% | 0.005229% | 0.01133% | 0.0219% | 0.0381% | 0.06039% | 0.08818% | 0.1197% | 0.1524% | 0.1836% | 0.2107% | 0.2321% | 0.2471% | 0.2558% | 0.2591% | 0.2581% | 0.254% | 0.2478% | 0.2401% | 0.0023171 | 0.0022301 | 0.0021496 | 0.0020748 | 0 | 0 | 0
F5_Industrial_Food Products_New_Process_Natural Gas_Gas Boiler - Burner Control Optimization_A_Technical Potential | F5 | Industrial | Food Products | New | Process | Natural Gas | Gas Boiler - Burner Control Optimization | A | Standalone Impact on Baseline Summer Peak (%) | Technical Potential | 0% | 0% | 0% | 0% | 0% | 0% | 0% | 0% | 0% | 0% | 0% | 0% | 0% | 0% | 0% | 0% | 0% | 0% | 0% | 0% | 0% | 0% | 0% | 0% | 0 | 0 | 0 | 0 | 0 | 0 | 0
F6_Industrial_Food Products_New_Process_Natural Gas_Gas Boiler - Burner Control Optimization_A_Technical Potential | F6 | Industrial | Food Products | New | Process | Natural Gas | Gas Boiler - Burner Control Optimization | A | Standalone Impact on Baseline Winter Peak (%) | Technical Potential | 0% | 0% | 0% | 0% | 0% | 0% | 0% | 0% | 0% | 0% | 0% | 0% | 0% | 0% | 0% | 0% | 0% | 0% | 0% | 0% | 0% | 0% | 0% | 0% | 0 | 0 | 0 | 0 | 0 | 0 | 0
F7_Industrial_Food Products_New_Process_Natural Gas_Gas Boiler - Burner Control Optimization_A_Technical Potential | F7 | Industrial | Food Products | New | Process | Natural Gas | Gas Boiler - Burner Control Optimization | A | Incremental Energy Savings (MWh or mTherms) | Technical Potential | 0 | 0 | 0 | 0 | 0 | 0.012369 | 0.023034 | 0.053248 | 0.10567 | 0.18382 | 0.28458 | 0.39642 | 0.50231 | 0.58375 | 0.62587 | 0.6236 | 0.57985 | 0.50569 | 0.41511 | 0.32179 | 0.23641 | 0.16501 | 0.1097 | 0.069622 | 0.049061 | 0.053248 | 0.10567 | 0.18382 | 0.28458 | 0.39642 | 0.50231
F8_Industrial_Food Products_New_Process_Natural Gas_Gas Boiler - Burner Control Optimization_A_Technical Potential | F8 | Industrial | Food Products | New | Process | Natural Gas | Gas Boiler - Burner Control Optimization | A | Incremental Summer Peak Savings (MW) | Technical Potential | 0 | 0 | 0 | 0 | 0 | 0 | 0 | 0 | 0 | 0 | 0 | 0 | 0 | 0 | 0 | 0 | 0 | 0 | 0 | 0 | 0 | 0 | 0 | 0 | 0 | 0 | 0 | 0 | 0 | 0 | 0
F9_Industrial_Food Products_New_Process_Natural Gas_Gas Boiler - Burner Control Optimization_A_Technical Potential | F9 | Industrial | Food Products | New | Process | Natural Gas | Gas Boiler - Burner Control Optimization | A | Incremental Winter Peak Savings (MW) | Technical Potential | 0 | 0 | 0 | 0 | 0 | 0 | 0 | 0 | 0 | 0 | 0 | 0 | 0 | 0 | 0 | 0 | 0 | 0 | 0 | 0 | 0 | 0 | 0 | 0 | 0 | 0 | 0 | 0 | 0 | 0 | 0
F10_Industrial_Food Products_New_Process_Natural Gas_Gas Boiler - Burner Control Optimization_A_Technical Potential | F10 | Industrial | Food Products | New | Process | Natural Gas | Gas Boiler - Burner Control Optimization | A | Cumulative Energy Savings (MWh or mTherms) | Technical Potential | 0 | 0 | 0 | 0 | 0 | 0.012369 | 0.035403 | 0.088651 | 0.19432 | 0.37814 | 0.66273 | 1.0592 | 1.5615 | 2.1452 | 2.7711 | 3.3947 | 3.9745 | 4.4802 | 4.8953 | 5.2171 | 5.4535 | 5.6185 | 5.7282 | 5.7855 | 5.8115 | 5.8115 | 5.8115 | 5.8115 | 5.8115 | 5.8115 | 5.8115
F11_Industrial_Food Products_New_Process_Natural Gas_Gas Boiler - Burner Control Optimization_A_Technical Potential | F11 | Industrial | Food Products | New | Process | Natural Gas | Gas Boiler - Burner Control Optimization | A | Cumulative Summer Peak Savings (MW) | Technical Potential | 0 | 0 | 0 | 0 | 0 | 0 | 0 | 0 | 0 | 0 | 0 | 0 | 0 | 0 | 0 | 0 | 0 | 0 | 0 | 0 | 0 | 0 | 0 | 0 | 0 | 0 | 0 | 0 | 0 | 0 | 0
F12_Industrial_Food Products_New_Process_Natural Gas_Gas Boiler - Burner Control Optimization_A_Technical Potential | F12 | Industrial | Food Products | New | Process | Natural Gas | Gas Boiler - Burner Control Optimization | A | Cumulative Winter Peak Savings (MW) | Technical Potential | 0 | 0 | 0 | 0 | 0 | 0 | 0 | 0 | 0 | 0 | 0 | 0 | 0 | 0 | 0 | 0 | 0 | 0 | 0 | 0 | 0 | 0 | 0 | 0 | 0 | 0 | 0 | 0 | 0 | 0 | 0
F13_Industrial_Food Products_New_Process_Natural Gas_Gas Boiler - Burner Control Optimization_A_Technical Potential | F13 | Industrial | Food Products | New | Process | Natural Gas | Gas Boiler - Burner Control Optimization | A | Purchases (Incremental) | Technical Potential | 0 | 0 | 0 | 0 | 0 | 0.90008 | 1.6762 | 3.8748 | 7.6898 | 13.3765 | 20.7091 | 28.8475 | 36.5531 | 42.4791 | 45.5439 | 45.379 | 42.1951 | 36.7985 | 30.2072 | 23.4162 | 17.2031 | 12.0077 | 7.9829 | 5.0663 | 3.5701 | 3.8748 | 7.6898 | 13.3765 | 20.7091 | 28.8475 | 36.5531
F14_Industrial_Food Products_New_Process_Natural Gas_Gas Boiler - Burner Control Optimization_A_Technical Potential | F14 | Industrial | Food Products | New | Process | Natural Gas | Gas Boiler - Burner Control Optimization | A | Purchases (Cumulative) | Technical Potential | 0 | 0 | 0 | 0 | 0 | 0.90008 | 2.5763 | 6.4511 | 14.1409 | 27.5174 | 48.2264 | 77.0739 | 113.627 | 156.1061 | 201.65 | 247.029 | 289.2241 | 326.0227 | 356.2299 | 379.6461 | 396.8493 | 408.857 | 416.8399 | 421.0061 | 422.9001 | 422.9001 | 422.9001 | 422.9001 | 422.9001 | 422.9001 | 422.9001
F1_Industrial_Food Products_New_Space Heating_Natural Gas_HVAC - Demand Controlled Ventilation_A_Technical Potential | F1 | Industrial | Food Products | New | Space Heating | Natural Gas | HVAC - Demand Controlled Ventilation | A | Original Unit Energy Savings (kWh or therms) | Technical Potential | 0 | 0 | 0 | 0 | 0 | 0 | 0 | 0 | 0 | 0 | 0 | 0 | 0 | 0 | 0 | 0 | 0 | 0 | 0 | 0 | 0 | 0 | 0 | 0 | 0 | 0 | 0 | 0 | 0 | 0 | 0
F2_Industrial_Food Products_New_Space Heating_Natural Gas_HVAC - Demand Controlled Ventilation_A_Technical Potential | F2 | Industrial | Food Products | New | Space Heating | Natural Gas | HVAC - Demand Controlled Ventilation | A | Original Unit Summer Peak Savings (kW) | Technical Potential | 0 | 0 | 0 | 0 | 0 | 0 | 0 | 0 | 0 | 0 | 0 | 0 | 0 | 0 | 0 | 0 | 0 | 0 | 0 | 0 | 0 | 0 | 0 | 0 | 0 | 0 | 0 | 0 | 0 | 0 | 0
F3_Industrial_Food Products_New_Space Heating_Natural Gas_HVAC - Demand Controlled Ventilation_A_Technical Potential | F3 | Industrial | Food Products | New | Space Heating | Natural Gas | HVAC - Demand Controlled Ventilation | A | Original Unit Winter Peak Savings (kW) | Technical Potential | 0 | 0 | 0 | 0 | 0 | 0 | 0 | 0 | 0 | 0 | 0 | 0 | 0 | 0 | 0 | 0 | 0 | 0 | 0 | 0 | 0 | 0 | 0 | 0 | 0 | 0 | 0 | 0 | 0 | 0 | 0
F4_Industrial_Food Products_New_Space Heating_Natural Gas_HVAC - Demand Controlled Ventilation_A_Technical Potential | F4 | Industrial | Food Products | New | Space Heating | Natural Gas | HVAC - Demand Controlled Ventilation | A | Standalone Impact on Baseline Energy (%) | Technical Potential | 0% | 0% | 0% | 0% | 0% | 0% | 0% | 0% | 0% | 0% | 0% | 0% | 0% | 0% | 0% | 0% | 0% | 0% | 0% | 0% | 0% | 0% | 0% | 0% | 0 | 0 | 0 | 0 | 0 | 0 | 0
F5_Industrial_Food Products_New_Space Heating_Natural Gas_HVAC - Demand Controlled Ventilation_A_Technical Potential | F5 | Industrial | Food Products | New | Space Heating | Natural Gas | HVAC - Demand Controlled Ventilation | A | Standalone Impact on Baseline Summer Peak (%) | Technical Potential | 0% | 0% | 0% | 0% | 0% | 0% | 0% | 0% | 0% | 0% | 0% | 0% | 0% | 0% | 0% | 0% | 0% | 0% | 0% | 0% | 0% | 0% | 0% | 0% | 0 | 0 | 0 | 0 | 0 | 0 | 0
F6_Industrial_Food Products_New_Space Heating_Natural Gas_HVAC - Demand Controlled Ventilation_A_Technical Potential | F6 | Industrial | Food Products | New | Space Heating | Natural Gas | HVAC - Demand Controlled Ventilation | A | Standalone Impact on Baseline Winter Peak (%) | Technical Potential | 0% | 0% | 0% | 0% | 0% | 0% | 0% | 0% | 0% | 0% | 0% | 0% | 0% | 0% | 0% | 0% | 0% | 0% | 0% | 0% | 0% | 0% | 0% | 0% | 0 | 0 | 0 | 0 | 0 | 0 | 0
F7_Industrial_Food Products_New_Space Heating_Natural Gas_HVAC - Demand Controlled Ventilation_A_Technical Potential | F7 | Industrial | Food Products | New | Space Heating | Natural Gas | HVAC - Demand Controlled Ventilation | A | Incremental Energy Savings (MWh or mTherms) | Technical Potential | 0 | 0 | 0 | 0 | 0 | 0 | 0 | 0 | 0 | 0 | 0 | 0 | 0 | 0 | 0 | 0 | 0 | 0 | 0 | 0 | 0 | 0 | 0 | 0 | 0 | 0 | 0 | 0 | 0 | 0 | 0
F8_Industrial_Food Products_New_Space Heating_Natural Gas_HVAC - Demand Controlled Ventilation_A_Technical Potential | F8 | Industrial | Food Products | New | Space Heating | Natural Gas | HVAC - Demand Controlled Ventilation | A | Incremental Summer Peak Savings (MW) | Technical Potential | 0 | 0 | 0 | 0 | 0 | 0 | 0 | 0 | 0 | 0 | 0 | 0 | 0 | 0 | 0 | 0 | 0 | 0 | 0 | 0 | 0 | 0 | 0 | 0 | 0 | 0 | 0 | 0 | 0 | 0 | 0
F9_Industrial_Food Products_New_Space Heating_Natural Gas_HVAC - Demand Controlled Ventilation_A_Technical Potential | F9 | Industrial | Food Products | New | Space Heating | Natural Gas | HVAC - Demand Controlled Ventilation | A | Incremental Winter Peak Savings (MW) | Technical Potential | 0 | 0 | 0 | 0 | 0 | 0 | 0 | 0 | 0 | 0 | 0 | 0 | 0 | 0 | 0 | 0 | 0 | 0 | 0 | 0 | 0 | 0 | 0 | 0 | 0 | 0 | 0 | 0 | 0 | 0 | 0
F10_Industrial_Food Products_New_Space Heating_Natural Gas_HVAC - Demand Controlled Ventilation_A_Technical Potential | F10 | Industrial | Food Products | New | Space Heating | Natural Gas | HVAC - Demand Controlled Ventilation | A | Cumulative Energy Savings (MWh or mTherms) | Technical Potential | 0 | 0 | 0 | 0 | 0 | 0 | 0 | 0 | 0 | 0 | 0 | 0 | 0 | 0 | 0 | 0 | 0 | 0 | 0 | 0 | 0 | 0 | 0 | 0 | 0 | 0 | 0 | 0 | 0 | 0 | 0
F11_Industrial_Food Products_New_Space Heating_Natural Gas_HVAC - Demand Controlled Ventilation_A_Technical Potential | F11 | Industrial | Food Products | New | Space Heating | Natural Gas | HVAC - Demand Controlled Ventilation | A | Cumulative Summer Peak Savings (MW) | Technical Potential | 0 | 0 | 0 | 0 | 0 | 0 | 0 | 0 | 0 | 0 | 0 | 0 | 0 | 0 | 0 | 0 | 0 | 0 | 0 | 0 | 0 | 0 | 0 | 0 | 0 | 0 | 0 | 0 | 0 | 0 | 0
F12_Industrial_Food Products_New_Space Heating_Natural Gas_HVAC - Demand Controlled Ventilation_A_Technical Potential | F12 | Industrial | Food Products | New | Space Heating | Natural Gas | HVAC - Demand Controlled Ventilation | A | Cumulative Winter Peak Savings (MW) | Technical Potential | 0 | 0 | 0 | 0 | 0 | 0 | 0 | 0 | 0 | 0 | 0 | 0 | 0 | 0 | 0 | 0 | 0 | 0 | 0 | 0 | 0 | 0 | 0 | 0 | 0 | 0 | 0 | 0 | 0 | 0 | 0
F13_Industrial_Food Products_New_Space Heating_Natural Gas_HVAC - Demand Controlled Ventilation_A_Technical Potential | F13 | Industrial | Food Products | New | Space Heating | Natural Gas | HVAC - Demand Controlled Ventilation | A | Purchases (Incremental) | Technical Potential | 0 | 0 | 0 | 0 | 0 | 0 | 0 | 0 | 0 | 0 | 0 | 0 | 0 | 0 | 0 | 0 | 0 | 0 | 0 | 0 | 0 | 0 | 0 | 0 | 0 | 0 | 0 | 0 | 0 | 0 | 0
F14_Industrial_Food Products_New_Space Heating_Natural Gas_HVAC - Demand Controlled Ventilation_A_Technical Potential | F14 | Industrial | Food Products | New | Space Heating | Natural Gas | HVAC - Demand Controlled Ventilation | A | Purchases (Cumulative) | Technical Potential | 0 | 0 | 0 | 0 | 0 | 0 | 0 | 0 | 0 | 0 | 0 | 0 | 0 | 0 | 0 | 0 | 0 | 0 | 0 | 0 | 0 | 0 | 0 | 0 | 0 | 0 | 0 | 0 | 0 | 0 | 0
F1_Industrial_Food Products_New_Space Heating_Natural Gas_Gas Boiler - Stack Economizer_A_Technical Potential | F1 | Industrial | Food Products | New | Space Heating | Natural Gas | Gas Boiler - Stack Economizer | A | Original Unit Energy Savings (kWh or therms) | Technical Potential | 0 | 0 | 0 | 0 | 0 | 0 | 0 | 0 | 0 | 0 | 0 | 0 | 0 | 0 | 0 | 0 | 0 | 0 | 0 | 0 | 0 | 0 | 0 | 0 | 0 | 0 | 0 | 0 | 0 | 0 | 0
F2_Industrial_Food Products_New_Space Heating_Natural Gas_Gas Boiler - Stack Economizer_A_Technical Potential | F2 | Industrial | Food Products | New | Space Heating | Natural Gas | Gas Boiler - Stack Economizer | A | Original Unit Summer Peak Savings (kW) | Technical Potential | 0 | 0 | 0 | 0 | 0 | 0 | 0 | 0 | 0 | 0 | 0 | 0 | 0 | 0 | 0 | 0 | 0 | 0 | 0 | 0 | 0 | 0 | 0 | 0 | 0 | 0 | 0 | 0 | 0 | 0 | 0
F3_Industrial_Food Products_New_Space Heating_Natural Gas_Gas Boiler - Stack Economizer_A_Technical Potential | F3 | Industrial | Food Products | New | Space Heating | Natural Gas | Gas Boiler - Stack Economizer | A | Original Unit Winter Peak Savings (kW) | Technical Potential | 0 | 0 | 0 | 0 | 0 | 0 | 0 | 0 | 0 | 0 | 0 | 0 | 0 | 0 | 0 | 0 | 0 | 0 | 0 | 0 | 0 | 0 | 0 | 0 | 0 | 0 | 0 | 0 | 0 | 0 | 0
F4_Industrial_Food Products_New_Space Heating_Natural Gas_Gas Boiler - Stack Economizer_A_Technical Potential | F4 | Industrial | Food Products | New | Space Heating | Natural Gas | Gas Boiler - Stack Economizer | A | Standalone Impact on Baseline Energy (%) | Technical Potential | 0% | 0% | 0% | 0% | 0% | 0% | 0% | 0% | 0% | 0% | 0% | 0% | 0% | 0% | 0% | 0% | 0% | 0% | 0% | 0% | 0% | 0% | 0% | 0% | 0 | 0 | 0 | 0 | 0 | 0 | 0
F5_Industrial_Food Products_New_Space Heating_Natural Gas_Gas Boiler - Stack Economizer_A_Technical Potential | F5 | Industrial | Food Products | New | Space Heating | Natural Gas | Gas Boiler - Stack Economizer | A | Standalone Impact on Baseline Summer Peak (%) | Technical Potential | 0% | 0% | 0% | 0% | 0% | 0% | 0% | 0% | 0% | 0% | 0% | 0% | 0% | 0% | 0% | 0% | 0% | 0% | 0% | 0% | 0% | 0% | 0% | 0% | 0 | 0 | 0 | 0 | 0 | 0 | 0
F6_Industrial_Food Products_New_Space Heating_Natural Gas_Gas Boiler - Stack Economizer_A_Technical Potential | F6 | Industrial | Food Products | New | Space Heating | Natural Gas | Gas Boiler - Stack Economizer | A | Standalone Impact on Baseline Winter Peak (%) | Technical Potential | 0% | 0% | 0% | 0% | 0% | 0% | 0% | 0% | 0% | 0% | 0% | 0% | 0% | 0% | 0% | 0% | 0% | 0% | 0% | 0% | 0% | 0% | 0% | 0% | 0 | 0 | 0 | 0 | 0 | 0 | 0
F7_Industrial_Food Products_New_Space Heating_Natural Gas_Gas Boiler - Stack Economizer_A_Technical Potential | F7 | Industrial | Food Products | New | Space Heating | Natural Gas | Gas Boiler - Stack Economizer | A | Incremental Energy Savings (MWh or mTherms) | Technical Potential | 0 | 0 | 0 | 0 | 0 | 0 | 0 | 0 | 0 | 0 | 0 | 0 | 0 | 0 | 0 | 0 | 0 | 0 | 0 | 0 | 0 | 0 | 0 | 0 | 0 | 0 | 0 | 0 | 0 | 0 | 0
F8_Industrial_Food Products_New_Space Heating_Natural Gas_Gas Boiler - Stack Economizer_A_Technical Potential | F8 | Industrial | Food Products | New | Space Heating | Natural Gas | Gas Boiler - Stack Economizer | A | Incremental Summer Peak Savings (MW) | Technical Potential | 0 | 0 | 0 | 0 | 0 | 0 | 0 | 0 | 0 | 0 | 0 | 0 | 0 | 0 | 0 | 0 | 0 | 0 | 0 | 0 | 0 | 0 | 0 | 0 | 0 | 0 | 0 | 0 | 0 | 0 | 0
F9_Industrial_Food Products_New_Space Heating_Natural Gas_Gas Boiler - Stack Economizer_A_Technical Potential | F9 | Industrial | Food Products | New | Space Heating | Natural Gas | Gas Boiler - Stack Economizer | A | Incremental Winter Peak Savings (MW) | Technical Potential | 0 | 0 | 0 | 0 | 0 | 0 | 0 | 0 | 0 | 0 | 0 | 0 | 0 | 0 | 0 | 0 | 0 | 0 | 0 | 0 | 0 | 0 | 0 | 0 | 0 | 0 | 0 | 0 | 0 | 0 | 0
F10_Industrial_Food Products_New_Space Heating_Natural Gas_Gas Boiler - Stack Economizer_A_Technical Potential | F10 | Industrial | Food Products | New | Space Heating | Natural Gas | Gas Boiler - Stack Economizer | A | Cumulative Energy Savings (MWh or mTherms) | Technical Potential | 0 | 0 | 0 | 0 | 0 | 0 | 0 | 0 | 0 | 0 | 0 | 0 | 0 | 0 | 0 | 0 | 0 | 0 | 0 | 0 | 0 | 0 | 0 | 0 | 0 | 0 | 0 | 0 | 0 | 0 | 0
F11_Industrial_Food Products_New_Space Heating_Natural Gas_Gas Boiler - Stack Economizer_A_Technical Potential | F11 | Industrial | Food Products | New | Space Heating | Natural Gas | Gas Boiler - Stack Economizer | A | Cumulative Summer Peak Savings (MW) | Technical Potential | 0 | 0 | 0 | 0 | 0 | 0 | 0 | 0 | 0 | 0 | 0 | 0 | 0 | 0 | 0 | 0 | 0 | 0 | 0 | 0 | 0 | 0 | 0 | 0 | 0 | 0 | 0 | 0 | 0 | 0 | 0
F12_Industrial_Food Products_New_Space Heating_Natural Gas_Gas Boiler - Stack Economizer_A_Technical Potential | F12 | Industrial | Food Products | New | Space Heating | Natural Gas | Gas Boiler - Stack Economizer | A | Cumulative Winter Peak Savings (MW) | Technical Potential | 0 | 0 | 0 | 0 | 0 | 0 | 0 | 0 | 0 | 0 | 0 | 0 | 0 | 0 | 0 | 0 | 0 | 0 | 0 | 0 | 0 | 0 | 0 | 0 | 0 | 0 | 0 | 0 | 0 | 0 | 0
F13_Industrial_Food Products_New_Space Heating_Natural Gas_Gas Boiler - Stack Economizer_A_Technical Potential | F13 | Industrial | Food Products | New | Space Heating | Natural Gas | Gas Boiler - Stack Economizer | A | Purchases (Incremental) | Technical Potential | 0 | 0 | 0 | 0 | 0 | 0 | 0 | 0 | 0 | 0 | 0 | 0 | 0 | 0 | 0 | 0 | 0 | 0 | 0 | 0 | 0 | 0 | 0 | 0 | 0 | 0 | 0 | 0 | 0 | 0 | 0
F14_Industrial_Food Products_New_Space Heating_Natural Gas_Gas Boiler - Stack Economizer_A_Technical Potential | F14 | Industrial | Food Products | New | Space Heating | Natural Gas | Gas Boiler - Stack Economizer | A | Purchases (Cumulative) | Technical Potential | 0 | 0 | 0 | 0 | 0 | 0 | 0 | 0 | 0 | 0 | 0 | 0 | 0 | 0 | 0 | 0 | 0 | 0 | 0 | 0 | 0 | 0 | 0 | 0 | 0 | 0 | 0 | 0 | 0 | 0 | 0
F1_Industrial_Food Products_New_Process_Natural Gas_Gas Boiler - Stack Economizer_A_Technical Potential | F1 | Industrial | Food Products | New | Process | Natural Gas | Gas Boiler - Stack Economizer | A | Original Unit Energy Savings (kWh or therms) | Technical Potential | 0 | 0 | 0 | 0 | 0 | 45.4909 | 45.4909 | 45.4909 | 45.4909 | 45.4909 | 45.4909 | 45.4909 | 45.4909 | 45.4909 | 45.4909 | 45.4909 | 45.4909 | 45.4909 | 45.4909 | 45.4909 | 45.4909 | 45.4909 | 45.4909 | 45.4909 | 45.4909 | 45.4909 | 45.4909 | 45.4909 | 45.4909 | 45.4909 | 45.4909
F2_Industrial_Food Products_New_Process_Natural Gas_Gas Boiler - Stack Economizer_A_Technical Potential | F2 | Industrial | Food Products | New | Process | Natural Gas | Gas Boiler - Stack Economizer | A | Original Unit Summer Peak Savings (kW) | Technical Potential | 0 | 0 | 0 | 0 | 0 | 0 | 0 | 0 | 0 | 0 | 0 | 0 | 0 | 0 | 0 | 0 | 0 | 0 | 0 | 0 | 0 | 0 | 0 | 0 | 0 | 0 | 0 | 0 | 0 | 0 | 0
F3_Industrial_Food Products_New_Process_Natural Gas_Gas Boiler - Stack Economizer_A_Technical Potential | F3 | Industrial | Food Products | New | Process | Natural Gas | Gas Boiler - Stack Economizer | A | Original Unit Winter Peak Savings (kW) | Technical Potential | 0 | 0 | 0 | 0 | 0 | 0 | 0 | 0 | 0 | 0 | 0 | 0 | 0 | 0 | 0 | 0 | 0 | 0 | 0 | 0 | 0 | 0 | 0 | 0 | 0 | 0 | 0 | 0 | 0 | 0 | 0
F4_Industrial_Food Products_New_Process_Natural Gas_Gas Boiler - Stack Economizer_A_Technical Potential | F4 | Industrial | Food Products | New | Process | Natural Gas | Gas Boiler - Stack Economizer | A | Standalone Impact on Baseline Energy (%) | Technical Potential | 0% | 0% | 0% | 0% | 0% | 0.07083% | 0.1306% | 0.1838% | 0.2329% | 0.2791% | 0.3161% | 0.3398% | 0.3537% | 0.3604% | 0.3623% | 0.3602% | 0.3557% | 0.3493% | 0.3416% | 0.3333% | 0.3175% | 0.3033% | 0.2903% | 0.2784% | 0.0026753 | 0.0025748 | 0.0024818 | 0.0023956 | 0 | 0 | 0
F5_Industrial_Food Products_New_Process_Natural Gas_Gas Boiler - Stack Economizer_A_Technical Potential | F5 | Industrial | Food Products | New | Process | Natural Gas | Gas Boiler - Stack Economizer | A | Standalone Impact on Baseline Summer Peak (%) | Technical Potential | 0% | 0% | 0% | 0% | 0% | 0% | 0% | 0% | 0% | 0% | 0% | 0% | 0% | 0% | 0% | 0% | 0% | 0% | 0% | 0% | 0% | 0% | 0% | 0% | 0 | 0 | 0 | 0 | 0 | 0 | 0
F6_Industrial_Food Products_New_Process_Natural Gas_Gas Boiler - Stack Economizer_A_Technical Potential | F6 | Industrial | Food Products | New | Process | Natural Gas | Gas Boiler - Stack Economizer | A | Standalone Impact on Baseline Winter Peak (%) | Technical Potential | 0% | 0% | 0% | 0% | 0% | 0% | 0% | 0% | 0% | 0% | 0% | 0% | 0% | 0% | 0% | 0% | 0% | 0% | 0% | 0% | 0% | 0% | 0% | 0% | 0 | 0 | 0 | 0 | 0 | 0 | 0
F7_Industrial_Food Products_New_Process_Natural Gas_Gas Boiler - Stack Economizer_A_Technical Potential | F7 | Industrial | Food Products | New | Process | Natural Gas | Gas Boiler - Stack Economizer | A | Incremental Energy Savings (MWh or mTherms) | Technical Potential | 0 | 0 | 0 | 0 | 0 | 0.40477 | 0.47954 | 0.55427 | 0.62856 | 0.70289 | 0.69955 | 0.61252 | 0.53221 | 0.45945 | 0.39408 | 0.33656 | 0.28612 | 0.2424 | 0.20466 | 0.17225 | 0.40477 | 0.47954 | 0.55427 | 0.62856 | 0.70289 | 0.69955 | 0.61252 | 0.53221 | 0.45945 | 0.39408 | 0.33656
F8_Industrial_Food Products_New_Process_Natural Gas_Gas Boiler - Stack Economizer_A_Technical Potential | F8 | Industrial | Food Products | New | Process | Natural Gas | Gas Boiler - Stack Economizer | A | Incremental Summer Peak Savings (MW) | Technical Potential | 0 | 0 | 0 | 0 | 0 | 0 | 0 | 0 | 0 | 0 | 0 | 0 | 0 | 0 | 0 | 0 | 0 | 0 | 0 | 0 | 0 | 0 | 0 | 0 | 0 | 0 | 0 | 0 | 0 | 0 | 0
F9_Industrial_Food Products_New_Process_Natural Gas_Gas Boiler - Stack Economizer_A_Technical Potential | F9 | Industrial | Food Products | New | Process | Natural Gas | Gas Boiler - Stack Economizer | A | Incremental Winter Peak Savings (MW) | Technical Potential | 0 | 0 | 0 | 0 | 0 | 0 | 0 | 0 | 0 | 0 | 0 | 0 | 0 | 0 | 0 | 0 | 0 | 0 | 0 | 0 | 0 | 0 | 0 | 0 | 0 | 0 | 0 | 0 | 0 | 0 | 0
F10_Industrial_Food Products_New_Process_Natural Gas_Gas Boiler - Stack Economizer_A_Technical Potential | F10 | Industrial | Food Products | New | Process | Natural Gas | Gas Boiler - Stack Economizer | A | Cumulative Energy Savings (MWh or mTherms) | Technical Potential | 0 | 0 | 0 | 0 | 0 | 0.40477 | 0.8843 | 1.4386 | 2.0671 | 2.77 | 3.4696 | 4.0821 | 4.6143 | 5.0737 | 5.4678 | 5.8044 | 6.0905 | 6.3329 | 6.5376 | 6.7098 | 6.7098 | 6.7098 | 6.7098 | 6.7098 | 6.7098 | 6.7098 | 6.7098 | 6.7098 | 6.7098 | 6.7098 | 6.7098
F11_Industrial_Food Products_New_Process_Natural Gas_Gas Boiler - Stack Economizer_A_Technical Potential | F11 | Industrial | Food Products | New | Process | Natural Gas | Gas Boiler - Stack Economizer | A | Cumulative Summer Peak Savings (MW) | Technical Potential | 0 | 0 | 0 | 0 | 0 | 0 | 0 | 0 | 0 | 0 | 0 | 0 | 0 | 0 | 0 | 0 | 0 | 0 | 0 | 0 | 0 | 0 | 0 | 0 | 0 | 0 | 0 | 0 | 0 | 0 | 0
F12_Industrial_Food Products_New_Process_Natural Gas_Gas Boiler - Stack Economizer_A_Technical Potential | F12 | Industrial | Food Products | New | Process | Natural Gas | Gas Boiler - Stack Economizer | A | Cumulative Winter Peak Savings (MW) | Technical Potential | 0 | 0 | 0 | 0 | 0 | 0 | 0 | 0 | 0 | 0 | 0 | 0 | 0 | 0 | 0 | 0 | 0 | 0 | 0 | 0 | 0 | 0 | 0 | 0 | 0 | 0 | 0 | 0 | 0 | 0 | 0
F13_Industrial_Food Products_New_Process_Natural Gas_Gas Boiler - Stack Economizer_A_Technical Potential | F13 | Industrial | Food Products | New | Process | Natural Gas | Gas Boiler - Stack Economizer | A | Purchases (Incremental) | Technical Potential | 0 | 0 | 0 | 0 | 0 | 8.8977 | 10.5414 | 12.1842 | 13.8172 | 15.4512 | 15.3778 | 13.4647 | 11.6992 | 10.0998 | 8.6628 | 7.3984 | 6.2896 | 5.3285 | 4.499 | 3.7865 | 8.8977 | 10.5414 | 12.1842 | 13.8172 | 15.4512 | 15.3778 | 13.4647 | 11.6992 | 10.0998 | 8.6628 | 7.3984
F14_Industrial_Food Products_New_Process_Natural Gas_Gas Boiler - Stack Economizer_A_Technical Potential | F14 | Industrial | Food Products | New | Process | Natural Gas | Gas Boiler - Stack Economizer | A | Purchases (Cumulative) | Technical Potential | 0 | 0 | 0 | 0 | 0 | 8.8977 | 19.4391 | 31.6233 | 45.4405 | 60.8917 | 76.2695 | 89.7342 | 101.4334 | 111.5332 | 120.196 | 127.5944 | 133.884 | 139.2125 | 143.7115 | 147.4981 | 147.4981 | 147.4981 | 147.4981 | 147.4981 | 147.4981 | 147.4981 | 147.4981 | 147.4981 | 147.4981 | 147.4981 | 147.4981
F1_Industrial_Food Products_New_Space Heating_Natural Gas_Gas Furnace Tube Inserts_A_Technical Potential | F1 | Industrial | Food Products | New | Space Heating | Natural Gas | Gas Furnace Tube Inserts | A | Original Unit Energy Savings (kWh or therms) | Technical Potential | 0 | 0 | 0 | 0 | 0 | 0 | 0 | 0 | 0 | 0 | 0 | 0 | 0 | 0 | 0 | 0 | 0 | 0 | 0 | 0 | 0 | 0 | 0 | 0 | 0 | 0 | 0 | 0 | 0 | 0 | 0
F2_Industrial_Food Products_New_Space Heating_Natural Gas_Gas Furnace Tube Inserts_A_Technical Potential | F2 | Industrial | Food Products | New | Space Heating | Natural Gas | Gas Furnace Tube Inserts | A | Original Unit Summer Peak Savings (kW) | Technical Potential | 0 | 0 | 0 | 0 | 0 | 0 | 0 | 0 | 0 | 0 | 0 | 0 | 0 | 0 | 0 | 0 | 0 | 0 | 0 | 0 | 0 | 0 | 0 | 0 | 0 | 0 | 0 | 0 | 0 | 0 | 0
F3_Industrial_Food Products_New_Space Heating_Natural Gas_Gas Furnace Tube Inserts_A_Technical Potential | F3 | Industrial | Food Products | New | Space Heating | Natural Gas | Gas Furnace Tube Inserts | A | Original Unit Winter Peak Savings (kW) | Technical Potential | 0 | 0 | 0 | 0 | 0 | 0 | 0 | 0 | 0 | 0 | 0 | 0 | 0 | 0 | 0 | 0 | 0 | 0 | 0 | 0 | 0 | 0 | 0 | 0 | 0 | 0 | 0 | 0 | 0 | 0 | 0
F4_Industrial_Food Products_New_Space Heating_Natural Gas_Gas Furnace Tube Inserts_A_Technical Potential | F4 | Industrial | Food Products | New | Space Heating | Natural Gas | Gas Furnace Tube Inserts | A | Standalone Impact on Baseline Energy (%) | Technical Potential | 0% | 0% | 0% | 0% | 0% | 0% | 0% | 0% | 0% | 0% | 0% | 0% | 0% | 0% | 0% | 0% | 0% | 0% | 0% | 0% | 0% | 0% | 0% | 0% | 0 | 0 | 0 | 0 | 0 | 0 | 0
F5_Industrial_Food Products_New_Space Heating_Natural Gas_Gas Furnace Tube Inserts_A_Technical Potential | F5 | Industrial | Food Products | New | Space Heating | Natural Gas | Gas Furnace Tube Inserts | A | Standalone Impact on Baseline Summer Peak (%) | Technical Potential | 0% | 0% | 0% | 0% | 0% | 0% | 0% | 0% | 0% | 0% | 0% | 0% | 0% | 0% | 0% | 0% | 0% | 0% | 0% | 0% | 0% | 0% | 0% | 0% | 0 | 0 | 0 | 0 | 0 | 0 | 0
F6_Industrial_Food Products_New_Space Heating_Natural Gas_Gas Furnace Tube Inserts_A_Technical Potential | F6 | Industrial | Food Products | New | Space Heating | Natural Gas | Gas Furnace Tube Inserts | A | Standalone Impact on Baseline Winter Peak (%) | Technical Potential | 0% | 0% | 0% | 0% | 0% | 0% | 0% | 0% | 0% | 0% | 0% | 0% | 0% | 0% | 0% | 0% | 0% | 0% | 0% | 0% | 0% | 0% | 0% | 0% | 0 | 0 | 0 | 0 | 0 | 0 | 0
F7_Industrial_Food Products_New_Space Heating_Natural Gas_Gas Furnace Tube Inserts_A_Technical Potential | F7 | Industrial | Food Products | New | Space Heating | Natural Gas | Gas Furnace Tube Inserts | A | Incremental Energy Savings (MWh or mTherms) | Technical Potential | 0 | 0 | 0 | 0 | 0 | 0 | 0 | 0 | 0 | 0 | 0 | 0 | 0 | 0 | 0 | 0 | 0 | 0 | 0 | 0 | 0 | 0 | 0 | 0 | 0 | 0 | 0 | 0 | 0 | 0 | 0
F8_Industrial_Food Products_New_Space Heating_Natural Gas_Gas Furnace Tube Inserts_A_Technical Potential | F8 | Industrial | Food Products | New | Space Heating | Natural Gas | Gas Furnace Tube Inserts | A | Incremental Summer Peak Savings (MW) | Technical Potential | 0 | 0 | 0 | 0 | 0 | 0 | 0 | 0 | 0 | 0 | 0 | 0 | 0 | 0 | 0 | 0 | 0 | 0 | 0 | 0 | 0 | 0 | 0 | 0 | 0 | 0 | 0 | 0 | 0 | 0 | 0
F9_Industrial_Food Products_New_Space Heating_Natural Gas_Gas Furnace Tube Inserts_A_Technical Potential | F9 | Industrial | Food Products | New | Space Heating | Natural Gas | Gas Furnace Tube Inserts | A | Incremental Winter Peak Savings (MW) | Technical Potential | 0 | 0 | 0 | 0 | 0 | 0 | 0 | 0 | 0 | 0 | 0 | 0 | 0 | 0 | 0 | 0 | 0 | 0 | 0 | 0 | 0 | 0 | 0 | 0 | 0 | 0 | 0 | 0 | 0 | 0 | 0
F10_Industrial_Food Products_New_Space Heating_Natural Gas_Gas Furnace Tube Inserts_A_Technical Potential | F10 | Industrial | Food Products | New | Space Heating | Natural Gas | Gas Furnace Tube Inserts | A | Cumulative Energy Savings (MWh or mTherms) | Technical Potential | 0 | 0 | 0 | 0 | 0 | 0 | 0 | 0 | 0 | 0 | 0 | 0 | 0 | 0 | 0 | 0 | 0 | 0 | 0 | 0 | 0 | 0 | 0 | 0 | 0 | 0 | 0 | 0 | 0 | 0 | 0
F11_Industrial_Food Products_New_Space Heating_Natural Gas_Gas Furnace Tube Inserts_A_Technical Potential | F11 | Industrial | Food Products | New | Space Heating | Natural Gas | Gas Furnace Tube Inserts | A | Cumulative Summer Peak Savings (MW) | Technical Potential | 0 | 0 | 0 | 0 | 0 | 0 | 0 | 0 | 0 | 0 | 0 | 0 | 0 | 0 | 0 | 0 | 0 | 0 | 0 | 0 | 0 | 0 | 0 | 0 | 0 | 0 | 0 | 0 | 0 | 0 | 0
F12_Industrial_Food Products_New_Space Heating_Natural Gas_Gas Furnace Tube Inserts_A_Technical Potential | F12 | Industrial | Food Products | New | Space Heating | Natural Gas | Gas Furnace Tube Inserts | A | Cumulative Winter Peak Savings (MW) | Technical Potential | 0 | 0 | 0 | 0 | 0 | 0 | 0 | 0 | 0 | 0 | 0 | 0 | 0 | 0 | 0 | 0 | 0 | 0 | 0 | 0 | 0 | 0 | 0 | 0 | 0 | 0 | 0 | 0 | 0 | 0 | 0
F13_Industrial_Food Products_New_Space Heating_Natural Gas_Gas Furnace Tube Inserts_A_Technical Potential | F13 | Industrial | Food Products | New | Space Heating | Natural Gas | Gas Furnace Tube Inserts | A | Purchases (Incremental) | Technical Potential | 0 | 0 | 0 | 0 | 0 | 0 | 0 | 0 | 0 | 0 | 0 | 0 | 0 | 0 | 0 | 0 | 0 | 0 | 0 | 0 | 0 | 0 | 0 | 0 | 0 | 0 | 0 | 0 | 0 | 0 | 0
F14_Industrial_Food Products_New_Space Heating_Natural Gas_Gas Furnace Tube Inserts_A_Technical Potential | F14 | Industrial | Food Products | New | Space Heating | Natural Gas | Gas Furnace Tube Inserts | A | Purchases (Cumulative) | Technical Potential | 0 | 0 | 0 | 0 | 0 | 0 | 0 | 0 | 0 | 0 | 0 | 0 | 0 | 0 | 0 | 0 | 0 | 0 | 0 | 0 | 0 | 0 | 0 | 0 | 0 | 0 | 0 | 0 | 0 | 0 | 0
F1_Industrial_Food Products_New_Space Heating_Natural Gas_Space Heating - Heat Recovery Ventilator_A_Technical Potential | F1 | Industrial | Food Products | New | Space Heating | Natural Gas | Space Heating - Heat Recovery Ventilator | A | Original Unit Energy Savings (kWh or therms) | Technical Potential | 0 | 0 | 0 | 0 | 0 | 0.012468 | 0.012307 | 0.01219 | 0.0121 | 0.01203 | 0.011973 | 0.011906 | 0.011837 | 0.011768 | 0.011701 | 0.011649 | 0.011607 | 0.011574 | 0.011522 | 0.011484 | 0.011457 | 0.011435 | 0.011435 | 0.011435 | 0.011435 | 0.011435 | 0.011435 | 0.011435 | 0 | 0 | 0
F2_Industrial_Food Products_New_Space Heating_Natural Gas_Space Heating - Heat Recovery Ventilator_A_Technical Potential | F2 | Industrial | Food Products | New | Space Heating | Natural Gas | Space Heating - Heat Recovery Ventilator | A | Original Unit Summer Peak Savings (kW) | Technical Potential | 0 | 0 | 0 | 0 | 0 | 0 | 0 | 0 | 0 | 0 | 0 | 0 | 0 | 0 | 0 | 0 | 0 | 0 | 0 | 0 | 0 | 0 | 0 | 0 | 0 | 0 | 0 | 0 | 0 | 0 | 0
F3_Industrial_Food Products_New_Space Heating_Natural Gas_Space Heating - Heat Recovery Ventilator_A_Technical Potential | F3 | Industrial | Food Products | New | Space Heating | Natural Gas | Space Heating - Heat Recovery Ventilator | A | Original Unit Winter Peak Savings (kW) | Technical Potential | 0 | 0 | 0 | 0 | 0 | 0 | 0 | 0 | 0 | 0 | 0 | 0 | 0 | 0 | 0 | 0 | 0 | 0 | 0 | 0 | 0 | 0 | 0 | 0 | 0 | 0 | 0 | 0 | 0 | 0 | 0
F4_Industrial_Food Products_New_Space Heating_Natural Gas_Space Heating - Heat Recovery Ventilator_A_Technical Potential | F4 | Industrial | Food Products | New | Space Heating | Natural Gas | Space Heating - Heat Recovery Ventilator | A | Standalone Impact on Baseline Energy (%) | Technical Potential | 0% | 0% | 0% | 0% | 0% | 0.008869% | 0.01635% | 0.02302% | 0.02917% | 0.03495% | 0.04048% | 0.04585% | 0.05108% | 0.05621% | 0.06129% | 0.06629% | 0.07124% | 0.07615% | 0.08102% | 0.08588% | 0.0883% | 0.09049% | 0.09248% | 0.0943% | 0.00095968 | 0.00092363 | 0.00089028 | 0.00085933 | 0 | 0 | 0
F5_Industrial_Food Products_New_Space Heating_Natural Gas_Space Heating - Heat Recovery Ventilator_A_Technical Potential | F5 | Industrial | Food Products | New | Space Heating | Natural Gas | Space Heating - Heat Recovery Ventilator | A | Standalone Impact on Baseline Summer Peak (%) | Technical Potential | 0% | 0% | 0% | 0% | 0% | 0% | 0% | 0% | 0% | 0% | 0% | 0% | 0% | 0% | 0% | 0% | 0% | 0% | 0% | 0% | 0% | 0% | 0% | 0% | 0 | 0 | 0 | 0 | 0 | 0 | 0
F6_Industrial_Food Products_New_Space Heating_Natural Gas_Space Heating - Heat Recovery Ventilator_A_Technical Potential | F6 | Industrial | Food Products | New | Space Heating | Natural Gas | Space Heating - Heat Recovery Ventilator | A | Standalone Impact on Baseline Winter Peak (%) | Technical Potential | 0% | 0% | 0% | 0% | 0% | 0% | 0% | 0% | 0% | 0% | 0% | 0% | 0% | 0% | 0% | 0% | 0% | 0% | 0% | 0% | 0% | 0% | 0% | 0% | 0 | 0 | 0 | 0 | 0 | 0 | 0
F7_Industrial_Food Products_New_Space Heating_Natural Gas_Space Heating - Heat Recovery Ventilator_A_Technical Potential | F7 | Industrial | Food Products | New | Space Heating | Natural Gas | Space Heating - Heat Recovery Ventilator | A | Incremental Energy Savings (MWh or mTherms) | Technical Potential | 0 | 0 | 0 | 0 | 0 | 0.0003267 | 0.00038205 | 0.00043737 | 0.00049237 | 0.00054739 | 0.00060246 | 0.00065572 | 0.00070799 | 0.00075956 | 0.00080974 | 0.00086057 | 0.00091126 | 0.00096228 | 0.001011 | 0.0010601 | 0.00111 | 0.0011599 | 0.0012118 | 0.0012635 | 0.001315 | 0.00057539 | 0.00062976 | 0.00068398 | 0 | 0 | 0
F8_Industrial_Food Products_New_Space Heating_Natural Gas_Space Heating - Heat Recovery Ventilator_A_Technical Potential | F8 | Industrial | Food Products | New | Space Heating | Natural Gas | Space Heating - Heat Recovery Ventilator | A | Incremental Summer Peak Savings (MW) | Technical Potential | 0 | 0 | 0 | 0 | 0 | 0 | 0 | 0 | 0 | 0 | 0 | 0 | 0 | 0 | 0 | 0 | 0 | 0 | 0 | 0 | 0 | 0 | 0 | 0 | 0 | 0 | 0 | 0 | 0 | 0 | 0
F9_Industrial_Food Products_New_Space Heating_Natural Gas_Space Heating - Heat Recovery Ventilator_A_Technical Potential | F9 | Industrial | Food Products | New | Space Heating | Natural Gas | Space Heating - Heat Recovery Ventilator | A | Incremental Winter Peak Savings (MW) | Technical Potential | 0 | 0 | 0 | 0 | 0 | 0 | 0 | 0 | 0 | 0 | 0 | 0 | 0 | 0 | 0 | 0 | 0 | 0 | 0 | 0 | 0 | 0 | 0 | 0 | 0 | 0 | 0 | 0 | 0 | 0 | 0
F10_Industrial_Food Products_New_Space Heating_Natural Gas_Space Heating - Heat Recovery Ventilator_A_Technical Potential | F10 | Industrial | Food Products | New | Space Heating | Natural Gas | Space Heating - Heat Recovery Ventilator | A | Cumulative Energy Savings (MWh or mTherms) | Technical Potential | 0 | 0 | 0 | 0 | 0 | 0.0003267 | 0.00070454 | 0.0011352 | 0.0016192 | 0.0021572 | 0.0027495 | 0.0033899 | 0.004078 | 0.0048138 | 0.0055963 | 0.0064318 | 0.0073202 | 0.0082618 | 0.0092358 | 0.010265 | 0.01105 | 0.011835 | 0.012636 | 0.013434 | 0.014229 | 0.014229 | 0.014229 | 0.014229 | 0 | 0 | 0
F11_Industrial_Food Products_New_Space Heating_Natural Gas_Space Heating - Heat Recovery Ventilator_A_Technical Potential | F11 | Industrial | Food Products | New | Space Heating | Natural Gas | Space Heating - Heat Recovery Ventilator | A | Cumulative Summer Peak Savings (MW) | Technical Potential | 0 | 0 | 0 | 0 | 0 | 0 | 0 | 0 | 0 | 0 | 0 | 0 | 0 | 0 | 0 | 0 | 0 | 0 | 0 | 0 | 0 | 0 | 0 | 0 | 0 | 0 | 0 | 0 | 0 | 0 | 0
F12_Industrial_Food Products_New_Space Heating_Natural Gas_Space Heating - Heat Recovery Ventilator_A_Technical Potential | F12 | Industrial | Food Products | New | Space Heating | Natural Gas | Space Heating - Heat Recovery Ventilator | A | Cumulative Winter Peak Savings (MW) | Technical Potential | 0 | 0 | 0 | 0 | 0 | 0 | 0 | 0 | 0 | 0 | 0 | 0 | 0 | 0 | 0 | 0 | 0 | 0 | 0 | 0 | 0 | 0 | 0 | 0 | 0 | 0 | 0 | 0 | 0 | 0 | 0
F13_Industrial_Food Products_New_Space Heating_Natural Gas_Space Heating - Heat Recovery Ventilator_A_Technical Potential | F13 | Industrial | Food Products | New | Space Heating | Natural Gas | Space Heating - Heat Recovery Ventilator | A | Purchases (Incremental) | Technical Potential | 0 | 0 | 0 | 0 | 0 | 26.203 | 31.0433 | 35.8811 | 40.6903 | 45.5021 | 50.3179 | 55.0725 | 59.8142 | 64.5462 | 69.2031 | 73.8777 | 78.5078 | 83.1385 | 87.7458 | 92.3121 | 96.8838 | 101.4365 | 105.9716 | 110.4901 | 114.9933 | 50.3179 | 55.0725 | 59.8142 | 64.5462 | 69.2031 | 73.8777
F14_Industrial_Food Products_New_Space Heating_Natural Gas_Space Heating - Heat Recovery Ventilator_A_Technical Potential | F14 | Industrial | Food Products | New | Space Heating | Natural Gas | Space Heating - Heat Recovery Ventilator | A | Purchases (Cumulative) | Technical Potential | 0 | 0 | 0 | 0 | 0 | 26.203 | 57.2463 | 93.1274 | 133.8177 | 179.3198 | 229.6377 | 284.7102 | 344.5244 | 409.0706 | 478.2736 | 552.1514 | 630.6591 | 713.7976 | 801.5434 | 893.8555 | 964.5363 | 1034.9295 | 1105.02 | 1174.8198 | 1244.3111 | 1244.3111 | 1244.3111 | 1244.3111 | 1244.3111 | 1244.3111 | 1244.3111
F1_Industrial_Food Products_New_Space Heating_Natural Gas_Thermostat - Programmable_A_Technical Potential | F1 | Industrial | Food Products | New | Space Heating | Natural Gas | Thermostat - Programmable | A | Original Unit Energy Savings (kWh or therms) | Technical Potential | 0 | 0 | 0 | 0 | 0 | 0.006194 | 0.006114 | 0.0060556 | 0.0060113 | 0.0059764 | 0.0059481 | 0.005915 | 0.0058802 | 0.005846 | 0.0058129 | 0.0057868 | 0.0057663 | 0.00575 | 0.0057242 | 0.0057053 | 0.0056915 | 0.0056808 | 0.0056808 | 0.0056808 | 0.0056808 | 0.0056808 | 0.0056808 | 0.0056808 | 0 | 0 | 0
F2_Industrial_Food Products_New_Space Heating_Natural Gas_Thermostat - Programmable_A_Technical Potential | F2 | Industrial | Food Products | New | Space Heating | Natural Gas | Thermostat - Programmable | A | Original Unit Summer Peak Savings (kW) | Technical Potential | 0 | 0 | 0 | 0 | 0 | 0 | 0 | 0 | 0 | 0 | 0 | 0 | 0 | 0 | 0 | 0 | 0 | 0 | 0 | 0 | 0 | 0 | 0 | 0 | 0 | 0 | 0 | 0 | 0 | 0 | 0
F3_Industrial_Food Products_New_Space Heating_Natural Gas_Thermostat - Programmable_A_Technical Potential | F3 | Industrial | Food Products | New | Space Heating | Natural Gas | Thermostat - Programmable | A | Original Unit Winter Peak Savings (kW) | Technical Potential | 0 | 0 | 0 | 0 | 0 | 0 | 0 | 0 | 0 | 0 | 0 | 0 | 0 | 0 | 0 | 0 | 0 | 0 | 0 | 0 | 0 | 0 | 0 | 0 | 0 | 0 | 0 | 0 | 0 | 0 | 0
F4_Industrial_Food Products_New_Space Heating_Natural Gas_Thermostat - Programmable_A_Technical Potential | F4 | Industrial | Food Products | New | Space Heating | Natural Gas | Thermostat - Programmable | A | Standalone Impact on Baseline Energy (%) | Technical Potential | 0% | 0% | 0% | 0% | 0% | 0.01322% | 0.02437% | 0.03431% | 0.04347% | 0.05209% | 0.06032% | 0.06833% | 0.07613% | 0.08377% | 0.09135% | 0.09879% | 0.1018% | 0.1044% | 0.1067% | 0.1088% | 0.1107% | 0.1124% | 0.1139% | 0.1153% | 0.0011662 | 0.0011224 | 0.0010818 | 0.0010442 | 0 | 0 | 0
F5_Industrial_Food Products_New_Space Heating_Natural Gas_Thermostat - Programmable_A_Technical Potential | F5 | Industrial | Food Products | New | Space Heating | Natural Gas | Thermostat - Programmable | A | Standalone Impact on Baseline Summer Peak (%) | Technical Potential | 0% | 0% | 0% | 0% | 0% | 0% | 0% | 0% | 0% | 0% | 0% | 0% | 0% | 0% | 0% | 0% | 0% | 0% | 0% | 0% | 0% | 0% | 0% | 0% | 0 | 0 | 0 | 0 | 0 | 0 | 0
F6_Industrial_Food Products_New_Space Heating_Natural Gas_Thermostat - Programmable_A_Technical Potential | F6 | Industrial | Food Products | New | Space Heating | Natural Gas | Thermostat - Programmable | A | Standalone Impact on Baseline Winter Peak (%) | Technical Potential | 0% | 0% | 0% | 0% | 0% | 0% | 0% | 0% | 0% | 0% | 0% | 0% | 0% | 0% | 0% | 0% | 0% | 0% | 0% | 0% | 0% | 0% | 0% | 0% | 0 | 0 | 0 | 0 | 0 | 0 | 0
F7_Industrial_Food Products_New_Space Heating_Natural Gas_Thermostat - Programmable_A_Technical Potential | F7 | Industrial | Food Products | New | Space Heating | Natural Gas | Thermostat - Programmable | A | Incremental Energy Savings (MWh or mTherms) | Technical Potential | 0 | 0 | 0 | 0 | 0 | 0.0004869 | 0.0005694 | 0.00065184 | 0.0007338 | 0.00081581 | 0.00089788 | 0.00097726 | 0.0010552 | 0.001132 | 0.0012068 | 0.0012826 | 0.0013581 | 0.0014341 | 0.0015068 | 0.00158 | 0.0016543 | 0.0017287 | 0.001806 | 0.001883 | 0.0019598 | 0.0011794 | 0.0012591 | 0.001338 | 0 | 0 | 0
F8_Industrial_Food Products_New_Space Heating_Natural Gas_Thermostat - Programmable_A_Technical Potential | F8 | Industrial | Food Products | New | Space Heating | Natural Gas | Thermostat - Programmable | A | Incremental Summer Peak Savings (MW) | Technical Potential | 0 | 0 | 0 | 0 | 0 | 0 | 0 | 0 | 0 | 0 | 0 | 0 | 0 | 0 | 0 | 0 | 0 | 0 | 0 | 0 | 0 | 0 | 0 | 0 | 0 | 0 | 0 | 0 | 0 | 0 | 0
F9_Industrial_Food Products_New_Space Heating_Natural Gas_Thermostat - Programmable_A_Technical Potential | F9 | Industrial | Food Products | New | Space Heating | Natural Gas | Thermostat - Programmable | A | Incremental Winter Peak Savings (MW) | Technical Potential | 0 | 0 | 0 | 0 | 0 | 0 | 0 | 0 | 0 | 0 | 0 | 0 | 0 | 0 | 0 | 0 | 0 | 0 | 0 | 0 | 0 | 0 | 0 | 0 | 0 | 0 | 0 | 0 | 0 | 0 | 0
F10_Industrial_Food Products_New_Space Heating_Natural Gas_Thermostat - Programmable_A_Technical Potential | F10 | Industrial | Food Products | New | Space Heating | Natural Gas | Thermostat - Programmable | A | Cumulative Energy Savings (MWh or mTherms) | Technical Potential | 0 | 0 | 0 | 0 | 0 | 0.0004869 | 0.00105 | 0.0016918 | 0.0024133 | 0.003215 | 0.0040977 | 0.0050522 | 0.0060777 | 0.0071743 | 0.0083404 | 0.0095856 | 0.010456 | 0.011326 | 0.012165 | 0.013009 | 0.013855 | 0.0147 | 0.015567 | 0.016431 | 0.017291 | 0.017291 | 0.017291 | 0.017291 | 0 | 0 | 0
F11_Industrial_Food Products_New_Space Heating_Natural Gas_Thermostat - Programmable_A_Technical Potential | F11 | Industrial | Food Products | New | Space Heating | Natural Gas | Thermostat - Programmable | A | Cumulative Summer Peak Savings (MW) | Technical Potential | 0 | 0 | 0 | 0 | 0 | 0 | 0 | 0 | 0 | 0 | 0 | 0 | 0 | 0 | 0 | 0 | 0 | 0 | 0 | 0 | 0 | 0 | 0 | 0 | 0 | 0 | 0 | 0 | 0 | 0 | 0
F12_Industrial_Food Products_New_Space Heating_Natural Gas_Thermostat - Programmable_A_Technical Potential | F12 | Industrial | Food Products | New | Space Heating | Natural Gas | Thermostat - Programmable | A | Cumulative Winter Peak Savings (MW) | Technical Potential | 0 | 0 | 0 | 0 | 0 | 0 | 0 | 0 | 0 | 0 | 0 | 0 | 0 | 0 | 0 | 0 | 0 | 0 | 0 | 0 | 0 | 0 | 0 | 0 | 0 | 0 | 0 | 0 | 0 | 0 | 0
F13_Industrial_Food Products_New_Space Heating_Natural Gas_Thermostat - Programmable_A_Technical Potential | F13 | Industrial | Food Products | New | Space Heating | Natural Gas | Thermostat - Programmable | A | Purchases (Incremental) | Technical Potential | 0 | 0 | 0 | 0 | 0 | 78.6089 | 93.13 | 107.6433 | 122.0709 | 136.5063 | 150.9537 | 165.2176 | 179.4425 | 193.6386 | 207.6092 | 221.6331 | 235.5233 | 249.4154 | 263.2375 | 276.9363 | 290.6513 | 304.3096 | 317.9148 | 331.4704 | 344.98 | 207.6092 | 221.6331 | 235.5233 | 249.4154 | 263.2375 | 276.9363
F14_Industrial_Food Products_New_Space Heating_Natural Gas_Thermostat - Programmable_A_Technical Potential | F14 | Industrial | Food Products | New | Space Heating | Natural Gas | Thermostat - Programmable | A | Purchases (Cumulative) | Technical Potential | 0 | 0 | 0 | 0 | 0 | 78.6089 | 171.7389 | 279.3822 | 401.4531 | 537.9594 | 688.9131 | 854.1307 | 1033.5732 | 1227.2118 | 1434.8209 | 1656.4541 | 1813.3685 | 1969.6538 | 2125.248 | 2280.1134 | 2434.2584 | 2587.6143 | 2740.3115 | 2892.3394 | 3043.6808 | 3043.6808 | 3043.6808 | 3043.6808 | 3043.6808 | 3043.6808 | 3043.6808
F1_Industrial_Food Products_New_Space Heating_Natural Gas_ENERGY STAR Connected Thermostat_A_Technical Potential | F1 | Industrial | Food Products | New | Space Heating | Natural Gas | ENERGY STAR Connected Thermostat | A | Original Unit Energy Savings (kWh or therms) | Technical Potential | 0 | 0 | 0 | 0 | 0 | 0.014581 | 0.014392 | 0.014255 | 0.014151 | 0.014068 | 0.014002 | 0.013924 | 0.013842 | 0.013762 | 0.013684 | 0.013622 | 0.013574 | 0.013536 | 0.013475 | 0.01343 | 0.013398 | 0.013373 | 0.013373 | 0.013373 | 0.013373 | 0.013373 | 0.013373 | 0.013373 | 0 | 0 | 0
F2_Industrial_Food Products_New_Space Heating_Natural Gas_ENERGY STAR Connected Thermostat_A_Technical Potential | F2 | Industrial | Food Products | New | Space Heating | Natural Gas | ENERGY STAR Connected Thermostat | A | Original Unit Summer Peak Savings (kW) | Technical Potential | 0 | 0 | 0 | 0 | 0 | 0 | 0 | 0 | 0 | 0 | 0 | 0 | 0 | 0 | 0 | 0 | 0 | 0 | 0 | 0 | 0 | 0 | 0 | 0 | 0 | 0 | 0 | 0 | 0 | 0 | 0
F3_Industrial_Food Products_New_Space Heating_Natural Gas_ENERGY STAR Connected Thermostat_A_Technical Potential | F3 | Industrial | Food Products | New | Space Heating | Natural Gas | ENERGY STAR Connected Thermostat | A | Original Unit Winter Peak Savings (kW) | Technical Potential | 0 | 0 | 0 | 0 | 0 | 0 | 0 | 0 | 0 | 0 | 0 | 0 | 0 | 0 | 0 | 0 | 0 | 0 | 0 | 0 | 0 | 0 | 0 | 0 | 0 | 0 | 0 | 0 | 0 | 0 | 0
F4_Industrial_Food Products_New_Space Heating_Natural Gas_ENERGY STAR Connected Thermostat_A_Technical Potential | F4 | Industrial | Food Products | New | Space Heating | Natural Gas | ENERGY STAR Connected Thermostat | A | Standalone Impact on Baseline Energy (%) | Technical Potential | 0% | 0% | 0% | 0% | 0% | 0.03112% | 0.05738% | 0.08076% | 0.1023% | 0.1226% | 0.1258% | 0.1285% | 0.1308% | 0.1327% | 0.1344% | 0.1358% | 0.1371% | 0.1382% | 0.1392% | 0.1401% | 0.1409% | 0.1416% | 0.1422% | 0.1428% | 0.0014335 | 0.0013796 | 0.0013298 | 0.0012836 | 0 | 0 | 0
F5_Industrial_Food Products_New_Space Heating_Natural Gas_ENERGY STAR Connected Thermostat_A_Technical Potential | F5 | Industrial | Food Products | New | Space Heating | Natural Gas | ENERGY STAR Connected Thermostat | A | Standalone Impact on Baseline Summer Peak (%) | Technical Potential | 0% | 0% | 0% | 0% | 0% | 0% | 0% | 0% | 0% | 0% | 0% | 0% | 0% | 0% | 0% | 0% | 0% | 0% | 0% | 0% | 0% | 0% | 0% | 0% | 0 | 0 | 0 | 0 | 0 | 0 | 0
F6_Industrial_Food Products_New_Space Heating_Natural Gas_ENERGY STAR Connected Thermostat_A_Technical Potential | F6 | Industrial | Food Products | New | Space Heating | Natural Gas | ENERGY STAR Connected Thermostat | A | Standalone Impact on Baseline Winter Peak (%) | Technical Potential | 0% | 0% | 0% | 0% | 0% | 0% | 0% | 0% | 0% | 0% | 0% | 0% | 0% | 0% | 0% | 0% | 0% | 0% | 0% | 0% | 0% | 0% | 0% | 0% | 0 | 0 | 0 | 0 | 0 | 0 | 0
F7_Industrial_Food Products_New_Space Heating_Natural Gas_ENERGY STAR Connected Thermostat_A_Technical Potential | F7 | Industrial | Food Products | New | Space Heating | Natural Gas | ENERGY STAR Connected Thermostat | A | Incremental Energy Savings (MWh or mTherms) | Technical Potential | 0 | 0 | 0 | 0 | 0 | 0.0011462 | 0.0013404 | 0.0015345 | 0.0017274 | 0.0019204 | 0.0021136 | 0.0023005 | 0.0024839 | 0.0026648 | 0.0028408 | 0.0030192 | 0.003197 | 0.003376 | 0.0035471 | 0.0037193 | 0.0038941 | 0.0040695 | 0.0042514 | 0.0044327 | 0.0046133 | 0.0038868 | 0.0040695 | 0.0042514 | 0 | 0 | 0
F8_Industrial_Food Products_New_Space Heating_Natural Gas_ENERGY STAR Connected Thermostat_A_Technical Potential | F8 | Industrial | Food Products | New | Space Heating | Natural Gas | ENERGY STAR Connected Thermostat | A | Incremental Summer Peak Savings (MW) | Technical Potential | 0 | 0 | 0 | 0 | 0 | 0 | 0 | 0 | 0 | 0 | 0 | 0 | 0 | 0 | 0 | 0 | 0 | 0 | 0 | 0 | 0 | 0 | 0 | 0 | 0 | 0 | 0 | 0 | 0 | 0 | 0
F9_Industrial_Food Products_New_Space Heating_Natural Gas_ENERGY STAR Connected Thermostat_A_Technical Potential | F9 | Industrial | Food Products | New | Space Heating | Natural Gas | ENERGY STAR Connected Thermostat | A | Incremental Winter Peak Savings (MW) | Technical Potential | 0 | 0 | 0 | 0 | 0 | 0 | 0 | 0 | 0 | 0 | 0 | 0 | 0 | 0 | 0 | 0 | 0 | 0 | 0 | 0 | 0 | 0 | 0 | 0 | 0 | 0 | 0 | 0 | 0 | 0 | 0
F10_Industrial_Food Products_New_Space Heating_Natural Gas_ENERGY STAR Connected Thermostat_A_Technical Potential | F10 | Industrial | Food Products | New | Space Heating | Natural Gas | ENERGY STAR Connected Thermostat | A | Cumulative Energy Savings (MWh or mTherms) | Technical Potential | 0 | 0 | 0 | 0 | 0 | 0.0011462 | 0.0024717 | 0.0039826 | 0.0056808 | 0.0075682 | 0.0085454 | 0.0095016 | 0.01044 | 0.011364 | 0.012272 | 0.01318 | 0.014088 | 0.014995 | 0.015866 | 0.016744 | 0.017629 | 0.018515 | 0.019431 | 0.020344 | 0.021254 | 0.021254 | 0.021254 | 0.021254 | 0 | 0 | 0
F11_Industrial_Food Products_New_Space Heating_Natural Gas_ENERGY STAR Connected Thermostat_A_Technical Potential | F11 | Industrial | Food Products | New | Space Heating | Natural Gas | ENERGY STAR Connected Thermostat | A | Cumulative Summer Peak Savings (MW) | Technical Potential | 0 | 0 | 0 | 0 | 0 | 0 | 0 | 0 | 0 | 0 | 0 | 0 | 0 | 0 | 0 | 0 | 0 | 0 | 0 | 0 | 0 | 0 | 0 | 0 | 0 | 0 | 0 | 0 | 0 | 0 | 0
F12_Industrial_Food Products_New_Space Heating_Natural Gas_ENERGY STAR Connected Thermostat_A_Technical Potential | F12 | Industrial | Food Products | New | Space Heating | Natural Gas | ENERGY STAR Connected Thermostat | A | Cumulative Winter Peak Savings (MW) | Technical Potential | 0 | 0 | 0 | 0 | 0 | 0 | 0 | 0 | 0 | 0 | 0 | 0 | 0 | 0 | 0 | 0 | 0 | 0 | 0 | 0 | 0 | 0 | 0 | 0 | 0 | 0 | 0 | 0 | 0 | 0 | 0
F13_Industrial_Food Products_New_Space Heating_Natural Gas_ENERGY STAR Connected Thermostat_A_Technical Potential | F13 | Industrial | Food Products | New | Space Heating | Natural Gas | ENERGY STAR Connected Thermostat | A | Purchases (Incremental) | Technical Potential | 0 | 0 | 0 | 0 | 0 | 78.6089 | 93.13 | 107.6433 | 122.0709 | 136.5063 | 150.9537 | 165.2176 | 179.4425 | 193.6386 | 207.6092 | 221.6331 | 235.5233 | 249.4154 | 263.2375 | 276.9363 | 290.6513 | 304.3096 | 317.9148 | 331.4704 | 344.98 | 290.6513 | 304.3096 | 317.9148 | 331.4704 | 344.98 | 290.6513
F14_Industrial_Food Products_New_Space Heating_Natural Gas_ENERGY STAR Connected Thermostat_A_Technical Potential | F14 | Industrial | Food Products | New | Space Heating | Natural Gas | ENERGY STAR Connected Thermostat | A | Purchases (Cumulative) | Technical Potential | 0 | 0 | 0 | 0 | 0 | 78.6089 | 171.7389 | 279.3822 | 401.4531 | 537.9594 | 610.3042 | 682.3918 | 754.191 | 825.7587 | 896.8615 | 967.541 | 1037.8467 | 1107.8195 | 1177.4184 | 1246.7455 | 1315.7637 | 1384.55 | 1453.0494 | 1521.2824 | 1589.3261 | 1589.3261 | 1589.3261 | 1589.3261 | 1589.3261 | 1589.3261 | 1589.3261
F1_Industrial_Food Products_New_Space Heating_Natural Gas_Destratification Fans (HVLS)_A_Technical Potential | F1 | Industrial | Food Products | New | Space Heating | Natural Gas | Destratification Fans (HVLS) | A | Original Unit Energy Savings (kWh or therms) | Technical Potential | 0 | 0 | 0 | 0 | 0 | 0.014581 | 0.014392 | 0.014255 | 0.014151 | 0.014068 | 0.014002 | 0.013924 | 0.013842 | 0.013762 | 0.013684 | 0.013622 | 0.013574 | 0.013536 | 0.013475 | 0.01343 | 0.013398 | 0.013373 | 0.013373 | 0.013373 | 0.013373 | 0.013373 | 0.013373 | 0.013373 | 0 | 0 | 0
F2_Industrial_Food Products_New_Space Heating_Natural Gas_Destratification Fans (HVLS)_A_Technical Potential | F2 | Industrial | Food Products | New | Space Heating | Natural Gas | Destratification Fans (HVLS) | A | Original Unit Summer Peak Savings (kW) | Technical Potential | 0 | 0 | 0 | 0 | 0 | 0 | 0 | 0 | 0 | 0 | 0 | 0 | 0 | 0 | 0 | 0 | 0 | 0 | 0 | 0 | 0 | 0 | 0 | 0 | 0 | 0 | 0 | 0 | 0 | 0 | 0
F3_Industrial_Food Products_New_Space Heating_Natural Gas_Destratification Fans (HVLS)_A_Technical Potential | F3 | Industrial | Food Products | New | Space Heating | Natural Gas | Destratification Fans (HVLS) | A | Original Unit Winter Peak Savings (kW) | Technical Potential | 0 | 0 | 0 | 0 | 0 | 0 | 0 | 0 | 0 | 0 | 0 | 0 | 0 | 0 | 0 | 0 | 0 | 0 | 0 | 0 | 0 | 0 | 0 | 0 | 0 | 0 | 0 | 0 | 0 | 0 | 0
F4_Industrial_Food Products_New_Space Heating_Natural Gas_Destratification Fans (HVLS)_A_Technical Potential | F4 | Industrial | Food Products | New | Space Heating | Natural Gas | Destratification Fans (HVLS) | A | Standalone Impact on Baseline Energy (%) | Technical Potential | 0% | 0% | 0% | 0% | 0% | 0.03112% | 0.05738% | 0.08076% | 0.1023% | 0.1226% | 0.142% | 0.1609% | 0.1792% | 0.1972% | 0.215% | 0.2215% | 0.2273% | 0.2323% | 0.2368% | 0.2408% | 0.2444% | 0.2477% | 0.2506% | 0.2533% | 0.002558 | 0.0024619 | 0.002373 | 0.0022905 | 0 | 0 | 0
F5_Industrial_Food Products_New_Space Heating_Natural Gas_Destratification Fans (HVLS)_A_Technical Potential | F5 | Industrial | Food Products | New | Space Heating | Natural Gas | Destratification Fans (HVLS) | A | Standalone Impact on Baseline Summer Peak (%) | Technical Potential | 0% | 0% | 0% | 0% | 0% | 0% | 0% | 0% | 0% | 0% | 0% | 0% | 0% | 0% | 0% | 0% | 0% | 0% | 0% | 0% | 0% | 0% | 0% | 0% | 0 | 0 | 0 | 0 | 0 | 0 | 0
F6_Industrial_Food Products_New_Space Heating_Natural Gas_Destratification Fans (HVLS)_A_Technical Potential | F6 | Industrial | Food Products | New | Space Heating | Natural Gas | Destratification Fans (HVLS) | A | Standalone Impact on Baseline Winter Peak (%) | Technical Potential | 0% | 0% | 0% | 0% | 0% | 0% | 0% | 0% | 0% | 0% | 0% | 0% | 0% | 0% | 0% | 0% | 0% | 0% | 0% | 0% | 0% | 0% | 0% | 0% | 0 | 0 | 0 | 0 | 0 | 0 | 0
F7_Industrial_Food Products_New_Space Heating_Natural Gas_Destratification Fans (HVLS)_A_Technical Potential | F7 | Industrial | Food Products | New | Space Heating | Natural Gas | Destratification Fans (HVLS) | A | Incremental Energy Savings (MWh or mTherms) | Technical Potential | 0 | 0 | 0 | 0 | 0 | 0.0011462 | 0.0013404 | 0.0015345 | 0.0017274 | 0.0019204 | 0.0021136 | 0.0023005 | 0.0024839 | 0.0026648 | 0.0028408 | 0.0030192 | 0.003197 | 0.003376 | 0.0035471 | 0.0037193 | 0.0038941 | 0.0040695 | 0.0042514 | 0.0044327 | 0.0046133 | 0.0029638 | 0.0031496 | 0.0033354 | 0 | 0 | 0
F8_Industrial_Food Products_New_Space Heating_Natural Gas_Destratification Fans (HVLS)_A_Technical Potential | F8 | Industrial | Food Products | New | Space Heating | Natural Gas | Destratification Fans (HVLS) | A | Incremental Summer Peak Savings (MW) | Technical Potential | 0 | 0 | 0 | 0 | 0 | 0 | 0 | 0 | 0 | 0 | 0 | 0 | 0 | 0 | 0 | 0 | 0 | 0 | 0 | 0 | 0 | 0 | 0 | 0 | 0 | 0 | 0 | 0 | 0 | 0 | 0
F9_Industrial_Food Products_New_Space Heating_Natural Gas_Destratification Fans (HVLS)_A_Technical Potential | F9 | Industrial | Food Products | New | Space Heating | Natural Gas | Destratification Fans (HVLS) | A | Incremental Winter Peak Savings (MW) | Technical Potential | 0 | 0 | 0 | 0 | 0 | 0 | 0 | 0 | 0 | 0 | 0 | 0 | 0 | 0 | 0 | 0 | 0 | 0 | 0 | 0 | 0 | 0 | 0 | 0 | 0 | 0 | 0 | 0 | 0 | 0 | 0
F10_Industrial_Food Products_New_Space Heating_Natural Gas_Destratification Fans (HVLS)_A_Technical Potential | F10 | Industrial | Food Products | New | Space Heating | Natural Gas | Destratification Fans (HVLS) | A | Cumulative Energy Savings (MWh or mTherms) | Technical Potential | 0 | 0 | 0 | 0 | 0 | 0.0011462 | 0.0024717 | 0.0039826 | 0.0056808 | 0.0075682 | 0.0096461 | 0.011893 | 0.014307 | 0.016888 | 0.019634 | 0.021494 | 0.023351 | 0.025204 | 0.026993 | 0.028789 | 0.030592 | 0.032394 | 0.034246 | 0.036089 | 0.037926 | 0.037926 | 0.037926 | 0.037926 | 0 | 0 | 0
F11_Industrial_Food Products_New_Space Heating_Natural Gas_Destratification Fans (HVLS)_A_Technical Potential | F11 | Industrial | Food Products | New | Space Heating | Natural Gas | Destratification Fans (HVLS) | A | Cumulative Summer Peak Savings (MW) | Technical Potential | 0 | 0 | 0 | 0 | 0 | 0 | 0 | 0 | 0 | 0 | 0 | 0 | 0 | 0 | 0 | 0 | 0 | 0 | 0 | 0 | 0 | 0 | 0 | 0 | 0 | 0 | 0 | 0 | 0 | 0 | 0
F12_Industrial_Food Products_New_Space Heating_Natural Gas_Destratification Fans (HVLS)_A_Technical Potential | F12 | Industrial | Food Products | New | Space Heating | Natural Gas | Destratification Fans (HVLS) | A | Cumulative Winter Peak Savings (MW) | Technical Potential | 0 | 0 | 0 | 0 | 0 | 0 | 0 | 0 | 0 | 0 | 0 | 0 | 0 | 0 | 0 | 0 | 0 | 0 | 0 | 0 | 0 | 0 | 0 | 0 | 0 | 0 | 0 | 0 | 0 | 0 | 0
F13_Industrial_Food Products_New_Space Heating_Natural Gas_Destratification Fans (HVLS)_A_Technical Potential | F13 | Industrial | Food Products | New | Space Heating | Natural Gas | Destratification Fans (HVLS) | A | Purchases (Incremental) | Technical Potential | 0 | 0 | 0 | 0 | 0 | 78.6089 | 93.13 | 107.6433 | 122.0709 | 136.5063 | 150.9537 | 165.2176 | 179.4425 | 193.6386 | 207.6092 | 221.6331 | 235.5233 | 249.4154 | 263.2375 | 276.9363 | 290.6513 | 304.3096 | 317.9148 | 331.4704 | 344.98 | 221.6331 | 235.5233 | 249.4154 | 263.2375 | 276.9363 | 290.6513
F14_Industrial_Food Products_New_Space Heating_Natural Gas_Destratification Fans (HVLS)_A_Technical Potential | F14 | Industrial | Food Products | New | Space Heating | Natural Gas | Destratification Fans (HVLS) | A | Purchases (Cumulative) | Technical Potential | 0 | 0 | 0 | 0 | 0 | 78.6089 | 171.7389 | 279.3822 | 401.4531 | 537.9594 | 688.9131 | 854.1307 | 1033.5732 | 1227.2118 | 1434.8209 | 1577.8452 | 1720.2385 | 1862.0106 | 2003.1771 | 2143.6071 | 2283.3047 | 2422.3967 | 2560.8689 | 2698.7008 | 2836.0716 | 2836.0716 | 2836.0716 | 2836.0716 | 2836.0716 | 2836.0716 | 2836.0716
F1_Industrial_Food Products_New_Space Heating_Natural Gas_Gas Boiler - Insulate Steam Lines/Condensate Tank_A_Technical Potential | F1 | Industrial | Food Products | New | Space Heating | Natural Gas | Gas Boiler - Insulate Steam Lines/Condensate Tank | A | Original Unit Energy Savings (kWh or therms) | Technical Potential | 0 | 0 | 0 | 0 | 0 | 0 | 0 | 0 | 0 | 0 | 0 | 0 | 0 | 0 | 0 | 0 | 0 | 0 | 0 | 0 | 0 | 0 | 0 | 0 | 0 | 0 | 0 | 0 | 0 | 0 | 0
F2_Industrial_Food Products_New_Space Heating_Natural Gas_Gas Boiler - Insulate Steam Lines/Condensate Tank_A_Technical Potential | F2 | Industrial | Food Products | New | Space Heating | Natural Gas | Gas Boiler - Insulate Steam Lines/Condensate Tank | A | Original Unit Summer Peak Savings (kW) | Technical Potential | 0 | 0 | 0 | 0 | 0 | 0 | 0 | 0 | 0 | 0 | 0 | 0 | 0 | 0 | 0 | 0 | 0 | 0 | 0 | 0 | 0 | 0 | 0 | 0 | 0 | 0 | 0 | 0 | 0 | 0 | 0
F3_Industrial_Food Products_New_Space Heating_Natural Gas_Gas Boiler - Insulate Steam Lines/Condensate Tank_A_Technical Potential | F3 | Industrial | Food Products | New | Space Heating | Natural Gas | Gas Boiler - Insulate Steam Lines/Condensate Tank | A | Original Unit Winter Peak Savings (kW) | Technical Potential | 0 | 0 | 0 | 0 | 0 | 0 | 0 | 0 | 0 | 0 | 0 | 0 | 0 | 0 | 0 | 0 | 0 | 0 | 0 | 0 | 0 | 0 | 0 | 0 | 0 | 0 | 0 | 0 | 0 | 0 | 0
F4_Industrial_Food Products_New_Space Heating_Natural Gas_Gas Boiler - Insulate Steam Lines/Condensate Tank_A_Technical Potential | F4 | Industrial | Food Products | New | Space Heating | Natural Gas | Gas Boiler - Insulate Steam Lines/Condensate Tank | A | Standalone Impact on Baseline Energy (%) | Technical Potential | 0% | 0% | 0% | 0% | 0% | 0% | 0% | 0% | 0% | 0% | 0% | 0% | 0% | 0% | 0% | 0% | 0% | 0% | 0% | 0% | 0% | 0% | 0% | 0% | 0 | 0 | 0 | 0 | 0 | 0 | 0
F5_Industrial_Food Products_New_Space Heating_Natural Gas_Gas Boiler - Insulate Steam Lines/Condensate Tank_A_Technical Potential | F5 | Industrial | Food Products | New | Space Heating | Natural Gas | Gas Boiler - Insulate Steam Lines/Condensate Tank | A | Standalone Impact on Baseline Summer Peak (%) | Technical Potential | 0% | 0% | 0% | 0% | 0% | 0% | 0% | 0% | 0% | 0% | 0% | 0% | 0% | 0% | 0% | 0% | 0% | 0% | 0% | 0% | 0% | 0% | 0% | 0% | 0 | 0 | 0 | 0 | 0 | 0 | 0
F6_Industrial_Food Products_New_Space Heating_Natural Gas_Gas Boiler - Insulate Steam Lines/Condensate Tank_A_Technical Potential | F6 | Industrial | Food Products | New | Space Heating | Natural Gas | Gas Boiler - Insulate Steam Lines/Condensate Tank | A | Standalone Impact on Baseline Winter Peak (%) | Technical Potential | 0% | 0% | 0% | 0% | 0% | 0% | 0% | 0% | 0% | 0% | 0% | 0% | 0% | 0% | 0% | 0% | 0% | 0% | 0% | 0% | 0% | 0% | 0% | 0% | 0 | 0 | 0 | 0 | 0 | 0 | 0
F7_Industrial_Food Products_New_Space Heating_Natural Gas_Gas Boiler - Insulate Steam Lines/Condensate Tank_A_Technical Potential | F7 | Industrial | Food Products | New | Space Heating | Natural Gas | Gas Boiler - Insulate Steam Lines/Condensate Tank | A | Incremental Energy Savings (MWh or mTherms) | Technical Potential | 0 | 0 | 0 | 0 | 0 | 0 | 0 | 0 | 0 | 0 | 0 | 0 | 0 | 0 | 0 | 0 | 0 | 0 | 0 | 0 | 0 | 0 | 0 | 0 | 0 | 0 | 0 | 0 | 0 | 0 | 0
F8_Industrial_Food Products_New_Space Heating_Natural Gas_Gas Boiler - Insulate Steam Lines/Condensate Tank_A_Technical Potential | F8 | Industrial | Food Products | New | Space Heating | Natural Gas | Gas Boiler - Insulate Steam Lines/Condensate Tank | A | Incremental Summer Peak Savings (MW) | Technical Potential | 0 | 0 | 0 | 0 | 0 | 0 | 0 | 0 | 0 | 0 | 0 | 0 | 0 | 0 | 0 | 0 | 0 | 0 | 0 | 0 | 0 | 0 | 0 | 0 | 0 | 0 | 0 | 0 | 0 | 0 | 0
F9_Industrial_Food Products_New_Space Heating_Natural Gas_Gas Boiler - Insulate Steam Lines/Condensate Tank_A_Technical Potential | F9 | Industrial | Food Products | New | Space Heating | Natural Gas | Gas Boiler - Insulate Steam Lines/Condensate Tank | A | Incremental Winter Peak Savings (MW) | Technical Potential | 0 | 0 | 0 | 0 | 0 | 0 | 0 | 0 | 0 | 0 | 0 | 0 | 0 | 0 | 0 | 0 | 0 | 0 | 0 | 0 | 0 | 0 | 0 | 0 | 0 | 0 | 0 | 0 | 0 | 0 | 0
F10_Industrial_Food Products_New_Space Heating_Natural Gas_Gas Boiler - Insulate Steam Lines/Condensate Tank_A_Technical Potential | F10 | Industrial | Food Products | New | Space Heating | Natural Gas | Gas Boiler - Insulate Steam Lines/Condensate Tank | A | Cumulative Energy Savings (MWh or mTherms) | Technical Potential | 0 | 0 | 0 | 0 | 0 | 0 | 0 | 0 | 0 | 0 | 0 | 0 | 0 | 0 | 0 | 0 | 0 | 0 | 0 | 0 | 0 | 0 | 0 | 0 | 0 | 0 | 0 | 0 | 0 | 0 | 0
F11_Industrial_Food Products_New_Space Heating_Natural Gas_Gas Boiler - Insulate Steam Lines/Condensate Tank_A_Technical Potential | F11 | Industrial | Food Products | New | Space Heating | Natural Gas | Gas Boiler - Insulate Steam Lines/Condensate Tank | A | Cumulative Summer Peak Savings (MW) | Technical Potential | 0 | 0 | 0 | 0 | 0 | 0 | 0 | 0 | 0 | 0 | 0 | 0 | 0 | 0 | 0 | 0 | 0 | 0 | 0 | 0 | 0 | 0 | 0 | 0 | 0 | 0 | 0 | 0 | 0 | 0 | 0
F12_Industrial_Food Products_New_Space Heating_Natural Gas_Gas Boiler - Insulate Steam Lines/Condensate Tank_A_Technical Potential | F12 | Industrial | Food Products | New | Space Heating | Natural Gas | Gas Boiler - Insulate Steam Lines/Condensate Tank | A | Cumulative Winter Peak Savings (MW) | Technical Potential | 0 | 0 | 0 | 0 | 0 | 0 | 0 | 0 | 0 | 0 | 0 | 0 | 0 | 0 | 0 | 0 | 0 | 0 | 0 | 0 | 0 | 0 | 0 | 0 | 0 | 0 | 0 | 0 | 0 | 0 | 0
F13_Industrial_Food Products_New_Space Heating_Natural Gas_Gas Boiler - Insulate Steam Lines/Condensate Tank_A_Technical Potential | F13 | Industrial | Food Products | New | Space Heating | Natural Gas | Gas Boiler - Insulate Steam Lines/Condensate Tank | A | Purchases (Incremental) | Technical Potential | 0 | 0 | 0 | 0 | 0 | 0 | 0 | 0 | 0 | 0 | 0 | 0 | 0 | 0 | 0 | 0 | 0 | 0 | 0 | 0 | 0 | 0 | 0 | 0 | 0 | 0 | 0 | 0 | 0 | 0 | 0
F14_Industrial_Food Products_New_Space Heating_Natural Gas_Gas Boiler - Insulate Steam Lines/Condensate Tank_A_Technical Potential | F14 | Industrial | Food Products | New | Space Heating | Natural Gas | Gas Boiler - Insulate Steam Lines/Condensate Tank | A | Purchases (Cumulative) | Technical Potential | 0 | 0 | 0 | 0 | 0 | 0 | 0 | 0 | 0 | 0 | 0 | 0 | 0 | 0 | 0 | 0 | 0 | 0 | 0 | 0 | 0 | 0 | 0 | 0 | 0 | 0 | 0 | 0 | 0 | 0 | 0
F1_Industrial_Food Products_New_Process_Natural Gas_Gas Boiler - Insulate Steam Lines/Condensate Tank_A_Technical Potential | F1 | Industrial | Food Products | New | Process | Natural Gas | Gas Boiler - Insulate Steam Lines/Condensate Tank | A | Original Unit Energy Savings (kWh or therms) | Technical Potential | 0 | 0 | 0 | 0 | 0 | 376.3371 | 376.3371 | 376.3371 | 376.3371 | 376.3371 | 376.3371 | 376.3371 | 376.3371 | 376.3371 | 376.3371 | 376.3371 | 376.3371 | 376.3371 | 376.3371 | 376.3371 | 376.3371 | 376.3371 | 376.3371 | 376.3371 | 376.3371 | 376.3371 | 376.3371 | 376.3371 | 376.3371 | 376.3371 | 376.3371
F2_Industrial_Food Products_New_Process_Natural Gas_Gas Boiler - Insulate Steam Lines/Condensate Tank_A_Technical Potential | F2 | Industrial | Food Products | New | Process | Natural Gas | Gas Boiler - Insulate Steam Lines/Condensate Tank | A | Original Unit Summer Peak Savings (kW) | Technical Potential | 0 | 0 | 0 | 0 | 0 | 0 | 0 | 0 | 0 | 0 | 0 | 0 | 0 | 0 | 0 | 0 | 0 | 0 | 0 | 0 | 0 | 0 | 0 | 0 | 0 | 0 | 0 | 0 | 0 | 0 | 0
F3_Industrial_Food Products_New_Process_Natural Gas_Gas Boiler - Insulate Steam Lines/Condensate Tank_A_Technical Potential | F3 | Industrial | Food Products | New | Process | Natural Gas | Gas Boiler - Insulate Steam Lines/Condensate Tank | A | Original Unit Winter Peak Savings (kW) | Technical Potential | 0 | 0 | 0 | 0 | 0 | 0 | 0 | 0 | 0 | 0 | 0 | 0 | 0 | 0 | 0 | 0 | 0 | 0 | 0 | 0 | 0 | 0 | 0 | 0 | 0 | 0 | 0 | 0 | 0 | 0 | 0
F4_Industrial_Food Products_New_Process_Natural Gas_Gas Boiler - Insulate Steam Lines/Condensate Tank_A_Technical Potential | F4 | Industrial | Food Products | New | Process | Natural Gas | Gas Boiler - Insulate Steam Lines/Condensate Tank | A | Standalone Impact on Baseline Energy (%) | Technical Potential | 0% | 0% | 0% | 0% | 0% | 0.03348% | 0.06174% | 0.0869% | 0.1101% | 0.1319% | 0.1528% | 0.1731% | 0.1929% | 0.2122% | 0.2314% | 0.2502% | 0.269% | 0.2875% | 0.3058% | 0.3242% | 0.3424% | 0.3605% | 0.3786% | 0.3966% | 0.0041451 | 0.0039893 | 0.0038453 | 0.0037116 | 0 | 0 | 0
F5_Industrial_Food Products_New_Process_Natural Gas_Gas Boiler - Insulate Steam Lines/Condensate Tank_A_Technical Potential | F5 | Industrial | Food Products | New | Process | Natural Gas | Gas Boiler - Insulate Steam Lines/Condensate Tank | A | Standalone Impact on Baseline Summer Peak (%) | Technical Potential | 0% | 0% | 0% | 0% | 0% | 0% | 0% | 0% | 0% | 0% | 0% | 0% | 0% | 0% | 0% | 0% | 0% | 0% | 0% | 0% | 0% | 0% | 0% | 0% | 0 | 0 | 0 | 0 | 0 | 0 | 0
F6_Industrial_Food Products_New_Process_Natural Gas_Gas Boiler - Insulate Steam Lines/Condensate Tank_A_Technical Potential | F6 | Industrial | Food Products | New | Process | Natural Gas | Gas Boiler - Insulate Steam Lines/Condensate Tank | A | Standalone Impact on Baseline Winter Peak (%) | Technical Potential | 0% | 0% | 0% | 0% | 0% | 0% | 0% | 0% | 0% | 0% | 0% | 0% | 0% | 0% | 0% | 0% | 0% | 0% | 0% | 0% | 0% | 0% | 0% | 0% | 0 | 0 | 0 | 0 | 0 | 0 | 0
F7_Industrial_Food Products_New_Process_Natural Gas_Gas Boiler - Insulate Steam Lines/Condensate Tank_A_Technical Potential | F7 | Industrial | Food Products | New | Process | Natural Gas | Gas Boiler - Insulate Steam Lines/Condensate Tank | A | Incremental Energy Savings (MWh or mTherms) | Technical Potential | 0 | 0 | 0 | 0 | 0 | 0.19135 | 0.22669 | 0.26202 | 0.29714 | 0.33228 | 0.36745 | 0.40217 | 0.43679 | 0.47135 | 0.50535 | 0.53949 | 0.5733 | 0.60712 | 0.64076 | 0.67411 | 0.70749 | 0.74074 | 0.77386 | 0.80685 | 0.83974 | 0.19135 | 0.22669 | 0.26202 | 0.29714 | 0.33228 | 0.36745
F8_Industrial_Food Products_New_Process_Natural Gas_Gas Boiler - Insulate Steam Lines/Condensate Tank_A_Technical Potential | F8 | Industrial | Food Products | New | Process | Natural Gas | Gas Boiler - Insulate Steam Lines/Condensate Tank | A | Incremental Summer Peak Savings (MW) | Technical Potential | 0 | 0 | 0 | 0 | 0 | 0 | 0 | 0 | 0 | 0 | 0 | 0 | 0 | 0 | 0 | 0 | 0 | 0 | 0 | 0 | 0 | 0 | 0 | 0 | 0 | 0 | 0 | 0 | 0 | 0 | 0
F9_Industrial_Food Products_New_Process_Natural Gas_Gas Boiler - Insulate Steam Lines/Condensate Tank_A_Technical Potential | F9 | Industrial | Food Products | New | Process | Natural Gas | Gas Boiler - Insulate Steam Lines/Condensate Tank | A | Incremental Winter Peak Savings (MW) | Technical Potential | 0 | 0 | 0 | 0 | 0 | 0 | 0 | 0 | 0 | 0 | 0 | 0 | 0 | 0 | 0 | 0 | 0 | 0 | 0 | 0 | 0 | 0 | 0 | 0 | 0 | 0 | 0 | 0 | 0 | 0 | 0
F10_Industrial_Food Products_New_Process_Natural Gas_Gas Boiler - Insulate Steam Lines/Condensate Tank_A_Technical Potential | F10 | Industrial | Food Products | New | Process | Natural Gas | Gas Boiler - Insulate Steam Lines/Condensate Tank | A | Cumulative Energy Savings (MWh or mTherms) | Technical Potential | 0 | 0 | 0 | 0 | 0 | 0.19135 | 0.41804 | 0.68006 | 0.9772 | 1.3095 | 1.6769 | 2.0791 | 2.5159 | 2.9872 | 3.4926 | 4.0321 | 4.6054 | 5.2125 | 5.8533 | 6.5274 | 7.2349 | 7.9756 | 8.7494 | 9.5563 | 10.396 | 10.396 | 10.396 | 10.396 | 10.396 | 10.396 | 10.396
F11_Industrial_Food Products_New_Process_Natural Gas_Gas Boiler - Insulate Steam Lines/Condensate Tank_A_Technical Potential | F11 | Industrial | Food Products | New | Process | Natural Gas | Gas Boiler - Insulate Steam Lines/Condensate Tank | A | Cumulative Summer Peak Savings (MW) | Technical Potential | 0 | 0 | 0 | 0 | 0 | 0 | 0 | 0 | 0 | 0 | 0 | 0 | 0 | 0 | 0 | 0 | 0 | 0 | 0 | 0 | 0 | 0 | 0 | 0 | 0 | 0 | 0 | 0 | 0 | 0 | 0
F12_Industrial_Food Products_New_Process_Natural Gas_Gas Boiler - Insulate Steam Lines/Condensate Tank_A_Technical Potential | F12 | Industrial | Food Products | New | Process | Natural Gas | Gas Boiler - Insulate Steam Lines/Condensate Tank | A | Cumulative Winter Peak Savings (MW) | Technical Potential | 0 | 0 | 0 | 0 | 0 | 0 | 0 | 0 | 0 | 0 | 0 | 0 | 0 | 0 | 0 | 0 | 0 | 0 | 0 | 0 | 0 | 0 | 0 | 0 | 0 | 0 | 0 | 0 | 0 | 0 | 0
F13_Industrial_Food Products_New_Process_Natural Gas_Gas Boiler - Insulate Steam Lines/Condensate Tank_A_Technical Potential | F13 | Industrial | Food Products | New | Process | Natural Gas | Gas Boiler - Insulate Steam Lines/Condensate Tank | A | Purchases (Incremental) | Technical Potential | 0 | 0 | 0 | 0 | 0 | 0.50844 | 0.60237 | 0.69624 | 0.78956 | 0.88293 | 0.97637 | 1.0686 | 1.1606 | 1.2525 | 1.3428 | 1.4335 | 1.5234 | 1.6132 | 1.7026 | 1.7912 | 1.8799 | 1.9683 | 2.0563 | 2.144 | 2.2313 | 0.50844 | 0.60237 | 0.69624 | 0.78956 | 0.88293 | 0.97637
F14_Industrial_Food Products_New_Process_Natural Gas_Gas Boiler - Insulate Steam Lines/Condensate Tank_A_Technical Potential | F14 | Industrial | Food Products | New | Process | Natural Gas | Gas Boiler - Insulate Steam Lines/Condensate Tank | A | Purchases (Cumulative) | Technical Potential | 0 | 0 | 0 | 0 | 0 | 0.50844 | 1.1108 | 1.8071 | 2.5966 | 3.4795 | 4.4559 | 5.5245 | 6.6852 | 7.9376 | 9.2805 | 10.714 | 12.2374 | 13.8506 | 15.5532 | 17.3445 | 19.2244 | 21.1927 | 23.249 | 25.3929 | 27.6243 | 27.6243 | 27.6243 | 27.6243 | 27.6243 | 27.6243 | 27.6243
F1_Industrial_Food Products_New_Space Heating_Natural Gas_Gas Boiler - Insulate Hot Water Lines_A_Technical Potential | F1 | Industrial | Food Products | New | Space Heating | Natural Gas | Gas Boiler - Insulate Hot Water Lines | A | Original Unit Energy Savings (kWh or therms) | Technical Potential | 0 | 0 | 0 | 0 | 0 | 0 | 0 | 0 | 0 | 0 | 0 | 0 | 0 | 0 | 0 | 0 | 0 | 0 | 0 | 0 | 0 | 0 | 0 | 0 | 0 | 0 | 0 | 0 | 0 | 0 | 0
F2_Industrial_Food Products_New_Space Heating_Natural Gas_Gas Boiler - Insulate Hot Water Lines_A_Technical Potential | F2 | Industrial | Food Products | New | Space Heating | Natural Gas | Gas Boiler - Insulate Hot Water Lines | A | Original Unit Summer Peak Savings (kW) | Technical Potential | 0 | 0 | 0 | 0 | 0 | 0 | 0 | 0 | 0 | 0 | 0 | 0 | 0 | 0 | 0 | 0 | 0 | 0 | 0 | 0 | 0 | 0 | 0 | 0 | 0 | 0 | 0 | 0 | 0 | 0 | 0
F3_Industrial_Food Products_New_Space Heating_Natural Gas_Gas Boiler - Insulate Hot Water Lines_A_Technical Potential | F3 | Industrial | Food Products | New | Space Heating | Natural Gas | Gas Boiler - Insulate Hot Water Lines | A | Original Unit Winter Peak Savings (kW) | Technical Potential | 0 | 0 | 0 | 0 | 0 | 0 | 0 | 0 | 0 | 0 | 0 | 0 | 0 | 0 | 0 | 0 | 0 | 0 | 0 | 0 | 0 | 0 | 0 | 0 | 0 | 0 | 0 | 0 | 0 | 0 | 0
F4_Industrial_Food Products_New_Space Heating_Natural Gas_Gas Boiler - Insulate Hot Water Lines_A_Technical Potential | F4 | Industrial | Food Products | New | Space Heating | Natural Gas | Gas Boiler - Insulate Hot Water Lines | A | Standalone Impact on Baseline Energy (%) | Technical Potential | 0% | 0% | 0% | 0% | 0% | 0% | 0% | 0% | 0% | 0% | 0% | 0% | 0% | 0% | 0% | 0% | 0% | 0% | 0% | 0% | 0% | 0% | 0% | 0% | 0 | 0 | 0 | 0 | 0 | 0 | 0
F5_Industrial_Food Products_New_Space Heating_Natural Gas_Gas Boiler - Insulate Hot Water Lines_A_Technical Potential | F5 | Industrial | Food Products | New | Space Heating | Natural Gas | Gas Boiler - Insulate Hot Water Lines | A | Standalone Impact on Baseline Summer Peak (%) | Technical Potential | 0% | 0% | 0% | 0% | 0% | 0% | 0% | 0% | 0% | 0% | 0% | 0% | 0% | 0% | 0% | 0% | 0% | 0% | 0% | 0% | 0% | 0% | 0% | 0% | 0 | 0 | 0 | 0 | 0 | 0 | 0
F6_Industrial_Food Products_New_Space Heating_Natural Gas_Gas Boiler - Insulate Hot Water Lines_A_Technical Potential | F6 | Industrial | Food Products | New | Space Heating | Natural Gas | Gas Boiler - Insulate Hot Water Lines | A | Standalone Impact on Baseline Winter Peak (%) | Technical Potential | 0% | 0% | 0% | 0% | 0% | 0% | 0% | 0% | 0% | 0% | 0% | 0% | 0% | 0% | 0% | 0% | 0% | 0% | 0% | 0% | 0% | 0% | 0% | 0% | 0 | 0 | 0 | 0 | 0 | 0 | 0
F7_Industrial_Food Products_New_Space Heating_Natural Gas_Gas Boiler - Insulate Hot Water Lines_A_Technical Potential | F7 | Industrial | Food Products | New | Space Heating | Natural Gas | Gas Boiler - Insulate Hot Water Lines | A | Incremental Energy Savings (MWh or mTherms) | Technical Potential | 0 | 0 | 0 | 0 | 0 | 0 | 0 | 0 | 0 | 0 | 0 | 0 | 0 | 0 | 0 | 0 | 0 | 0 | 0 | 0 | 0 | 0 | 0 | 0 | 0 | 0 | 0 | 0 | 0 | 0 | 0
F8_Industrial_Food Products_New_Space Heating_Natural Gas_Gas Boiler - Insulate Hot Water Lines_A_Technical Potential | F8 | Industrial | Food Products | New | Space Heating | Natural Gas | Gas Boiler - Insulate Hot Water Lines | A | Incremental Summer Peak Savings (MW) | Technical Potential | 0 | 0 | 0 | 0 | 0 | 0 | 0 | 0 | 0 | 0 | 0 | 0 | 0 | 0 | 0 | 0 | 0 | 0 | 0 | 0 | 0 | 0 | 0 | 0 | 0 | 0 | 0 | 0 | 0 | 0 | 0
F9_Industrial_Food Products_New_Space Heating_Natural Gas_Gas Boiler - Insulate Hot Water Lines_A_Technical Potential | F9 | Industrial | Food Products | New | Space Heating | Natural Gas | Gas Boiler - Insulate Hot Water Lines | A | Incremental Winter Peak Savings (MW) | Technical Potential | 0 | 0 | 0 | 0 | 0 | 0 | 0 | 0 | 0 | 0 | 0 | 0 | 0 | 0 | 0 | 0 | 0 | 0 | 0 | 0 | 0 | 0 | 0 | 0 | 0 | 0 | 0 | 0 | 0 | 0 | 0
F10_Industrial_Food Products_New_Space Heating_Natural Gas_Gas Boiler - Insulate Hot Water Lines_A_Technical Potential | F10 | Industrial | Food Products | New | Space Heating | Natural Gas | Gas Boiler - Insulate Hot Water Lines | A | Cumulative Energy Savings (MWh or mTherms) | Technical Potential | 0 | 0 | 0 | 0 | 0 | 0 | 0 | 0 | 0 | 0 | 0 | 0 | 0 | 0 | 0 | 0 | 0 | 0 | 0 | 0 | 0 | 0 | 0 | 0 | 0 | 0 | 0 | 0 | 0 | 0 | 0
F11_Industrial_Food Products_New_Space Heating_Natural Gas_Gas Boiler - Insulate Hot Water Lines_A_Technical Potential | F11 | Industrial | Food Products | New | Space Heating | Natural Gas | Gas Boiler - Insulate Hot Water Lines | A | Cumulative Summer Peak Savings (MW) | Technical Potential | 0 | 0 | 0 | 0 | 0 | 0 | 0 | 0 | 0 | 0 | 0 | 0 | 0 | 0 | 0 | 0 | 0 | 0 | 0 | 0 | 0 | 0 | 0 | 0 | 0 | 0 | 0 | 0 | 0 | 0 | 0
F12_Industrial_Food Products_New_Space Heating_Natural Gas_Gas Boiler - Insulate Hot Water Lines_A_Technical Potential | F12 | Industrial | Food Products | New | Space Heating | Natural Gas | Gas Boiler - Insulate Hot Water Lines | A | Cumulative Winter Peak Savings (MW) | Technical Potential | 0 | 0 | 0 | 0 | 0 | 0 | 0 | 0 | 0 | 0 | 0 | 0 | 0 | 0 | 0 | 0 | 0 | 0 | 0 | 0 | 0 | 0 | 0 | 0 | 0 | 0 | 0 | 0 | 0 | 0 | 0
F13_Industrial_Food Products_New_Space Heating_Natural Gas_Gas Boiler - Insulate Hot Water Lines_A_Technical Potential | F13 | Industrial | Food Products | New | Space Heating | Natural Gas | Gas Boiler - Insulate Hot Water Lines | A | Purchases (Incremental) | Technical Potential | 0 | 0 | 0 | 0 | 0 | 0 | 0 | 0 | 0 | 0 | 0 | 0 | 0 | 0 | 0 | 0 | 0 | 0 | 0 | 0 | 0 | 0 | 0 | 0 | 0 | 0 | 0 | 0 | 0 | 0 | 0
F14_Industrial_Food Products_New_Space Heating_Natural Gas_Gas Boiler - Insulate Hot Water Lines_A_Technical Potential | F14 | Industrial | Food Products | New | Space Heating | Natural Gas | Gas Boiler - Insulate Hot Water Lines | A | Purchases (Cumulative) | Technical Potential | 0 | 0 | 0 | 0 | 0 | 0 | 0 | 0 | 0 | 0 | 0 | 0 | 0 | 0 | 0 | 0 | 0 | 0 | 0 | 0 | 0 | 0 | 0 | 0 | 0 | 0 | 0 | 0 | 0 | 0 | 0
F1_Industrial_Food Products_New_Process_Natural Gas_Gas Boiler - Insulate Hot Water Lines_A_Technical Potential | F1 | Industrial | Food Products | New | Process | Natural Gas | Gas Boiler - Insulate Hot Water Lines | A | Original Unit Energy Savings (kWh or therms) | Technical Potential | 0 | 0 | 0 | 0 | 0 | 425.3792 | 425.3792 | 425.3792 | 425.3792 | 425.3792 | 425.3792 | 425.3792 | 425.3792 | 425.3792 | 425.3792 | 425.3792 | 425.3792 | 425.3792 | 425.3792 | 425.3792 | 425.3792 | 425.3792 | 425.3792 | 425.3792 | 425.3792 | 425.3792 | 425.3792 | 425.3792 | 425.3792 | 425.3792 | 425.3792
F2_Industrial_Food Products_New_Process_Natural Gas_Gas Boiler - Insulate Hot Water Lines_A_Technical Potential | F2 | Industrial | Food Products | New | Process | Natural Gas | Gas Boiler - Insulate Hot Water Lines | A | Original Unit Summer Peak Savings (kW) | Technical Potential | 0 | 0 | 0 | 0 | 0 | 0 | 0 | 0 | 0 | 0 | 0 | 0 | 0 | 0 | 0 | 0 | 0 | 0 | 0 | 0 | 0 | 0 | 0 | 0 | 0 | 0 | 0 | 0 | 0 | 0 | 0
F3_Industrial_Food Products_New_Process_Natural Gas_Gas Boiler - Insulate Hot Water Lines_A_Technical Potential | F3 | Industrial | Food Products | New | Process | Natural Gas | Gas Boiler - Insulate Hot Water Lines | A | Original Unit Winter Peak Savings (kW) | Technical Potential | 0 | 0 | 0 | 0 | 0 | 0 | 0 | 0 | 0 | 0 | 0 | 0 | 0 | 0 | 0 | 0 | 0 | 0 | 0 | 0 | 0 | 0 | 0 | 0 | 0 | 0 | 0 | 0 | 0 | 0 | 0
F4_Industrial_Food Products_New_Process_Natural Gas_Gas Boiler - Insulate Hot Water Lines_A_Technical Potential | F4 | Industrial | Food Products | New | Process | Natural Gas | Gas Boiler - Insulate Hot Water Lines | A | Standalone Impact on Baseline Energy (%) | Technical Potential | 0% | 0% | 0% | 0% | 0% | 0.03784% | 0.06979% | 0.09822% | 0.1245% | 0.1491% | 0.1727% | 0.1956% | 0.218% | 0.2398% | 0.2616% | 0.2828% | 0.304% | 0.3249% | 0.3457% | 0.3665% | 0.387% | 0.4075% | 0.4279% | 0.4482% | 0.0046852 | 0.0045092 | 0.0043464 | 0.0041953 | 0 | 0 | 0
F5_Industrial_Food Products_New_Process_Natural Gas_Gas Boiler - Insulate Hot Water Lines_A_Technical Potential | F5 | Industrial | Food Products | New | Process | Natural Gas | Gas Boiler - Insulate Hot Water Lines | A | Standalone Impact on Baseline Summer Peak (%) | Technical Potential | 0% | 0% | 0% | 0% | 0% | 0% | 0% | 0% | 0% | 0% | 0% | 0% | 0% | 0% | 0% | 0% | 0% | 0% | 0% | 0% | 0% | 0% | 0% | 0% | 0 | 0 | 0 | 0 | 0 | 0 | 0
F6_Industrial_Food Products_New_Process_Natural Gas_Gas Boiler - Insulate Hot Water Lines_A_Technical Potential | F6 | Industrial | Food Products | New | Process | Natural Gas | Gas Boiler - Insulate Hot Water Lines | A | Standalone Impact on Baseline Winter Peak (%) | Technical Potential | 0% | 0% | 0% | 0% | 0% | 0% | 0% | 0% | 0% | 0% | 0% | 0% | 0% | 0% | 0% | 0% | 0% | 0% | 0% | 0% | 0% | 0% | 0% | 0% | 0 | 0 | 0 | 0 | 0 | 0 | 0
F7_Industrial_Food Products_New_Process_Natural Gas_Gas Boiler - Insulate Hot Water Lines_A_Technical Potential | F7 | Industrial | Food Products | New | Process | Natural Gas | Gas Boiler - Insulate Hot Water Lines | A | Incremental Energy Savings (MWh or mTherms) | Technical Potential | 0 | 0 | 0 | 0 | 0 | 0.21628 | 0.25623 | 0.29617 | 0.33586 | 0.37558 | 0.41533 | 0.45457 | 0.49371 | 0.53277 | 0.57121 | 0.60979 | 0.64801 | 0.68623 | 0.72426 | 0.76195 | 0.79969 | 0.83727 | 0.8747 | 0.912 | 0.94917 | 0.21628 | 0.25623 | 0.29617 | 0.33586 | 0.37558 | 0.41533
F8_Industrial_Food Products_New_Process_Natural Gas_Gas Boiler - Insulate Hot Water Lines_A_Technical Potential | F8 | Industrial | Food Products | New | Process | Natural Gas | Gas Boiler - Insulate Hot Water Lines | A | Incremental Summer Peak Savings (MW) | Technical Potential | 0 | 0 | 0 | 0 | 0 | 0 | 0 | 0 | 0 | 0 | 0 | 0 | 0 | 0 | 0 | 0 | 0 | 0 | 0 | 0 | 0 | 0 | 0 | 0 | 0 | 0 | 0 | 0 | 0 | 0 | 0
F9_Industrial_Food Products_New_Process_Natural Gas_Gas Boiler - Insulate Hot Water Lines_A_Technical Potential | F9 | Industrial | Food Products | New | Process | Natural Gas | Gas Boiler - Insulate Hot Water Lines | A | Incremental Winter Peak Savings (MW) | Technical Potential | 0 | 0 | 0 | 0 | 0 | 0 | 0 | 0 | 0 | 0 | 0 | 0 | 0 | 0 | 0 | 0 | 0 | 0 | 0 | 0 | 0 | 0 | 0 | 0 | 0 | 0 | 0 | 0 | 0 | 0 | 0
F10_Industrial_Food Products_New_Process_Natural Gas_Gas Boiler - Insulate Hot Water Lines_A_Technical Potential | F10 | Industrial | Food Products | New | Process | Natural Gas | Gas Boiler - Insulate Hot Water Lines | A | Cumulative Energy Savings (MWh or mTherms) | Technical Potential | 0 | 0 | 0 | 0 | 0 | 0.21628 | 0.47252 | 0.76868 | 1.1045 | 1.4801 | 1.8955 | 2.35 | 2.8437 | 3.3765 | 3.9477 | 4.5575 | 5.2055 | 5.8918 | 6.616 | 7.378 | 8.1777 | 9.0149 | 9.8896 | 10.8016 | 11.7508 | 11.7508 | 11.7508 | 11.7508 | 11.7508 | 11.7508 | 11.7508
F11_Industrial_Food Products_New_Process_Natural Gas_Gas Boiler - Insulate Hot Water Lines_A_Technical Potential | F11 | Industrial | Food Products | New | Process | Natural Gas | Gas Boiler - Insulate Hot Water Lines | A | Cumulative Summer Peak Savings (MW) | Technical Potential | 0 | 0 | 0 | 0 | 0 | 0 | 0 | 0 | 0 | 0 | 0 | 0 | 0 | 0 | 0 | 0 | 0 | 0 | 0 | 0 | 0 | 0 | 0 | 0 | 0 | 0 | 0 | 0 | 0 | 0 | 0
F12_Industrial_Food Products_New_Process_Natural Gas_Gas Boiler - Insulate Hot Water Lines_A_Technical Potential | F12 | Industrial | Food Products | New | Process | Natural Gas | Gas Boiler - Insulate Hot Water Lines | A | Cumulative Winter Peak Savings (MW) | Technical Potential | 0 | 0 | 0 | 0 | 0 | 0 | 0 | 0 | 0 | 0 | 0 | 0 | 0 | 0 | 0 | 0 | 0 | 0 | 0 | 0 | 0 | 0 | 0 | 0 | 0 | 0 | 0 | 0 | 0 | 0 | 0
F13_Industrial_Food Products_New_Process_Natural Gas_Gas Boiler - Insulate Hot Water Lines_A_Technical Potential | F13 | Industrial | Food Products | New | Process | Natural Gas | Gas Boiler - Insulate Hot Water Lines | A | Purchases (Incremental) | Technical Potential | 0 | 0 | 0 | 0 | 0 | 0.50844 | 0.60237 | 0.69624 | 0.78956 | 0.88293 | 0.97637 | 1.0686 | 1.1606 | 1.2525 | 1.3428 | 1.4335 | 1.5234 | 1.6132 | 1.7026 | 1.7912 | 1.8799 | 1.9683 | 2.0563 | 2.144 | 2.2313 | 0.50844 | 0.60237 | 0.69624 | 0.78956 | 0.88293 | 0.97637
F14_Industrial_Food Products_New_Process_Natural Gas_Gas Boiler - Insulate Hot Water Lines_A_Technical Potential | F14 | Industrial | Food Products | New | Process | Natural Gas | Gas Boiler - Insulate Hot Water Lines | A | Purchases (Cumulative) | Technical Potential | 0 | 0 | 0 | 0 | 0 | 0.50844 | 1.1108 | 1.8071 | 2.5966 | 3.4795 | 4.4559 | 5.5245 | 6.6852 | 7.9376 | 9.2805 | 10.714 | 12.2374 | 13.8506 | 15.5532 | 17.3445 | 19.2244 | 21.1927 | 23.249 | 25.3929 | 27.6243 | 27.6243 | 27.6243 | 27.6243 | 27.6243 | 27.6243 | 27.6243
F1_Industrial_Food Products_New_Process_Natural Gas_Process - Insulate Heated Process Fluids_A_Technical Potential | F1 | Industrial | Food Products | New | Process | Natural Gas | Process - Insulate Heated Process Fluids | A | Original Unit Energy Savings (kWh or therms) | Technical Potential | 0 | 0 | 0 | 0 | 0 | 275.607 | 275.607 | 275.607 | 275.607 | 275.607 | 275.607 | 275.607 | 275.607 | 275.607 | 275.607 | 275.607 | 275.607 | 275.607 | 275.607 | 275.607 | 275.607 | 275.607 | 275.607 | 275.607 | 275.607 | 275.607 | 275.607 | 275.607 | 275.607 | 275.607 | 275.607
F2_Industrial_Food Products_New_Process_Natural Gas_Process - Insulate Heated Process Fluids_A_Technical Potential | F2 | Industrial | Food Products | New | Process | Natural Gas | Process - Insulate Heated Process Fluids | A | Original Unit Summer Peak Savings (kW) | Technical Potential | 0 | 0 | 0 | 0 | 0 | 0 | 0 | 0 | 0 | 0 | 0 | 0 | 0 | 0 | 0 | 0 | 0 | 0 | 0 | 0 | 0 | 0 | 0 | 0 | 0 | 0 | 0 | 0 | 0 | 0 | 0
F3_Industrial_Food Products_New_Process_Natural Gas_Process - Insulate Heated Process Fluids_A_Technical Potential | F3 | Industrial | Food Products | New | Process | Natural Gas | Process - Insulate Heated Process Fluids | A | Original Unit Winter Peak Savings (kW) | Technical Potential | 0 | 0 | 0 | 0 | 0 | 0 | 0 | 0 | 0 | 0 | 0 | 0 | 0 | 0 | 0 | 0 | 0 | 0 | 0 | 0 | 0 | 0 | 0 | 0 | 0 | 0 | 0 | 0 | 0 | 0 | 0
F4_Industrial_Food Products_New_Process_Natural Gas_Process - Insulate Heated Process Fluids_A_Technical Potential | F4 | Industrial | Food Products | New | Process | Natural Gas | Process - Insulate Heated Process Fluids | A | Standalone Impact on Baseline Energy (%) | Technical Potential | 0% | 0% | 0% | 0% | 0% | 0.05364% | 0.09891% | 0.1392% | 0.1764% | 0.2114% | 0.2394% | 0.2574% | 0.2679% | 0.2729% | 0.2743% | 0.2728% | 0.2694% | 0.2645% | 0.2587% | 0.2524% | 0.2457% | 0.2347% | 0.2246% | 0.2155% | 0.0020702 | 0.0019924 | 0.0019205 | 0.0018537 | 0 | 0 | 0
F5_Industrial_Food Products_New_Process_Natural Gas_Process - Insulate Heated Process Fluids_A_Technical Potential | F5 | Industrial | Food Products | New | Process | Natural Gas | Process - Insulate Heated Process Fluids | A | Standalone Impact on Baseline Summer Peak (%) | Technical Potential | 0% | 0% | 0% | 0% | 0% | 0% | 0% | 0% | 0% | 0% | 0% | 0% | 0% | 0% | 0% | 0% | 0% | 0% | 0% | 0% | 0% | 0% | 0% | 0% | 0 | 0 | 0 | 0 | 0 | 0 | 0
F6_Industrial_Food Products_New_Process_Natural Gas_Process - Insulate Heated Process Fluids_A_Technical Potential | F6 | Industrial | Food Products | New | Process | Natural Gas | Process - Insulate Heated Process Fluids | A | Standalone Impact on Baseline Winter Peak (%) | Technical Potential | 0% | 0% | 0% | 0% | 0% | 0% | 0% | 0% | 0% | 0% | 0% | 0% | 0% | 0% | 0% | 0% | 0% | 0% | 0% | 0% | 0% | 0% | 0% | 0% | 0 | 0 | 0 | 0 | 0 | 0 | 0
F7_Industrial_Food Products_New_Process_Natural Gas_Process - Insulate Heated Process Fluids_A_Technical Potential | F7 | Industrial | Food Products | New | Process | Natural Gas | Process - Insulate Heated Process Fluids | A | Incremental Energy Savings (MWh or mTherms) | Technical Potential | 0 | 0 | 0 | 0 | 0 | 0.30654 | 0.36316 | 0.41975 | 0.47602 | 0.53231 | 0.52978 | 0.46387 | 0.40305 | 0.34795 | 0.29844 | 0.25488 | 0.21668 | 0.18357 | 0.155 | 0.13045 | 0.10953 | 0.00078217 | 0.00029183 | 0.00010373 | 3.5204e-05 | 0.30654 | 0.36316 | 0.41975 | 0.47602 | 0.53231 | 0.52978
F8_Industrial_Food Products_New_Process_Natural Gas_Process - Insulate Heated Process Fluids_A_Technical Potential | F8 | Industrial | Food Products | New | Process | Natural Gas | Process - Insulate Heated Process Fluids | A | Incremental Summer Peak Savings (MW) | Technical Potential | 0 | 0 | 0 | 0 | 0 | 0 | 0 | 0 | 0 | 0 | 0 | 0 | 0 | 0 | 0 | 0 | 0 | 0 | 0 | 0 | 0 | 0 | 0 | 0 | 0 | 0 | 0 | 0 | 0 | 0 | 0
F9_Industrial_Food Products_New_Process_Natural Gas_Process - Insulate Heated Process Fluids_A_Technical Potential | F9 | Industrial | Food Products | New | Process | Natural Gas | Process - Insulate Heated Process Fluids | A | Incremental Winter Peak Savings (MW) | Technical Potential | 0 | 0 | 0 | 0 | 0 | 0 | 0 | 0 | 0 | 0 | 0 | 0 | 0 | 0 | 0 | 0 | 0 | 0 | 0 | 0 | 0 | 0 | 0 | 0 | 0 | 0 | 0 | 0 | 0 | 0 | 0
F10_Industrial_Food Products_New_Process_Natural Gas_Process - Insulate Heated Process Fluids_A_Technical Potential | F10 | Industrial | Food Products | New | Process | Natural Gas | Process - Insulate Heated Process Fluids | A | Cumulative Energy Savings (MWh or mTherms) | Technical Potential | 0 | 0 | 0 | 0 | 0 | 0.30654 | 0.6697 | 1.0895 | 1.5655 | 2.0978 | 2.6276 | 3.0914 | 3.4945 | 3.8424 | 4.1409 | 4.3957 | 4.6124 | 4.796 | 4.951 | 5.0814 | 5.191 | 5.1917 | 5.192 | 5.1921 | 5.1922 | 5.1922 | 5.1922 | 5.1922 | 5.1922 | 5.1922 | 5.1922
F11_Industrial_Food Products_New_Process_Natural Gas_Process - Insulate Heated Process Fluids_A_Technical Potential | F11 | Industrial | Food Products | New | Process | Natural Gas | Process - Insulate Heated Process Fluids | A | Cumulative Summer Peak Savings (MW) | Technical Potential | 0 | 0 | 0 | 0 | 0 | 0 | 0 | 0 | 0 | 0 | 0 | 0 | 0 | 0 | 0 | 0 | 0 | 0 | 0 | 0 | 0 | 0 | 0 | 0 | 0 | 0 | 0 | 0 | 0 | 0 | 0
F12_Industrial_Food Products_New_Process_Natural Gas_Process - Insulate Heated Process Fluids_A_Technical Potential | F12 | Industrial | Food Products | New | Process | Natural Gas | Process - Insulate Heated Process Fluids | A | Cumulative Winter Peak Savings (MW) | Technical Potential | 0 | 0 | 0 | 0 | 0 | 0 | 0 | 0 | 0 | 0 | 0 | 0 | 0 | 0 | 0 | 0 | 0 | 0 | 0 | 0 | 0 | 0 | 0 | 0 | 0 | 0 | 0 | 0 | 0 | 0 | 0
F13_Industrial_Food Products_New_Process_Natural Gas_Process - Insulate Heated Process Fluids_A_Technical Potential | F13 | Industrial | Food Products | New | Process | Natural Gas | Process - Insulate Heated Process Fluids | A | Purchases (Incremental) | Technical Potential | 0 | 0 | 0 | 0 | 0 | 1.1122 | 1.3177 | 1.523 | 1.7272 | 1.9314 | 1.9222 | 1.6831 | 1.4624 | 1.2625 | 1.0828 | 0.9248 | 0.7862 | 0.66606 | 0.56238 | 0.47332 | 0.3974 | 0.002838 | 0.0010589 | 0.00037637 | 0.00012773 | 1.1122 | 1.3177 | 1.523 | 1.7272 | 1.9314 | 1.9222
F14_Industrial_Food Products_New_Process_Natural Gas_Process - Insulate Heated Process Fluids_A_Technical Potential | F14 | Industrial | Food Products | New | Process | Natural Gas | Process - Insulate Heated Process Fluids | A | Purchases (Cumulative) | Technical Potential | 0 | 0 | 0 | 0 | 0 | 1.1122 | 2.4299 | 3.9529 | 5.6801 | 7.6115 | 9.5337 | 11.2168 | 12.6792 | 13.9417 | 15.0245 | 15.9493 | 16.7355 | 17.4016 | 17.9639 | 18.4373 | 18.8347 | 18.8375 | 18.8386 | 18.8389 | 18.8391 | 18.8391 | 18.8391 | 18.8391 | 18.8391 | 18.8391 | 18.8391
F1_Industrial_Food Products_New_Process_Natural Gas_Process Heat Recovery_A_Technical Potential | F1 | Industrial | Food Products | New | Process | Natural Gas | Process Heat Recovery | A | Original Unit Energy Savings (kWh or therms) | Technical Potential | 0 | 0 | 0 | 0 | 0 | 3.2358 | 3.2358 | 3.2358 | 3.2358 | 3.2358 | 3.2358 | 3.2358 | 3.2358 | 3.2358 | 3.2358 | 3.2358 | 3.2358 | 3.2358 | 3.2358 | 3.2358 | 3.2358 | 3.2358 | 3.2358 | 3.2358 | 3.2358 | 3.2358 | 3.2358 | 3.2358 | 0 | 0 | 0
F2_Industrial_Food Products_New_Process_Natural Gas_Process Heat Recovery_A_Technical Potential | F2 | Industrial | Food Products | New | Process | Natural Gas | Process Heat Recovery | A | Original Unit Summer Peak Savings (kW) | Technical Potential | 0 | 0 | 0 | 0 | 0 | 0 | 0 | 0 | 0 | 0 | 0 | 0 | 0 | 0 | 0 | 0 | 0 | 0 | 0 | 0 | 0 | 0 | 0 | 0 | 0 | 0 | 0 | 0 | 0 | 0 | 0
F3_Industrial_Food Products_New_Process_Natural Gas_Process Heat Recovery_A_Technical Potential | F3 | Industrial | Food Products | New | Process | Natural Gas | Process Heat Recovery | A | Original Unit Winter Peak Savings (kW) | Technical Potential | 0 | 0 | 0 | 0 | 0 | 0 | 0 | 0 | 0 | 0 | 0 | 0 | 0 | 0 | 0 | 0 | 0 | 0 | 0 | 0 | 0 | 0 | 0 | 0 | 0 | 0 | 0 | 0 | 0 | 0 | 0
F4_Industrial_Food Products_New_Process_Natural Gas_Process Heat Recovery_A_Technical Potential | F4 | Industrial | Food Products | New | Process | Natural Gas | Process Heat Recovery | A | Standalone Impact on Baseline Energy (%) | Technical Potential | 0% | 0% | 0% | 0% | 0% | 0.02267% | 0.04181% | 0.05884% | 0.07456% | 0.08934% | 0.1012% | 0.1088% | 0.1132% | 0.1154% | 0.116% | 0.1153% | 0.1139% | 0.1118% | 0.1093% | 0.1067% | 0.1016% | 0.09708% | 0.09292% | 0.08912% | 0.00085633 | 0.00082416 | 0.0007944 | 0.00076679 | 0 | 0 | 0
F5_Industrial_Food Products_New_Process_Natural Gas_Process Heat Recovery_A_Technical Potential | F5 | Industrial | Food Products | New | Process | Natural Gas | Process Heat Recovery | A | Standalone Impact on Baseline Summer Peak (%) | Technical Potential | 0% | 0% | 0% | 0% | 0% | 0% | 0% | 0% | 0% | 0% | 0% | 0% | 0% | 0% | 0% | 0% | 0% | 0% | 0% | 0% | 0% | 0% | 0% | 0% | 0 | 0 | 0 | 0 | 0 | 0 | 0
F6_Industrial_Food Products_New_Process_Natural Gas_Process Heat Recovery_A_Technical Potential | F6 | Industrial | Food Products | New | Process | Natural Gas | Process Heat Recovery | A | Standalone Impact on Baseline Winter Peak (%) | Technical Potential | 0% | 0% | 0% | 0% | 0% | 0% | 0% | 0% | 0% | 0% | 0% | 0% | 0% | 0% | 0% | 0% | 0% | 0% | 0% | 0% | 0% | 0% | 0% | 0% | 0 | 0 | 0 | 0 | 0 | 0 | 0
F7_Industrial_Food Products_New_Process_Natural Gas_Process Heat Recovery_A_Technical Potential | F7 | Industrial | Food Products | New | Process | Natural Gas | Process Heat Recovery | A | Incremental Energy Savings (MWh or mTherms) | Technical Potential | 0 | 0 | 0 | 0 | 0 | 0.12956 | 0.15349 | 0.17741 | 0.20119 | 0.22498 | 0.22392 | 0.19606 | 0.17035 | 0.14706 | 0.12614 | 0.10773 | 0.091583 | 0.077588 | 0.06551 | 0.055136 | 0.12956 | 0.15349 | 0.17741 | 0.20119 | 0.22498 | 0.22392 | 0.19606 | 0.17035 | 0 | 0 | 0
F8_Industrial_Food Products_New_Process_Natural Gas_Process Heat Recovery_A_Technical Potential | F8 | Industrial | Food Products | New | Process | Natural Gas | Process Heat Recovery | A | Incremental Summer Peak Savings (MW) | Technical Potential | 0 | 0 | 0 | 0 | 0 | 0 | 0 | 0 | 0 | 0 | 0 | 0 | 0 | 0 | 0 | 0 | 0 | 0 | 0 | 0 | 0 | 0 | 0 | 0 | 0 | 0 | 0 | 0 | 0 | 0 | 0
F9_Industrial_Food Products_New_Process_Natural Gas_Process Heat Recovery_A_Technical Potential | F9 | Industrial | Food Products | New | Process | Natural Gas | Process Heat Recovery | A | Incremental Winter Peak Savings (MW) | Technical Potential | 0 | 0 | 0 | 0 | 0 | 0 | 0 | 0 | 0 | 0 | 0 | 0 | 0 | 0 | 0 | 0 | 0 | 0 | 0 | 0 | 0 | 0 | 0 | 0 | 0 | 0 | 0 | 0 | 0 | 0 | 0
F10_Industrial_Food Products_New_Process_Natural Gas_Process Heat Recovery_A_Technical Potential | F10 | Industrial | Food Products | New | Process | Natural Gas | Process Heat Recovery | A | Cumulative Energy Savings (MWh or mTherms) | Technical Potential | 0 | 0 | 0 | 0 | 0 | 0.12956 | 0.28305 | 0.46047 | 0.66166 | 0.88665 | 1.1106 | 1.3066 | 1.477 | 1.624 | 1.7502 | 1.8579 | 1.9495 | 2.0271 | 2.0926 | 2.1477 | 2.1477 | 2.1477 | 2.1477 | 2.1477 | 2.1477 | 2.1477 | 2.1477 | 2.1477 | 0 | 0 | 0
F11_Industrial_Food Products_New_Process_Natural Gas_Process Heat Recovery_A_Technical Potential | F11 | Industrial | Food Products | New | Process | Natural Gas | Process Heat Recovery | A | Cumulative Summer Peak Savings (MW) | Technical Potential | 0 | 0 | 0 | 0 | 0 | 0 | 0 | 0 | 0 | 0 | 0 | 0 | 0 | 0 | 0 | 0 | 0 | 0 | 0 | 0 | 0 | 0 | 0 | 0 | 0 | 0 | 0 | 0 | 0 | 0 | 0
F12_Industrial_Food Products_New_Process_Natural Gas_Process Heat Recovery_A_Technical Potential | F12 | Industrial | Food Products | New | Process | Natural Gas | Process Heat Recovery | A | Cumulative Winter Peak Savings (MW) | Technical Potential | 0 | 0 | 0 | 0 | 0 | 0 | 0 | 0 | 0 | 0 | 0 | 0 | 0 | 0 | 0 | 0 | 0 | 0 | 0 | 0 | 0 | 0 | 0 | 0 | 0 | 0 | 0 | 0 | 0 | 0 | 0
F13_Industrial_Food Products_New_Process_Natural Gas_Process Heat Recovery_A_Technical Potential | F13 | Industrial | Food Products | New | Process | Natural Gas | Process Heat Recovery | A | Purchases (Incremental) | Technical Potential | 0 | 0 | 0 | 0 | 0 | 40.0399 | 47.4363 | 54.8287 | 62.1775 | 69.5303 | 69.2002 | 60.5912 | 52.6464 | 45.4491 | 38.9825 | 33.2926 | 28.3033 | 23.9782 | 20.2456 | 17.0394 | 40.0399 | 47.4363 | 54.8287 | 62.1775 | 69.5303 | 69.2002 | 60.5912 | 52.6464 | 45.4491 | 38.9825 | 33.2926
F14_Industrial_Food Products_New_Process_Natural Gas_Process Heat Recovery_A_Technical Potential | F14 | Industrial | Food Products | New | Process | Natural Gas | Process Heat Recovery | A | Purchases (Cumulative) | Technical Potential | 0 | 0 | 0 | 0 | 0 | 40.0399 | 87.4762 | 142.3049 | 204.4824 | 274.0126 | 343.2128 | 403.804 | 456.4505 | 501.8996 | 540.8821 | 574.1747 | 602.4781 | 626.4563 | 646.7019 | 663.7412 | 663.7412 | 663.7412 | 663.7412 | 663.7412 | 663.7412 | 663.7412 | 663.7412 | 663.7412 | 663.7412 | 663.7412 | 663.7412
F1_Industrial_Food Products_New_Space Heating_Natural Gas_Building Automation System_A_Technical Potential | F1 | Industrial | Food Products | New | Space Heating | Natural Gas | Building Automation System | A | Original Unit Energy Savings (kWh or therms) | Technical Potential | 0 | 0 | 0 | 0 | 0 | 0.014581 | 0.014392 | 0.014255 | 0.014151 | 0.014068 | 0.014002 | 0.013924 | 0.013842 | 0.013762 | 0.013684 | 0.013622 | 0.013574 | 0.013536 | 0.013475 | 0.01343 | 0.013398 | 0.013373 | 0.013373 | 0.013373 | 0.013373 | 0.013373 | 0.013373 | 0.013373 | 0 | 0 | 0
F2_Industrial_Food Products_New_Space Heating_Natural Gas_Building Automation System_A_Technical Potential | F2 | Industrial | Food Products | New | Space Heating | Natural Gas | Building Automation System | A | Original Unit Summer Peak Savings (kW) | Technical Potential | 0 | 0 | 0 | 0 | 0 | 0 | 0 | 0 | 0 | 0 | 0 | 0 | 0 | 0 | 0 | 0 | 0 | 0 | 0 | 0 | 0 | 0 | 0 | 0 | 0 | 0 | 0 | 0 | 0 | 0 | 0
F3_Industrial_Food Products_New_Space Heating_Natural Gas_Building Automation System_A_Technical Potential | F3 | Industrial | Food Products | New | Space Heating | Natural Gas | Building Automation System | A | Original Unit Winter Peak Savings (kW) | Technical Potential | 0 | 0 | 0 | 0 | 0 | 0 | 0 | 0 | 0 | 0 | 0 | 0 | 0 | 0 | 0 | 0 | 0 | 0 | 0 | 0 | 0 | 0 | 0 | 0 | 0 | 0 | 0 | 0 | 0 | 0 | 0
F4_Industrial_Food Products_New_Space Heating_Natural Gas_Building Automation System_A_Technical Potential | F4 | Industrial | Food Products | New | Space Heating | Natural Gas | Building Automation System | A | Standalone Impact on Baseline Energy (%) | Technical Potential | 0% | 0% | 0% | 0% | 0% | 0.006383% | 0.01815% | 0.03836% | 0.07068% | 0.1191% | 0.1879% | 0.2806% | 0.3996% | 0.5451% | 0.7144% | 0.9004% | 1.093% | 1.279% | 1.445% | 1.578% | 1.671% | 1.722% | 1.73% | 1.703% | 0.016514 | 0.015894 | 0.01532 | 0.014787 | 0 | 0 | 0
F5_Industrial_Food Products_New_Space Heating_Natural Gas_Building Automation System_A_Technical Potential | F5 | Industrial | Food Products | New | Space Heating | Natural Gas | Building Automation System | A | Standalone Impact on Baseline Summer Peak (%) | Technical Potential | 0% | 0% | 0% | 0% | 0% | 0% | 0% | 0% | 0% | 0% | 0% | 0% | 0% | 0% | 0% | 0% | 0% | 0% | 0% | 0% | 0% | 0% | 0% | 0% | 0 | 0 | 0 | 0 | 0 | 0 | 0
F6_Industrial_Food Products_New_Space Heating_Natural Gas_Building Automation System_A_Technical Potential | F6 | Industrial | Food Products | New | Space Heating | Natural Gas | Building Automation System | A | Standalone Impact on Baseline Winter Peak (%) | Technical Potential | 0% | 0% | 0% | 0% | 0% | 0% | 0% | 0% | 0% | 0% | 0% | 0% | 0% | 0% | 0% | 0% | 0% | 0% | 0% | 0% | 0% | 0% | 0% | 0% | 0 | 0 | 0 | 0 | 0 | 0 | 0
F7_Industrial_Food Products_New_Space Heating_Natural Gas_Building Automation System_A_Technical Potential | F7 | Industrial | Food Products | New | Space Heating | Natural Gas | Building Automation System | A | Incremental Energy Savings (MWh or mTherms) | Technical Potential | 0 | 0 | 0 | 0 | 0 | 0.00023514 | 0.00054967 | 0.0011173 | 0.0020459 | 0.0034524 | 0.0054421 | 0.0080572 | 0.011278 | 0.014964 | 0.018812 | 0.022431 | 0.025268 | 0.026794 | 0.026538 | 0.024466 | 0.021184 | 0.016929 | 0.012244 | 0.0081561 | 0.005536 | 0.0051976 | 0.0077382 | 0.010895 | 0 | 0 | 0
F8_Industrial_Food Products_New_Space Heating_Natural Gas_Building Automation System_A_Technical Potential | F8 | Industrial | Food Products | New | Space Heating | Natural Gas | Building Automation System | A | Incremental Summer Peak Savings (MW) | Technical Potential | 0 | 0 | 0 | 0 | 0 | 0 | 0 | 0 | 0 | 0 | 0 | 0 | 0 | 0 | 0 | 0 | 0 | 0 | 0 | 0 | 0 | 0 | 0 | 0 | 0 | 0 | 0 | 0 | 0 | 0 | 0
F9_Industrial_Food Products_New_Space Heating_Natural Gas_Building Automation System_A_Technical Potential | F9 | Industrial | Food Products | New | Space Heating | Natural Gas | Building Automation System | A | Incremental Winter Peak Savings (MW) | Technical Potential | 0 | 0 | 0 | 0 | 0 | 0 | 0 | 0 | 0 | 0 | 0 | 0 | 0 | 0 | 0 | 0 | 0 | 0 | 0 | 0 | 0 | 0 | 0 | 0 | 0 | 0 | 0 | 0 | 0 | 0 | 0
F10_Industrial_Food Products_New_Space Heating_Natural Gas_Building Automation System_A_Technical Potential | F10 | Industrial | Food Products | New | Space Heating | Natural Gas | Building Automation System | A | Cumulative Energy Savings (MWh or mTherms) | Technical Potential | 0 | 0 | 0 | 0 | 0 | 0.00023514 | 0.00078177 | 0.0018916 | 0.0039236 | 0.0073533 | 0.012761 | 0.020747 | 0.031903 | 0.046681 | 0.065229 | 0.087368 | 0.11233 | 0.1388 | 0.16472 | 0.18864 | 0.20915 | 0.22518 | 0.23637 | 0.2426 | 0.24485 | 0.24485 | 0.24485 | 0.24485 | 0 | 0 | 0
F11_Industrial_Food Products_New_Space Heating_Natural Gas_Building Automation System_A_Technical Potential | F11 | Industrial | Food Products | New | Space Heating | Natural Gas | Building Automation System | A | Cumulative Summer Peak Savings (MW) | Technical Potential | 0 | 0 | 0 | 0 | 0 | 0 | 0 | 0 | 0 | 0 | 0 | 0 | 0 | 0 | 0 | 0 | 0 | 0 | 0 | 0 | 0 | 0 | 0 | 0 | 0 | 0 | 0 | 0 | 0 | 0 | 0
F12_Industrial_Food Products_New_Space Heating_Natural Gas_Building Automation System_A_Technical Potential | F12 | Industrial | Food Products | New | Space Heating | Natural Gas | Building Automation System | A | Cumulative Winter Peak Savings (MW) | Technical Potential | 0 | 0 | 0 | 0 | 0 | 0 | 0 | 0 | 0 | 0 | 0 | 0 | 0 | 0 | 0 | 0 | 0 | 0 | 0 | 0 | 0 | 0 | 0 | 0 | 0 | 0 | 0 | 0 | 0 | 0 | 0
F13_Industrial_Food Products_New_Space Heating_Natural Gas_Building Automation System_A_Technical Potential | F13 | Industrial | Food Products | New | Space Heating | Natural Gas | Building Automation System | A | Purchases (Incremental) | Technical Potential | 0 | 0 | 0 | 0 | 0 | 16.1267 | 38.1912 | 78.3777 | 144.58 | 245.4035 | 388.6687 | 578.6537 | 814.7302 | 1087.4004 | 1374.8188 | 1646.65 | 1861.5099 | 1979.5385 | 1969.4615 | 1821.709 | 1581.143 | 1265.928 | 915.5946 | 609.9056 | 413.976 | 388.6687 | 578.6537 | 814.7302 | 1087.4004 | 1374.8188 | 1646.65
F14_Industrial_Food Products_New_Space Heating_Natural Gas_Building Automation System_A_Technical Potential | F14 | Industrial | Food Products | New | Space Heating | Natural Gas | Building Automation System | A | Purchases (Cumulative) | Technical Potential | 0 | 0 | 0 | 0 | 0 | 16.1267 | 54.318 | 132.6957 | 277.2757 | 522.6792 | 911.348 | 1490.0017 | 2304.7319 | 3392.1323 | 4766.9511 | 6413.6012 | 8275.1111 | 10254.6496 | 12224.1111 | 14045.8202 | 15610.8364 | 16838.5732 | 17675.7901 | 18141.1157 | 18309.6881 | 18309.6881 | 18309.6881 | 18309.6881 | 18309.6881 | 18309.6881 | 18309.6881
F1_Industrial_Food Products_New_Space Heating_Natural Gas_Steam System Efficiency Improvements_A_Technical Potential | F1 | Industrial | Food Products | New | Space Heating | Natural Gas | Steam System Efficiency Improvements | A | Original Unit Energy Savings (kWh or therms) | Technical Potential | 0 | 0 | 0 | 0 | 0 | 0 | 0 | 0 | 0 | 0 | 0 | 0 | 0 | 0 | 0 | 0 | 0 | 0 | 0 | 0 | 0 | 0 | 0 | 0 | 0 | 0 | 0 | 0 | 0 | 0 | 0
F2_Industrial_Food Products_New_Space Heating_Natural Gas_Steam System Efficiency Improvements_A_Technical Potential | F2 | Industrial | Food Products | New | Space Heating | Natural Gas | Steam System Efficiency Improvements | A | Original Unit Summer Peak Savings (kW) | Technical Potential | 0 | 0 | 0 | 0 | 0 | 0 | 0 | 0 | 0 | 0 | 0 | 0 | 0 | 0 | 0 | 0 | 0 | 0 | 0 | 0 | 0 | 0 | 0 | 0 | 0 | 0 | 0 | 0 | 0 | 0 | 0
F3_Industrial_Food Products_New_Space Heating_Natural Gas_Steam System Efficiency Improvements_A_Technical Potential | F3 | Industrial | Food Products | New | Space Heating | Natural Gas | Steam System Efficiency Improvements | A | Original Unit Winter Peak Savings (kW) | Technical Potential | 0 | 0 | 0 | 0 | 0 | 0 | 0 | 0 | 0 | 0 | 0 | 0 | 0 | 0 | 0 | 0 | 0 | 0 | 0 | 0 | 0 | 0 | 0 | 0 | 0 | 0 | 0 | 0 | 0 | 0 | 0
F4_Industrial_Food Products_New_Space Heating_Natural Gas_Steam System Efficiency Improvements_A_Technical Potential | F4 | Industrial | Food Products | New | Space Heating | Natural Gas | Steam System Efficiency Improvements | A | Standalone Impact on Baseline Energy (%) | Technical Potential | 0% | 0% | 0% | 0% | 0% | 0% | 0% | 0% | 0% | 0% | 0% | 0% | 0% | 0% | 0% | 0% | 0% | 0% | 0% | 0% | 0% | 0% | 0% | 0% | 0 | 0 | 0 | 0 | 0 | 0 | 0
F5_Industrial_Food Products_New_Space Heating_Natural Gas_Steam System Efficiency Improvements_A_Technical Potential | F5 | Industrial | Food Products | New | Space Heating | Natural Gas | Steam System Efficiency Improvements | A | Standalone Impact on Baseline Summer Peak (%) | Technical Potential | 0% | 0% | 0% | 0% | 0% | 0% | 0% | 0% | 0% | 0% | 0% | 0% | 0% | 0% | 0% | 0% | 0% | 0% | 0% | 0% | 0% | 0% | 0% | 0% | 0 | 0 | 0 | 0 | 0 | 0 | 0
F6_Industrial_Food Products_New_Space Heating_Natural Gas_Steam System Efficiency Improvements_A_Technical Potential | F6 | Industrial | Food Products | New | Space Heating | Natural Gas | Steam System Efficiency Improvements | A | Standalone Impact on Baseline Winter Peak (%) | Technical Potential | 0% | 0% | 0% | 0% | 0% | 0% | 0% | 0% | 0% | 0% | 0% | 0% | 0% | 0% | 0% | 0% | 0% | 0% | 0% | 0% | 0% | 0% | 0% | 0% | 0 | 0 | 0 | 0 | 0 | 0 | 0
F7_Industrial_Food Products_New_Space Heating_Natural Gas_Steam System Efficiency Improvements_A_Technical Potential | F7 | Industrial | Food Products | New | Space Heating | Natural Gas | Steam System Efficiency Improvements | A | Incremental Energy Savings (MWh or mTherms) | Technical Potential | 0 | 0 | 0 | 0 | 0 | 0 | 0 | 0 | 0 | 0 | 0 | 0 | 0 | 0 | 0 | 0 | 0 | 0 | 0 | 0 | 0 | 0 | 0 | 0 | 0 | 0 | 0 | 0 | 0 | 0 | 0
F8_Industrial_Food Products_New_Space Heating_Natural Gas_Steam System Efficiency Improvements_A_Technical Potential | F8 | Industrial | Food Products | New | Space Heating | Natural Gas | Steam System Efficiency Improvements | A | Incremental Summer Peak Savings (MW) | Technical Potential | 0 | 0 | 0 | 0 | 0 | 0 | 0 | 0 | 0 | 0 | 0 | 0 | 0 | 0 | 0 | 0 | 0 | 0 | 0 | 0 | 0 | 0 | 0 | 0 | 0 | 0 | 0 | 0 | 0 | 0 | 0
F9_Industrial_Food Products_New_Space Heating_Natural Gas_Steam System Efficiency Improvements_A_Technical Potential | F9 | Industrial | Food Products | New | Space Heating | Natural Gas | Steam System Efficiency Improvements | A | Incremental Winter Peak Savings (MW) | Technical Potential | 0 | 0 | 0 | 0 | 0 | 0 | 0 | 0 | 0 | 0 | 0 | 0 | 0 | 0 | 0 | 0 | 0 | 0 | 0 | 0 | 0 | 0 | 0 | 0 | 0 | 0 | 0 | 0 | 0 | 0 | 0
F10_Industrial_Food Products_New_Space Heating_Natural Gas_Steam System Efficiency Improvements_A_Technical Potential | F10 | Industrial | Food Products | New | Space Heating | Natural Gas | Steam System Efficiency Improvements | A | Cumulative Energy Savings (MWh or mTherms) | Technical Potential | 0 | 0 | 0 | 0 | 0 | 0 | 0 | 0 | 0 | 0 | 0 | 0 | 0 | 0 | 0 | 0 | 0 | 0 | 0 | 0 | 0 | 0 | 0 | 0 | 0 | 0 | 0 | 0 | 0 | 0 | 0
F11_Industrial_Food Products_New_Space Heating_Natural Gas_Steam System Efficiency Improvements_A_Technical Potential | F11 | Industrial | Food Products | New | Space Heating | Natural Gas | Steam System Efficiency Improvements | A | Cumulative Summer Peak Savings (MW) | Technical Potential | 0 | 0 | 0 | 0 | 0 | 0 | 0 | 0 | 0 | 0 | 0 | 0 | 0 | 0 | 0 | 0 | 0 | 0 | 0 | 0 | 0 | 0 | 0 | 0 | 0 | 0 | 0 | 0 | 0 | 0 | 0
F12_Industrial_Food Products_New_Space Heating_Natural Gas_Steam System Efficiency Improvements_A_Technical Potential | F12 | Industrial | Food Products | New | Space Heating | Natural Gas | Steam System Efficiency Improvements | A | Cumulative Winter Peak Savings (MW) | Technical Potential | 0 | 0 | 0 | 0 | 0 | 0 | 0 | 0 | 0 | 0 | 0 | 0 | 0 | 0 | 0 | 0 | 0 | 0 | 0 | 0 | 0 | 0 | 0 | 0 | 0 | 0 | 0 | 0 | 0 | 0 | 0
F13_Industrial_Food Products_New_Space Heating_Natural Gas_Steam System Efficiency Improvements_A_Technical Potential | F13 | Industrial | Food Products | New | Space Heating | Natural Gas | Steam System Efficiency Improvements | A | Purchases (Incremental) | Technical Potential | 0 | 0 | 0 | 0 | 0 | 0 | 0 | 0 | 0 | 0 | 0 | 0 | 0 | 0 | 0 | 0 | 0 | 0 | 0 | 0 | 0 | 0 | 0 | 0 | 0 | 0 | 0 | 0 | 0 | 0 | 0
F14_Industrial_Food Products_New_Space Heating_Natural Gas_Steam System Efficiency Improvements_A_Technical Potential | F14 | Industrial | Food Products | New | Space Heating | Natural Gas | Steam System Efficiency Improvements | A | Purchases (Cumulative) | Technical Potential | 0 | 0 | 0 | 0 | 0 | 0 | 0 | 0 | 0 | 0 | 0 | 0 | 0 | 0 | 0 | 0 | 0 | 0 | 0 | 0 | 0 | 0 | 0 | 0 | 0 | 0 | 0 | 0 | 0 | 0 | 0
F1_Industrial_Food Products_New_Process_Natural Gas_Steam System Efficiency Improvements_A_Technical Potential | F1 | Industrial | Food Products | New | Process | Natural Gas | Steam System Efficiency Improvements | A | Original Unit Energy Savings (kWh or therms) | Technical Potential | 0 | 0 | 0 | 0 | 0 | 5.0908 | 5.0908 | 5.0908 | 5.0908 | 5.0908 | 5.0908 | 5.0908 | 5.0908 | 5.0908 | 5.0908 | 5.0908 | 5.0908 | 5.0908 | 5.0908 | 5.0908 | 5.0908 | 5.0908 | 5.0908 | 5.0908 | 5.0908 | 5.0908 | 5.0908 | 5.0908 | 5.0908 | 5.0908 | 5.0908
F2_Industrial_Food Products_New_Process_Natural Gas_Steam System Efficiency Improvements_A_Technical Potential | F2 | Industrial | Food Products | New | Process | Natural Gas | Steam System Efficiency Improvements | A | Original Unit Summer Peak Savings (kW) | Technical Potential | 0 | 0 | 0 | 0 | 0 | 0 | 0 | 0 | 0 | 0 | 0 | 0 | 0 | 0 | 0 | 0 | 0 | 0 | 0 | 0 | 0 | 0 | 0 | 0 | 0 | 0 | 0 | 0 | 0 | 0 | 0
F3_Industrial_Food Products_New_Process_Natural Gas_Steam System Efficiency Improvements_A_Technical Potential | F3 | Industrial | Food Products | New | Process | Natural Gas | Steam System Efficiency Improvements | A | Original Unit Winter Peak Savings (kW) | Technical Potential | 0 | 0 | 0 | 0 | 0 | 0 | 0 | 0 | 0 | 0 | 0 | 0 | 0 | 0 | 0 | 0 | 0 | 0 | 0 | 0 | 0 | 0 | 0 | 0 | 0 | 0 | 0 | 0 | 0 | 0 | 0
F4_Industrial_Food Products_New_Process_Natural Gas_Steam System Efficiency Improvements_A_Technical Potential | F4 | Industrial | Food Products | New | Process | Natural Gas | Steam System Efficiency Improvements | A | Standalone Impact on Baseline Energy (%) | Technical Potential | 0% | 0% | 0% | 0% | 0% | 0.0001394% | 0.0003962% | 0.0008375% | 0.001543% | 0.002601% | 0.004029% | 0.005904% | 0.008223% | 0.01093% | 0.01389% | 0.01687% | 0.01957% | 0.02165% | 0.02279% | 0.02276% | 0.02169% | 0.02072% | 0.01983% | 0.01902% | 0.00018273 | 0.00017587 | 0.00016952 | 0.00016362 | 0 | 0 | 0
F5_Industrial_Food Products_New_Process_Natural Gas_Steam System Efficiency Improvements_A_Technical Potential | F5 | Industrial | Food Products | New | Process | Natural Gas | Steam System Efficiency Improvements | A | Standalone Impact on Baseline Summer Peak (%) | Technical Potential | 0% | 0% | 0% | 0% | 0% | 0% | 0% | 0% | 0% | 0% | 0% | 0% | 0% | 0% | 0% | 0% | 0% | 0% | 0% | 0% | 0% | 0% | 0% | 0% | 0 | 0 | 0 | 0 | 0 | 0 | 0
F6_Industrial_Food Products_New_Process_Natural Gas_Steam System Efficiency Improvements_A_Technical Potential | F6 | Industrial | Food Products | New | Process | Natural Gas | Steam System Efficiency Improvements | A | Standalone Impact on Baseline Winter Peak (%) | Technical Potential | 0% | 0% | 0% | 0% | 0% | 0% | 0% | 0% | 0% | 0% | 0% | 0% | 0% | 0% | 0% | 0% | 0% | 0% | 0% | 0% | 0% | 0% | 0% | 0% | 0 | 0 | 0 | 0 | 0 | 0 | 0
F7_Industrial_Food Products_New_Process_Natural Gas_Steam System Efficiency Improvements_A_Technical Potential | F7 | Industrial | Food Products | New | Process | Natural Gas | Steam System Efficiency Improvements | A | Incremental Energy Savings (MWh or mTherms) | Technical Potential | 0 | 0 | 0 | 0 | 0 | 0.00079652 | 0.0018863 | 0.0038712 | 0.007141 | 0.012121 | 0.019197 | 0.028581 | 0.040241 | 0.053708 | 0.067904 | 0.08133 | 0.091943 | 0.097772 | 0.097275 | 0.089977 | 0.08133 | 0.091943 | 0.097772 | 0.097275 | 0.089977 | 0.08133 | 0.091943 | 0.097772 | 0.097275 | 0.089977 | 0.08133
F8_Industrial_Food Products_New_Process_Natural Gas_Steam System Efficiency Improvements_A_Technical Potential | F8 | Industrial | Food Products | New | Process | Natural Gas | Steam System Efficiency Improvements | A | Incremental Summer Peak Savings (MW) | Technical Potential | 0 | 0 | 0 | 0 | 0 | 0 | 0 | 0 | 0 | 0 | 0 | 0 | 0 | 0 | 0 | 0 | 0 | 0 | 0 | 0 | 0 | 0 | 0 | 0 | 0 | 0 | 0 | 0 | 0 | 0 | 0
F9_Industrial_Food Products_New_Process_Natural Gas_Steam System Efficiency Improvements_A_Technical Potential | F9 | Industrial | Food Products | New | Process | Natural Gas | Steam System Efficiency Improvements | A | Incremental Winter Peak Savings (MW) | Technical Potential | 0 | 0 | 0 | 0 | 0 | 0 | 0 | 0 | 0 | 0 | 0 | 0 | 0 | 0 | 0 | 0 | 0 | 0 | 0 | 0 | 0 | 0 | 0 | 0 | 0 | 0 | 0 | 0 | 0 | 0 | 0
F10_Industrial_Food Products_New_Process_Natural Gas_Steam System Efficiency Improvements_A_Technical Potential | F10 | Industrial | Food Products | New | Process | Natural Gas | Steam System Efficiency Improvements | A | Cumulative Energy Savings (MWh or mTherms) | Technical Potential | 0 | 0 | 0 | 0 | 0 | 0.00079652 | 0.0026828 | 0.006554 | 0.013695 | 0.025816 | 0.044216 | 0.07091 | 0.10728 | 0.15385 | 0.20963 | 0.27176 | 0.33513 | 0.39266 | 0.43622 | 0.4583 | 0.4583 | 0.4583 | 0.4583 | 0.4583 | 0.4583 | 0.4583 | 0.4583 | 0.4583 | 0.4583 | 0.4583 | 0.4583
F11_Industrial_Food Products_New_Process_Natural Gas_Steam System Efficiency Improvements_A_Technical Potential | F11 | Industrial | Food Products | New | Process | Natural Gas | Steam System Efficiency Improvements | A | Cumulative Summer Peak Savings (MW) | Technical Potential | 0 | 0 | 0 | 0 | 0 | 0 | 0 | 0 | 0 | 0 | 0 | 0 | 0 | 0 | 0 | 0 | 0 | 0 | 0 | 0 | 0 | 0 | 0 | 0 | 0 | 0 | 0 | 0 | 0 | 0 | 0
F12_Industrial_Food Products_New_Process_Natural Gas_Steam System Efficiency Improvements_A_Technical Potential | F12 | Industrial | Food Products | New | Process | Natural Gas | Steam System Efficiency Improvements | A | Cumulative Winter Peak Savings (MW) | Technical Potential | 0 | 0 | 0 | 0 | 0 | 0 | 0 | 0 | 0 | 0 | 0 | 0 | 0 | 0 | 0 | 0 | 0 | 0 | 0 | 0 | 0 | 0 | 0 | 0 | 0 | 0 | 0 | 0 | 0 | 0 | 0
F13_Industrial_Food Products_New_Process_Natural Gas_Steam System Efficiency Improvements_A_Technical Potential | F13 | Industrial | Food Products | New | Process | Natural Gas | Steam System Efficiency Improvements | A | Purchases (Incremental) | Technical Potential | 0 | 0 | 0 | 0 | 0 | 0.15646 | 0.37053 | 0.76042 | 1.4027 | 2.3809 | 3.7709 | 5.6141 | 7.9046 | 10.55 | 13.3386 | 15.9759 | 18.0605 | 19.2056 | 19.1078 | 17.6743 | 15.9759 | 18.0605 | 19.2056 | 19.1078 | 17.6743 | 15.9759 | 18.0605 | 19.2056 | 19.1078 | 17.6743 | 15.9759
F14_Industrial_Food Products_New_Process_Natural Gas_Steam System Efficiency Improvements_A_Technical Potential | F14 | Industrial | Food Products | New | Process | Natural Gas | Steam System Efficiency Improvements | A | Purchases (Cumulative) | Technical Potential | 0 | 0 | 0 | 0 | 0 | 0.15646 | 0.527 | 1.2874 | 2.6901 | 5.0711 | 8.6855 | 13.9291 | 21.0732 | 30.2205 | 41.1781 | 53.3831 | 65.8294 | 77.1305 | 85.6883 | 90.024 | 90.024 | 90.024 | 90.024 | 90.024 | 90.024 | 90.024 | 90.024 | 90.024 | 90.024 | 90.024 | 90.024
F1_Industrial_Food Products_New_Space Heating_Natural Gas_Strategic Energy Management_A_Technical Potential | F1 | Industrial | Food Products | New | Space Heating | Natural Gas | Strategic Energy Management | A | Original Unit Energy Savings (kWh or therms) | Technical Potential | 0 | 0 | 0 | 0 | 0 | 7.3995 | 7.3039 | 7.2342 | 7.1813 | 7.1395 | 7.1057 | 7.0662 | 7.0247 | 6.9838 | 6.9442 | 6.9131 | 6.8886 | 6.8691 | 6.8383 | 6.8156 | 6.7993 | 6.7865 | 6.7865 | 6.7865 | 6.7865 | 6.7865 | 6.7865 | 6.7865 | 0 | 0 | 0
F2_Industrial_Food Products_New_Space Heating_Natural Gas_Strategic Energy Management_A_Technical Potential | F2 | Industrial | Food Products | New | Space Heating | Natural Gas | Strategic Energy Management | A | Original Unit Summer Peak Savings (kW) | Technical Potential | 0 | 0 | 0 | 0 | 0 | 0 | 0 | 0 | 0 | 0 | 0 | 0 | 0 | 0 | 0 | 0 | 0 | 0 | 0 | 0 | 0 | 0 | 0 | 0 | 0 | 0 | 0 | 0 | 0 | 0 | 0
F3_Industrial_Food Products_New_Space Heating_Natural Gas_Strategic Energy Management_A_Technical Potential | F3 | Industrial | Food Products | New | Space Heating | Natural Gas | Strategic Energy Management | A | Original Unit Winter Peak Savings (kW) | Technical Potential | 0 | 0 | 0 | 0 | 0 | 0 | 0 | 0 | 0 | 0 | 0 | 0 | 0 | 0 | 0 | 0 | 0 | 0 | 0 | 0 | 0 | 0 | 0 | 0 | 0 | 0 | 0 | 0 | 0 | 0 | 0
F4_Industrial_Food Products_New_Space Heating_Natural Gas_Strategic Energy Management_A_Technical Potential | F4 | Industrial | Food Products | New | Space Heating | Natural Gas | Strategic Energy Management | A | Standalone Impact on Baseline Energy (%) | Technical Potential | 0% | 0% | 0% | 0% | 0% | 0.04014% | 0.07402% | 0.1042% | 0.132% | 0.1582% | 0.1623% | 0.1658% | 0.1687% | 0.1712% | 0.1734% | 0.1752% | 0.1769% | 0.1783% | 0.1795% | 0.1807% | 0.1817% | 0.1826% | 0.1835% | 0.1842% | 0.0018492 | 0.0017797 | 0.0017154 | 0.0016558 | 0 | 0 | 0
F5_Industrial_Food Products_New_Space Heating_Natural Gas_Strategic Energy Management_A_Technical Potential | F5 | Industrial | Food Products | New | Space Heating | Natural Gas | Strategic Energy Management | A | Standalone Impact on Baseline Summer Peak (%) | Technical Potential | 0% | 0% | 0% | 0% | 0% | 0% | 0% | 0% | 0% | 0% | 0% | 0% | 0% | 0% | 0% | 0% | 0% | 0% | 0% | 0% | 0% | 0% | 0% | 0% | 0 | 0 | 0 | 0 | 0 | 0 | 0
F6_Industrial_Food Products_New_Space Heating_Natural Gas_Strategic Energy Management_A_Technical Potential | F6 | Industrial | Food Products | New | Space Heating | Natural Gas | Strategic Energy Management | A | Standalone Impact on Baseline Winter Peak (%) | Technical Potential | 0% | 0% | 0% | 0% | 0% | 0% | 0% | 0% | 0% | 0% | 0% | 0% | 0% | 0% | 0% | 0% | 0% | 0% | 0% | 0% | 0% | 0% | 0% | 0% | 0 | 0 | 0 | 0 | 0 | 0 | 0
F7_Industrial_Food Products_New_Space Heating_Natural Gas_Strategic Energy Management_A_Technical Potential | F7 | Industrial | Food Products | New | Space Heating | Natural Gas | Strategic Energy Management | A | Incremental Energy Savings (MWh or mTherms) | Technical Potential | 0 | 0 | 0 | 0 | 0 | 0.0014786 | 0.0017291 | 0.0019794 | 0.0022283 | 0.0024774 | 0.0027266 | 0.0029676 | 0.0032042 | 0.0034376 | 0.0036647 | 0.0038947 | 0.0041241 | 0.0043551 | 0.0045758 | 0.0047979 | 0.0050234 | 0.0052496 | 0.0054843 | 0.0057181 | 0.0059512 | 0.005014 | 0.0052496 | 0.0054843 | 0 | 0 | 0
F8_Industrial_Food Products_New_Space Heating_Natural Gas_Strategic Energy Management_A_Technical Potential | F8 | Industrial | Food Products | New | Space Heating | Natural Gas | Strategic Energy Management | A | Incremental Summer Peak Savings (MW) | Technical Potential | 0 | 0 | 0 | 0 | 0 | 0 | 0 | 0 | 0 | 0 | 0 | 0 | 0 | 0 | 0 | 0 | 0 | 0 | 0 | 0 | 0 | 0 | 0 | 0 | 0 | 0 | 0 | 0 | 0 | 0 | 0
F9_Industrial_Food Products_New_Space Heating_Natural Gas_Strategic Energy Management_A_Technical Potential | F9 | Industrial | Food Products | New | Space Heating | Natural Gas | Strategic Energy Management | A | Incremental Winter Peak Savings (MW) | Technical Potential | 0 | 0 | 0 | 0 | 0 | 0 | 0 | 0 | 0 | 0 | 0 | 0 | 0 | 0 | 0 | 0 | 0 | 0 | 0 | 0 | 0 | 0 | 0 | 0 | 0 | 0 | 0 | 0 | 0 | 0 | 0
F10_Industrial_Food Products_New_Space Heating_Natural Gas_Strategic Energy Management_A_Technical Potential | F10 | Industrial | Food Products | New | Space Heating | Natural Gas | Strategic Energy Management | A | Cumulative Energy Savings (MWh or mTherms) | Technical Potential | 0 | 0 | 0 | 0 | 0 | 0.0014786 | 0.0031886 | 0.0051375 | 0.0073283 | 0.009763 | 0.011024 | 0.012257 | 0.013467 | 0.014659 | 0.015831 | 0.017002 | 0.018173 | 0.019344 | 0.020467 | 0.0216 | 0.022741 | 0.023885 | 0.025066 | 0.026243 | 0.027417 | 0.027417 | 0.027417 | 0.027417 | 0 | 0 | 0
F11_Industrial_Food Products_New_Space Heating_Natural Gas_Strategic Energy Management_A_Technical Potential | F11 | Industrial | Food Products | New | Space Heating | Natural Gas | Strategic Energy Management | A | Cumulative Summer Peak Savings (MW) | Technical Potential | 0 | 0 | 0 | 0 | 0 | 0 | 0 | 0 | 0 | 0 | 0 | 0 | 0 | 0 | 0 | 0 | 0 | 0 | 0 | 0 | 0 | 0 | 0 | 0 | 0 | 0 | 0 | 0 | 0 | 0 | 0
F12_Industrial_Food Products_New_Space Heating_Natural Gas_Strategic Energy Management_A_Technical Potential | F12 | Industrial | Food Products | New | Space Heating | Natural Gas | Strategic Energy Management | A | Cumulative Winter Peak Savings (MW) | Technical Potential | 0 | 0 | 0 | 0 | 0 | 0 | 0 | 0 | 0 | 0 | 0 | 0 | 0 | 0 | 0 | 0 | 0 | 0 | 0 | 0 | 0 | 0 | 0 | 0 | 0 | 0 | 0 | 0 | 0 | 0 | 0
F13_Industrial_Food Products_New_Space Heating_Natural Gas_Strategic Energy Management_A_Technical Potential | F13 | Industrial | Food Products | New | Space Heating | Natural Gas | Strategic Energy Management | A | Purchases (Incremental) | Technical Potential | 0 | 0 | 0 | 0 | 0 | 0.19982 | 0.23673 | 0.27362 | 0.3103 | 0.34699 | 0.38372 | 0.41998 | 0.45613 | 0.49222 | 0.52773 | 0.56338 | 0.59869 | 0.634 | 0.66914 | 0.70396 | 0.73882 | 0.77354 | 0.80812 | 0.84258 | 0.87692 | 0.73882 | 0.77354 | 0.80812 | 0.84258 | 0.87692 | 0.73882
F14_Industrial_Food Products_New_Space Heating_Natural Gas_Strategic Energy Management_A_Technical Potential | F14 | Industrial | Food Products | New | Space Heating | Natural Gas | Strategic Energy Management | A | Purchases (Cumulative) | Technical Potential | 0 | 0 | 0 | 0 | 0 | 0.19982 | 0.43655 | 0.71018 | 1.0205 | 1.3675 | 1.5514 | 1.7346 | 1.9171 | 2.099 | 2.2798 | 2.4594 | 2.6382 | 2.816 | 2.9929 | 3.1692 | 3.3446 | 3.5195 | 3.6936 | 3.867 | 4.04 | 4.04 | 4.04 | 4.04 | 4.04 | 4.04 | 4.04
F1_Industrial_Food Products_New_Process_Natural Gas_Strategic Energy Management_A_Technical Potential | F1 | Industrial | Food Products | New | Process | Natural Gas | Strategic Energy Management | A | Original Unit Energy Savings (kWh or therms) | Technical Potential | 0 | 0 | 0 | 0 | 0 | 30.2077 | 30.2077 | 30.2077 | 30.2077 | 30.2077 | 30.2077 | 30.2077 | 30.2077 | 30.2077 | 30.2077 | 30.2077 | 30.2077 | 30.2077 | 30.2077 | 30.2077 | 30.2077 | 30.2077 | 30.2077 | 30.2077 | 30.2077 | 30.2077 | 30.2077 | 30.2077 | 0 | 0 | 0
F2_Industrial_Food Products_New_Process_Natural Gas_Strategic Energy Management_A_Technical Potential | F2 | Industrial | Food Products | New | Process | Natural Gas | Strategic Energy Management | A | Original Unit Summer Peak Savings (kW) | Technical Potential | 0 | 0 | 0 | 0 | 0 | 0 | 0 | 0 | 0 | 0 | 0 | 0 | 0 | 0 | 0 | 0 | 0 | 0 | 0 | 0 | 0 | 0 | 0 | 0 | 0 | 0 | 0 | 0 | 0 | 0 | 0
F3_Industrial_Food Products_New_Process_Natural Gas_Strategic Energy Management_A_Technical Potential | F3 | Industrial | Food Products | New | Process | Natural Gas | Strategic Energy Management | A | Original Unit Winter Peak Savings (kW) | Technical Potential | 0 | 0 | 0 | 0 | 0 | 0 | 0 | 0 | 0 | 0 | 0 | 0 | 0 | 0 | 0 | 0 | 0 | 0 | 0 | 0 | 0 | 0 | 0 | 0 | 0 | 0 | 0 | 0 | 0 | 0 | 0
F4_Industrial_Food Products_New_Process_Natural Gas_Strategic Energy Management_A_Technical Potential | F4 | Industrial | Food Products | New | Process | Natural Gas | Strategic Energy Management | A | Standalone Impact on Baseline Energy (%) | Technical Potential | 0% | 0% | 0% | 0% | 0% | 0.09675% | 0.1784% | 0.2511% | 0.3182% | 0.3813% | 0.3912% | 0.3996% | 0.4066% | 0.4126% | 0.418% | 0.4224% | 0.4263% | 0.4297% | 0.4327% | 0.4356% | 0.438% | 0.4402% | 0.4422% | 0.444% | 0.0044573 | 0.0042898 | 0.0041349 | 0.0039912 | 0 | 0 | 0
F5_Industrial_Food Products_New_Process_Natural Gas_Strategic Energy Management_A_Technical Potential | F5 | Industrial | Food Products | New | Process | Natural Gas | Strategic Energy Management | A | Standalone Impact on Baseline Summer Peak (%) | Technical Potential | 0% | 0% | 0% | 0% | 0% | 0% | 0% | 0% | 0% | 0% | 0% | 0% | 0% | 0% | 0% | 0% | 0% | 0% | 0% | 0% | 0% | 0% | 0% | 0% | 0 | 0 | 0 | 0 | 0 | 0 | 0
F6_Industrial_Food Products_New_Process_Natural Gas_Strategic Energy Management_A_Technical Potential | F6 | Industrial | Food Products | New | Process | Natural Gas | Strategic Energy Management | A | Standalone Impact on Baseline Winter Peak (%) | Technical Potential | 0% | 0% | 0% | 0% | 0% | 0% | 0% | 0% | 0% | 0% | 0% | 0% | 0% | 0% | 0% | 0% | 0% | 0% | 0% | 0% | 0% | 0% | 0% | 0% | 0 | 0 | 0 | 0 | 0 | 0 | 0
F7_Industrial_Food Products_New_Process_Natural Gas_Strategic Energy Management_A_Technical Potential | F7 | Industrial | Food Products | New | Process | Natural Gas | Strategic Energy Management | A | Incremental Energy Savings (MWh or mTherms) | Technical Potential | 0 | 0 | 0 | 0 | 0 | 0.55292 | 0.65506 | 0.75715 | 0.85863 | 0.96016 | 1.0618 | 1.1621 | 1.2622 | 1.362 | 1.4603 | 1.5589 | 1.6566 | 1.7543 | 1.8516 | 1.9479 | 2.0444 | 2.1405 | 2.2362 | 2.3315 | 2.4265 | 2.0444 | 2.1405 | 2.2362 | 0 | 0 | 0
F8_Industrial_Food Products_New_Process_Natural Gas_Strategic Energy Management_A_Technical Potential | F8 | Industrial | Food Products | New | Process | Natural Gas | Strategic Energy Management | A | Incremental Summer Peak Savings (MW) | Technical Potential | 0 | 0 | 0 | 0 | 0 | 0 | 0 | 0 | 0 | 0 | 0 | 0 | 0 | 0 | 0 | 0 | 0 | 0 | 0 | 0 | 0 | 0 | 0 | 0 | 0 | 0 | 0 | 0 | 0 | 0 | 0
F9_Industrial_Food Products_New_Process_Natural Gas_Strategic Energy Management_A_Technical Potential | F9 | Industrial | Food Products | New | Process | Natural Gas | Strategic Energy Management | A | Incremental Winter Peak Savings (MW) | Technical Potential | 0 | 0 | 0 | 0 | 0 | 0 | 0 | 0 | 0 | 0 | 0 | 0 | 0 | 0 | 0 | 0 | 0 | 0 | 0 | 0 | 0 | 0 | 0 | 0 | 0 | 0 | 0 | 0 | 0 | 0 | 0
F10_Industrial_Food Products_New_Process_Natural Gas_Strategic Energy Management_A_Technical Potential | F10 | Industrial | Food Products | New | Process | Natural Gas | Strategic Energy Management | A | Cumulative Energy Savings (MWh or mTherms) | Technical Potential | 0 | 0 | 0 | 0 | 0 | 0.55292 | 1.208 | 1.9651 | 2.8238 | 3.7839 | 4.2928 | 4.7998 | 5.3049 | 5.8083 | 6.3084 | 6.8055 | 7.3 | 7.7922 | 8.2818 | 8.7694 | 9.2549 | 9.7387 | 10.2205 | 10.7005 | 11.1791 | 11.1791 | 11.1791 | 11.1791 | 0 | 0 | 0
F11_Industrial_Food Products_New_Process_Natural Gas_Strategic Energy Management_A_Technical Potential | F11 | Industrial | Food Products | New | Process | Natural Gas | Strategic Energy Management | A | Cumulative Summer Peak Savings (MW) | Technical Potential | 0 | 0 | 0 | 0 | 0 | 0 | 0 | 0 | 0 | 0 | 0 | 0 | 0 | 0 | 0 | 0 | 0 | 0 | 0 | 0 | 0 | 0 | 0 | 0 | 0 | 0 | 0 | 0 | 0 | 0 | 0
F12_Industrial_Food Products_New_Process_Natural Gas_Strategic Energy Management_A_Technical Potential | F12 | Industrial | Food Products | New | Process | Natural Gas | Strategic Energy Management | A | Cumulative Winter Peak Savings (MW) | Technical Potential | 0 | 0 | 0 | 0 | 0 | 0 | 0 | 0 | 0 | 0 | 0 | 0 | 0 | 0 | 0 | 0 | 0 | 0 | 0 | 0 | 0 | 0 | 0 | 0 | 0 | 0 | 0 | 0 | 0 | 0 | 0
F13_Industrial_Food Products_New_Process_Natural Gas_Strategic Energy Management_A_Technical Potential | F13 | Industrial | Food Products | New | Process | Natural Gas | Strategic Energy Management | A | Purchases (Incremental) | Technical Potential | 0 | 0 | 0 | 0 | 0 | 18.304 | 21.6852 | 25.0646 | 28.4241 | 31.7854 | 35.1494 | 38.4708 | 41.783 | 45.0886 | 48.3416 | 51.6071 | 54.8414 | 58.0761 | 61.2946 | 64.4844 | 67.6779 | 70.8582 | 74.0262 | 77.1826 | 80.3283 | 67.6779 | 70.8582 | 74.0262 | 77.1826 | 80.3283 | 67.6779
F14_Industrial_Food Products_New_Process_Natural Gas_Strategic Energy Management_A_Technical Potential | F14 | Industrial | Food Products | New | Process | Natural Gas | Strategic Energy Management | A | Purchases (Cumulative) | Technical Potential | 0 | 0 | 0 | 0 | 0 | 18.304 | 39.9893 | 65.0539 | 93.478 | 125.2634 | 142.1088 | 158.8943 | 175.6127 | 192.2772 | 208.8334 | 225.2911 | 241.6617 | 257.9548 | 274.1608 | 290.3036 | 306.3744 | 322.3912 | 338.3413 | 354.2293 | 370.0732 | 370.0732 | 370.0732 | 370.0732 | 370.0732 | 370.0732 | 370.0732
F1_Industrial_Food Products_New_Miscellaneous_Natural Gas_Strategic Energy Management_A_Technical Potential | F1 | Industrial | Food Products | New | Miscellaneous | Natural Gas | Strategic Energy Management | A | Original Unit Energy Savings (kWh or therms) | Technical Potential | 0 | 0 | 0 | 0 | 0 | 2.7925 | 2.7925 | 2.7925 | 2.7925 | 2.7925 | 2.7925 | 2.7925 | 2.7925 | 2.7925 | 2.7925 | 2.7925 | 2.7925 | 2.7925 | 2.7925 | 2.7925 | 2.7925 | 2.7925 | 2.7925 | 2.7925 | 2.7925 | 2.7925 | 2.7925 | 2.7925 | 0 | 0 | 0
F2_Industrial_Food Products_New_Miscellaneous_Natural Gas_Strategic Energy Management_A_Technical Potential | F2 | Industrial | Food Products | New | Miscellaneous | Natural Gas | Strategic Energy Management | A | Original Unit Summer Peak Savings (kW) | Technical Potential | 0 | 0 | 0 | 0 | 0 | 0 | 0 | 0 | 0 | 0 | 0 | 0 | 0 | 0 | 0 | 0 | 0 | 0 | 0 | 0 | 0 | 0 | 0 | 0 | 0 | 0 | 0 | 0 | 0 | 0 | 0
F3_Industrial_Food Products_New_Miscellaneous_Natural Gas_Strategic Energy Management_A_Technical Potential | F3 | Industrial | Food Products | New | Miscellaneous | Natural Gas | Strategic Energy Management | A | Original Unit Winter Peak Savings (kW) | Technical Potential | 0 | 0 | 0 | 0 | 0 | 0 | 0 | 0 | 0 | 0 | 0 | 0 | 0 | 0 | 0 | 0 | 0 | 0 | 0 | 0 | 0 | 0 | 0 | 0 | 0 | 0 | 0 | 0 | 0 | 0 | 0
F4_Industrial_Food Products_New_Miscellaneous_Natural Gas_Strategic Energy Management_A_Technical Potential | F4 | Industrial | Food Products | New | Miscellaneous | Natural Gas | Strategic Energy Management | A | Standalone Impact on Baseline Energy (%) | Technical Potential | 0% | 0% | 0% | 0% | 0% | 0.09675% | 0.1784% | 0.2511% | 0.3182% | 0.3813% | 0.3912% | 0.3996% | 0.4066% | 0.4126% | 0.418% | 0.4224% | 0.4263% | 0.4297% | 0.4327% | 0.4356% | 0.438% | 0.4402% | 0.4422% | 0.444% | 0.0044573 | 0.0042898 | 0.0041349 | 0.0039912 | 0 | 0 | 0
F5_Industrial_Food Products_New_Miscellaneous_Natural Gas_Strategic Energy Management_A_Technical Potential | F5 | Industrial | Food Products | New | Miscellaneous | Natural Gas | Strategic Energy Management | A | Standalone Impact on Baseline Summer Peak (%) | Technical Potential | 0% | 0% | 0% | 0% | 0% | 0% | 0% | 0% | 0% | 0% | 0% | 0% | 0% | 0% | 0% | 0% | 0% | 0% | 0% | 0% | 0% | 0% | 0% | 0% | 0 | 0 | 0 | 0 | 0 | 0 | 0
F6_Industrial_Food Products_New_Miscellaneous_Natural Gas_Strategic Energy Management_A_Technical Potential | F6 | Industrial | Food Products | New | Miscellaneous | Natural Gas | Strategic Energy Management | A | Standalone Impact on Baseline Winter Peak (%) | Technical Potential | 0% | 0% | 0% | 0% | 0% | 0% | 0% | 0% | 0% | 0% | 0% | 0% | 0% | 0% | 0% | 0% | 0% | 0% | 0% | 0% | 0% | 0% | 0% | 0% | 0 | 0 | 0 | 0 | 0 | 0 | 0
F7_Industrial_Food Products_New_Miscellaneous_Natural Gas_Strategic Energy Management_A_Technical Potential | F7 | Industrial | Food Products | New | Miscellaneous | Natural Gas | Strategic Energy Management | A | Incremental Energy Savings (MWh or mTherms) | Technical Potential | 0 | 0 | 0 | 0 | 0 | 0.012778 | 0.015139 | 0.017498 | 0.019843 | 0.02219 | 0.024539 | 0.026857 | 0.02917 | 0.031477 | 0.033748 | 0.036028 | 0.038286 | 0.040544 | 0.042791 | 0.045018 | 0.047247 | 0.049468 | 0.051679 | 0.053883 | 0.056079 | 0.047247 | 0.049468 | 0.051679 | 0 | 0 | 0
F8_Industrial_Food Products_New_Miscellaneous_Natural Gas_Strategic Energy Management_A_Technical Potential | F8 | Industrial | Food Products | New | Miscellaneous | Natural Gas | Strategic Energy Management | A | Incremental Summer Peak Savings (MW) | Technical Potential | 0 | 0 | 0 | 0 | 0 | 0 | 0 | 0 | 0 | 0 | 0 | 0 | 0 | 0 | 0 | 0 | 0 | 0 | 0 | 0 | 0 | 0 | 0 | 0 | 0 | 0 | 0 | 0 | 0 | 0 | 0
F9_Industrial_Food Products_New_Miscellaneous_Natural Gas_Strategic Energy Management_A_Technical Potential | F9 | Industrial | Food Products | New | Miscellaneous | Natural Gas | Strategic Energy Management | A | Incremental Winter Peak Savings (MW) | Technical Potential | 0 | 0 | 0 | 0 | 0 | 0 | 0 | 0 | 0 | 0 | 0 | 0 | 0 | 0 | 0 | 0 | 0 | 0 | 0 | 0 | 0 | 0 | 0 | 0 | 0 | 0 | 0 | 0 | 0 | 0 | 0
F10_Industrial_Food Products_New_Miscellaneous_Natural Gas_Strategic Energy Management_A_Technical Potential | F10 | Industrial | Food Products | New | Miscellaneous | Natural Gas | Strategic Energy Management | A | Cumulative Energy Savings (MWh or mTherms) | Technical Potential | 0 | 0 | 0 | 0 | 0 | 0.012778 | 0.027917 | 0.045416 | 0.065259 | 0.087449 | 0.099209 | 0.11093 | 0.1226 | 0.13423 | 0.14579 | 0.15728 | 0.16871 | 0.18008 | 0.1914 | 0.20267 | 0.21389 | 0.22507 | 0.2362 | 0.2473 | 0.25836 | 0.25836 | 0.25836 | 0.25836 | 0 | 0 | 0
F11_Industrial_Food Products_New_Miscellaneous_Natural Gas_Strategic Energy Management_A_Technical Potential | F11 | Industrial | Food Products | New | Miscellaneous | Natural Gas | Strategic Energy Management | A | Cumulative Summer Peak Savings (MW) | Technical Potential | 0 | 0 | 0 | 0 | 0 | 0 | 0 | 0 | 0 | 0 | 0 | 0 | 0 | 0 | 0 | 0 | 0 | 0 | 0 | 0 | 0 | 0 | 0 | 0 | 0 | 0 | 0 | 0 | 0 | 0 | 0
F12_Industrial_Food Products_New_Miscellaneous_Natural Gas_Strategic Energy Management_A_Technical Potential | F12 | Industrial | Food Products | New | Miscellaneous | Natural Gas | Strategic Energy Management | A | Cumulative Winter Peak Savings (MW) | Technical Potential | 0 | 0 | 0 | 0 | 0 | 0 | 0 | 0 | 0 | 0 | 0 | 0 | 0 | 0 | 0 | 0 | 0 | 0 | 0 | 0 | 0 | 0 | 0 | 0 | 0 | 0 | 0 | 0 | 0 | 0 | 0
F13_Industrial_Food Products_New_Miscellaneous_Natural Gas_Strategic Energy Management_A_Technical Potential | F13 | Industrial | Food Products | New | Miscellaneous | Natural Gas | Strategic Energy Management | A | Purchases (Incremental) | Technical Potential | 0 | 0 | 0 | 0 | 0 | 4.576 | 5.4213 | 6.2662 | 7.106 | 7.9463 | 8.7874 | 9.6177 | 10.4458 | 11.2721 | 12.0854 | 12.9018 | 13.7104 | 14.519 | 15.3237 | 16.1211 | 16.9195 | 17.7146 | 18.5065 | 19.2956 | 20.0821 | 16.9195 | 17.7146 | 18.5065 | 19.2956 | 20.0821 | 16.9195
F14_Industrial_Food Products_New_Miscellaneous_Natural Gas_Strategic Energy Management_A_Technical Potential | F14 | Industrial | Food Products | New | Miscellaneous | Natural Gas | Strategic Energy Management | A | Purchases (Cumulative) | Technical Potential | 0 | 0 | 0 | 0 | 0 | 4.576 | 9.9973 | 16.2635 | 23.3695 | 31.3158 | 35.5272 | 39.7236 | 43.9032 | 48.0693 | 52.2084 | 56.3228 | 60.4154 | 64.4887 | 68.5402 | 72.5759 | 76.5936 | 80.5978 | 84.5853 | 88.5573 | 92.5183 | 92.5183 | 92.5183 | 92.5183 | 92.5183 | 92.5183 | 92.5183
F1_Industrial_Food Products_New_Space Heating_Natural Gas_Commissioning_A_Technical Potential | F1 | Industrial | Food Products | New | Space Heating | Natural Gas | Commissioning | A | Original Unit Energy Savings (kWh or therms) | Technical Potential | 0 | 0 | 0 | 0 | 0 | 10.0392 | 9.9095 | 9.8148 | 9.7431 | 9.6864 | 9.6406 | 9.5869 | 9.5306 | 9.4751 | 9.4214 | 9.3793 | 9.346 | 9.3196 | 9.2777 | 9.247 | 9.2248 | 9.2074 | 9.2074 | 9.2074 | 9.2074 | 9.2074 | 9.2074 | 9.2074 | 0 | 0 | 0
F2_Industrial_Food Products_New_Space Heating_Natural Gas_Commissioning_A_Technical Potential | F2 | Industrial | Food Products | New | Space Heating | Natural Gas | Commissioning | A | Original Unit Summer Peak Savings (kW) | Technical Potential | 0 | 0 | 0 | 0 | 0 | 0 | 0 | 0 | 0 | 0 | 0 | 0 | 0 | 0 | 0 | 0 | 0 | 0 | 0 | 0 | 0 | 0 | 0 | 0 | 0 | 0 | 0 | 0 | 0 | 0 | 0
F3_Industrial_Food Products_New_Space Heating_Natural Gas_Commissioning_A_Technical Potential | F3 | Industrial | Food Products | New | Space Heating | Natural Gas | Commissioning | A | Original Unit Winter Peak Savings (kW) | Technical Potential | 0 | 0 | 0 | 0 | 0 | 0 | 0 | 0 | 0 | 0 | 0 | 0 | 0 | 0 | 0 | 0 | 0 | 0 | 0 | 0 | 0 | 0 | 0 | 0 | 0 | 0 | 0 | 0 | 0 | 0 | 0
F4_Industrial_Food Products_New_Space Heating_Natural Gas_Commissioning_A_Technical Potential | F4 | Industrial | Food Products | New | Space Heating | Natural Gas | Commissioning | A | Standalone Impact on Baseline Energy (%) | Technical Potential | 0% | 0% | 0% | 0% | 0% | 0% | 0% | 0% | 0% | 0% | 0% | 0% | 0% | 0% | 0% | 0% | 0% | 0% | 0% | 0% | 0% | 0% | 0% | 0% | 0 | 0 | 0 | 0 | 0 | 0 | 0
F5_Industrial_Food Products_New_Space Heating_Natural Gas_Commissioning_A_Technical Potential | F5 | Industrial | Food Products | New | Space Heating | Natural Gas | Commissioning | A | Standalone Impact on Baseline Summer Peak (%) | Technical Potential | 0% | 0% | 0% | 0% | 0% | 0% | 0% | 0% | 0% | 0% | 0% | 0% | 0% | 0% | 0% | 0% | 0% | 0% | 0% | 0% | 0% | 0% | 0% | 0% | 0 | 0 | 0 | 0 | 0 | 0 | 0
F6_Industrial_Food Products_New_Space Heating_Natural Gas_Commissioning_A_Technical Potential | F6 | Industrial | Food Products | New | Space Heating | Natural Gas | Commissioning | A | Standalone Impact on Baseline Winter Peak (%) | Technical Potential | 0% | 0% | 0% | 0% | 0% | 0% | 0% | 0% | 0% | 0% | 0% | 0% | 0% | 0% | 0% | 0% | 0% | 0% | 0% | 0% | 0% | 0% | 0% | 0% | 0 | 0 | 0 | 0 | 0 | 0 | 0
F7_Industrial_Food Products_New_Space Heating_Natural Gas_Commissioning_A_Technical Potential | F7 | Industrial | Food Products | New | Space Heating | Natural Gas | Commissioning | A | Incremental Energy Savings (MWh or mTherms) | Technical Potential | 0 | 0 | 0 | 0 | 0 | 0 | 0 | 0 | 0 | 0 | 0 | 0 | 0 | 0 | 0 | 0 | 0 | 0 | 0 | 0 | 0 | 0 | 0 | 0 | 0 | 0 | 0 | 0 | 0 | 0 | 0
F8_Industrial_Food Products_New_Space Heating_Natural Gas_Commissioning_A_Technical Potential | F8 | Industrial | Food Products | New | Space Heating | Natural Gas | Commissioning | A | Incremental Summer Peak Savings (MW) | Technical Potential | 0 | 0 | 0 | 0 | 0 | 0 | 0 | 0 | 0 | 0 | 0 | 0 | 0 | 0 | 0 | 0 | 0 | 0 | 0 | 0 | 0 | 0 | 0 | 0 | 0 | 0 | 0 | 0 | 0 | 0 | 0
F9_Industrial_Food Products_New_Space Heating_Natural Gas_Commissioning_A_Technical Potential | F9 | Industrial | Food Products | New | Space Heating | Natural Gas | Commissioning | A | Incremental Winter Peak Savings (MW) | Technical Potential | 0 | 0 | 0 | 0 | 0 | 0 | 0 | 0 | 0 | 0 | 0 | 0 | 0 | 0 | 0 | 0 | 0 | 0 | 0 | 0 | 0 | 0 | 0 | 0 | 0 | 0 | 0 | 0 | 0 | 0 | 0
F10_Industrial_Food Products_New_Space Heating_Natural Gas_Commissioning_A_Technical Potential | F10 | Industrial | Food Products | New | Space Heating | Natural Gas | Commissioning | A | Cumulative Energy Savings (MWh or mTherms) | Technical Potential | 0 | 0 | 0 | 0 | 0 | 0 | 0 | 0 | 0 | 0 | 0 | 0 | 0 | 0 | 0 | 0 | 0 | 0 | 0 | 0 | 0 | 0 | 0 | 0 | 0 | 0 | 0 | 0 | 0 | 0 | 0
F11_Industrial_Food Products_New_Space Heating_Natural Gas_Commissioning_A_Technical Potential | F11 | Industrial | Food Products | New | Space Heating | Natural Gas | Commissioning | A | Cumulative Summer Peak Savings (MW) | Technical Potential | 0 | 0 | 0 | 0 | 0 | 0 | 0 | 0 | 0 | 0 | 0 | 0 | 0 | 0 | 0 | 0 | 0 | 0 | 0 | 0 | 0 | 0 | 0 | 0 | 0 | 0 | 0 | 0 | 0 | 0 | 0
F12_Industrial_Food Products_New_Space Heating_Natural Gas_Commissioning_A_Technical Potential | F12 | Industrial | Food Products | New | Space Heating | Natural Gas | Commissioning | A | Cumulative Winter Peak Savings (MW) | Technical Potential | 0 | 0 | 0 | 0 | 0 | 0 | 0 | 0 | 0 | 0 | 0 | 0 | 0 | 0 | 0 | 0 | 0 | 0 | 0 | 0 | 0 | 0 | 0 | 0 | 0 | 0 | 0 | 0 | 0 | 0 | 0
F13_Industrial_Food Products_New_Space Heating_Natural Gas_Commissioning_A_Technical Potential | F13 | Industrial | Food Products | New | Space Heating | Natural Gas | Commissioning | A | Purchases (Incremental) | Technical Potential | 0 | 0 | 0 | 0 | 0 | 0 | 0 | 0 | 0 | 0 | 0 | 0 | 0 | 0 | 0 | 0 | 0 | 0 | 0 | 0 | 0 | 0 | 0 | 0 | 0 | 0 | 0 | 0 | 0 | 0 | 0
F14_Industrial_Food Products_New_Space Heating_Natural Gas_Commissioning_A_Technical Potential | F14 | Industrial | Food Products | New | Space Heating | Natural Gas | Commissioning | A | Purchases (Cumulative) | Technical Potential | 0 | 0 | 0 | 0 | 0 | 0 | 0 | 0 | 0 | 0 | 0 | 0 | 0 | 0 | 0 | 0 | 0 | 0 | 0 | 0 | 0 | 0 | 0 | 0 | 0 | 0 | 0 | 0 | 0 | 0 | 0
F1_Industrial_Food Products_New_Process_Natural Gas_Commissioning_A_Technical Potential | F1 | Industrial | Food Products | New | Process | Natural Gas | Commissioning | A | Original Unit Energy Savings (kWh or therms) | Technical Potential | 0 | 0 | 0 | 0 | 0 | 168.6012 | 168.6012 | 168.6012 | 168.6012 | 168.6012 | 168.6012 | 168.6012 | 168.6012 | 168.6012 | 168.6012 | 168.6012 | 168.6012 | 168.6012 | 168.6012 | 168.6012 | 168.6012 | 168.6012 | 168.6012 | 168.6012 | 168.6012 | 168.6012 | 168.6012 | 168.6012 | 0 | 0 | 0
F2_Industrial_Food Products_New_Process_Natural Gas_Commissioning_A_Technical Potential | F2 | Industrial | Food Products | New | Process | Natural Gas | Commissioning | A | Original Unit Summer Peak Savings (kW) | Technical Potential | 0 | 0 | 0 | 0 | 0 | 0 | 0 | 0 | 0 | 0 | 0 | 0 | 0 | 0 | 0 | 0 | 0 | 0 | 0 | 0 | 0 | 0 | 0 | 0 | 0 | 0 | 0 | 0 | 0 | 0 | 0
F3_Industrial_Food Products_New_Process_Natural Gas_Commissioning_A_Technical Potential | F3 | Industrial | Food Products | New | Process | Natural Gas | Commissioning | A | Original Unit Winter Peak Savings (kW) | Technical Potential | 0 | 0 | 0 | 0 | 0 | 0 | 0 | 0 | 0 | 0 | 0 | 0 | 0 | 0 | 0 | 0 | 0 | 0 | 0 | 0 | 0 | 0 | 0 | 0 | 0 | 0 | 0 | 0 | 0 | 0 | 0
F4_Industrial_Food Products_New_Process_Natural Gas_Commissioning_A_Technical Potential | F4 | Industrial | Food Products | New | Process | Natural Gas | Commissioning | A | Standalone Impact on Baseline Energy (%) | Technical Potential | 0% | 0% | 0% | 0% | 0% | 0% | 0% | 0% | 0% | 0% | 0% | 0% | 0% | 0% | 0% | 0% | 0% | 0% | 0% | 0% | 0% | 0% | 0% | 0% | 0 | 0 | 0 | 0 | 0 | 0 | 0
F5_Industrial_Food Products_New_Process_Natural Gas_Commissioning_A_Technical Potential | F5 | Industrial | Food Products | New | Process | Natural Gas | Commissioning | A | Standalone Impact on Baseline Summer Peak (%) | Technical Potential | 0% | 0% | 0% | 0% | 0% | 0% | 0% | 0% | 0% | 0% | 0% | 0% | 0% | 0% | 0% | 0% | 0% | 0% | 0% | 0% | 0% | 0% | 0% | 0% | 0 | 0 | 0 | 0 | 0 | 0 | 0
F6_Industrial_Food Products_New_Process_Natural Gas_Commissioning_A_Technical Potential | F6 | Industrial | Food Products | New | Process | Natural Gas | Commissioning | A | Standalone Impact on Baseline Winter Peak (%) | Technical Potential | 0% | 0% | 0% | 0% | 0% | 0% | 0% | 0% | 0% | 0% | 0% | 0% | 0% | 0% | 0% | 0% | 0% | 0% | 0% | 0% | 0% | 0% | 0% | 0% | 0 | 0 | 0 | 0 | 0 | 0 | 0
F7_Industrial_Food Products_New_Process_Natural Gas_Commissioning_A_Technical Potential | F7 | Industrial | Food Products | New | Process | Natural Gas | Commissioning | A | Incremental Energy Savings (MWh or mTherms) | Technical Potential | 0 | 0 | 0 | 0 | 0 | 0 | 0 | 0 | 0 | 0 | 0 | 0 | 0 | 0 | 0 | 0 | 0 | 0 | 0 | 0 | 0 | 0 | 0 | 0 | 0 | 0 | 0 | 0 | 0 | 0 | 0
F8_Industrial_Food Products_New_Process_Natural Gas_Commissioning_A_Technical Potential | F8 | Industrial | Food Products | New | Process | Natural Gas | Commissioning | A | Incremental Summer Peak Savings (MW) | Technical Potential | 0 | 0 | 0 | 0 | 0 | 0 | 0 | 0 | 0 | 0 | 0 | 0 | 0 | 0 | 0 | 0 | 0 | 0 | 0 | 0 | 0 | 0 | 0 | 0 | 0 | 0 | 0 | 0 | 0 | 0 | 0
F9_Industrial_Food Products_New_Process_Natural Gas_Commissioning_A_Technical Potential | F9 | Industrial | Food Products | New | Process | Natural Gas | Commissioning | A | Incremental Winter Peak Savings (MW) | Technical Potential | 0 | 0 | 0 | 0 | 0 | 0 | 0 | 0 | 0 | 0 | 0 | 0 | 0 | 0 | 0 | 0 | 0 | 0 | 0 | 0 | 0 | 0 | 0 | 0 | 0 | 0 | 0 | 0 | 0 | 0 | 0
F10_Industrial_Food Products_New_Process_Natural Gas_Commissioning_A_Technical Potential | F10 | Industrial | Food Products | New | Process | Natural Gas | Commissioning | A | Cumulative Energy Savings (MWh or mTherms) | Technical Potential | 0 | 0 | 0 | 0 | 0 | 0 | 0 | 0 | 0 | 0 | 0 | 0 | 0 | 0 | 0 | 0 | 0 | 0 | 0 | 0 | 0 | 0 | 0 | 0 | 0 | 0 | 0 | 0 | 0 | 0 | 0
F11_Industrial_Food Products_New_Process_Natural Gas_Commissioning_A_Technical Potential | F11 | Industrial | Food Products | New | Process | Natural Gas | Commissioning | A | Cumulative Summer Peak Savings (MW) | Technical Potential | 0 | 0 | 0 | 0 | 0 | 0 | 0 | 0 | 0 | 0 | 0 | 0 | 0 | 0 | 0 | 0 | 0 | 0 | 0 | 0 | 0 | 0 | 0 | 0 | 0 | 0 | 0 | 0 | 0 | 0 | 0
F12_Industrial_Food Products_New_Process_Natural Gas_Commissioning_A_Technical Potential | F12 | Industrial | Food Products | New | Process | Natural Gas | Commissioning | A | Cumulative Winter Peak Savings (MW) | Technical Potential | 0 | 0 | 0 | 0 | 0 | 0 | 0 | 0 | 0 | 0 | 0 | 0 | 0 | 0 | 0 | 0 | 0 | 0 | 0 | 0 | 0 | 0 | 0 | 0 | 0 | 0 | 0 | 0 | 0 | 0 | 0
F13_Industrial_Food Products_New_Process_Natural Gas_Commissioning_A_Technical Potential | F13 | Industrial | Food Products | New | Process | Natural Gas | Commissioning | A | Purchases (Incremental) | Technical Potential | 0 | 0 | 0 | 0 | 0 | 0 | 0 | 0 | 0 | 0 | 0 | 0 | 0 | 0 | 0 | 0 | 0 | 0 | 0 | 0 | 0 | 0 | 0 | 0 | 0 | 0 | 0 | 0 | 0 | 0 | 0
F14_Industrial_Food Products_New_Process_Natural Gas_Commissioning_A_Technical Potential | F14 | Industrial | Food Products | New | Process | Natural Gas | Commissioning | A | Purchases (Cumulative) | Technical Potential | 0 | 0 | 0 | 0 | 0 | 0 | 0 | 0 | 0 | 0 | 0 | 0 | 0 | 0 | 0 | 0 | 0 | 0 | 0 | 0 | 0 | 0 | 0 | 0 | 0 | 0 | 0 | 0 | 0 | 0 | 0
F1_Industrial_Food Products_New_Space Heating_Natural Gas_Retrocommissioning_A_Technical Potential | F1 | Industrial | Food Products | New | Space Heating | Natural Gas | Retrocommissioning | A | Original Unit Energy Savings (kWh or therms) | Technical Potential | 0 | 0 | 0 | 0 | 0 | 0 | 0 | 0 | 0 | 0 | 0 | 0 | 0 | 0 | 0 | 0 | 0 | 0 | 0 | 0 | 0 | 0 | 0 | 0 | 0 | 0 | 0 | 0 | 0 | 0 | 0
F2_Industrial_Food Products_New_Space Heating_Natural Gas_Retrocommissioning_A_Technical Potential | F2 | Industrial | Food Products | New | Space Heating | Natural Gas | Retrocommissioning | A | Original Unit Summer Peak Savings (kW) | Technical Potential | 0 | 0 | 0 | 0 | 0 | 0 | 0 | 0 | 0 | 0 | 0 | 0 | 0 | 0 | 0 | 0 | 0 | 0 | 0 | 0 | 0 | 0 | 0 | 0 | 0 | 0 | 0 | 0 | 0 | 0 | 0
F3_Industrial_Food Products_New_Space Heating_Natural Gas_Retrocommissioning_A_Technical Potential | F3 | Industrial | Food Products | New | Space Heating | Natural Gas | Retrocommissioning | A | Original Unit Winter Peak Savings (kW) | Technical Potential | 0 | 0 | 0 | 0 | 0 | 0 | 0 | 0 | 0 | 0 | 0 | 0 | 0 | 0 | 0 | 0 | 0 | 0 | 0 | 0 | 0 | 0 | 0 | 0 | 0 | 0 | 0 | 0 | 0 | 0 | 0
F4_Industrial_Food Products_New_Space Heating_Natural Gas_Retrocommissioning_A_Technical Potential | F4 | Industrial | Food Products | New | Space Heating | Natural Gas | Retrocommissioning | A | Standalone Impact on Baseline Energy (%) | Technical Potential | 0% | 0% | 0% | 0% | 0% | 0% | 0% | 0% | 0% | 0% | 0% | 0% | 0% | 0% | 0% | 0% | 0% | 0% | 0% | 0% | 0% | 0% | 0% | 0% | 0 | 0 | 0 | 0 | 0 | 0 | 0
F5_Industrial_Food Products_New_Space Heating_Natural Gas_Retrocommissioning_A_Technical Potential | F5 | Industrial | Food Products | New | Space Heating | Natural Gas | Retrocommissioning | A | Standalone Impact on Baseline Summer Peak (%) | Technical Potential | 0% | 0% | 0% | 0% | 0% | 0% | 0% | 0% | 0% | 0% | 0% | 0% | 0% | 0% | 0% | 0% | 0% | 0% | 0% | 0% | 0% | 0% | 0% | 0% | 0 | 0 | 0 | 0 | 0 | 0 | 0
F6_Industrial_Food Products_New_Space Heating_Natural Gas_Retrocommissioning_A_Technical Potential | F6 | Industrial | Food Products | New | Space Heating | Natural Gas | Retrocommissioning | A | Standalone Impact on Baseline Winter Peak (%) | Technical Potential | 0% | 0% | 0% | 0% | 0% | 0% | 0% | 0% | 0% | 0% | 0% | 0% | 0% | 0% | 0% | 0% | 0% | 0% | 0% | 0% | 0% | 0% | 0% | 0% | 0 | 0 | 0 | 0 | 0 | 0 | 0
F7_Industrial_Food Products_New_Space Heating_Natural Gas_Retrocommissioning_A_Technical Potential | F7 | Industrial | Food Products | New | Space Heating | Natural Gas | Retrocommissioning | A | Incremental Energy Savings (MWh or mTherms) | Technical Potential | 0 | 0 | 0 | 0 | 0 | 0 | 0 | 0 | 0 | 0 | 0 | 0 | 0 | 0 | 0 | 0 | 0 | 0 | 0 | 0 | 0 | 0 | 0 | 0 | 0 | 0 | 0 | 0 | 0 | 0 | 0
F8_Industrial_Food Products_New_Space Heating_Natural Gas_Retrocommissioning_A_Technical Potential | F8 | Industrial | Food Products | New | Space Heating | Natural Gas | Retrocommissioning | A | Incremental Summer Peak Savings (MW) | Technical Potential | 0 | 0 | 0 | 0 | 0 | 0 | 0 | 0 | 0 | 0 | 0 | 0 | 0 | 0 | 0 | 0 | 0 | 0 | 0 | 0 | 0 | 0 | 0 | 0 | 0 | 0 | 0 | 0 | 0 | 0 | 0
F9_Industrial_Food Products_New_Space Heating_Natural Gas_Retrocommissioning_A_Technical Potential | F9 | Industrial | Food Products | New | Space Heating | Natural Gas | Retrocommissioning | A | Incremental Winter Peak Savings (MW) | Technical Potential | 0 | 0 | 0 | 0 | 0 | 0 | 0 | 0 | 0 | 0 | 0 | 0 | 0 | 0 | 0 | 0 | 0 | 0 | 0 | 0 | 0 | 0 | 0 | 0 | 0 | 0 | 0 | 0 | 0 | 0 | 0
F10_Industrial_Food Products_New_Space Heating_Natural Gas_Retrocommissioning_A_Technical Potential | F10 | Industrial | Food Products | New | Space Heating | Natural Gas | Retrocommissioning | A | Cumulative Energy Savings (MWh or mTherms) | Technical Potential | 0 | 0 | 0 | 0 | 0 | 0 | 0 | 0 | 0 | 0 | 0 | 0 | 0 | 0 | 0 | 0 | 0 | 0 | 0 | 0 | 0 | 0 | 0 | 0 | 0 | 0 | 0 | 0 | 0 | 0 | 0
F11_Industrial_Food Products_New_Space Heating_Natural Gas_Retrocommissioning_A_Technical Potential | F11 | Industrial | Food Products | New | Space Heating | Natural Gas | Retrocommissioning | A | Cumulative Summer Peak Savings (MW) | Technical Potential | 0 | 0 | 0 | 0 | 0 | 0 | 0 | 0 | 0 | 0 | 0 | 0 | 0 | 0 | 0 | 0 | 0 | 0 | 0 | 0 | 0 | 0 | 0 | 0 | 0 | 0 | 0 | 0 | 0 | 0 | 0
F12_Industrial_Food Products_New_Space Heating_Natural Gas_Retrocommissioning_A_Technical Potential | F12 | Industrial | Food Products | New | Space Heating | Natural Gas | Retrocommissioning | A | Cumulative Winter Peak Savings (MW) | Technical Potential | 0 | 0 | 0 | 0 | 0 | 0 | 0 | 0 | 0 | 0 | 0 | 0 | 0 | 0 | 0 | 0 | 0 | 0 | 0 | 0 | 0 | 0 | 0 | 0 | 0 | 0 | 0 | 0 | 0 | 0 | 0
F13_Industrial_Food Products_New_Space Heating_Natural Gas_Retrocommissioning_A_Technical Potential | F13 | Industrial | Food Products | New | Space Heating | Natural Gas | Retrocommissioning | A | Purchases (Incremental) | Technical Potential | 0 | 0 | 0 | 0 | 0 | 0 | 0 | 0 | 0 | 0 | 0 | 0 | 0 | 0 | 0 | 0 | 0 | 0 | 0 | 0 | 0 | 0 | 0 | 0 | 0 | 0 | 0 | 0 | 0 | 0 | 0
F14_Industrial_Food Products_New_Space Heating_Natural Gas_Retrocommissioning_A_Technical Potential | F14 | Industrial | Food Products | New | Space Heating | Natural Gas | Retrocommissioning | A | Purchases (Cumulative) | Technical Potential | 0 | 0 | 0 | 0 | 0 | 0 | 0 | 0 | 0 | 0 | 0 | 0 | 0 | 0 | 0 | 0 | 0 | 0 | 0 | 0 | 0 | 0 | 0 | 0 | 0 | 0 | 0 | 0 | 0 | 0 | 0
F1_Industrial_Food Products_New_Process_Natural Gas_Retrocommissioning_A_Technical Potential | F1 | Industrial | Food Products | New | Process | Natural Gas | Retrocommissioning | A | Original Unit Energy Savings (kWh or therms) | Technical Potential | 0 | 0 | 0 | 0 | 0 | 0 | 0 | 0 | 0 | 0 | 0 | 0 | 0 | 0 | 0 | 0 | 0 | 0 | 0 | 0 | 0 | 0 | 0 | 0 | 0 | 0 | 0 | 0 | 0 | 0 | 0
F2_Industrial_Food Products_New_Process_Natural Gas_Retrocommissioning_A_Technical Potential | F2 | Industrial | Food Products | New | Process | Natural Gas | Retrocommissioning | A | Original Unit Summer Peak Savings (kW) | Technical Potential | 0 | 0 | 0 | 0 | 0 | 0 | 0 | 0 | 0 | 0 | 0 | 0 | 0 | 0 | 0 | 0 | 0 | 0 | 0 | 0 | 0 | 0 | 0 | 0 | 0 | 0 | 0 | 0 | 0 | 0 | 0
F3_Industrial_Food Products_New_Process_Natural Gas_Retrocommissioning_A_Technical Potential | F3 | Industrial | Food Products | New | Process | Natural Gas | Retrocommissioning | A | Original Unit Winter Peak Savings (kW) | Technical Potential | 0 | 0 | 0 | 0 | 0 | 0 | 0 | 0 | 0 | 0 | 0 | 0 | 0 | 0 | 0 | 0 | 0 | 0 | 0 | 0 | 0 | 0 | 0 | 0 | 0 | 0 | 0 | 0 | 0 | 0 | 0
F4_Industrial_Food Products_New_Process_Natural Gas_Retrocommissioning_A_Technical Potential | F4 | Industrial | Food Products | New | Process | Natural Gas | Retrocommissioning | A | Standalone Impact on Baseline Energy (%) | Technical Potential | 0% | 0% | 0% | 0% | 0% | 0% | 0% | 0% | 0% | 0% | 0% | 0% | 0% | 0% | 0% | 0% | 0% | 0% | 0% | 0% | 0% | 0% | 0% | 0% | 0 | 0 | 0 | 0 | 0 | 0 | 0
F5_Industrial_Food Products_New_Process_Natural Gas_Retrocommissioning_A_Technical Potential | F5 | Industrial | Food Products | New | Process | Natural Gas | Retrocommissioning | A | Standalone Impact on Baseline Summer Peak (%) | Technical Potential | 0% | 0% | 0% | 0% | 0% | 0% | 0% | 0% | 0% | 0% | 0% | 0% | 0% | 0% | 0% | 0% | 0% | 0% | 0% | 0% | 0% | 0% | 0% | 0% | 0 | 0 | 0 | 0 | 0 | 0 | 0
F6_Industrial_Food Products_New_Process_Natural Gas_Retrocommissioning_A_Technical Potential | F6 | Industrial | Food Products | New | Process | Natural Gas | Retrocommissioning | A | Standalone Impact on Baseline Winter Peak (%) | Technical Potential | 0% | 0% | 0% | 0% | 0% | 0% | 0% | 0% | 0% | 0% | 0% | 0% | 0% | 0% | 0% | 0% | 0% | 0% | 0% | 0% | 0% | 0% | 0% | 0% | 0 | 0 | 0 | 0 | 0 | 0 | 0
F7_Industrial_Food Products_New_Process_Natural Gas_Retrocommissioning_A_Technical Potential | F7 | Industrial | Food Products | New | Process | Natural Gas | Retrocommissioning | A | Incremental Energy Savings (MWh or mTherms) | Technical Potential | 0 | 0 | 0 | 0 | 0 | 0 | 0 | 0 | 0 | 0 | 0 | 0 | 0 | 0 | 0 | 0 | 0 | 0 | 0 | 0 | 0 | 0 | 0 | 0 | 0 | 0 | 0 | 0 | 0 | 0 | 0
F8_Industrial_Food Products_New_Process_Natural Gas_Retrocommissioning_A_Technical Potential | F8 | Industrial | Food Products | New | Process | Natural Gas | Retrocommissioning | A | Incremental Summer Peak Savings (MW) | Technical Potential | 0 | 0 | 0 | 0 | 0 | 0 | 0 | 0 | 0 | 0 | 0 | 0 | 0 | 0 | 0 | 0 | 0 | 0 | 0 | 0 | 0 | 0 | 0 | 0 | 0 | 0 | 0 | 0 | 0 | 0 | 0
F9_Industrial_Food Products_New_Process_Natural Gas_Retrocommissioning_A_Technical Potential | F9 | Industrial | Food Products | New | Process | Natural Gas | Retrocommissioning | A | Incremental Winter Peak Savings (MW) | Technical Potential | 0 | 0 | 0 | 0 | 0 | 0 | 0 | 0 | 0 | 0 | 0 | 0 | 0 | 0 | 0 | 0 | 0 | 0 | 0 | 0 | 0 | 0 | 0 | 0 | 0 | 0 | 0 | 0 | 0 | 0 | 0
F10_Industrial_Food Products_New_Process_Natural Gas_Retrocommissioning_A_Technical Potential | F10 | Industrial | Food Products | New | Process | Natural Gas | Retrocommissioning | A | Cumulative Energy Savings (MWh or mTherms) | Technical Potential | 0 | 0 | 0 | 0 | 0 | 0 | 0 | 0 | 0 | 0 | 0 | 0 | 0 | 0 | 0 | 0 | 0 | 0 | 0 | 0 | 0 | 0 | 0 | 0 | 0 | 0 | 0 | 0 | 0 | 0 | 0
F11_Industrial_Food Products_New_Process_Natural Gas_Retrocommissioning_A_Technical Potential | F11 | Industrial | Food Products | New | Process | Natural Gas | Retrocommissioning | A | Cumulative Summer Peak Savings (MW) | Technical Potential | 0 | 0 | 0 | 0 | 0 | 0 | 0 | 0 | 0 | 0 | 0 | 0 | 0 | 0 | 0 | 0 | 0 | 0 | 0 | 0 | 0 | 0 | 0 | 0 | 0 | 0 | 0 | 0 | 0 | 0 | 0
F12_Industrial_Food Products_New_Process_Natural Gas_Retrocommissioning_A_Technical Potential | F12 | Industrial | Food Products | New | Process | Natural Gas | Retrocommissioning | A | Cumulative Winter Peak Savings (MW) | Technical Potential | 0 | 0 | 0 | 0 | 0 | 0 | 0 | 0 | 0 | 0 | 0 | 0 | 0 | 0 | 0 | 0 | 0 | 0 | 0 | 0 | 0 | 0 | 0 | 0 | 0 | 0 | 0 | 0 | 0 | 0 | 0
F13_Industrial_Food Products_New_Process_Natural Gas_Retrocommissioning_A_Technical Potential | F13 | Industrial | Food Products | New | Process | Natural Gas | Retrocommissioning | A | Purchases (Incremental) | Technical Potential | 0 | 0 | 0 | 0 | 0 | 0 | 0 | 0 | 0 | 0 | 0 | 0 | 0 | 0 | 0 | 0 | 0 | 0 | 0 | 0 | 0 | 0 | 0 | 0 | 0 | 0 | 0 | 0 | 0 | 0 | 0
F14_Industrial_Food Products_New_Process_Natural Gas_Retrocommissioning_A_Technical Potential | F14 | Industrial | Food Products | New | Process | Natural Gas | Retrocommissioning | A | Purchases (Cumulative) | Technical Potential | 0 | 0 | 0 | 0 | 0 | 0 | 0 | 0 | 0 | 0 | 0 | 0 | 0 | 0 | 0 | 0 | 0 | 0 | 0 | 0 | 0 | 0 | 0 | 0 | 0 | 0 | 0 | 0 | 0 | 0 | 0
F1_Industrial_Agriculture_Existing_Space Heating_Natural Gas_Insulation - Roof/Ceiling_A_Technical Potential | F1 | Industrial | Agriculture | Existing | Space Heating | Natural Gas | Insulation - Roof/Ceiling | A | Original Unit Energy Savings (kWh or therms) | Technical Potential | 0 | 0 | 0 | 0 | 0 | 0.099591 | 0.099104 | 0.098502 | 0.097865 | 0.097198 | 0.096522 | 0.095828 | 0.095137 | 0.094449 | 0.093706 | 0.093019 | 0.09234 | 0.09171 | 0.091123 | 0.090551 | 0.090011 | 0.089458 | 0.08896 | 0.088489 | 0.088041 | 0.087626 | 0.087242 | 0.086887 | 0 | 0 | 0
F2_Industrial_Agriculture_Existing_Space Heating_Natural Gas_Insulation - Roof/Ceiling_A_Technical Potential | F2 | Industrial | Agriculture | Existing | Space Heating | Natural Gas | Insulation - Roof/Ceiling | A | Original Unit Summer Peak Savings (kW) | Technical Potential | 0 | 0 | 0 | 0 | 0 | 0 | 0 | 0 | 0 | 0 | 0 | 0 | 0 | 0 | 0 | 0 | 0 | 0 | 0 | 0 | 0 | 0 | 0 | 0 | 0 | 0 | 0 | 0 | 0 | 0 | 0
F3_Industrial_Agriculture_Existing_Space Heating_Natural Gas_Insulation - Roof/Ceiling_A_Technical Potential | F3 | Industrial | Agriculture | Existing | Space Heating | Natural Gas | Insulation - Roof/Ceiling | A | Original Unit Winter Peak Savings (kW) | Technical Potential | 0 | 0 | 0 | 0 | 0 | 0 | 0 | 0 | 0 | 0 | 0 | 0 | 0 | 0 | 0 | 0 | 0 | 0 | 0 | 0 | 0 | 0 | 0 | 0 | 0 | 0 | 0 | 0 | 0 | 0 | 0
F4_Industrial_Agriculture_Existing_Space Heating_Natural Gas_Insulation - Roof/Ceiling_A_Technical Potential | F4 | Industrial | Agriculture | Existing | Space Heating | Natural Gas | Insulation - Roof/Ceiling | A | Standalone Impact on Baseline Energy (%) | Technical Potential | 0% | 0% | 0% | 0% | 0% | 0.1344% | 0.3696% | 0.7377% | 1.249% | 1.9% | 2.685% | 3.512% | 4.338% | 5.172% | 5.821% | 6.428% | 6.856% | 7.206% | 7.492% | 7.63% | 7.756% | 7.843% | 7.911% | 7.938% | 0.079626 | 0.079859 | 0.080072 | 0.080267 | 0 | 0 | 0
F5_Industrial_Agriculture_Existing_Space Heating_Natural Gas_Insulation - Roof/Ceiling_A_Technical Potential | F5 | Industrial | Agriculture | Existing | Space Heating | Natural Gas | Insulation - Roof/Ceiling | A | Standalone Impact on Baseline Summer Peak (%) | Technical Potential | 0% | 0% | 0% | 0% | 0% | 0% | 0% | 0% | 0% | 0% | 0% | 0% | 0% | 0% | 0% | 0% | 0% | 0% | 0% | 0% | 0% | 0% | 0% | 0% | 0 | 0 | 0 | 0 | 0 | 0 | 0
F6_Industrial_Agriculture_Existing_Space Heating_Natural Gas_Insulation - Roof/Ceiling_A_Technical Potential | F6 | Industrial | Agriculture | Existing | Space Heating | Natural Gas | Insulation - Roof/Ceiling | A | Standalone Impact on Baseline Winter Peak (%) | Technical Potential | 0% | 0% | 0% | 0% | 0% | 0% | 0% | 0% | 0% | 0% | 0% | 0% | 0% | 0% | 0% | 0% | 0% | 0% | 0% | 0% | 0% | 0% | 0% | 0% | 0 | 0 | 0 | 0 | 0 | 0 | 0
F7_Industrial_Agriculture_Existing_Space Heating_Natural Gas_Insulation - Roof/Ceiling_A_Technical Potential | F7 | Industrial | Agriculture | Existing | Space Heating | Natural Gas | Insulation - Roof/Ceiling | A | Incremental Energy Savings (MWh or mTherms) | Technical Potential | 0 | 0 | 0 | 0 | 0 | 1.1538 | 2.0081 | 3.0865 | 4.2954 | 5.4342 | 6.2158 | 6.6276 | 6.5665 | 5.9878 | 5.2179 | 4.2249 | 3.2625 | 2.3755 | 1.6375 | 1.0861 | 0.68418 | 0.4123 | 0.27659 | 0 | 0 | 0 | 0 | 0 | 0 | 0 | 0
F8_Industrial_Agriculture_Existing_Space Heating_Natural Gas_Insulation - Roof/Ceiling_A_Technical Potential | F8 | Industrial | Agriculture | Existing | Space Heating | Natural Gas | Insulation - Roof/Ceiling | A | Incremental Summer Peak Savings (MW) | Technical Potential | 0 | 0 | 0 | 0 | 0 | 0 | 0 | 0 | 0 | 0 | 0 | 0 | 0 | 0 | 0 | 0 | 0 | 0 | 0 | 0 | 0 | 0 | 0 | 0 | 0 | 0 | 0 | 0 | 0 | 0 | 0
F9_Industrial_Agriculture_Existing_Space Heating_Natural Gas_Insulation - Roof/Ceiling_A_Technical Potential | F9 | Industrial | Agriculture | Existing | Space Heating | Natural Gas | Insulation - Roof/Ceiling | A | Incremental Winter Peak Savings (MW) | Technical Potential | 0 | 0 | 0 | 0 | 0 | 0 | 0 | 0 | 0 | 0 | 0 | 0 | 0 | 0 | 0 | 0 | 0 | 0 | 0 | 0 | 0 | 0 | 0 | 0 | 0 | 0 | 0 | 0 | 0 | 0 | 0
F10_Industrial_Agriculture_Existing_Space Heating_Natural Gas_Insulation - Roof/Ceiling_A_Technical Potential | F10 | Industrial | Agriculture | Existing | Space Heating | Natural Gas | Insulation - Roof/Ceiling | A | Cumulative Energy Savings (MWh or mTherms) | Technical Potential | 0 | 0 | 0 | 0 | 0 | 1.1538 | 3.1563 | 6.2235 | 10.4787 | 15.8415 | 21.9472 | 28.4169 | 34.7785 | 40.5148 | 45.4139 | 49.3059 | 52.2086 | 54.2281 | 55.5184 | 56.256 | 56.6044 | 56.6694 | 56.6302 | 56.3303 | 56.0451 | 55.7811 | 55.5368 | 55.3106 | 0 | 0 | 0
F11_Industrial_Agriculture_Existing_Space Heating_Natural Gas_Insulation - Roof/Ceiling_A_Technical Potential | F11 | Industrial | Agriculture | Existing | Space Heating | Natural Gas | Insulation - Roof/Ceiling | A | Cumulative Summer Peak Savings (MW) | Technical Potential | 0 | 0 | 0 | 0 | 0 | 0 | 0 | 0 | 0 | 0 | 0 | 0 | 0 | 0 | 0 | 0 | 0 | 0 | 0 | 0 | 0 | 0 | 0 | 0 | 0 | 0 | 0 | 0 | 0 | 0 | 0
F12_Industrial_Agriculture_Existing_Space Heating_Natural Gas_Insulation - Roof/Ceiling_A_Technical Potential | F12 | Industrial | Agriculture | Existing | Space Heating | Natural Gas | Insulation - Roof/Ceiling | A | Cumulative Winter Peak Savings (MW) | Technical Potential | 0 | 0 | 0 | 0 | 0 | 0 | 0 | 0 | 0 | 0 | 0 | 0 | 0 | 0 | 0 | 0 | 0 | 0 | 0 | 0 | 0 | 0 | 0 | 0 | 0 | 0 | 0 | 0 | 0 | 0 | 0
F13_Industrial_Agriculture_Existing_Space Heating_Natural Gas_Insulation - Roof/Ceiling_A_Technical Potential | F13 | Industrial | Agriculture | Existing | Space Heating | Natural Gas | Insulation - Roof/Ceiling | A | Purchases (Incremental) | Technical Potential | 0 | 0 | 0 | 0 | 0 | 11585.1237 | 20262.8394 | 31334.0878 | 43891.4397 | 55908.0234 | 64397.7238 | 69161.8804 | 69021.4519 | 63397.0541 | 55684.2179 | 45420.2793 | 35331.4685 | 25902.6848 | 17970.1441 | 11994.2871 | 7601.165 | 4608.801 | 3109.1738 | 0 | 0 | 0 | 0 | 0 | 0 | 0 | 0
F14_Industrial_Agriculture_Existing_Space Heating_Natural Gas_Insulation - Roof/Ceiling_A_Technical Potential | F14 | Industrial | Agriculture | Existing | Space Heating | Natural Gas | Insulation - Roof/Ceiling | A | Purchases (Cumulative) | Technical Potential | 0 | 0 | 0 | 0 | 0 | 11585.1237 | 31847.9632 | 63182.051 | 107073.4907 | 162981.5141 | 227379.2379 | 296541.1183 | 365562.5702 | 428959.6243 | 484643.8422 | 530064.1216 | 565395.59 | 591298.2748 | 609268.4189 | 621262.706 | 628863.8711 | 633472.672 | 636581.8458 | 636581.8458 | 636581.8458 | 636581.8458 | 636581.8458 | 636581.8458 | 636581.8458 | 636581.8458 | 636581.8458
F1_Industrial_Agriculture_Existing_Space Heating_Natural Gas_Insulation - Wall Cavity_A_Technical Potential | F1 | Industrial | Agriculture | Existing | Space Heating | Natural Gas | Insulation - Wall Cavity | A | Original Unit Energy Savings (kWh or therms) | Technical Potential | 0 | 0 | 0 | 0 | 0 | 0.017935 | 0.017848 | 0.017739 | 0.017625 | 0.017505 | 0.017383 | 0.017258 | 0.017133 | 0.017009 | 0.016876 | 0.016752 | 0.01663 | 0.016516 | 0.01641 | 0.016307 | 0.01621 | 0.016111 | 0.016021 | 0.015936 | 0.015855 | 0.015781 | 0.015712 | 0.015648 | 0 | 0 | 0
F2_Industrial_Agriculture_Existing_Space Heating_Natural Gas_Insulation - Wall Cavity_A_Technical Potential | F2 | Industrial | Agriculture | Existing | Space Heating | Natural Gas | Insulation - Wall Cavity | A | Original Unit Summer Peak Savings (kW) | Technical Potential | 0 | 0 | 0 | 0 | 0 | 0 | 0 | 0 | 0 | 0 | 0 | 0 | 0 | 0 | 0 | 0 | 0 | 0 | 0 | 0 | 0 | 0 | 0 | 0 | 0 | 0 | 0 | 0 | 0 | 0 | 0
F3_Industrial_Agriculture_Existing_Space Heating_Natural Gas_Insulation - Wall Cavity_A_Technical Potential | F3 | Industrial | Agriculture | Existing | Space Heating | Natural Gas | Insulation - Wall Cavity | A | Original Unit Winter Peak Savings (kW) | Technical Potential | 0 | 0 | 0 | 0 | 0 | 0 | 0 | 0 | 0 | 0 | 0 | 0 | 0 | 0 | 0 | 0 | 0 | 0 | 0 | 0 | 0 | 0 | 0 | 0 | 0 | 0 | 0 | 0 | 0 | 0 | 0
F4_Industrial_Agriculture_Existing_Space Heating_Natural Gas_Insulation - Wall Cavity_A_Technical Potential | F4 | Industrial | Agriculture | Existing | Space Heating | Natural Gas | Insulation - Wall Cavity | A | Standalone Impact on Baseline Energy (%) | Technical Potential | 0% | 0% | 0% | 0% | 0% | 0.0242% | 0.06657% | 0.1329% | 0.225% | 0.3422% | 0.4836% | 0.6324% | 0.7812% | 0.9315% | 1.048% | 1.158% | 1.235% | 1.298% | 1.349% | 1.374% | 1.397% | 1.412% | 1.425% | 1.429% | 0.01434 | 0.014382 | 0.01442 | 0.014455 | 0 | 0 | 0
F5_Industrial_Agriculture_Existing_Space Heating_Natural Gas_Insulation - Wall Cavity_A_Technical Potential | F5 | Industrial | Agriculture | Existing | Space Heating | Natural Gas | Insulation - Wall Cavity | A | Standalone Impact on Baseline Summer Peak (%) | Technical Potential | 0% | 0% | 0% | 0% | 0% | 0% | 0% | 0% | 0% | 0% | 0% | 0% | 0% | 0% | 0% | 0% | 0% | 0% | 0% | 0% | 0% | 0% | 0% | 0% | 0 | 0 | 0 | 0 | 0 | 0 | 0
F6_Industrial_Agriculture_Existing_Space Heating_Natural Gas_Insulation - Wall Cavity_A_Technical Potential | F6 | Industrial | Agriculture | Existing | Space Heating | Natural Gas | Insulation - Wall Cavity | A | Standalone Impact on Baseline Winter Peak (%) | Technical Potential | 0% | 0% | 0% | 0% | 0% | 0% | 0% | 0% | 0% | 0% | 0% | 0% | 0% | 0% | 0% | 0% | 0% | 0% | 0% | 0% | 0% | 0% | 0% | 0% | 0 | 0 | 0 | 0 | 0 | 0 | 0
F7_Industrial_Agriculture_Existing_Space Heating_Natural Gas_Insulation - Wall Cavity_A_Technical Potential | F7 | Industrial | Agriculture | Existing | Space Heating | Natural Gas | Insulation - Wall Cavity | A | Incremental Energy Savings (MWh or mTherms) | Technical Potential | 0 | 0 | 0 | 0 | 0 | 0.20778 | 0.36165 | 0.55585 | 0.77357 | 0.97865 | 1.1194 | 1.1936 | 1.1826 | 1.0783 | 0.9397 | 0.76087 | 0.58755 | 0.42781 | 0.2949 | 0.1956 | 0.12322 | 0.074251 | 0.049812 | 0 | 0 | 0 | 0 | 0 | 0 | 0 | 0
F8_Industrial_Agriculture_Existing_Space Heating_Natural Gas_Insulation - Wall Cavity_A_Technical Potential | F8 | Industrial | Agriculture | Existing | Space Heating | Natural Gas | Insulation - Wall Cavity | A | Incremental Summer Peak Savings (MW) | Technical Potential | 0 | 0 | 0 | 0 | 0 | 0 | 0 | 0 | 0 | 0 | 0 | 0 | 0 | 0 | 0 | 0 | 0 | 0 | 0 | 0 | 0 | 0 | 0 | 0 | 0 | 0 | 0 | 0 | 0 | 0 | 0
F9_Industrial_Agriculture_Existing_Space Heating_Natural Gas_Insulation - Wall Cavity_A_Technical Potential | F9 | Industrial | Agriculture | Existing | Space Heating | Natural Gas | Insulation - Wall Cavity | A | Incremental Winter Peak Savings (MW) | Technical Potential | 0 | 0 | 0 | 0 | 0 | 0 | 0 | 0 | 0 | 0 | 0 | 0 | 0 | 0 | 0 | 0 | 0 | 0 | 0 | 0 | 0 | 0 | 0 | 0 | 0 | 0 | 0 | 0 | 0 | 0 | 0
F10_Industrial_Agriculture_Existing_Space Heating_Natural Gas_Insulation - Wall Cavity_A_Technical Potential | F10 | Industrial | Agriculture | Existing | Space Heating | Natural Gas | Insulation - Wall Cavity | A | Cumulative Energy Savings (MWh or mTherms) | Technical Potential | 0 | 0 | 0 | 0 | 0 | 0.20778 | 0.56842 | 1.1208 | 1.8871 | 2.8529 | 3.9525 | 5.1176 | 6.2633 | 7.2964 | 8.1787 | 8.8796 | 9.4023 | 9.766 | 9.9984 | 10.1312 | 10.194 | 10.2057 | 10.1986 | 10.1446 | 10.0932 | 10.0457 | 10.0017 | 9.961 | 0 | 0 | 0
F11_Industrial_Agriculture_Existing_Space Heating_Natural Gas_Insulation - Wall Cavity_A_Technical Potential | F11 | Industrial | Agriculture | Existing | Space Heating | Natural Gas | Insulation - Wall Cavity | A | Cumulative Summer Peak Savings (MW) | Technical Potential | 0 | 0 | 0 | 0 | 0 | 0 | 0 | 0 | 0 | 0 | 0 | 0 | 0 | 0 | 0 | 0 | 0 | 0 | 0 | 0 | 0 | 0 | 0 | 0 | 0 | 0 | 0 | 0 | 0 | 0 | 0
F12_Industrial_Agriculture_Existing_Space Heating_Natural Gas_Insulation - Wall Cavity_A_Technical Potential | F12 | Industrial | Agriculture | Existing | Space Heating | Natural Gas | Insulation - Wall Cavity | A | Cumulative Winter Peak Savings (MW) | Technical Potential | 0 | 0 | 0 | 0 | 0 | 0 | 0 | 0 | 0 | 0 | 0 | 0 | 0 | 0 | 0 | 0 | 0 | 0 | 0 | 0 | 0 | 0 | 0 | 0 | 0 | 0 | 0 | 0 | 0 | 0 | 0
F13_Industrial_Agriculture_Existing_Space Heating_Natural Gas_Insulation - Wall Cavity_A_Technical Potential | F13 | Industrial | Agriculture | Existing | Space Heating | Natural Gas | Insulation - Wall Cavity | A | Purchases (Incremental) | Technical Potential | 0 | 0 | 0 | 0 | 0 | 11585.1237 | 20262.8394 | 31334.0878 | 43891.4397 | 55908.0234 | 64397.7238 | 69161.8804 | 69021.4519 | 63397.0541 | 55684.2179 | 45420.2793 | 35331.4685 | 25902.6848 | 17970.1441 | 11994.2871 | 7601.165 | 4608.801 | 3109.1738 | 0 | 0 | 0 | 0 | 0 | 0 | 0 | 0
F14_Industrial_Agriculture_Existing_Space Heating_Natural Gas_Insulation - Wall Cavity_A_Technical Potential | F14 | Industrial | Agriculture | Existing | Space Heating | Natural Gas | Insulation - Wall Cavity | A | Purchases (Cumulative) | Technical Potential | 0 | 0 | 0 | 0 | 0 | 11585.1237 | 31847.9632 | 63182.051 | 107073.4907 | 162981.5141 | 227379.2379 | 296541.1183 | 365562.5702 | 428959.6243 | 484643.8422 | 530064.1216 | 565395.59 | 591298.2748 | 609268.4189 | 621262.706 | 628863.8711 | 633472.672 | 636581.8458 | 636581.8458 | 636581.8458 | 636581.8458 | 636581.8458 | 636581.8458 | 636581.8458 | 636581.8458 | 636581.8458
F1_Industrial_Agriculture_Existing_Space Heating_Natural Gas_Insulation - Ducting_A_Technical Potential | F1 | Industrial | Agriculture | Existing | Space Heating | Natural Gas | Insulation - Ducting | A | Original Unit Energy Savings (kWh or therms) | Technical Potential | 0 | 0 | 0 | 0 | 0 | 0.0016309 | 0.0016162 | 0.0015975 | 0.0015784 | 0.0015594 | 0.0015407 | 0.0015222 | 0.0015048 | 0.0014884 | 0.0014718 | 0.0014574 | 0.0014437 | 0.0014309 | 0.0014188 | 0.0014066 | 0.0013948 | 0.001383 | 0.0013709 | 0.0013593 | 0.0013481 | 0.0013376 | 0.0013278 | 0.0013186 | 0.00131 | 0.0013019 | 0.0012943
F2_Industrial_Agriculture_Existing_Space Heating_Natural Gas_Insulation - Ducting_A_Technical Potential | F2 | Industrial | Agriculture | Existing | Space Heating | Natural Gas | Insulation - Ducting | A | Original Unit Summer Peak Savings (kW) | Technical Potential | 0 | 0 | 0 | 0 | 0 | 0 | 0 | 0 | 0 | 0 | 0 | 0 | 0 | 0 | 0 | 0 | 0 | 0 | 0 | 0 | 0 | 0 | 0 | 0 | 0 | 0 | 0 | 0 | 0 | 0 | 0
F3_Industrial_Agriculture_Existing_Space Heating_Natural Gas_Insulation - Ducting_A_Technical Potential | F3 | Industrial | Agriculture | Existing | Space Heating | Natural Gas | Insulation - Ducting | A | Original Unit Winter Peak Savings (kW) | Technical Potential | 0 | 0 | 0 | 0 | 0 | 0 | 0 | 0 | 0 | 0 | 0 | 0 | 0 | 0 | 0 | 0 | 0 | 0 | 0 | 0 | 0 | 0 | 0 | 0 | 0 | 0 | 0 | 0 | 0 | 0 | 0
F4_Industrial_Agriculture_Existing_Space Heating_Natural Gas_Insulation - Ducting_A_Technical Potential | F4 | Industrial | Agriculture | Existing | Space Heating | Natural Gas | Insulation - Ducting | A | Standalone Impact on Baseline Energy (%) | Technical Potential | 0% | 0% | 0% | 0% | 0% | 0.0009263% | 0.002055% | 0.003434% | 0.005005% | 0.00678% | 0.008932% | 0.01121% | 0.01351% | 0.01587% | 0.01763% | 0.01921% | 0.02012% | 0.02073% | 0.02114% | 0.02118% | 0.02126% | 0.0213% | 0.02132% | 0.02132% | 0.00021321 | 0.00021317 | 0.0002131 | 0.00021301 | 0 | 0 | 0
F5_Industrial_Agriculture_Existing_Space Heating_Natural Gas_Insulation - Ducting_A_Technical Potential | F5 | Industrial | Agriculture | Existing | Space Heating | Natural Gas | Insulation - Ducting | A | Standalone Impact on Baseline Summer Peak (%) | Technical Potential | 0% | 0% | 0% | 0% | 0% | 0% | 0% | 0% | 0% | 0% | 0% | 0% | 0% | 0% | 0% | 0% | 0% | 0% | 0% | 0% | 0% | 0% | 0% | 0% | 0 | 0 | 0 | 0 | 0 | 0 | 0
F6_Industrial_Agriculture_Existing_Space Heating_Natural Gas_Insulation - Ducting_A_Technical Potential | F6 | Industrial | Agriculture | Existing | Space Heating | Natural Gas | Insulation - Ducting | A | Standalone Impact on Baseline Winter Peak (%) | Technical Potential | 0% | 0% | 0% | 0% | 0% | 0% | 0% | 0% | 0% | 0% | 0% | 0% | 0% | 0% | 0% | 0% | 0% | 0% | 0% | 0% | 0% | 0% | 0% | 0% | 0 | 0 | 0 | 0 | 0 | 0 | 0
F7_Industrial_Agriculture_Existing_Space Heating_Natural Gas_Insulation - Ducting_A_Technical Potential | F7 | Industrial | Agriculture | Existing | Space Heating | Natural Gas | Insulation - Ducting | A | Incremental Energy Savings (MWh or mTherms) | Technical Potential | 0 | 0 | 0 | 0 | 0 | 0.007952 | 0.0096704 | 0.011628 | 0.013345 | 0.01505 | 0.017163 | 0.018551 | 0.018697 | 0.017151 | 0.014634 | 0.011106 | 0.0072824 | 0.0041699 | 0.001973 | 0.00082855 | 0.00029752 | 9.1791e-05 | 1.9759e-05 | 3.2093e-06 | 3.8085e-07 | 0 | 0 | 0 | 0 | 0 | 0
F8_Industrial_Agriculture_Existing_Space Heating_Natural Gas_Insulation - Ducting_A_Technical Potential | F8 | Industrial | Agriculture | Existing | Space Heating | Natural Gas | Insulation - Ducting | A | Incremental Summer Peak Savings (MW) | Technical Potential | 0 | 0 | 0 | 0 | 0 | 0 | 0 | 0 | 0 | 0 | 0 | 0 | 0 | 0 | 0 | 0 | 0 | 0 | 0 | 0 | 0 | 0 | 0 | 0 | 0 | 0 | 0 | 0 | 0 | 0 | 0
F9_Industrial_Agriculture_Existing_Space Heating_Natural Gas_Insulation - Ducting_A_Technical Potential | F9 | Industrial | Agriculture | Existing | Space Heating | Natural Gas | Insulation - Ducting | A | Incremental Winter Peak Savings (MW) | Technical Potential | 0 | 0 | 0 | 0 | 0 | 0 | 0 | 0 | 0 | 0 | 0 | 0 | 0 | 0 | 0 | 0 | 0 | 0 | 0 | 0 | 0 | 0 | 0 | 0 | 0 | 0 | 0 | 0 | 0 | 0 | 0
F10_Industrial_Agriculture_Existing_Space Heating_Natural Gas_Insulation - Ducting_A_Technical Potential | F10 | Industrial | Agriculture | Existing | Space Heating | Natural Gas | Insulation - Ducting | A | Cumulative Energy Savings (MWh or mTherms) | Technical Potential | 0 | 0 | 0 | 0 | 0 | 0.007952 | 0.017551 | 0.028975 | 0.041975 | 0.056517 | 0.073004 | 0.090678 | 0.10834 | 0.12431 | 0.13756 | 0.14731 | 0.15322 | 0.15603 | 0.15668 | 0.15616 | 0.15515 | 0.15393 | 0.1526 | 0.15131 | 0.15007 | 0.1489 | 0.14781 | 0.14678 | 0.14582 | 0.14492 | 0.14408
F11_Industrial_Agriculture_Existing_Space Heating_Natural Gas_Insulation - Ducting_A_Technical Potential | F11 | Industrial | Agriculture | Existing | Space Heating | Natural Gas | Insulation - Ducting | A | Cumulative Summer Peak Savings (MW) | Technical Potential | 0 | 0 | 0 | 0 | 0 | 0 | 0 | 0 | 0 | 0 | 0 | 0 | 0 | 0 | 0 | 0 | 0 | 0 | 0 | 0 | 0 | 0 | 0 | 0 | 0 | 0 | 0 | 0 | 0 | 0 | 0
F12_Industrial_Agriculture_Existing_Space Heating_Natural Gas_Insulation - Ducting_A_Technical Potential | F12 | Industrial | Agriculture | Existing | Space Heating | Natural Gas | Insulation - Ducting | A | Cumulative Winter Peak Savings (MW) | Technical Potential | 0 | 0 | 0 | 0 | 0 | 0 | 0 | 0 | 0 | 0 | 0 | 0 | 0 | 0 | 0 | 0 | 0 | 0 | 0 | 0 | 0 | 0 | 0 | 0 | 0 | 0 | 0 | 0 | 0 | 0 | 0
F13_Industrial_Agriculture_Existing_Space Heating_Natural Gas_Insulation - Ducting_A_Technical Potential | F13 | Industrial | Agriculture | Existing | Space Heating | Natural Gas | Insulation - Ducting | A | Purchases (Incremental) | Technical Potential | 0 | 0 | 0 | 0 | 0 | 4875.869 | 5983.5037 | 7278.8767 | 8454.1972 | 9651.0561 | 11139.9591 | 12187.3129 | 12424.9218 | 11523.0628 | 9942.8663 | 7620.8354 | 5044.2851 | 2914.1983 | 1390.6166 | 589.0347 | 213.3087 | 66.3689 | 14.4127 | 2.361 | 0.28251 | 0 | 0 | 0 | 0 | 0 | 0
F14_Industrial_Agriculture_Existing_Space Heating_Natural Gas_Insulation - Ducting_A_Technical Potential | F14 | Industrial | Agriculture | Existing | Space Heating | Natural Gas | Insulation - Ducting | A | Purchases (Cumulative) | Technical Potential | 0 | 0 | 0 | 0 | 0 | 4875.869 | 10859.3726 | 18138.2493 | 26592.4465 | 36243.5026 | 47383.4617 | 59570.7746 | 71995.6964 | 83518.7592 | 93461.6255 | 101082.4609 | 106126.746 | 109040.9443 | 110431.5609 | 111020.5957 | 111233.9044 | 111300.2733 | 111314.686 | 111317.047 | 111317.3295 | 111317.3295 | 111317.3295 | 111317.3295 | 111317.3295 | 111317.3295 | 111317.3295
F1_Industrial_Agriculture_Existing_Space Heating_Natural Gas_HVAC - Duct Repair and Sealing_A_Technical Potential | F1 | Industrial | Agriculture | Existing | Space Heating | Natural Gas | HVAC - Duct Repair and Sealing | A | Original Unit Energy Savings (kWh or therms) | Technical Potential | 0 | 0 | 0 | 0 | 0 | 0.0038394 | 0.0038048 | 0.0037607 | 0.003716 | 0.0036711 | 0.0036271 | 0.0035835 | 0.0035425 | 0.0035039 | 0.003465 | 0.0034309 | 0.0033988 | 0.0033686 | 0.0033402 | 0.0033115 | 0.0032836 | 0.003256 | 0.0032274 | 0.0032 | 0.0031737 | 0.003149 | 0.0031259 | 0.0031042 | 0.0030839 | 0.0030649 | 0.0030471
F2_Industrial_Agriculture_Existing_Space Heating_Natural Gas_HVAC - Duct Repair and Sealing_A_Technical Potential | F2 | Industrial | Agriculture | Existing | Space Heating | Natural Gas | HVAC - Duct Repair and Sealing | A | Original Unit Summer Peak Savings (kW) | Technical Potential | 0 | 0 | 0 | 0 | 0 | 0 | 0 | 0 | 0 | 0 | 0 | 0 | 0 | 0 | 0 | 0 | 0 | 0 | 0 | 0 | 0 | 0 | 0 | 0 | 0 | 0 | 0 | 0 | 0 | 0 | 0
F3_Industrial_Agriculture_Existing_Space Heating_Natural Gas_HVAC - Duct Repair and Sealing_A_Technical Potential | F3 | Industrial | Agriculture | Existing | Space Heating | Natural Gas | HVAC - Duct Repair and Sealing | A | Original Unit Winter Peak Savings (kW) | Technical Potential | 0 | 0 | 0 | 0 | 0 | 0 | 0 | 0 | 0 | 0 | 0 | 0 | 0 | 0 | 0 | 0 | 0 | 0 | 0 | 0 | 0 | 0 | 0 | 0 | 0 | 0 | 0 | 0 | 0 | 0 | 0
F4_Industrial_Agriculture_Existing_Space Heating_Natural Gas_HVAC - Duct Repair and Sealing_A_Technical Potential | F4 | Industrial | Agriculture | Existing | Space Heating | Natural Gas | HVAC - Duct Repair and Sealing | A | Standalone Impact on Baseline Energy (%) | Technical Potential | 0% | 0% | 0% | 0% | 0% | 0.004437% | 0.00884% | 0.01324% | 0.01753% | 0.02177% | 0.02626% | 0.03051% | 0.03473% | 0.03943% | 0.0434% | 0.04796% | 0.05209% | 0.05647% | 0.06108% | 0.06508% | 0.06938% | 0.07368% | 0.07789% | 0.08207% | 0.00086214 | 0.00086199 | 0.00086172 | 0.00086133 | 0 | 0 | 0
F5_Industrial_Agriculture_Existing_Space Heating_Natural Gas_HVAC - Duct Repair and Sealing_A_Technical Potential | F5 | Industrial | Agriculture | Existing | Space Heating | Natural Gas | HVAC - Duct Repair and Sealing | A | Standalone Impact on Baseline Summer Peak (%) | Technical Potential | 0% | 0% | 0% | 0% | 0% | 0% | 0% | 0% | 0% | 0% | 0% | 0% | 0% | 0% | 0% | 0% | 0% | 0% | 0% | 0% | 0% | 0% | 0% | 0% | 0 | 0 | 0 | 0 | 0 | 0 | 0
F6_Industrial_Agriculture_Existing_Space Heating_Natural Gas_HVAC - Duct Repair and Sealing_A_Technical Potential | F6 | Industrial | Agriculture | Existing | Space Heating | Natural Gas | HVAC - Duct Repair and Sealing | A | Standalone Impact on Baseline Winter Peak (%) | Technical Potential | 0% | 0% | 0% | 0% | 0% | 0% | 0% | 0% | 0% | 0% | 0% | 0% | 0% | 0% | 0% | 0% | 0% | 0% | 0% | 0% | 0% | 0% | 0% | 0% | 0 | 0 | 0 | 0 | 0 | 0 | 0
F7_Industrial_Agriculture_Existing_Space Heating_Natural Gas_HVAC - Duct Repair and Sealing_A_Technical Potential | F7 | Industrial | Agriculture | Existing | Space Heating | Natural Gas | HVAC - Duct Repair and Sealing | A | Incremental Energy Savings (MWh or mTherms) | Technical Potential | 0 | 0 | 0 | 0 | 0 | 0.038094 | 0.03773 | 0.037073 | 0.036651 | 0.036238 | 0.03535 | 0.03483 | 0.034361 | 0.033447 | 0.033202 | 0.032562 | 0.032261 | 0.031813 | 0.031264 | 0.031032 | 0.030644 | 0.030267 | 0.029893 | 0.029538 | 0.029203 | 0 | 0 | 0 | 0 | 0 | 0
F8_Industrial_Agriculture_Existing_Space Heating_Natural Gas_HVAC - Duct Repair and Sealing_A_Technical Potential | F8 | Industrial | Agriculture | Existing | Space Heating | Natural Gas | HVAC - Duct Repair and Sealing | A | Incremental Summer Peak Savings (MW) | Technical Potential | 0 | 0 | 0 | 0 | 0 | 0 | 0 | 0 | 0 | 0 | 0 | 0 | 0 | 0 | 0 | 0 | 0 | 0 | 0 | 0 | 0 | 0 | 0 | 0 | 0 | 0 | 0 | 0 | 0 | 0 | 0
F9_Industrial_Agriculture_Existing_Space Heating_Natural Gas_HVAC - Duct Repair and Sealing_A_Technical Potential | F9 | Industrial | Agriculture | Existing | Space Heating | Natural Gas | HVAC - Duct Repair and Sealing | A | Incremental Winter Peak Savings (MW) | Technical Potential | 0 | 0 | 0 | 0 | 0 | 0 | 0 | 0 | 0 | 0 | 0 | 0 | 0 | 0 | 0 | 0 | 0 | 0 | 0 | 0 | 0 | 0 | 0 | 0 | 0 | 0 | 0 | 0 | 0 | 0 | 0
F10_Industrial_Agriculture_Existing_Space Heating_Natural Gas_HVAC - Duct Repair and Sealing_A_Technical Potential | F10 | Industrial | Agriculture | Existing | Space Heating | Natural Gas | HVAC - Duct Repair and Sealing | A | Cumulative Energy Savings (MWh or mTherms) | Technical Potential | 0 | 0 | 0 | 0 | 0 | 0.038094 | 0.07548 | 0.11168 | 0.147 | 0.18146 | 0.21464 | 0.24689 | 0.27843 | 0.30884 | 0.33861 | 0.36784 | 0.39666 | 0.42495 | 0.45263 | 0.47977 | 0.50638 | 0.53238 | 0.55761 | 0.58241 | 0.60682 | 0.6021 | 0.59768 | 0.59353 | 0.58965 | 0.58602 | 0.58261
F11_Industrial_Agriculture_Existing_Space Heating_Natural Gas_HVAC - Duct Repair and Sealing_A_Technical Potential | F11 | Industrial | Agriculture | Existing | Space Heating | Natural Gas | HVAC - Duct Repair and Sealing | A | Cumulative Summer Peak Savings (MW) | Technical Potential | 0 | 0 | 0 | 0 | 0 | 0 | 0 | 0 | 0 | 0 | 0 | 0 | 0 | 0 | 0 | 0 | 0 | 0 | 0 | 0 | 0 | 0 | 0 | 0 | 0 | 0 | 0 | 0 | 0 | 0 | 0
F12_Industrial_Agriculture_Existing_Space Heating_Natural Gas_HVAC - Duct Repair and Sealing_A_Technical Potential | F12 | Industrial | Agriculture | Existing | Space Heating | Natural Gas | HVAC - Duct Repair and Sealing | A | Cumulative Winter Peak Savings (MW) | Technical Potential | 0 | 0 | 0 | 0 | 0 | 0 | 0 | 0 | 0 | 0 | 0 | 0 | 0 | 0 | 0 | 0 | 0 | 0 | 0 | 0 | 0 | 0 | 0 | 0 | 0 | 0 | 0 | 0 | 0 | 0 | 0
F13_Industrial_Agriculture_Existing_Space Heating_Natural Gas_HVAC - Duct Repair and Sealing_A_Technical Potential | F13 | Industrial | Agriculture | Existing | Space Heating | Natural Gas | HVAC - Duct Repair and Sealing | A | Purchases (Incremental) | Technical Potential | 0 | 0 | 0 | 0 | 0 | 9921.8264 | 9916.3809 | 9857.9004 | 9863.23 | 9871.3857 | 9746.0293 | 9719.3966 | 9699.662 | 9545.6347 | 9582.0803 | 9490.7027 | 9491.9343 | 9444.161 | 9359.9197 | 9371.007 | 9332.2556 | 9295.9594 | 9262.0882 | 9230.6127 | 9201.5044 | 0 | 0 | 0 | 0 | 0 | 0
F14_Industrial_Agriculture_Existing_Space Heating_Natural Gas_HVAC - Duct Repair and Sealing_A_Technical Potential | F14 | Industrial | Agriculture | Existing | Space Heating | Natural Gas | HVAC - Duct Repair and Sealing | A | Purchases (Cumulative) | Technical Potential | 0 | 0 | 0 | 0 | 0 | 9921.8264 | 19838.2072 | 29696.1077 | 39559.3377 | 49430.7234 | 59176.7527 | 68896.1493 | 78595.8113 | 88141.4461 | 97723.5264 | 107214.2291 | 116706.1634 | 126150.3244 | 135510.2441 | 144881.2511 | 154213.5067 | 163509.4661 | 172771.5543 | 182002.167 | 191203.6714 | 191203.6714 | 191203.6714 | 191203.6714 | 191203.6714 | 191203.6714 | 191203.6714
F1_Industrial_Agriculture_Existing_Space Heating_Natural Gas_Windows - High Efficiency_A_Technical Potential | F1 | Industrial | Agriculture | Existing | Space Heating | Natural Gas | Windows - High Efficiency | A | Original Unit Energy Savings (kWh or therms) | Technical Potential | 0 | 0 | 0 | 0 | 0 | 0.0056921 | 0.0056642 | 0.0056298 | 0.0055934 | 0.0055553 | 0.0055167 | 0.005477 | 0.0054375 | 0.0053982 | 0.0053557 | 0.0053164 | 0.0052777 | 0.0052417 | 0.0052081 | 0.0051754 | 0.0051445 | 0.005113 | 0.0050845 | 0.0050575 | 0.0050319 | 0.0050082 | 0.0049863 | 0.004966 | 0 | 0 | 0
F2_Industrial_Agriculture_Existing_Space Heating_Natural Gas_Windows - High Efficiency_A_Technical Potential | F2 | Industrial | Agriculture | Existing | Space Heating | Natural Gas | Windows - High Efficiency | A | Original Unit Summer Peak Savings (kW) | Technical Potential | 0 | 0 | 0 | 0 | 0 | 0 | 0 | 0 | 0 | 0 | 0 | 0 | 0 | 0 | 0 | 0 | 0 | 0 | 0 | 0 | 0 | 0 | 0 | 0 | 0 | 0 | 0 | 0 | 0 | 0 | 0
F3_Industrial_Agriculture_Existing_Space Heating_Natural Gas_Windows - High Efficiency_A_Technical Potential | F3 | Industrial | Agriculture | Existing | Space Heating | Natural Gas | Windows - High Efficiency | A | Original Unit Winter Peak Savings (kW) | Technical Potential | 0 | 0 | 0 | 0 | 0 | 0 | 0 | 0 | 0 | 0 | 0 | 0 | 0 | 0 | 0 | 0 | 0 | 0 | 0 | 0 | 0 | 0 | 0 | 0 | 0 | 0 | 0 | 0 | 0 | 0 | 0
F4_Industrial_Agriculture_Existing_Space Heating_Natural Gas_Windows - High Efficiency_A_Technical Potential | F4 | Industrial | Agriculture | Existing | Space Heating | Natural Gas | Windows - High Efficiency | A | Standalone Impact on Baseline Energy (%) | Technical Potential | 0% | 0% | 0% | 0% | 0% | 0.005191% | 0.01557% | 0.03409% | 0.06404% | 0.1095% | 0.176% | 0.2651% | 0.3806% | 0.5288% | 0.6943% | 0.889% | 1.089% | 1.295% | 1.496% | 1.661% | 1.805% | 1.918% | 1.998% | 2.051% | 0.020878 | 0.020939 | 0.020995 | 0.021046 | 0 | 0 | 0
F5_Industrial_Agriculture_Existing_Space Heating_Natural Gas_Windows - High Efficiency_A_Technical Potential | F5 | Industrial | Agriculture | Existing | Space Heating | Natural Gas | Windows - High Efficiency | A | Standalone Impact on Baseline Summer Peak (%) | Technical Potential | 0% | 0% | 0% | 0% | 0% | 0% | 0% | 0% | 0% | 0% | 0% | 0% | 0% | 0% | 0% | 0% | 0% | 0% | 0% | 0% | 0% | 0% | 0% | 0% | 0 | 0 | 0 | 0 | 0 | 0 | 0
F6_Industrial_Agriculture_Existing_Space Heating_Natural Gas_Windows - High Efficiency_A_Technical Potential | F6 | Industrial | Agriculture | Existing | Space Heating | Natural Gas | Windows - High Efficiency | A | Standalone Impact on Baseline Winter Peak (%) | Technical Potential | 0% | 0% | 0% | 0% | 0% | 0% | 0% | 0% | 0% | 0% | 0% | 0% | 0% | 0% | 0% | 0% | 0% | 0% | 0% | 0% | 0% | 0% | 0% | 0% | 0 | 0 | 0 | 0 | 0 | 0 | 0
F7_Industrial_Agriculture_Existing_Space Heating_Natural Gas_Windows - High Efficiency_A_Technical Potential | F7 | Industrial | Agriculture | Existing | Space Heating | Natural Gas | Windows - High Efficiency | A | Incremental Energy Savings (MWh or mTherms) | Technical Potential | 0 | 0 | 0 | 0 | 0 | 0.044565 | 0.088599 | 0.15543 | 0.25133 | 0.3792 | 0.53248 | 0.71714 | 0.92109 | 1.113 | 1.3072 | 1.4419 | 1.5229 | 1.5112 | 1.4028 | 1.2271 | 1.0046 | 0.76053 | 0.52168 | 0.3304 | 0.21371 | 0 | 0 | 0 | 0 | 0 | 0
F8_Industrial_Agriculture_Existing_Space Heating_Natural Gas_Windows - High Efficiency_A_Technical Potential | F8 | Industrial | Agriculture | Existing | Space Heating | Natural Gas | Windows - High Efficiency | A | Incremental Summer Peak Savings (MW) | Technical Potential | 0 | 0 | 0 | 0 | 0 | 0 | 0 | 0 | 0 | 0 | 0 | 0 | 0 | 0 | 0 | 0 | 0 | 0 | 0 | 0 | 0 | 0 | 0 | 0 | 0 | 0 | 0 | 0 | 0 | 0 | 0
F9_Industrial_Agriculture_Existing_Space Heating_Natural Gas_Windows - High Efficiency_A_Technical Potential | F9 | Industrial | Agriculture | Existing | Space Heating | Natural Gas | Windows - High Efficiency | A | Incremental Winter Peak Savings (MW) | Technical Potential | 0 | 0 | 0 | 0 | 0 | 0 | 0 | 0 | 0 | 0 | 0 | 0 | 0 | 0 | 0 | 0 | 0 | 0 | 0 | 0 | 0 | 0 | 0 | 0 | 0 | 0 | 0 | 0 | 0 | 0 | 0
F10_Industrial_Agriculture_Existing_Space Heating_Natural Gas_Windows - High Efficiency_A_Technical Potential | F10 | Industrial | Agriculture | Existing | Space Heating | Natural Gas | Windows - High Efficiency | A | Cumulative Energy Savings (MWh or mTherms) | Technical Potential | 0 | 0 | 0 | 0 | 0 | 0.044565 | 0.13295 | 0.28757 | 0.53705 | 0.91259 | 1.4387 | 2.1455 | 3.0511 | 4.1421 | 5.4167 | 6.8189 | 8.2921 | 9.7468 | 11.0872 | 12.2447 | 13.1762 | 13.8559 | 14.3004 | 14.5551 | 14.6951 | 14.6259 | 14.5618 | 14.5025 | 0 | 0 | 0
F11_Industrial_Agriculture_Existing_Space Heating_Natural Gas_Windows - High Efficiency_A_Technical Potential | F11 | Industrial | Agriculture | Existing | Space Heating | Natural Gas | Windows - High Efficiency | A | Cumulative Summer Peak Savings (MW) | Technical Potential | 0 | 0 | 0 | 0 | 0 | 0 | 0 | 0 | 0 | 0 | 0 | 0 | 0 | 0 | 0 | 0 | 0 | 0 | 0 | 0 | 0 | 0 | 0 | 0 | 0 | 0 | 0 | 0 | 0 | 0 | 0
F12_Industrial_Agriculture_Existing_Space Heating_Natural Gas_Windows - High Efficiency_A_Technical Potential | F12 | Industrial | Agriculture | Existing | Space Heating | Natural Gas | Windows - High Efficiency | A | Cumulative Winter Peak Savings (MW) | Technical Potential | 0 | 0 | 0 | 0 | 0 | 0 | 0 | 0 | 0 | 0 | 0 | 0 | 0 | 0 | 0 | 0 | 0 | 0 | 0 | 0 | 0 | 0 | 0 | 0 | 0 | 0 | 0 | 0 | 0 | 0 | 0
F13_Industrial_Agriculture_Existing_Space Heating_Natural Gas_Windows - High Efficiency_A_Technical Potential | F13 | Industrial | Agriculture | Existing | Space Heating | Natural Gas | Windows - High Efficiency | A | Purchases (Incremental) | Technical Potential | 0 | 0 | 0 | 0 | 0 | 7829.3269 | 15641.7215 | 27608.7998 | 44933.777 | 68259.5934 | 96520.8423 | 130936.0667 | 169395.787 | 206186.393 | 244071.0645 | 271220.529 | 288565.0216 | 288311.3187 | 269357.7611 | 237106.2484 | 195273.3924 | 148745.9308 | 102602.7365 | 65328.9827 | 42471.5028 | 0 | 0 | 0 | 0 | 0 | 0
F14_Industrial_Agriculture_Existing_Space Heating_Natural Gas_Windows - High Efficiency_A_Technical Potential | F14 | Industrial | Agriculture | Existing | Space Heating | Natural Gas | Windows - High Efficiency | A | Purchases (Cumulative) | Technical Potential | 0 | 0 | 0 | 0 | 0 | 7829.3269 | 23471.0484 | 51079.8482 | 96013.6252 | 164273.2186 | 260794.0609 | 391730.1276 | 561125.9145 | 767312.3076 | 1011383.3721 | 1282603.901 | 1571168.9226 | 1859480.2414 | 2128838.0025 | 2365944.2509 | 2561217.6432 | 2709963.574 | 2812566.3106 | 2877895.2933 | 2920366.7961 | 2920366.7961 | 2920366.7961 | 2920366.7961 | 2920366.7961 | 2920366.7961 | 2920366.7961
F1_Industrial_Agriculture_Existing_Space Heating_Natural Gas_Gas Boiler - Maintenance_A_Technical Potential | F1 | Industrial | Agriculture | Existing | Space Heating | Natural Gas | Gas Boiler - Maintenance | A | Original Unit Energy Savings (kWh or therms) | Technical Potential | 0 | 0 | 0 | 0 | 0 | 1.153 | 1.1452 | 1.1374 | 1.1296 | 1.1218 | 1.1143 | 1.1068 | 1.0994 | 1.092 | 1.0843 | 1.0772 | 1.0701 | 1.0632 | 1.0564 | 1.0496 | 1.043 | 1.0361 | 1.0295 | 1.0231 | 1.0166 | 1.0107 | 1.0053 | 1.0004 | 0.99593 | 0.99184 | 0.9881
F2_Industrial_Agriculture_Existing_Space Heating_Natural Gas_Gas Boiler - Maintenance_A_Technical Potential | F2 | Industrial | Agriculture | Existing | Space Heating | Natural Gas | Gas Boiler - Maintenance | A | Original Unit Summer Peak Savings (kW) | Technical Potential | 0 | 0 | 0 | 0 | 0 | 0 | 0 | 0 | 0 | 0 | 0 | 0 | 0 | 0 | 0 | 0 | 0 | 0 | 0 | 0 | 0 | 0 | 0 | 0 | 0 | 0 | 0 | 0 | 0 | 0 | 0
F3_Industrial_Agriculture_Existing_Space Heating_Natural Gas_Gas Boiler - Maintenance_A_Technical Potential | F3 | Industrial | Agriculture | Existing | Space Heating | Natural Gas | Gas Boiler - Maintenance | A | Original Unit Winter Peak Savings (kW) | Technical Potential | 0 | 0 | 0 | 0 | 0 | 0 | 0 | 0 | 0 | 0 | 0 | 0 | 0 | 0 | 0 | 0 | 0 | 0 | 0 | 0 | 0 | 0 | 0 | 0 | 0 | 0 | 0 | 0 | 0 | 0 | 0
F4_Industrial_Agriculture_Existing_Space Heating_Natural Gas_Gas Boiler - Maintenance_A_Technical Potential | F4 | Industrial | Agriculture | Existing | Space Heating | Natural Gas | Gas Boiler - Maintenance | A | Standalone Impact on Baseline Energy (%) | Technical Potential | 0% | 0% | 0% | 0% | 0% | 0.004916% | 0.008349% | 0.01077% | 0.01261% | 0.01423% | 0.01582% | 0.01707% | 0.01814% | 0.01931% | 0.01997% | 0.02079% | 0.02127% | 0.02175% | 0.02224% | 0.02243% | 0.02272% | 0.02296% | 0.02316% | 0.02333% | 0.0002347 | 0.00023512 | 0.00023553 | 0.00023591 | 0 | 0 | 0
F5_Industrial_Agriculture_Existing_Space Heating_Natural Gas_Gas Boiler - Maintenance_A_Technical Potential | F5 | Industrial | Agriculture | Existing | Space Heating | Natural Gas | Gas Boiler - Maintenance | A | Standalone Impact on Baseline Summer Peak (%) | Technical Potential | 0% | 0% | 0% | 0% | 0% | 0% | 0% | 0% | 0% | 0% | 0% | 0% | 0% | 0% | 0% | 0% | 0% | 0% | 0% | 0% | 0% | 0% | 0% | 0% | 0 | 0 | 0 | 0 | 0 | 0 | 0
F6_Industrial_Agriculture_Existing_Space Heating_Natural Gas_Gas Boiler - Maintenance_A_Technical Potential | F6 | Industrial | Agriculture | Existing | Space Heating | Natural Gas | Gas Boiler - Maintenance | A | Standalone Impact on Baseline Winter Peak (%) | Technical Potential | 0% | 0% | 0% | 0% | 0% | 0% | 0% | 0% | 0% | 0% | 0% | 0% | 0% | 0% | 0% | 0% | 0% | 0% | 0% | 0% | 0% | 0% | 0% | 0% | 0 | 0 | 0 | 0 | 0 | 0 | 0
F7_Industrial_Agriculture_Existing_Space Heating_Natural Gas_Gas Boiler - Maintenance_A_Technical Potential | F7 | Industrial | Agriculture | Existing | Space Heating | Natural Gas | Gas Boiler - Maintenance | A | Incremental Energy Savings (MWh or mTherms) | Technical Potential | 0 | 0 | 0 | 0 | 0 | 0.042209 | 0.029369 | 0.020074 | 0.015535 | 0.013528 | 0.01148 | 0.0097418 | 0.0082045 | 0.0067669 | 0.0056567 | 0.0046444 | 0.0035939 | 0.0027668 | 0.0021219 | 0.0016438 | 0.0014937 | 0.0011567 | 0.00098611 | 0.00081911 | 0.00065533 | 0 | 0 | 0 | 0 | 0 | 0
F8_Industrial_Agriculture_Existing_Space Heating_Natural Gas_Gas Boiler - Maintenance_A_Technical Potential | F8 | Industrial | Agriculture | Existing | Space Heating | Natural Gas | Gas Boiler - Maintenance | A | Incremental Summer Peak Savings (MW) | Technical Potential | 0 | 0 | 0 | 0 | 0 | 0 | 0 | 0 | 0 | 0 | 0 | 0 | 0 | 0 | 0 | 0 | 0 | 0 | 0 | 0 | 0 | 0 | 0 | 0 | 0 | 0 | 0 | 0 | 0 | 0 | 0
F9_Industrial_Agriculture_Existing_Space Heating_Natural Gas_Gas Boiler - Maintenance_A_Technical Potential | F9 | Industrial | Agriculture | Existing | Space Heating | Natural Gas | Gas Boiler - Maintenance | A | Incremental Winter Peak Savings (MW) | Technical Potential | 0 | 0 | 0 | 0 | 0 | 0 | 0 | 0 | 0 | 0 | 0 | 0 | 0 | 0 | 0 | 0 | 0 | 0 | 0 | 0 | 0 | 0 | 0 | 0 | 0 | 0 | 0 | 0 | 0 | 0 | 0
F10_Industrial_Agriculture_Existing_Space Heating_Natural Gas_Gas Boiler - Maintenance_A_Technical Potential | F10 | Industrial | Agriculture | Existing | Space Heating | Natural Gas | Gas Boiler - Maintenance | A | Cumulative Energy Savings (MWh or mTherms) | Technical Potential | 0 | 0 | 0 | 0 | 0 | 0.042209 | 0.071292 | 0.090882 | 0.10579 | 0.11859 | 0.12927 | 0.13815 | 0.14543 | 0.15122 | 0.15581 | 0.15943 | 0.16198 | 0.1637 | 0.16477 | 0.16535 | 0.16581 | 0.16587 | 0.1658 | 0.16558 | 0.16519 | 0.16423 | 0.16336 | 0.16256 | 0.16183 | 0.16117 | 0.16056
F11_Industrial_Agriculture_Existing_Space Heating_Natural Gas_Gas Boiler - Maintenance_A_Technical Potential | F11 | Industrial | Agriculture | Existing | Space Heating | Natural Gas | Gas Boiler - Maintenance | A | Cumulative Summer Peak Savings (MW) | Technical Potential | 0 | 0 | 0 | 0 | 0 | 0 | 0 | 0 | 0 | 0 | 0 | 0 | 0 | 0 | 0 | 0 | 0 | 0 | 0 | 0 | 0 | 0 | 0 | 0 | 0 | 0 | 0 | 0 | 0 | 0 | 0
F12_Industrial_Agriculture_Existing_Space Heating_Natural Gas_Gas Boiler - Maintenance_A_Technical Potential | F12 | Industrial | Agriculture | Existing | Space Heating | Natural Gas | Gas Boiler - Maintenance | A | Cumulative Winter Peak Savings (MW) | Technical Potential | 0 | 0 | 0 | 0 | 0 | 0 | 0 | 0 | 0 | 0 | 0 | 0 | 0 | 0 | 0 | 0 | 0 | 0 | 0 | 0 | 0 | 0 | 0 | 0 | 0 | 0 | 0 | 0 | 0 | 0 | 0
F13_Industrial_Agriculture_Existing_Space Heating_Natural Gas_Gas Boiler - Maintenance_A_Technical Potential | F13 | Industrial | Agriculture | Existing | Space Heating | Natural Gas | Gas Boiler - Maintenance | A | Purchases (Incremental) | Technical Potential | 0 | 0 | 0 | 0 | 0 | 36.6082 | 25.6454 | 17.6488 | 13.7523 | 12.0591 | 10.3026 | 8.8019 | 7.4629 | 6.1965 | 5.2169 | 4.3116 | 3.3583 | 2.6023 | 2.0086 | 1.5662 | 1.4321 | 1.1164 | 0.95787 | 0.80064 | 0.64463 | 0 | 0 | 0 | 0 | 0 | 0
F14_Industrial_Agriculture_Existing_Space Heating_Natural Gas_Gas Boiler - Maintenance_A_Technical Potential | F14 | Industrial | Agriculture | Existing | Space Heating | Natural Gas | Gas Boiler - Maintenance | A | Purchases (Cumulative) | Technical Potential | 0 | 0 | 0 | 0 | 0 | 36.6082 | 62.2536 | 79.9024 | 93.6547 | 105.7138 | 116.0164 | 124.8183 | 132.2812 | 138.4777 | 143.6946 | 148.0063 | 151.3646 | 153.9669 | 155.9755 | 157.5417 | 158.9738 | 160.0902 | 161.0481 | 161.8487 | 162.4933 | 162.4933 | 162.4933 | 162.4933 | 162.4933 | 162.4933 | 162.4933
F1_Industrial_Agriculture_Existing_Process_Natural Gas_Gas Boiler - Maintenance_A_Technical Potential | F1 | Industrial | Agriculture | Existing | Process | Natural Gas | Gas Boiler - Maintenance | A | Original Unit Energy Savings (kWh or therms) | Technical Potential | 0 | 0 | 0 | 0 | 0 | 1.5559 | 1.5559 | 1.5559 | 1.5559 | 1.5559 | 1.5559 | 1.5559 | 1.5559 | 1.5559 | 1.5559 | 1.5559 | 1.5559 | 1.5559 | 1.5559 | 1.5559 | 1.5559 | 1.5559 | 1.5559 | 1.5559 | 1.5559 | 1.5559 | 1.5559 | 1.5559 | 1.5559 | 1.5559 | 1.5559
F2_Industrial_Agriculture_Existing_Process_Natural Gas_Gas Boiler - Maintenance_A_Technical Potential | F2 | Industrial | Agriculture | Existing | Process | Natural Gas | Gas Boiler - Maintenance | A | Original Unit Summer Peak Savings (kW) | Technical Potential | 0 | 0 | 0 | 0 | 0 | 0 | 0 | 0 | 0 | 0 | 0 | 0 | 0 | 0 | 0 | 0 | 0 | 0 | 0 | 0 | 0 | 0 | 0 | 0 | 0 | 0 | 0 | 0 | 0 | 0 | 0
F3_Industrial_Agriculture_Existing_Process_Natural Gas_Gas Boiler - Maintenance_A_Technical Potential | F3 | Industrial | Agriculture | Existing | Process | Natural Gas | Gas Boiler - Maintenance | A | Original Unit Winter Peak Savings (kW) | Technical Potential | 0 | 0 | 0 | 0 | 0 | 0 | 0 | 0 | 0 | 0 | 0 | 0 | 0 | 0 | 0 | 0 | 0 | 0 | 0 | 0 | 0 | 0 | 0 | 0 | 0 | 0 | 0 | 0 | 0 | 0 | 0
F4_Industrial_Agriculture_Existing_Process_Natural Gas_Gas Boiler - Maintenance_A_Technical Potential | F4 | Industrial | Agriculture | Existing | Process | Natural Gas | Gas Boiler - Maintenance | A | Standalone Impact on Baseline Energy (%) | Technical Potential | 0% | 0% | 0% | 0% | 0% | 0.0263% | 0.04475% | 0.05778% | 0.06769% | 0.07634% | 0.08486% | 0.09155% | 0.09722% | 0.1034% | 0.1069% | 0.1112% | 0.1137% | 0.1162% | 0.1188% | 0.1198% | 0.1214% | 0.1228% | 0.124% | 0.125% | 0.0012589 | 0.0012626 | 0.001266 | 0.001269 | 0 | 0 | 0
F5_Industrial_Agriculture_Existing_Process_Natural Gas_Gas Boiler - Maintenance_A_Technical Potential | F5 | Industrial | Agriculture | Existing | Process | Natural Gas | Gas Boiler - Maintenance | A | Standalone Impact on Baseline Summer Peak (%) | Technical Potential | 0% | 0% | 0% | 0% | 0% | 0% | 0% | 0% | 0% | 0% | 0% | 0% | 0% | 0% | 0% | 0% | 0% | 0% | 0% | 0% | 0% | 0% | 0% | 0% | 0 | 0 | 0 | 0 | 0 | 0 | 0
F6_Industrial_Agriculture_Existing_Process_Natural Gas_Gas Boiler - Maintenance_A_Technical Potential | F6 | Industrial | Agriculture | Existing | Process | Natural Gas | Gas Boiler - Maintenance | A | Standalone Impact on Baseline Winter Peak (%) | Technical Potential | 0% | 0% | 0% | 0% | 0% | 0% | 0% | 0% | 0% | 0% | 0% | 0% | 0% | 0% | 0% | 0% | 0% | 0% | 0% | 0% | 0% | 0% | 0% | 0% | 0 | 0 | 0 | 0 | 0 | 0 | 0
F7_Industrial_Agriculture_Existing_Process_Natural Gas_Gas Boiler - Maintenance_A_Technical Potential | F7 | Industrial | Agriculture | Existing | Process | Natural Gas | Gas Boiler - Maintenance | A | Incremental Energy Savings (MWh or mTherms) | Technical Potential | 0 | 0 | 0 | 0 | 0 | 0.47115 | 0.33006 | 0.22714 | 0.17699 | 0.1552 | 0.1326 | 0.11328 | 0.096049 | 0.07975 | 0.067142 | 0.055491 | 0.043222 | 0.033492 | 0.025851 | 0.020157 | 0.018432 | 0.014369 | 0.012328 | 0.010304 | 0.0082965 | 0 | 0 | 0 | 0 | 0 | 0
F8_Industrial_Agriculture_Existing_Process_Natural Gas_Gas Boiler - Maintenance_A_Technical Potential | F8 | Industrial | Agriculture | Existing | Process | Natural Gas | Gas Boiler - Maintenance | A | Incremental Summer Peak Savings (MW) | Technical Potential | 0 | 0 | 0 | 0 | 0 | 0 | 0 | 0 | 0 | 0 | 0 | 0 | 0 | 0 | 0 | 0 | 0 | 0 | 0 | 0 | 0 | 0 | 0 | 0 | 0 | 0 | 0 | 0 | 0 | 0 | 0
F9_Industrial_Agriculture_Existing_Process_Natural Gas_Gas Boiler - Maintenance_A_Technical Potential | F9 | Industrial | Agriculture | Existing | Process | Natural Gas | Gas Boiler - Maintenance | A | Incremental Winter Peak Savings (MW) | Technical Potential | 0 | 0 | 0 | 0 | 0 | 0 | 0 | 0 | 0 | 0 | 0 | 0 | 0 | 0 | 0 | 0 | 0 | 0 | 0 | 0 | 0 | 0 | 0 | 0 | 0 | 0 | 0 | 0 | 0 | 0 | 0
F10_Industrial_Agriculture_Existing_Process_Natural Gas_Gas Boiler - Maintenance_A_Technical Potential | F10 | Industrial | Agriculture | Existing | Process | Natural Gas | Gas Boiler - Maintenance | A | Cumulative Energy Savings (MWh or mTherms) | Technical Potential | 0 | 0 | 0 | 0 | 0 | 0.47115 | 0.80121 | 1.0284 | 1.2053 | 1.3606 | 1.4931 | 1.6064 | 1.7025 | 1.7822 | 1.8494 | 1.9049 | 1.9481 | 1.9816 | 2.0074 | 2.0276 | 2.046 | 2.0604 | 2.0727 | 2.083 | 2.0913 | 2.0913 | 2.0913 | 2.0913 | 2.0913 | 2.0913 | 2.0913
F11_Industrial_Agriculture_Existing_Process_Natural Gas_Gas Boiler - Maintenance_A_Technical Potential | F11 | Industrial | Agriculture | Existing | Process | Natural Gas | Gas Boiler - Maintenance | A | Cumulative Summer Peak Savings (MW) | Technical Potential | 0 | 0 | 0 | 0 | 0 | 0 | 0 | 0 | 0 | 0 | 0 | 0 | 0 | 0 | 0 | 0 | 0 | 0 | 0 | 0 | 0 | 0 | 0 | 0 | 0 | 0 | 0 | 0 | 0 | 0 | 0
F12_Industrial_Agriculture_Existing_Process_Natural Gas_Gas Boiler - Maintenance_A_Technical Potential | F12 | Industrial | Agriculture | Existing | Process | Natural Gas | Gas Boiler - Maintenance | A | Cumulative Winter Peak Savings (MW) | Technical Potential | 0 | 0 | 0 | 0 | 0 | 0 | 0 | 0 | 0 | 0 | 0 | 0 | 0 | 0 | 0 | 0 | 0 | 0 | 0 | 0 | 0 | 0 | 0 | 0 | 0 | 0 | 0 | 0 | 0 | 0 | 0
F13_Industrial_Agriculture_Existing_Process_Natural Gas_Gas Boiler - Maintenance_A_Technical Potential | F13 | Industrial | Agriculture | Existing | Process | Natural Gas | Gas Boiler - Maintenance | A | Purchases (Incremental) | Technical Potential | 0 | 0 | 0 | 0 | 0 | 302.8219 | 212.1376 | 145.9899 | 113.7585 | 99.752 | 85.2227 | 72.8091 | 61.7331 | 51.2572 | 43.154 | 35.6656 | 27.78 | 21.5262 | 16.6151 | 12.9552 | 11.8464 | 9.235 | 7.9234 | 6.6229 | 5.3324 | 0 | 0 | 0 | 0 | 0 | 0
F14_Industrial_Agriculture_Existing_Process_Natural Gas_Gas Boiler - Maintenance_A_Technical Potential | F14 | Industrial | Agriculture | Existing | Process | Natural Gas | Gas Boiler - Maintenance | A | Purchases (Cumulative) | Technical Potential | 0 | 0 | 0 | 0 | 0 | 302.8219 | 514.9596 | 660.9495 | 774.708 | 874.46 | 959.6827 | 1032.4919 | 1094.225 | 1145.4822 | 1188.6362 | 1224.3017 | 1252.0817 | 1273.6079 | 1290.2229 | 1303.1781 | 1315.0245 | 1324.2595 | 1332.183 | 1338.8058 | 1344.1382 | 1344.1382 | 1344.1382 | 1344.1382 | 1344.1382 | 1344.1382 | 1344.1382
F1_Industrial_Agriculture_Existing_Space Heating_Natural Gas_Gas Furnace - Maintenance_A_Technical Potential | F1 | Industrial | Agriculture | Existing | Space Heating | Natural Gas | Gas Furnace - Maintenance | A | Original Unit Energy Savings (kWh or therms) | Technical Potential | 0 | 0 | 0 | 0 | 0 | 0.0091939 | 0.0091109 | 0.0090054 | 0.0088982 | 0.0087907 | 0.0086854 | 0.0085811 | 0.0084829 | 0.0083904 | 0.0082972 | 0.0082156 | 0.0081386 | 0.0080664 | 0.0079984 | 0.0079296 | 0.007863 | 0.0077967 | 0.0077284 | 0.0076628 | 0.0075997 | 0.0075405 | 0.0074852 | 0.0074333 | 0.0073847 | 0.0073392 | 0.0072965
F2_Industrial_Agriculture_Existing_Space Heating_Natural Gas_Gas Furnace - Maintenance_A_Technical Potential | F2 | Industrial | Agriculture | Existing | Space Heating | Natural Gas | Gas Furnace - Maintenance | A | Original Unit Summer Peak Savings (kW) | Technical Potential | 0 | 0 | 0 | 0 | 0 | 0 | 0 | 0 | 0 | 0 | 0 | 0 | 0 | 0 | 0 | 0 | 0 | 0 | 0 | 0 | 0 | 0 | 0 | 0 | 0 | 0 | 0 | 0 | 0 | 0 | 0
F3_Industrial_Agriculture_Existing_Space Heating_Natural Gas_Gas Furnace - Maintenance_A_Technical Potential | F3 | Industrial | Agriculture | Existing | Space Heating | Natural Gas | Gas Furnace - Maintenance | A | Original Unit Winter Peak Savings (kW) | Technical Potential | 0 | 0 | 0 | 0 | 0 | 0 | 0 | 0 | 0 | 0 | 0 | 0 | 0 | 0 | 0 | 0 | 0 | 0 | 0 | 0 | 0 | 0 | 0 | 0 | 0 | 0 | 0 | 0 | 0 | 0 | 0
F4_Industrial_Agriculture_Existing_Space Heating_Natural Gas_Gas Furnace - Maintenance_A_Technical Potential | F4 | Industrial | Agriculture | Existing | Space Heating | Natural Gas | Gas Furnace - Maintenance | A | Standalone Impact on Baseline Energy (%) | Technical Potential | 0% | 0% | 0% | 0% | 0% | 7.924e-05% | 0.0001343% | 0.0001724% | 0.0002009% | 0.0002253% | 0.0002492% | 0.0002675% | 0.0002829% | 0.0002998% | 0.0003089% | 0.0003204% | 0.000327% | 0.0003336% | 0.0003403% | 0.0003425% | 0.0003462% | 0.0003492% | 0.0003514% | 0.0003532% | 3.5463e-06 | 3.5457e-06 | 3.5446e-06 | 3.543e-06 | 0 | 0 | 0
F5_Industrial_Agriculture_Existing_Space Heating_Natural Gas_Gas Furnace - Maintenance_A_Technical Potential | F5 | Industrial | Agriculture | Existing | Space Heating | Natural Gas | Gas Furnace - Maintenance | A | Standalone Impact on Baseline Summer Peak (%) | Technical Potential | 0% | 0% | 0% | 0% | 0% | 0% | 0% | 0% | 0% | 0% | 0% | 0% | 0% | 0% | 0% | 0% | 0% | 0% | 0% | 0% | 0% | 0% | 0% | 0% | 0 | 0 | 0 | 0 | 0 | 0 | 0
F6_Industrial_Agriculture_Existing_Space Heating_Natural Gas_Gas Furnace - Maintenance_A_Technical Potential | F6 | Industrial | Agriculture | Existing | Space Heating | Natural Gas | Gas Furnace - Maintenance | A | Standalone Impact on Baseline Winter Peak (%) | Technical Potential | 0% | 0% | 0% | 0% | 0% | 0% | 0% | 0% | 0% | 0% | 0% | 0% | 0% | 0% | 0% | 0% | 0% | 0% | 0% | 0% | 0% | 0% | 0% | 0% | 0 | 0 | 0 | 0 | 0 | 0 | 0
F7_Industrial_Agriculture_Existing_Space Heating_Natural Gas_Gas Furnace - Maintenance_A_Technical Potential | F7 | Industrial | Agriculture | Existing | Space Heating | Natural Gas | Gas Furnace - Maintenance | A | Incremental Energy Savings (MWh or mTherms) | Technical Potential | 0 | 0 | 0 | 0 | 0 | 0.00068031 | 0.00047228 | 0.00032125 | 0.00024735 | 0.00021427 | 0.00018087 | 0.00015267 | 0.00012796 | 0.00010509 | 8.7492e-05 | 7.1599e-05 | 5.5246e-05 | 4.2429e-05 | 3.2473e-05 | 2.5102e-05 | 2.2761e-05 | 1.7594e-05 | 1.4963e-05 | 1.2401e-05 | 9.9023e-06 | 0 | 0 | 0 | 0 | 0 | 0
F8_Industrial_Agriculture_Existing_Space Heating_Natural Gas_Gas Furnace - Maintenance_A_Technical Potential | F8 | Industrial | Agriculture | Existing | Space Heating | Natural Gas | Gas Furnace - Maintenance | A | Incremental Summer Peak Savings (MW) | Technical Potential | 0 | 0 | 0 | 0 | 0 | 0 | 0 | 0 | 0 | 0 | 0 | 0 | 0 | 0 | 0 | 0 | 0 | 0 | 0 | 0 | 0 | 0 | 0 | 0 | 0 | 0 | 0 | 0 | 0 | 0 | 0
F9_Industrial_Agriculture_Existing_Space Heating_Natural Gas_Gas Furnace - Maintenance_A_Technical Potential | F9 | Industrial | Agriculture | Existing | Space Heating | Natural Gas | Gas Furnace - Maintenance | A | Incremental Winter Peak Savings (MW) | Technical Potential | 0 | 0 | 0 | 0 | 0 | 0 | 0 | 0 | 0 | 0 | 0 | 0 | 0 | 0 | 0 | 0 | 0 | 0 | 0 | 0 | 0 | 0 | 0 | 0 | 0 | 0 | 0 | 0 | 0 | 0 | 0
F10_Industrial_Agriculture_Existing_Space Heating_Natural Gas_Gas Furnace - Maintenance_A_Technical Potential | F10 | Industrial | Agriculture | Existing | Space Heating | Natural Gas | Gas Furnace - Maintenance | A | Cumulative Energy Savings (MWh or mTherms) | Technical Potential | 0 | 0 | 0 | 0 | 0 | 0.00068031 | 0.0011465 | 0.0014544 | 0.0016845 | 0.0018784 | 0.0020368 | 0.002165 | 0.0022681 | 0.0023485 | 0.0024099 | 0.0024578 | 0.00249 | 0.0025103 | 0.0025217 | 0.0025251 | 0.0025266 | 0.0025229 | 0.0025158 | 0.0025068 | 0.0024961 | 0.0024767 | 0.0024585 | 0.0024414 | 0.0024255 | 0.0024105 | 0.0023965
F11_Industrial_Agriculture_Existing_Space Heating_Natural Gas_Gas Furnace - Maintenance_A_Technical Potential | F11 | Industrial | Agriculture | Existing | Space Heating | Natural Gas | Gas Furnace - Maintenance | A | Cumulative Summer Peak Savings (MW) | Technical Potential | 0 | 0 | 0 | 0 | 0 | 0 | 0 | 0 | 0 | 0 | 0 | 0 | 0 | 0 | 0 | 0 | 0 | 0 | 0 | 0 | 0 | 0 | 0 | 0 | 0 | 0 | 0 | 0 | 0 | 0 | 0
F12_Industrial_Agriculture_Existing_Space Heating_Natural Gas_Gas Furnace - Maintenance_A_Technical Potential | F12 | Industrial | Agriculture | Existing | Space Heating | Natural Gas | Gas Furnace - Maintenance | A | Cumulative Winter Peak Savings (MW) | Technical Potential | 0 | 0 | 0 | 0 | 0 | 0 | 0 | 0 | 0 | 0 | 0 | 0 | 0 | 0 | 0 | 0 | 0 | 0 | 0 | 0 | 0 | 0 | 0 | 0 | 0 | 0 | 0 | 0 | 0 | 0 | 0
F13_Industrial_Agriculture_Existing_Space Heating_Natural Gas_Gas Furnace - Maintenance_A_Technical Potential | F13 | Industrial | Agriculture | Existing | Space Heating | Natural Gas | Gas Furnace - Maintenance | A | Purchases (Incremental) | Technical Potential | 0 | 0 | 0 | 0 | 0 | 73.9957 | 51.8367 | 35.6732 | 27.7973 | 24.3748 | 20.8245 | 17.7912 | 15.0847 | 12.5249 | 10.5448 | 8.715 | 6.7881 | 5.26 | 4.06 | 3.1656 | 2.8947 | 2.2566 | 1.9361 | 1.6183 | 1.303 | 0 | 0 | 0 | 0 | 0 | 0
F14_Industrial_Agriculture_Existing_Space Heating_Natural Gas_Gas Furnace - Maintenance_A_Technical Potential | F14 | Industrial | Agriculture | Existing | Space Heating | Natural Gas | Gas Furnace - Maintenance | A | Purchases (Cumulative) | Technical Potential | 0 | 0 | 0 | 0 | 0 | 73.9957 | 125.8324 | 161.5056 | 189.303 | 213.6778 | 234.5023 | 252.2935 | 267.3782 | 279.9031 | 290.4479 | 299.163 | 305.9511 | 311.2111 | 315.2711 | 318.4367 | 321.3314 | 323.588 | 325.5242 | 327.1425 | 328.4455 | 328.4455 | 328.4455 | 328.4455 | 328.4455 | 328.4455 | 328.4455
F1_Industrial_Agriculture_Existing_Space Heating_Natural Gas_Gas Boiler - Hot Water Reset_A_Technical Potential | F1 | Industrial | Agriculture | Existing | Space Heating | Natural Gas | Gas Boiler - Hot Water Reset | A | Original Unit Energy Savings (kWh or therms) | Technical Potential | 0 | 0 | 0 | 0 | 0 | 4.1927 | 4.1643 | 4.1361 | 4.1077 | 4.0794 | 4.0519 | 4.0247 | 3.9977 | 3.9711 | 3.9429 | 3.917 | 3.8914 | 3.8663 | 3.8415 | 3.8167 | 3.7927 | 3.7677 | 3.7436 | 3.7202 | 3.6967 | 3.6753 | 3.6557 | 3.6379 | 3.6216 | 3.6067 | 3.5931
F2_Industrial_Agriculture_Existing_Space Heating_Natural Gas_Gas Boiler - Hot Water Reset_A_Technical Potential | F2 | Industrial | Agriculture | Existing | Space Heating | Natural Gas | Gas Boiler - Hot Water Reset | A | Original Unit Summer Peak Savings (kW) | Technical Potential | 0 | 0 | 0 | 0 | 0 | 0 | 0 | 0 | 0 | 0 | 0 | 0 | 0 | 0 | 0 | 0 | 0 | 0 | 0 | 0 | 0 | 0 | 0 | 0 | 0 | 0 | 0 | 0 | 0 | 0 | 0
F3_Industrial_Agriculture_Existing_Space Heating_Natural Gas_Gas Boiler - Hot Water Reset_A_Technical Potential | F3 | Industrial | Agriculture | Existing | Space Heating | Natural Gas | Gas Boiler - Hot Water Reset | A | Original Unit Winter Peak Savings (kW) | Technical Potential | 0 | 0 | 0 | 0 | 0 | 0 | 0 | 0 | 0 | 0 | 0 | 0 | 0 | 0 | 0 | 0 | 0 | 0 | 0 | 0 | 0 | 0 | 0 | 0 | 0 | 0 | 0 | 0 | 0 | 0 | 0
F4_Industrial_Agriculture_Existing_Space Heating_Natural Gas_Gas Boiler - Hot Water Reset_A_Technical Potential | F4 | Industrial | Agriculture | Existing | Space Heating | Natural Gas | Gas Boiler - Hot Water Reset | A | Standalone Impact on Baseline Energy (%) | Technical Potential | 0% | 0% | 0% | 0% | 0% | 0.008689% | 0.01932% | 0.03245% | 0.04752% | 0.06471% | 0.08571% | 0.1081% | 0.131% | 0.1545% | 0.1724% | 0.1884% | 0.1979% | 0.2044% | 0.2089% | 0.2097% | 0.2109% | 0.2118% | 0.2124% | 0.2129% | 0.0021333 | 0.0021372 | 0.0021409 | 0.0021443 | 0 | 0 | 0
F5_Industrial_Agriculture_Existing_Space Heating_Natural Gas_Gas Boiler - Hot Water Reset_A_Technical Potential | F5 | Industrial | Agriculture | Existing | Space Heating | Natural Gas | Gas Boiler - Hot Water Reset | A | Standalone Impact on Baseline Summer Peak (%) | Technical Potential | 0% | 0% | 0% | 0% | 0% | 0% | 0% | 0% | 0% | 0% | 0% | 0% | 0% | 0% | 0% | 0% | 0% | 0% | 0% | 0% | 0% | 0% | 0% | 0% | 0 | 0 | 0 | 0 | 0 | 0 | 0
F6_Industrial_Agriculture_Existing_Space Heating_Natural Gas_Gas Boiler - Hot Water Reset_A_Technical Potential | F6 | Industrial | Agriculture | Existing | Space Heating | Natural Gas | Gas Boiler - Hot Water Reset | A | Standalone Impact on Baseline Winter Peak (%) | Technical Potential | 0% | 0% | 0% | 0% | 0% | 0% | 0% | 0% | 0% | 0% | 0% | 0% | 0% | 0% | 0% | 0% | 0% | 0% | 0% | 0% | 0% | 0% | 0% | 0% | 0 | 0 | 0 | 0 | 0 | 0 | 0
F7_Industrial_Agriculture_Existing_Space Heating_Natural Gas_Gas Boiler - Hot Water Reset_A_Technical Potential | F7 | Industrial | Agriculture | Existing | Space Heating | Natural Gas | Gas Boiler - Hot Water Reset | A | Incremental Energy Savings (MWh or mTherms) | Technical Potential | 0 | 0 | 0 | 0 | 0 | 0.074593 | 0.090918 | 0.10985 | 0.12671 | 0.14366 | 0.1647 | 0.17897 | 0.18124 | 0.16697 | 0.14305 | 0.10892 | 0.071625 | 0.041112 | 0.019492 | 0.008203 | 0.0029519 | 0.00091241 | 0.00019687 | 3.2049e-05 | 3.8106e-06 | 0 | 0 | 0 | 0 | 0 | 0
F8_Industrial_Agriculture_Existing_Space Heating_Natural Gas_Gas Boiler - Hot Water Reset_A_Technical Potential | F8 | Industrial | Agriculture | Existing | Space Heating | Natural Gas | Gas Boiler - Hot Water Reset | A | Incremental Summer Peak Savings (MW) | Technical Potential | 0 | 0 | 0 | 0 | 0 | 0 | 0 | 0 | 0 | 0 | 0 | 0 | 0 | 0 | 0 | 0 | 0 | 0 | 0 | 0 | 0 | 0 | 0 | 0 | 0 | 0 | 0 | 0 | 0 | 0 | 0
F9_Industrial_Agriculture_Existing_Space Heating_Natural Gas_Gas Boiler - Hot Water Reset_A_Technical Potential | F9 | Industrial | Agriculture | Existing | Space Heating | Natural Gas | Gas Boiler - Hot Water Reset | A | Incremental Winter Peak Savings (MW) | Technical Potential | 0 | 0 | 0 | 0 | 0 | 0 | 0 | 0 | 0 | 0 | 0 | 0 | 0 | 0 | 0 | 0 | 0 | 0 | 0 | 0 | 0 | 0 | 0 | 0 | 0 | 0 | 0 | 0 | 0 | 0 | 0
F10_Industrial_Agriculture_Existing_Space Heating_Natural Gas_Gas Boiler - Hot Water Reset_A_Technical Potential | F10 | Industrial | Agriculture | Existing | Space Heating | Natural Gas | Gas Boiler - Hot Water Reset | A | Cumulative Energy Savings (MWh or mTherms) | Technical Potential | 0 | 0 | 0 | 0 | 0 | 0.074593 | 0.16501 | 0.27374 | 0.39857 | 0.53948 | 0.70054 | 0.87481 | 1.0502 | 1.2102 | 1.3446 | 1.4447 | 1.5069 | 1.5383 | 1.5479 | 1.5461 | 1.5393 | 1.5301 | 1.5205 | 1.5111 | 1.5015 | 1.4928 | 1.4849 | 1.4776 | 1.471 | 1.4649 | 1.4594
F11_Industrial_Agriculture_Existing_Space Heating_Natural Gas_Gas Boiler - Hot Water Reset_A_Technical Potential | F11 | Industrial | Agriculture | Existing | Space Heating | Natural Gas | Gas Boiler - Hot Water Reset | A | Cumulative Summer Peak Savings (MW) | Technical Potential | 0 | 0 | 0 | 0 | 0 | 0 | 0 | 0 | 0 | 0 | 0 | 0 | 0 | 0 | 0 | 0 | 0 | 0 | 0 | 0 | 0 | 0 | 0 | 0 | 0 | 0 | 0 | 0 | 0 | 0 | 0
F12_Industrial_Agriculture_Existing_Space Heating_Natural Gas_Gas Boiler - Hot Water Reset_A_Technical Potential | F12 | Industrial | Agriculture | Existing | Space Heating | Natural Gas | Gas Boiler - Hot Water Reset | A | Cumulative Winter Peak Savings (MW) | Technical Potential | 0 | 0 | 0 | 0 | 0 | 0 | 0 | 0 | 0 | 0 | 0 | 0 | 0 | 0 | 0 | 0 | 0 | 0 | 0 | 0 | 0 | 0 | 0 | 0 | 0 | 0 | 0 | 0 | 0 | 0 | 0
F13_Industrial_Agriculture_Existing_Space Heating_Natural Gas_Gas Boiler - Hot Water Reset_A_Technical Potential | F13 | Industrial | Agriculture | Existing | Space Heating | Natural Gas | Gas Boiler - Hot Water Reset | A | Purchases (Incremental) | Technical Potential | 0 | 0 | 0 | 0 | 0 | 17.7911 | 21.8327 | 26.5593 | 30.8478 | 35.2149 | 40.6476 | 44.4692 | 45.3362 | 42.0455 | 36.2797 | 27.807 | 18.4057 | 10.6334 | 5.0741 | 2.1493 | 0.77832 | 0.24217 | 0.052589 | 0.0086148 | 0.0010308 | 0 | 0 | 0 | 0 | 0 | 0
F14_Industrial_Agriculture_Existing_Space Heating_Natural Gas_Gas Boiler - Hot Water Reset_A_Technical Potential | F14 | Industrial | Agriculture | Existing | Space Heating | Natural Gas | Gas Boiler - Hot Water Reset | A | Purchases (Cumulative) | Technical Potential | 0 | 0 | 0 | 0 | 0 | 17.7911 | 39.6238 | 66.1831 | 97.0309 | 132.2458 | 172.8935 | 217.3627 | 262.6989 | 304.7444 | 341.0241 | 368.8311 | 387.2368 | 397.8702 | 402.9443 | 405.0935 | 405.8719 | 406.114 | 406.1666 | 406.1752 | 406.1763 | 406.1763 | 406.1763 | 406.1763 | 406.1763 | 406.1763 | 406.1763
F1_Industrial_Agriculture_Existing_Process_Natural Gas_Gas Boiler - Hot Water Reset_A_Technical Potential | F1 | Industrial | Agriculture | Existing | Process | Natural Gas | Gas Boiler - Hot Water Reset | A | Original Unit Energy Savings (kWh or therms) | Technical Potential | 0 | 0 | 0 | 0 | 0 | 2.8289 | 2.8289 | 2.8289 | 2.8289 | 2.8289 | 2.8289 | 2.8289 | 2.8289 | 2.8289 | 2.8289 | 2.8289 | 2.8289 | 2.8289 | 2.8289 | 2.8289 | 2.8289 | 2.8289 | 2.8289 | 2.8289 | 2.8289 | 2.8289 | 2.8289 | 2.8289 | 2.8289 | 2.8289 | 2.8289
F2_Industrial_Agriculture_Existing_Process_Natural Gas_Gas Boiler - Hot Water Reset_A_Technical Potential | F2 | Industrial | Agriculture | Existing | Process | Natural Gas | Gas Boiler - Hot Water Reset | A | Original Unit Summer Peak Savings (kW) | Technical Potential | 0 | 0 | 0 | 0 | 0 | 0 | 0 | 0 | 0 | 0 | 0 | 0 | 0 | 0 | 0 | 0 | 0 | 0 | 0 | 0 | 0 | 0 | 0 | 0 | 0 | 0 | 0 | 0 | 0 | 0 | 0
F3_Industrial_Agriculture_Existing_Process_Natural Gas_Gas Boiler - Hot Water Reset_A_Technical Potential | F3 | Industrial | Agriculture | Existing | Process | Natural Gas | Gas Boiler - Hot Water Reset | A | Original Unit Winter Peak Savings (kW) | Technical Potential | 0 | 0 | 0 | 0 | 0 | 0 | 0 | 0 | 0 | 0 | 0 | 0 | 0 | 0 | 0 | 0 | 0 | 0 | 0 | 0 | 0 | 0 | 0 | 0 | 0 | 0 | 0 | 0 | 0 | 0 | 0
F4_Industrial_Agriculture_Existing_Process_Natural Gas_Gas Boiler - Hot Water Reset_A_Technical Potential | F4 | Industrial | Agriculture | Existing | Process | Natural Gas | Gas Boiler - Hot Water Reset | A | Standalone Impact on Baseline Energy (%) | Technical Potential | 0% | 0% | 0% | 0% | 0% | 0.02324% | 0.05179% | 0.08702% | 0.1275% | 0.1736% | 0.2299% | 0.2899% | 0.351% | 0.4138% | 0.4613% | 0.5037% | 0.5288% | 0.5461% | 0.558% | 0.5603% | 0.5637% | 0.5663% | 0.5684% | 0.5704% | 0.0057216 | 0.0057383 | 0.0057536 | 0.0057676 | 0 | 0 | 0
F5_Industrial_Agriculture_Existing_Process_Natural Gas_Gas Boiler - Hot Water Reset_A_Technical Potential | F5 | Industrial | Agriculture | Existing | Process | Natural Gas | Gas Boiler - Hot Water Reset | A | Standalone Impact on Baseline Summer Peak (%) | Technical Potential | 0% | 0% | 0% | 0% | 0% | 0% | 0% | 0% | 0% | 0% | 0% | 0% | 0% | 0% | 0% | 0% | 0% | 0% | 0% | 0% | 0% | 0% | 0% | 0% | 0 | 0 | 0 | 0 | 0 | 0 | 0
F6_Industrial_Agriculture_Existing_Process_Natural Gas_Gas Boiler - Hot Water Reset_A_Technical Potential | F6 | Industrial | Agriculture | Existing | Process | Natural Gas | Gas Boiler - Hot Water Reset | A | Standalone Impact on Baseline Winter Peak (%) | Technical Potential | 0% | 0% | 0% | 0% | 0% | 0% | 0% | 0% | 0% | 0% | 0% | 0% | 0% | 0% | 0% | 0% | 0% | 0% | 0% | 0% | 0% | 0% | 0% | 0% | 0 | 0 | 0 | 0 | 0 | 0 | 0
F7_Industrial_Agriculture_Existing_Process_Natural Gas_Gas Boiler - Hot Water Reset_A_Technical Potential | F7 | Industrial | Agriculture | Existing | Process | Natural Gas | Gas Boiler - Hot Water Reset | A | Incremental Energy Savings (MWh or mTherms) | Technical Potential | 0 | 0 | 0 | 0 | 0 | 0.41632 | 0.51089 | 0.62149 | 0.72185 | 0.82404 | 0.95117 | 1.0406 | 1.0609 | 0.98388 | 0.84895 | 0.65069 | 0.4307 | 0.24882 | 0.11874 | 0.050294 | 0.018213 | 0.0056668 | 0.0012306 | 0.00020159 | 2.4121e-05 | 0 | 0 | 0 | 0 | 0 | 0
F8_Industrial_Agriculture_Existing_Process_Natural Gas_Gas Boiler - Hot Water Reset_A_Technical Potential | F8 | Industrial | Agriculture | Existing | Process | Natural Gas | Gas Boiler - Hot Water Reset | A | Incremental Summer Peak Savings (MW) | Technical Potential | 0 | 0 | 0 | 0 | 0 | 0 | 0 | 0 | 0 | 0 | 0 | 0 | 0 | 0 | 0 | 0 | 0 | 0 | 0 | 0 | 0 | 0 | 0 | 0 | 0 | 0 | 0 | 0 | 0 | 0 | 0
F9_Industrial_Agriculture_Existing_Process_Natural Gas_Gas Boiler - Hot Water Reset_A_Technical Potential | F9 | Industrial | Agriculture | Existing | Process | Natural Gas | Gas Boiler - Hot Water Reset | A | Incremental Winter Peak Savings (MW) | Technical Potential | 0 | 0 | 0 | 0 | 0 | 0 | 0 | 0 | 0 | 0 | 0 | 0 | 0 | 0 | 0 | 0 | 0 | 0 | 0 | 0 | 0 | 0 | 0 | 0 | 0 | 0 | 0 | 0 | 0 | 0 | 0
F10_Industrial_Agriculture_Existing_Process_Natural Gas_Gas Boiler - Hot Water Reset_A_Technical Potential | F10 | Industrial | Agriculture | Existing | Process | Natural Gas | Gas Boiler - Hot Water Reset | A | Cumulative Energy Savings (MWh or mTherms) | Technical Potential | 0 | 0 | 0 | 0 | 0 | 0.41632 | 0.92721 | 1.5487 | 2.2705 | 3.0946 | 4.0458 | 5.0863 | 6.1472 | 7.1311 | 7.9801 | 8.6307 | 9.0614 | 9.3103 | 9.429 | 9.4793 | 9.4975 | 9.5032 | 9.5044 | 9.5046 | 9.5046 | 9.5046 | 9.5046 | 9.5046 | 9.5046 | 9.5046 | 9.5046
F11_Industrial_Agriculture_Existing_Process_Natural Gas_Gas Boiler - Hot Water Reset_A_Technical Potential | F11 | Industrial | Agriculture | Existing | Process | Natural Gas | Gas Boiler - Hot Water Reset | A | Cumulative Summer Peak Savings (MW) | Technical Potential | 0 | 0 | 0 | 0 | 0 | 0 | 0 | 0 | 0 | 0 | 0 | 0 | 0 | 0 | 0 | 0 | 0 | 0 | 0 | 0 | 0 | 0 | 0 | 0 | 0 | 0 | 0 | 0 | 0 | 0 | 0
F12_Industrial_Agriculture_Existing_Process_Natural Gas_Gas Boiler - Hot Water Reset_A_Technical Potential | F12 | Industrial | Agriculture | Existing | Process | Natural Gas | Gas Boiler - Hot Water Reset | A | Cumulative Winter Peak Savings (MW) | Technical Potential | 0 | 0 | 0 | 0 | 0 | 0 | 0 | 0 | 0 | 0 | 0 | 0 | 0 | 0 | 0 | 0 | 0 | 0 | 0 | 0 | 0 | 0 | 0 | 0 | 0 | 0 | 0 | 0 | 0 | 0 | 0
F13_Industrial_Agriculture_Existing_Process_Natural Gas_Gas Boiler - Hot Water Reset_A_Technical Potential | F13 | Industrial | Agriculture | Existing | Process | Natural Gas | Gas Boiler - Hot Water Reset | A | Purchases (Incremental) | Technical Potential | 0 | 0 | 0 | 0 | 0 | 147.1676 | 180.5992 | 219.6972 | 255.1717 | 291.2963 | 336.2356 | 367.8477 | 375.0195 | 347.7988 | 300.104 | 230.0185 | 152.2509 | 87.9588 | 41.9728 | 17.7787 | 6.4383 | 2.0032 | 0.43502 | 0.071262 | 0.0085268 | 0 | 0 | 0 | 0 | 0 | 0
F14_Industrial_Agriculture_Existing_Process_Natural Gas_Gas Boiler - Hot Water Reset_A_Technical Potential | F14 | Industrial | Agriculture | Existing | Process | Natural Gas | Gas Boiler - Hot Water Reset | A | Purchases (Cumulative) | Technical Potential | 0 | 0 | 0 | 0 | 0 | 147.1676 | 327.7667 | 547.4639 | 802.6356 | 1093.9319 | 1430.1676 | 1798.0153 | 2173.0348 | 2520.8336 | 2820.9375 | 3050.956 | 3203.2069 | 3291.1657 | 3333.1384 | 3350.9172 | 3357.3554 | 3359.3586 | 3359.7937 | 3359.8649 | 3359.8734 | 3359.8734 | 3359.8734 | 3359.8734 | 3359.8734 | 3359.8734 | 3359.8734
F1_Industrial_Agriculture_Existing_Space Heating_Natural Gas_Steam Trap Maintenance_A_Technical Potential | F1 | Industrial | Agriculture | Existing | Space Heating | Natural Gas | Steam Trap Maintenance | A | Original Unit Energy Savings (kWh or therms) | Technical Potential | 0 | 0 | 0 | 0 | 0 | 1.4812 | 1.4712 | 1.4612 | 1.4512 | 1.4412 | 1.4314 | 1.4218 | 1.4123 | 1.4029 | 1.3929 | 1.3838 | 1.3748 | 1.3659 | 1.3571 | 1.3483 | 1.3399 | 1.331 | 1.3225 | 1.3143 | 1.306 | 1.2984 | 1.2915 | 1.2852 | 1.2794 | 1.2742 | 1.2694
F2_Industrial_Agriculture_Existing_Space Heating_Natural Gas_Steam Trap Maintenance_A_Technical Potential | F2 | Industrial | Agriculture | Existing | Space Heating | Natural Gas | Steam Trap Maintenance | A | Original Unit Summer Peak Savings (kW) | Technical Potential | 0 | 0 | 0 | 0 | 0 | 0 | 0 | 0 | 0 | 0 | 0 | 0 | 0 | 0 | 0 | 0 | 0 | 0 | 0 | 0 | 0 | 0 | 0 | 0 | 0 | 0 | 0 | 0 | 0 | 0 | 0
F3_Industrial_Agriculture_Existing_Space Heating_Natural Gas_Steam Trap Maintenance_A_Technical Potential | F3 | Industrial | Agriculture | Existing | Space Heating | Natural Gas | Steam Trap Maintenance | A | Original Unit Winter Peak Savings (kW) | Technical Potential | 0 | 0 | 0 | 0 | 0 | 0 | 0 | 0 | 0 | 0 | 0 | 0 | 0 | 0 | 0 | 0 | 0 | 0 | 0 | 0 | 0 | 0 | 0 | 0 | 0 | 0 | 0 | 0 | 0 | 0 | 0
F4_Industrial_Agriculture_Existing_Space Heating_Natural Gas_Steam Trap Maintenance_A_Technical Potential | F4 | Industrial | Agriculture | Existing | Space Heating | Natural Gas | Steam Trap Maintenance | A | Standalone Impact on Baseline Energy (%) | Technical Potential | 0% | 0% | 0% | 0% | 0% | 0.001713% | 0.003421% | 0.005147% | 0.006851% | 0.008552% | 0.01037% | 0.01212% | 0.01386% | 0.0158% | 0.01746% | 0.01936% | 0.02109% | 0.02292% | 0.02484% | 0.02652% | 0.02833% | 0.03015% | 0.03194% | 0.03373% | 0.00035506 | 0.00035571 | 0.00035632 | 0.0003569 | 0 | 0 | 0
F5_Industrial_Agriculture_Existing_Space Heating_Natural Gas_Steam Trap Maintenance_A_Technical Potential | F5 | Industrial | Agriculture | Existing | Space Heating | Natural Gas | Steam Trap Maintenance | A | Standalone Impact on Baseline Summer Peak (%) | Technical Potential | 0% | 0% | 0% | 0% | 0% | 0% | 0% | 0% | 0% | 0% | 0% | 0% | 0% | 0% | 0% | 0% | 0% | 0% | 0% | 0% | 0% | 0% | 0% | 0% | 0 | 0 | 0 | 0 | 0 | 0 | 0
F6_Industrial_Agriculture_Existing_Space Heating_Natural Gas_Steam Trap Maintenance_A_Technical Potential | F6 | Industrial | Agriculture | Existing | Space Heating | Natural Gas | Steam Trap Maintenance | A | Standalone Impact on Baseline Winter Peak (%) | Technical Potential | 0% | 0% | 0% | 0% | 0% | 0% | 0% | 0% | 0% | 0% | 0% | 0% | 0% | 0% | 0% | 0% | 0% | 0% | 0% | 0% | 0% | 0% | 0% | 0% | 0 | 0 | 0 | 0 | 0 | 0 | 0
F7_Industrial_Agriculture_Existing_Space Heating_Natural Gas_Steam Trap Maintenance_A_Technical Potential | F7 | Industrial | Agriculture | Existing | Space Heating | Natural Gas | Steam Trap Maintenance | A | Incremental Energy Savings (MWh or mTherms) | Technical Potential | 0 | 0 | 0 | 0 | 0 | 0.014708 | 0.0146 | 0.014416 | 0.014325 | 0.014238 | 0.013962 | 0.013831 | 0.01371 | 0.013403 | 0.013358 | 0.013144 | 0.01306 | 0.01291 | 0.012713 | 0.012646 | 0.012514 | 0.012383 | 0.012259 | 0.012142 | 0.012027 | 0 | 0 | 0 | 0 | 0 | 0
F8_Industrial_Agriculture_Existing_Space Heating_Natural Gas_Steam Trap Maintenance_A_Technical Potential | F8 | Industrial | Agriculture | Existing | Space Heating | Natural Gas | Steam Trap Maintenance | A | Incremental Summer Peak Savings (MW) | Technical Potential | 0 | 0 | 0 | 0 | 0 | 0 | 0 | 0 | 0 | 0 | 0 | 0 | 0 | 0 | 0 | 0 | 0 | 0 | 0 | 0 | 0 | 0 | 0 | 0 | 0 | 0 | 0 | 0 | 0 | 0 | 0
F9_Industrial_Agriculture_Existing_Space Heating_Natural Gas_Steam Trap Maintenance_A_Technical Potential | F9 | Industrial | Agriculture | Existing | Space Heating | Natural Gas | Steam Trap Maintenance | A | Incremental Winter Peak Savings (MW) | Technical Potential | 0 | 0 | 0 | 0 | 0 | 0 | 0 | 0 | 0 | 0 | 0 | 0 | 0 | 0 | 0 | 0 | 0 | 0 | 0 | 0 | 0 | 0 | 0 | 0 | 0 | 0 | 0 | 0 | 0 | 0 | 0
F10_Industrial_Agriculture_Existing_Space Heating_Natural Gas_Steam Trap Maintenance_A_Technical Potential | F10 | Industrial | Agriculture | Existing | Space Heating | Natural Gas | Steam Trap Maintenance | A | Cumulative Energy Savings (MWh or mTherms) | Technical Potential | 0 | 0 | 0 | 0 | 0 | 0.014708 | 0.029209 | 0.043427 | 0.057454 | 0.071296 | 0.084778 | 0.098038 | 0.11109 | 0.12375 | 0.13623 | 0.14848 | 0.16057 | 0.17245 | 0.18405 | 0.19551 | 0.20679 | 0.21782 | 0.22868 | 0.2394 | 0.24991 | 0.24846 | 0.24714 | 0.24593 | 0.24483 | 0.24382 | 0.24291
F11_Industrial_Agriculture_Existing_Space Heating_Natural Gas_Steam Trap Maintenance_A_Technical Potential | F11 | Industrial | Agriculture | Existing | Space Heating | Natural Gas | Steam Trap Maintenance | A | Cumulative Summer Peak Savings (MW) | Technical Potential | 0 | 0 | 0 | 0 | 0 | 0 | 0 | 0 | 0 | 0 | 0 | 0 | 0 | 0 | 0 | 0 | 0 | 0 | 0 | 0 | 0 | 0 | 0 | 0 | 0 | 0 | 0 | 0 | 0 | 0 | 0
F12_Industrial_Agriculture_Existing_Space Heating_Natural Gas_Steam Trap Maintenance_A_Technical Potential | F12 | Industrial | Agriculture | Existing | Space Heating | Natural Gas | Steam Trap Maintenance | A | Cumulative Winter Peak Savings (MW) | Technical Potential | 0 | 0 | 0 | 0 | 0 | 0 | 0 | 0 | 0 | 0 | 0 | 0 | 0 | 0 | 0 | 0 | 0 | 0 | 0 | 0 | 0 | 0 | 0 | 0 | 0 | 0 | 0 | 0 | 0 | 0 | 0
F13_Industrial_Agriculture_Existing_Space Heating_Natural Gas_Steam Trap Maintenance_A_Technical Potential | F13 | Industrial | Agriculture | Existing | Space Heating | Natural Gas | Steam Trap Maintenance | A | Purchases (Incremental) | Technical Potential | 0 | 0 | 0 | 0 | 0 | 9.9299 | 9.9245 | 9.866 | 9.8713 | 9.8795 | 9.754 | 9.7273 | 9.7076 | 9.5534 | 9.5899 | 9.4985 | 9.4997 | 9.4519 | 9.3676 | 9.3787 | 9.3399 | 9.3036 | 9.2697 | 9.2382 | 9.209 | 0 | 0 | 0 | 0 | 0 | 0
F14_Industrial_Agriculture_Existing_Space Heating_Natural Gas_Steam Trap Maintenance_A_Technical Potential | F14 | Industrial | Agriculture | Existing | Space Heating | Natural Gas | Steam Trap Maintenance | A | Purchases (Cumulative) | Technical Potential | 0 | 0 | 0 | 0 | 0 | 9.9299 | 19.8544 | 29.7204 | 39.5917 | 49.4711 | 59.2251 | 68.9525 | 78.6601 | 88.2135 | 97.8034 | 107.3019 | 116.8016 | 126.2535 | 135.621 | 144.9997 | 154.3396 | 163.6432 | 172.9128 | 182.151 | 191.36 | 191.36 | 191.36 | 191.36 | 191.36 | 191.36 | 191.36
F1_Industrial_Agriculture_Existing_Process_Natural Gas_Steam Trap Maintenance_A_Technical Potential | F1 | Industrial | Agriculture | Existing | Process | Natural Gas | Steam Trap Maintenance | A | Original Unit Energy Savings (kWh or therms) | Technical Potential | 0 | 0 | 0 | 0 | 0 | 1.9988 | 1.9988 | 1.9988 | 1.9988 | 1.9988 | 1.9988 | 1.9988 | 1.9988 | 1.9988 | 1.9988 | 1.9988 | 1.9988 | 1.9988 | 1.9988 | 1.9988 | 1.9988 | 1.9988 | 1.9988 | 1.9988 | 1.9988 | 1.9988 | 1.9988 | 1.9988 | 1.9988 | 1.9988 | 1.9988
F2_Industrial_Agriculture_Existing_Process_Natural Gas_Steam Trap Maintenance_A_Technical Potential | F2 | Industrial | Agriculture | Existing | Process | Natural Gas | Steam Trap Maintenance | A | Original Unit Summer Peak Savings (kW) | Technical Potential | 0 | 0 | 0 | 0 | 0 | 0 | 0 | 0 | 0 | 0 | 0 | 0 | 0 | 0 | 0 | 0 | 0 | 0 | 0 | 0 | 0 | 0 | 0 | 0 | 0 | 0 | 0 | 0 | 0 | 0 | 0
F3_Industrial_Agriculture_Existing_Process_Natural Gas_Steam Trap Maintenance_A_Technical Potential | F3 | Industrial | Agriculture | Existing | Process | Natural Gas | Steam Trap Maintenance | A | Original Unit Winter Peak Savings (kW) | Technical Potential | 0 | 0 | 0 | 0 | 0 | 0 | 0 | 0 | 0 | 0 | 0 | 0 | 0 | 0 | 0 | 0 | 0 | 0 | 0 | 0 | 0 | 0 | 0 | 0 | 0 | 0 | 0 | 0 | 0 | 0 | 0
F4_Industrial_Agriculture_Existing_Process_Natural Gas_Steam Trap Maintenance_A_Technical Potential | F4 | Industrial | Agriculture | Existing | Process | Natural Gas | Steam Trap Maintenance | A | Standalone Impact on Baseline Energy (%) | Technical Potential | 0% | 0% | 0% | 0% | 0% | 0.009166% | 0.01834% | 0.02761% | 0.03676% | 0.0459% | 0.05565% | 0.06497% | 0.07427% | 0.08463% | 0.09348% | 0.1035% | 0.1127% | 0.1224% | 0.1327% | 0.1417% | 0.1515% | 0.1612% | 0.171% | 0.1807% | 0.0019046 | 0.0019101 | 0.0019152 | 0.0019199 | 0 | 0 | 0
F5_Industrial_Agriculture_Existing_Process_Natural Gas_Steam Trap Maintenance_A_Technical Potential | F5 | Industrial | Agriculture | Existing | Process | Natural Gas | Steam Trap Maintenance | A | Standalone Impact on Baseline Summer Peak (%) | Technical Potential | 0% | 0% | 0% | 0% | 0% | 0% | 0% | 0% | 0% | 0% | 0% | 0% | 0% | 0% | 0% | 0% | 0% | 0% | 0% | 0% | 0% | 0% | 0% | 0% | 0 | 0 | 0 | 0 | 0 | 0 | 0
F6_Industrial_Agriculture_Existing_Process_Natural Gas_Steam Trap Maintenance_A_Technical Potential | F6 | Industrial | Agriculture | Existing | Process | Natural Gas | Steam Trap Maintenance | A | Standalone Impact on Baseline Winter Peak (%) | Technical Potential | 0% | 0% | 0% | 0% | 0% | 0% | 0% | 0% | 0% | 0% | 0% | 0% | 0% | 0% | 0% | 0% | 0% | 0% | 0% | 0% | 0% | 0% | 0% | 0% | 0 | 0 | 0 | 0 | 0 | 0 | 0
F7_Industrial_Agriculture_Existing_Process_Natural Gas_Steam Trap Maintenance_A_Technical Potential | F7 | Industrial | Agriculture | Existing | Process | Natural Gas | Steam Trap Maintenance | A | Incremental Energy Savings (MWh or mTherms) | Technical Potential | 0 | 0 | 0 | 0 | 0 | 0.16418 | 0.16409 | 0.16312 | 0.16321 | 0.16334 | 0.16127 | 0.16083 | 0.1605 | 0.15795 | 0.15856 | 0.15704 | 0.15706 | 0.15627 | 0.15488 | 0.15506 | 0.15442 | 0.15382 | 0.15326 | 0.15274 | 0.15226 | 0 | 0 | 0 | 0 | 0 | 0
F8_Industrial_Agriculture_Existing_Process_Natural Gas_Steam Trap Maintenance_A_Technical Potential | F8 | Industrial | Agriculture | Existing | Process | Natural Gas | Steam Trap Maintenance | A | Incremental Summer Peak Savings (MW) | Technical Potential | 0 | 0 | 0 | 0 | 0 | 0 | 0 | 0 | 0 | 0 | 0 | 0 | 0 | 0 | 0 | 0 | 0 | 0 | 0 | 0 | 0 | 0 | 0 | 0 | 0 | 0 | 0 | 0 | 0 | 0 | 0
F9_Industrial_Agriculture_Existing_Process_Natural Gas_Steam Trap Maintenance_A_Technical Potential | F9 | Industrial | Agriculture | Existing | Process | Natural Gas | Steam Trap Maintenance | A | Incremental Winter Peak Savings (MW) | Technical Potential | 0 | 0 | 0 | 0 | 0 | 0 | 0 | 0 | 0 | 0 | 0 | 0 | 0 | 0 | 0 | 0 | 0 | 0 | 0 | 0 | 0 | 0 | 0 | 0 | 0 | 0 | 0 | 0 | 0 | 0 | 0
F10_Industrial_Agriculture_Existing_Process_Natural Gas_Steam Trap Maintenance_A_Technical Potential | F10 | Industrial | Agriculture | Existing | Process | Natural Gas | Steam Trap Maintenance | A | Cumulative Energy Savings (MWh or mTherms) | Technical Potential | 0 | 0 | 0 | 0 | 0 | 0.16418 | 0.32827 | 0.49139 | 0.65459 | 0.81794 | 0.97921 | 1.14 | 1.3005 | 1.4585 | 1.617 | 1.7741 | 1.9312 | 2.0874 | 2.2423 | 2.3974 | 2.5518 | 2.7056 | 2.8589 | 3.0116 | 3.1639 | 3.1639 | 3.1639 | 3.1639 | 3.1639 | 3.1639 | 3.1639
F11_Industrial_Agriculture_Existing_Process_Natural Gas_Steam Trap Maintenance_A_Technical Potential | F11 | Industrial | Agriculture | Existing | Process | Natural Gas | Steam Trap Maintenance | A | Cumulative Summer Peak Savings (MW) | Technical Potential | 0 | 0 | 0 | 0 | 0 | 0 | 0 | 0 | 0 | 0 | 0 | 0 | 0 | 0 | 0 | 0 | 0 | 0 | 0 | 0 | 0 | 0 | 0 | 0 | 0 | 0 | 0 | 0 | 0 | 0 | 0
F12_Industrial_Agriculture_Existing_Process_Natural Gas_Steam Trap Maintenance_A_Technical Potential | F12 | Industrial | Agriculture | Existing | Process | Natural Gas | Steam Trap Maintenance | A | Cumulative Winter Peak Savings (MW) | Technical Potential | 0 | 0 | 0 | 0 | 0 | 0 | 0 | 0 | 0 | 0 | 0 | 0 | 0 | 0 | 0 | 0 | 0 | 0 | 0 | 0 | 0 | 0 | 0 | 0 | 0 | 0 | 0 | 0 | 0 | 0 | 0
F13_Industrial_Agriculture_Existing_Process_Natural Gas_Steam Trap Maintenance_A_Technical Potential | F13 | Industrial | Agriculture | Existing | Process | Natural Gas | Steam Trap Maintenance | A | Purchases (Incremental) | Technical Potential | 0 | 0 | 0 | 0 | 0 | 82.14 | 82.095 | 81.6108 | 81.6549 | 81.7225 | 80.6847 | 80.4642 | 80.3008 | 79.0257 | 79.3274 | 78.5709 | 78.5811 | 78.1856 | 77.4882 | 77.58 | 77.2592 | 76.9587 | 76.6783 | 76.4177 | 76.1767 | 0 | 0 | 0 | 0 | 0 | 0
F14_Industrial_Agriculture_Existing_Process_Natural Gas_Steam Trap Maintenance_A_Technical Potential | F14 | Industrial | Agriculture | Existing | Process | Natural Gas | Steam Trap Maintenance | A | Purchases (Cumulative) | Technical Potential | 0 | 0 | 0 | 0 | 0 | 82.14 | 164.235 | 245.8458 | 327.5008 | 409.2232 | 489.9079 | 570.3721 | 650.6729 | 729.6986 | 809.026 | 887.5969 | 966.1779 | 1044.3635 | 1121.8517 | 1199.4317 | 1276.6908 | 1353.6495 | 1430.3278 | 1506.7454 | 1582.9222 | 1582.9222 | 1582.9222 | 1582.9222 | 1582.9222 | 1582.9222 | 1582.9222
F1_Industrial_Agriculture_Existing_Space Heating_Natural Gas_Gas Boiler - High Turndown_A_Technical Potential | F1 | Industrial | Agriculture | Existing | Space Heating | Natural Gas | Gas Boiler - High Turndown | A | Original Unit Energy Savings (kWh or therms) | Technical Potential | 0 | 0 | 0 | 0 | 0 | 1.5723 | 1.5616 | 1.551 | 1.5404 | 1.5298 | 1.5195 | 1.5092 | 1.4991 | 1.4892 | 1.4786 | 1.4689 | 1.4593 | 1.4499 | 1.4406 | 1.4312 | 1.4222 | 1.4129 | 1.4038 | 1.3951 | 1.3863 | 1.3782 | 1.3709 | 1.3642 | 1.3581 | 1.3525 | 1.3474
F2_Industrial_Agriculture_Existing_Space Heating_Natural Gas_Gas Boiler - High Turndown_A_Technical Potential | F2 | Industrial | Agriculture | Existing | Space Heating | Natural Gas | Gas Boiler - High Turndown | A | Original Unit Summer Peak Savings (kW) | Technical Potential | 0 | 0 | 0 | 0 | 0 | 0 | 0 | 0 | 0 | 0 | 0 | 0 | 0 | 0 | 0 | 0 | 0 | 0 | 0 | 0 | 0 | 0 | 0 | 0 | 0 | 0 | 0 | 0 | 0 | 0 | 0
F3_Industrial_Agriculture_Existing_Space Heating_Natural Gas_Gas Boiler - High Turndown_A_Technical Potential | F3 | Industrial | Agriculture | Existing | Space Heating | Natural Gas | Gas Boiler - High Turndown | A | Original Unit Winter Peak Savings (kW) | Technical Potential | 0 | 0 | 0 | 0 | 0 | 0 | 0 | 0 | 0 | 0 | 0 | 0 | 0 | 0 | 0 | 0 | 0 | 0 | 0 | 0 | 0 | 0 | 0 | 0 | 0 | 0 | 0 | 0 | 0 | 0 | 0
F4_Industrial_Agriculture_Existing_Space Heating_Natural Gas_Gas Boiler - High Turndown_A_Technical Potential | F4 | Industrial | Agriculture | Existing | Space Heating | Natural Gas | Gas Boiler - High Turndown | A | Standalone Impact on Baseline Energy (%) | Technical Potential | 0% | 0% | 0% | 0% | 0% | 0.004973% | 0.009929% | 0.01494% | 0.01988% | 0.02482% | 0.02961% | 0.03328% | 0.03622% | 0.03912% | 0.04083% | 0.04272% | 0.04392% | 0.0451% | 0.04626% | 0.0468% | 0.04746% | 0.04762% | 0.04776% | 0.04788% | 0.00047967 | 0.00048055 | 0.00048138 | 0.00048215 | 0 | 0 | 0
F5_Industrial_Agriculture_Existing_Space Heating_Natural Gas_Gas Boiler - High Turndown_A_Technical Potential | F5 | Industrial | Agriculture | Existing | Space Heating | Natural Gas | Gas Boiler - High Turndown | A | Standalone Impact on Baseline Summer Peak (%) | Technical Potential | 0% | 0% | 0% | 0% | 0% | 0% | 0% | 0% | 0% | 0% | 0% | 0% | 0% | 0% | 0% | 0% | 0% | 0% | 0% | 0% | 0% | 0% | 0% | 0% | 0 | 0 | 0 | 0 | 0 | 0 | 0
F6_Industrial_Agriculture_Existing_Space Heating_Natural Gas_Gas Boiler - High Turndown_A_Technical Potential | F6 | Industrial | Agriculture | Existing | Space Heating | Natural Gas | Gas Boiler - High Turndown | A | Standalone Impact on Baseline Winter Peak (%) | Technical Potential | 0% | 0% | 0% | 0% | 0% | 0% | 0% | 0% | 0% | 0% | 0% | 0% | 0% | 0% | 0% | 0% | 0% | 0% | 0% | 0% | 0% | 0% | 0% | 0% | 0 | 0 | 0 | 0 | 0 | 0 | 0
F7_Industrial_Agriculture_Existing_Space Heating_Natural Gas_Gas Boiler - High Turndown_A_Technical Potential | F7 | Industrial | Agriculture | Existing | Space Heating | Natural Gas | Gas Boiler - High Turndown | A | Incremental Energy Savings (MWh or mTherms) | Technical Potential | 0 | 0 | 0 | 0 | 0 | 0.04269 | 0.042378 | 0.041842 | 0.041578 | 0.041325 | 0.036473 | 0.028903 | 0.022921 | 0.017925 | 0.014293 | 0.011251 | 0.0089432 | 0.0070725 | 0.0055716 | 0.0044337 | 0.0035101 | 2.3691e-05 | 8.3764e-06 | 2.8281e-06 | 9.135e-07 | 7.6973e-07 | 7.6359e-07 | 7.5801e-07 | 7.5297e-07 | 7.4842e-07 | 7.4434e-07
F8_Industrial_Agriculture_Existing_Space Heating_Natural Gas_Gas Boiler - High Turndown_A_Technical Potential | F8 | Industrial | Agriculture | Existing | Space Heating | Natural Gas | Gas Boiler - High Turndown | A | Incremental Summer Peak Savings (MW) | Technical Potential | 0 | 0 | 0 | 0 | 0 | 0 | 0 | 0 | 0 | 0 | 0 | 0 | 0 | 0 | 0 | 0 | 0 | 0 | 0 | 0 | 0 | 0 | 0 | 0 | 0 | 0 | 0 | 0 | 0 | 0 | 0
F9_Industrial_Agriculture_Existing_Space Heating_Natural Gas_Gas Boiler - High Turndown_A_Technical Potential | F9 | Industrial | Agriculture | Existing | Space Heating | Natural Gas | Gas Boiler - High Turndown | A | Incremental Winter Peak Savings (MW) | Technical Potential | 0 | 0 | 0 | 0 | 0 | 0 | 0 | 0 | 0 | 0 | 0 | 0 | 0 | 0 | 0 | 0 | 0 | 0 | 0 | 0 | 0 | 0 | 0 | 0 | 0 | 0 | 0 | 0 | 0 | 0 | 0
F10_Industrial_Agriculture_Existing_Space Heating_Natural Gas_Gas Boiler - High Turndown_A_Technical Potential | F10 | Industrial | Agriculture | Existing | Space Heating | Natural Gas | Gas Boiler - High Turndown | A | Cumulative Energy Savings (MWh or mTherms) | Technical Potential | 0 | 0 | 0 | 0 | 0 | 0.04269 | 0.084779 | 0.12605 | 0.16676 | 0.20694 | 0.24201 | 0.26929 | 0.29041 | 0.3064 | 0.31852 | 0.32768 | 0.33448 | 0.33939 | 0.34279 | 0.345 | 0.34634 | 0.34409 | 0.34189 | 0.33976 | 0.33762 | 0.33566 | 0.33388 | 0.33225 | 0.33076 | 0.3294 | 0.32816
F11_Industrial_Agriculture_Existing_Space Heating_Natural Gas_Gas Boiler - High Turndown_A_Technical Potential | F11 | Industrial | Agriculture | Existing | Space Heating | Natural Gas | Gas Boiler - High Turndown | A | Cumulative Summer Peak Savings (MW) | Technical Potential | 0 | 0 | 0 | 0 | 0 | 0 | 0 | 0 | 0 | 0 | 0 | 0 | 0 | 0 | 0 | 0 | 0 | 0 | 0 | 0 | 0 | 0 | 0 | 0 | 0 | 0 | 0 | 0 | 0 | 0 | 0
F12_Industrial_Agriculture_Existing_Space Heating_Natural Gas_Gas Boiler - High Turndown_A_Technical Potential | F12 | Industrial | Agriculture | Existing | Space Heating | Natural Gas | Gas Boiler - High Turndown | A | Cumulative Winter Peak Savings (MW) | Technical Potential | 0 | 0 | 0 | 0 | 0 | 0 | 0 | 0 | 0 | 0 | 0 | 0 | 0 | 0 | 0 | 0 | 0 | 0 | 0 | 0 | 0 | 0 | 0 | 0 | 0 | 0 | 0 | 0 | 0 | 0 | 0
F13_Industrial_Agriculture_Existing_Space Heating_Natural Gas_Gas Boiler - High Turndown_A_Technical Potential | F13 | Industrial | Agriculture | Existing | Space Heating | Natural Gas | Gas Boiler - High Turndown | A | Purchases (Incremental) | Technical Potential | 0 | 0 | 0 | 0 | 0 | 27.1521 | 27.1372 | 26.9771 | 26.9917 | 27.014 | 24.0039 | 19.1506 | 15.2894 | 12.0373 | 9.6666 | 7.6595 | 6.1284 | 4.8781 | 3.8676 | 3.0978 | 2.468 | 0.016768 | 0.0059668 | 0.0020272 | 0.00065896 | 0.00055849 | 0.000557 | 0.00055565 | 0.00055444 | 0.00055336 | 0.00055242
F14_Industrial_Agriculture_Existing_Space Heating_Natural Gas_Gas Boiler - High Turndown_A_Technical Potential | F14 | Industrial | Agriculture | Existing | Space Heating | Natural Gas | Gas Boiler - High Turndown | A | Purchases (Cumulative) | Technical Potential | 0 | 0 | 0 | 0 | 0 | 27.1521 | 54.2893 | 81.2664 | 108.2581 | 135.2721 | 159.276 | 178.4267 | 193.7161 | 205.7534 | 215.42 | 223.0795 | 229.2079 | 234.086 | 237.9536 | 241.0514 | 243.5194 | 243.5361 | 243.5421 | 243.5441 | 243.5448 | 243.5453 | 243.5459 | 243.5465 | 243.547 | 243.5476 | 243.5481
F1_Industrial_Agriculture_Existing_Process_Natural Gas_Gas Boiler - High Turndown_A_Technical Potential | F1 | Industrial | Agriculture | Existing | Process | Natural Gas | Gas Boiler - High Turndown | A | Original Unit Energy Savings (kWh or therms) | Technical Potential | 0 | 0 | 0 | 0 | 0 | 2.1216 | 2.1216 | 2.1216 | 2.1216 | 2.1216 | 2.1216 | 2.1216 | 2.1216 | 2.1216 | 2.1216 | 2.1216 | 2.1216 | 2.1216 | 2.1216 | 2.1216 | 2.1216 | 2.1216 | 2.1216 | 2.1216 | 2.1216 | 2.1216 | 2.1216 | 2.1216 | 2.1216 | 2.1216 | 2.1216
F2_Industrial_Agriculture_Existing_Process_Natural Gas_Gas Boiler - High Turndown_A_Technical Potential | F2 | Industrial | Agriculture | Existing | Process | Natural Gas | Gas Boiler - High Turndown | A | Original Unit Summer Peak Savings (kW) | Technical Potential | 0 | 0 | 0 | 0 | 0 | 0 | 0 | 0 | 0 | 0 | 0 | 0 | 0 | 0 | 0 | 0 | 0 | 0 | 0 | 0 | 0 | 0 | 0 | 0 | 0 | 0 | 0 | 0 | 0 | 0 | 0
F3_Industrial_Agriculture_Existing_Process_Natural Gas_Gas Boiler - High Turndown_A_Technical Potential | F3 | Industrial | Agriculture | Existing | Process | Natural Gas | Gas Boiler - High Turndown | A | Original Unit Winter Peak Savings (kW) | Technical Potential | 0 | 0 | 0 | 0 | 0 | 0 | 0 | 0 | 0 | 0 | 0 | 0 | 0 | 0 | 0 | 0 | 0 | 0 | 0 | 0 | 0 | 0 | 0 | 0 | 0 | 0 | 0 | 0 | 0 | 0 | 0
F4_Industrial_Agriculture_Existing_Process_Natural Gas_Gas Boiler - High Turndown_A_Technical Potential | F4 | Industrial | Agriculture | Existing | Process | Natural Gas | Gas Boiler - High Turndown | A | Standalone Impact on Baseline Energy (%) | Technical Potential | 0% | 0% | 0% | 0% | 0% | 0.0266% | 0.05322% | 0.08014% | 0.1067% | 0.1332% | 0.1589% | 0.1785% | 0.1941% | 0.2095% | 0.2185% | 0.2285% | 0.2347% | 0.241% | 0.2471% | 0.2501% | 0.2537% | 0.2547% | 0.2556% | 0.2565% | 0.002573 | 0.0025805 | 0.0025874 | 0.0025937 | 0 | 0 | 0
F5_Industrial_Agriculture_Existing_Process_Natural Gas_Gas Boiler - High Turndown_A_Technical Potential | F5 | Industrial | Agriculture | Existing | Process | Natural Gas | Gas Boiler - High Turndown | A | Standalone Impact on Baseline Summer Peak (%) | Technical Potential | 0% | 0% | 0% | 0% | 0% | 0% | 0% | 0% | 0% | 0% | 0% | 0% | 0% | 0% | 0% | 0% | 0% | 0% | 0% | 0% | 0% | 0% | 0% | 0% | 0 | 0 | 0 | 0 | 0 | 0 | 0
F6_Industrial_Agriculture_Existing_Process_Natural Gas_Gas Boiler - High Turndown_A_Technical Potential | F6 | Industrial | Agriculture | Existing | Process | Natural Gas | Gas Boiler - High Turndown | A | Standalone Impact on Baseline Winter Peak (%) | Technical Potential | 0% | 0% | 0% | 0% | 0% | 0% | 0% | 0% | 0% | 0% | 0% | 0% | 0% | 0% | 0% | 0% | 0% | 0% | 0% | 0% | 0% | 0% | 0% | 0% | 0 | 0 | 0 | 0 | 0 | 0 | 0
F7_Industrial_Agriculture_Existing_Process_Natural Gas_Gas Boiler - High Turndown_A_Technical Potential | F7 | Industrial | Agriculture | Existing | Process | Natural Gas | Gas Boiler - High Turndown | A | Incremental Energy Savings (MWh or mTherms) | Technical Potential | 0 | 0 | 0 | 0 | 0 | 0.47652 | 0.47626 | 0.47345 | 0.47371 | 0.4741 | 0.42127 | 0.3361 | 0.26833 | 0.21126 | 0.16965 | 0.13443 | 0.10755 | 0.085611 | 0.067878 | 0.054367 | 0.043313 | 0.00029428 | 0.00010472 | 3.5578e-05 | 1.1565e-05 | 9.8016e-06 | 9.7754e-06 | 9.7518e-06 | 9.7305e-06 | 9.7116e-06 | 9.6951e-06
F8_Industrial_Agriculture_Existing_Process_Natural Gas_Gas Boiler - High Turndown_A_Technical Potential | F8 | Industrial | Agriculture | Existing | Process | Natural Gas | Gas Boiler - High Turndown | A | Incremental Summer Peak Savings (MW) | Technical Potential | 0 | 0 | 0 | 0 | 0 | 0 | 0 | 0 | 0 | 0 | 0 | 0 | 0 | 0 | 0 | 0 | 0 | 0 | 0 | 0 | 0 | 0 | 0 | 0 | 0 | 0 | 0 | 0 | 0 | 0 | 0
F9_Industrial_Agriculture_Existing_Process_Natural Gas_Gas Boiler - High Turndown_A_Technical Potential | F9 | Industrial | Agriculture | Existing | Process | Natural Gas | Gas Boiler - High Turndown | A | Incremental Winter Peak Savings (MW) | Technical Potential | 0 | 0 | 0 | 0 | 0 | 0 | 0 | 0 | 0 | 0 | 0 | 0 | 0 | 0 | 0 | 0 | 0 | 0 | 0 | 0 | 0 | 0 | 0 | 0 | 0 | 0 | 0 | 0 | 0 | 0 | 0
F10_Industrial_Agriculture_Existing_Process_Natural Gas_Gas Boiler - High Turndown_A_Technical Potential | F10 | Industrial | Agriculture | Existing | Process | Natural Gas | Gas Boiler - High Turndown | A | Cumulative Energy Savings (MWh or mTherms) | Technical Potential | 0 | 0 | 0 | 0 | 0 | 0.47652 | 0.95279 | 1.4262 | 1.9 | 2.3741 | 2.7953 | 3.1314 | 3.3998 | 3.611 | 3.7807 | 3.9151 | 4.0226 | 4.1083 | 4.1761 | 4.2305 | 4.2738 | 4.2741 | 4.2742 | 4.2742 | 4.2743 | 4.2743 | 4.2743 | 4.2743 | 4.2743 | 4.2743 | 4.2743
F11_Industrial_Agriculture_Existing_Process_Natural Gas_Gas Boiler - High Turndown_A_Technical Potential | F11 | Industrial | Agriculture | Existing | Process | Natural Gas | Gas Boiler - High Turndown | A | Cumulative Summer Peak Savings (MW) | Technical Potential | 0 | 0 | 0 | 0 | 0 | 0 | 0 | 0 | 0 | 0 | 0 | 0 | 0 | 0 | 0 | 0 | 0 | 0 | 0 | 0 | 0 | 0 | 0 | 0 | 0 | 0 | 0 | 0 | 0 | 0 | 0
F12_Industrial_Agriculture_Existing_Process_Natural Gas_Gas Boiler - High Turndown_A_Technical Potential | F12 | Industrial | Agriculture | Existing | Process | Natural Gas | Gas Boiler - High Turndown | A | Cumulative Winter Peak Savings (MW) | Technical Potential | 0 | 0 | 0 | 0 | 0 | 0 | 0 | 0 | 0 | 0 | 0 | 0 | 0 | 0 | 0 | 0 | 0 | 0 | 0 | 0 | 0 | 0 | 0 | 0 | 0 | 0 | 0 | 0 | 0 | 0 | 0
F13_Industrial_Agriculture_Existing_Process_Natural Gas_Gas Boiler - High Turndown_A_Technical Potential | F13 | Industrial | Agriculture | Existing | Process | Natural Gas | Gas Boiler - High Turndown | A | Purchases (Incremental) | Technical Potential | 0 | 0 | 0 | 0 | 0 | 224.6009 | 224.4776 | 223.1538 | 223.2744 | 223.459 | 198.5592 | 158.4133 | 126.4733 | 99.572 | 79.9617 | 63.3593 | 50.694 | 40.3511 | 31.993 | 25.6247 | 20.415 | 0.1387 | 0.049357 | 0.016769 | 0.0054509 | 0.0046198 | 0.0046075 | 0.0045963 | 0.0045863 | 0.0045774 | 0.0045696
F14_Industrial_Agriculture_Existing_Process_Natural Gas_Gas Boiler - High Turndown_A_Technical Potential | F14 | Industrial | Agriculture | Existing | Process | Natural Gas | Gas Boiler - High Turndown | A | Purchases (Cumulative) | Technical Potential | 0 | 0 | 0 | 0 | 0 | 224.6009 | 449.0785 | 672.2322 | 895.5066 | 1118.9657 | 1317.5249 | 1475.9382 | 1602.4115 | 1701.9834 | 1781.9451 | 1845.3045 | 1895.9985 | 1936.3496 | 1968.3426 | 1993.9673 | 2014.3822 | 2014.5209 | 2014.5703 | 2014.5871 | 2014.5925 | 2014.5971 | 2014.6017 | 2014.6063 | 2014.6109 | 2014.6155 | 2014.6201
F1_Industrial_Agriculture_Existing_Space Heating_Natural Gas_Gas Boiler - Burner Control Optimization_A_Technical Potential | F1 | Industrial | Agriculture | Existing | Space Heating | Natural Gas | Gas Boiler - Burner Control Optimization | A | Original Unit Energy Savings (kWh or therms) | Technical Potential | 0 | 0 | 0 | 0 | 0 | 0.45596 | 0.45287 | 0.4498 | 0.44671 | 0.44363 | 0.44064 | 0.43768 | 0.43475 | 0.43186 | 0.42879 | 0.42598 | 0.42319 | 0.42046 | 0.41776 | 0.41506 | 0.41245 | 0.40974 | 0.40711 | 0.40457 | 0.40202 | 0.39969 | 0.39756 | 0.39562 | 0.39384 | 0.39223 | 0.39075
F2_Industrial_Agriculture_Existing_Space Heating_Natural Gas_Gas Boiler - Burner Control Optimization_A_Technical Potential | F2 | Industrial | Agriculture | Existing | Space Heating | Natural Gas | Gas Boiler - Burner Control Optimization | A | Original Unit Summer Peak Savings (kW) | Technical Potential | 0 | 0 | 0 | 0 | 0 | 0 | 0 | 0 | 0 | 0 | 0 | 0 | 0 | 0 | 0 | 0 | 0 | 0 | 0 | 0 | 0 | 0 | 0 | 0 | 0 | 0 | 0 | 0 | 0 | 0 | 0
F3_Industrial_Agriculture_Existing_Space Heating_Natural Gas_Gas Boiler - Burner Control Optimization_A_Technical Potential | F3 | Industrial | Agriculture | Existing | Space Heating | Natural Gas | Gas Boiler - Burner Control Optimization | A | Original Unit Winter Peak Savings (kW) | Technical Potential | 0 | 0 | 0 | 0 | 0 | 0 | 0 | 0 | 0 | 0 | 0 | 0 | 0 | 0 | 0 | 0 | 0 | 0 | 0 | 0 | 0 | 0 | 0 | 0 | 0 | 0 | 0 | 0 | 0 | 0 | 0
F4_Industrial_Agriculture_Existing_Space Heating_Natural Gas_Gas Boiler - Burner Control Optimization_A_Technical Potential | F4 | Industrial | Agriculture | Existing | Space Heating | Natural Gas | Gas Boiler - Burner Control Optimization | A | Standalone Impact on Baseline Energy (%) | Technical Potential | 0% | 0% | 0% | 0% | 0% | 0.000389% | 0.0009988% | 0.002224% | 0.004355% | 0.00767% | 0.01242% | 0.01838% | 0.02533% | 0.0332% | 0.04055% | 0.04793% | 0.05405% | 0.05936% | 0.0638% | 0.06659% | 0.06885% | 0.07043% | 0.07148% | 0.07218% | 0.00072667 | 0.00072799 | 0.00072924 | 0.00073042 | 0 | 0 | 0
F5_Industrial_Agriculture_Existing_Space Heating_Natural Gas_Gas Boiler - Burner Control Optimization_A_Technical Potential | F5 | Industrial | Agriculture | Existing | Space Heating | Natural Gas | Gas Boiler - Burner Control Optimization | A | Standalone Impact on Baseline Summer Peak (%) | Technical Potential | 0% | 0% | 0% | 0% | 0% | 0% | 0% | 0% | 0% | 0% | 0% | 0% | 0% | 0% | 0% | 0% | 0% | 0% | 0% | 0% | 0% | 0% | 0% | 0% | 0 | 0 | 0 | 0 | 0 | 0 | 0
F6_Industrial_Agriculture_Existing_Space Heating_Natural Gas_Gas Boiler - Burner Control Optimization_A_Technical Potential | F6 | Industrial | Agriculture | Existing | Space Heating | Natural Gas | Gas Boiler - Burner Control Optimization | A | Standalone Impact on Baseline Winter Peak (%) | Technical Potential | 0% | 0% | 0% | 0% | 0% | 0% | 0% | 0% | 0% | 0% | 0% | 0% | 0% | 0% | 0% | 0% | 0% | 0% | 0% | 0% | 0% | 0% | 0% | 0% | 0 | 0 | 0 | 0 | 0 | 0 | 0
F7_Industrial_Agriculture_Existing_Space Heating_Natural Gas_Gas Boiler - Burner Control Optimization_A_Technical Potential | F7 | Industrial | Agriculture | Existing | Space Heating | Natural Gas | Gas Boiler - Burner Control Optimization | A | Incremental Energy Savings (MWh or mTherms) | Technical Potential | 0 | 0 | 0 | 0 | 0 | 0.0033396 | 0.0052111 | 0.010291 | 0.017895 | 0.027667 | 0.037984 | 0.047887 | 0.055382 | 0.058304 | 0.058111 | 0.053367 | 0.046398 | 0.037772 | 0.028929 | 0.021203 | 0.014688 | 0.0096898 | 0.0061044 | 0.00368 | 0.0024681 | 0 | 0 | 0 | 0 | 0 | 0
F8_Industrial_Agriculture_Existing_Space Heating_Natural Gas_Gas Boiler - Burner Control Optimization_A_Technical Potential | F8 | Industrial | Agriculture | Existing | Space Heating | Natural Gas | Gas Boiler - Burner Control Optimization | A | Incremental Summer Peak Savings (MW) | Technical Potential | 0 | 0 | 0 | 0 | 0 | 0 | 0 | 0 | 0 | 0 | 0 | 0 | 0 | 0 | 0 | 0 | 0 | 0 | 0 | 0 | 0 | 0 | 0 | 0 | 0 | 0 | 0 | 0 | 0 | 0 | 0
F9_Industrial_Agriculture_Existing_Space Heating_Natural Gas_Gas Boiler - Burner Control Optimization_A_Technical Potential | F9 | Industrial | Agriculture | Existing | Space Heating | Natural Gas | Gas Boiler - Burner Control Optimization | A | Incremental Winter Peak Savings (MW) | Technical Potential | 0 | 0 | 0 | 0 | 0 | 0 | 0 | 0 | 0 | 0 | 0 | 0 | 0 | 0 | 0 | 0 | 0 | 0 | 0 | 0 | 0 | 0 | 0 | 0 | 0 | 0 | 0 | 0 | 0 | 0 | 0
F10_Industrial_Agriculture_Existing_Space Heating_Natural Gas_Gas Boiler - Burner Control Optimization_A_Technical Potential | F10 | Industrial | Agriculture | Existing | Space Heating | Natural Gas | Gas Boiler - Burner Control Optimization | A | Cumulative Energy Savings (MWh or mTherms) | Technical Potential | 0 | 0 | 0 | 0 | 0 | 0.0033396 | 0.0085281 | 0.018761 | 0.036527 | 0.063942 | 0.1015 | 0.1487 | 0.20309 | 0.26004 | 0.3163 | 0.3676 | 0.41159 | 0.4467 | 0.47277 | 0.49091 | 0.50252 | 0.5089 | 0.51175 | 0.51223 | 0.51147 | 0.5085 | 0.50579 | 0.50332 | 0.50107 | 0.49901 | 0.49713
F11_Industrial_Agriculture_Existing_Space Heating_Natural Gas_Gas Boiler - Burner Control Optimization_A_Technical Potential | F11 | Industrial | Agriculture | Existing | Space Heating | Natural Gas | Gas Boiler - Burner Control Optimization | A | Cumulative Summer Peak Savings (MW) | Technical Potential | 0 | 0 | 0 | 0 | 0 | 0 | 0 | 0 | 0 | 0 | 0 | 0 | 0 | 0 | 0 | 0 | 0 | 0 | 0 | 0 | 0 | 0 | 0 | 0 | 0 | 0 | 0 | 0 | 0 | 0 | 0
F12_Industrial_Agriculture_Existing_Space Heating_Natural Gas_Gas Boiler - Burner Control Optimization_A_Technical Potential | F12 | Industrial | Agriculture | Existing | Space Heating | Natural Gas | Gas Boiler - Burner Control Optimization | A | Cumulative Winter Peak Savings (MW) | Technical Potential | 0 | 0 | 0 | 0 | 0 | 0 | 0 | 0 | 0 | 0 | 0 | 0 | 0 | 0 | 0 | 0 | 0 | 0 | 0 | 0 | 0 | 0 | 0 | 0 | 0 | 0 | 0 | 0 | 0 | 0 | 0
F13_Industrial_Agriculture_Existing_Space Heating_Natural Gas_Gas Boiler - Burner Control Optimization_A_Technical Potential | F13 | Industrial | Agriculture | Existing | Space Heating | Natural Gas | Gas Boiler - Burner Control Optimization | A | Purchases (Incremental) | Technical Potential | 0 | 0 | 0 | 0 | 0 | 7.3244 | 11.5069 | 22.8782 | 40.0584 | 62.3646 | 86.2017 | 109.4115 | 127.3876 | 135.0081 | 135.5236 | 125.2824 | 109.6364 | 89.8343 | 69.2479 | 51.0852 | 35.6118 | 23.6488 | 14.9944 | 9.096 | 6.1394 | 0 | 0 | 0 | 0 | 0 | 0
F14_Industrial_Agriculture_Existing_Space Heating_Natural Gas_Gas Boiler - Burner Control Optimization_A_Technical Potential | F14 | Industrial | Agriculture | Existing | Space Heating | Natural Gas | Gas Boiler - Burner Control Optimization | A | Purchases (Cumulative) | Technical Potential | 0 | 0 | 0 | 0 | 0 | 7.3244 | 18.8313 | 41.7095 | 81.7679 | 144.1325 | 230.3343 | 339.7458 | 467.1333 | 602.1414 | 737.665 | 862.9475 | 972.5839 | 1062.4182 | 1131.6661 | 1182.7513 | 1218.3631 | 1242.012 | 1257.0064 | 1266.1024 | 1272.2418 | 1272.2418 | 1272.2418 | 1272.2418 | 1272.2418 | 1272.2418 | 1272.2418
F1_Industrial_Agriculture_Existing_Process_Natural Gas_Gas Boiler - Burner Control Optimization_A_Technical Potential | F1 | Industrial | Agriculture | Existing | Process | Natural Gas | Gas Boiler - Burner Control Optimization | A | Original Unit Energy Savings (kWh or therms) | Technical Potential | 0 | 0 | 0 | 0 | 0 | 0.61528 | 0.61528 | 0.61528 | 0.61528 | 0.61528 | 0.61528 | 0.61528 | 0.61528 | 0.61528 | 0.61528 | 0.61528 | 0.61528 | 0.61528 | 0.61528 | 0.61528 | 0.61528 | 0.61528 | 0.61528 | 0.61528 | 0.61528 | 0.61528 | 0.61528 | 0.61528 | 0.61528 | 0.61528 | 0.61528
F2_Industrial_Agriculture_Existing_Process_Natural Gas_Gas Boiler - Burner Control Optimization_A_Technical Potential | F2 | Industrial | Agriculture | Existing | Process | Natural Gas | Gas Boiler - Burner Control Optimization | A | Original Unit Summer Peak Savings (kW) | Technical Potential | 0 | 0 | 0 | 0 | 0 | 0 | 0 | 0 | 0 | 0 | 0 | 0 | 0 | 0 | 0 | 0 | 0 | 0 | 0 | 0 | 0 | 0 | 0 | 0 | 0 | 0 | 0 | 0 | 0 | 0 | 0
F3_Industrial_Agriculture_Existing_Process_Natural Gas_Gas Boiler - Burner Control Optimization_A_Technical Potential | F3 | Industrial | Agriculture | Existing | Process | Natural Gas | Gas Boiler - Burner Control Optimization | A | Original Unit Winter Peak Savings (kW) | Technical Potential | 0 | 0 | 0 | 0 | 0 | 0 | 0 | 0 | 0 | 0 | 0 | 0 | 0 | 0 | 0 | 0 | 0 | 0 | 0 | 0 | 0 | 0 | 0 | 0 | 0 | 0 | 0 | 0 | 0 | 0 | 0
F4_Industrial_Agriculture_Existing_Process_Natural Gas_Gas Boiler - Burner Control Optimization_A_Technical Potential | F4 | Industrial | Agriculture | Existing | Process | Natural Gas | Gas Boiler - Burner Control Optimization | A | Standalone Impact on Baseline Energy (%) | Technical Potential | 0% | 0% | 0% | 0% | 0% | 0.002081% | 0.005354% | 0.01193% | 0.02337% | 0.04116% | 0.06663% | 0.09854% | 0.1358% | 0.1778% | 0.217% | 0.2563% | 0.2889% | 0.3171% | 0.3409% | 0.3558% | 0.3681% | 0.3767% | 0.3826% | 0.3867% | 0.0038979 | 0.0039093 | 0.0039197 | 0.0039292 | 0 | 0 | 0
F5_Industrial_Agriculture_Existing_Process_Natural Gas_Gas Boiler - Burner Control Optimization_A_Technical Potential | F5 | Industrial | Agriculture | Existing | Process | Natural Gas | Gas Boiler - Burner Control Optimization | A | Standalone Impact on Baseline Summer Peak (%) | Technical Potential | 0% | 0% | 0% | 0% | 0% | 0% | 0% | 0% | 0% | 0% | 0% | 0% | 0% | 0% | 0% | 0% | 0% | 0% | 0% | 0% | 0% | 0% | 0% | 0% | 0 | 0 | 0 | 0 | 0 | 0 | 0
F6_Industrial_Agriculture_Existing_Process_Natural Gas_Gas Boiler - Burner Control Optimization_A_Technical Potential | F6 | Industrial | Agriculture | Existing | Process | Natural Gas | Gas Boiler - Burner Control Optimization | A | Standalone Impact on Baseline Winter Peak (%) | Technical Potential | 0% | 0% | 0% | 0% | 0% | 0% | 0% | 0% | 0% | 0% | 0% | 0% | 0% | 0% | 0% | 0% | 0% | 0% | 0% | 0% | 0% | 0% | 0% | 0% | 0 | 0 | 0 | 0 | 0 | 0 | 0
F7_Industrial_Agriculture_Existing_Process_Natural Gas_Gas Boiler - Burner Control Optimization_A_Technical Potential | F7 | Industrial | Agriculture | Existing | Process | Natural Gas | Gas Boiler - Burner Control Optimization | A | Incremental Energy Savings (MWh or mTherms) | Technical Potential | 0 | 0 | 0 | 0 | 0 | 0.037278 | 0.058565 | 0.11644 | 0.20388 | 0.31741 | 0.43873 | 0.55686 | 0.64835 | 0.68713 | 0.68976 | 0.63763 | 0.558 | 0.45722 | 0.35244 | 0.26 | 0.18125 | 0.12036 | 0.076315 | 0.046295 | 0.031247 | 0 | 0 | 0 | 0 | 0 | 0
F8_Industrial_Agriculture_Existing_Process_Natural Gas_Gas Boiler - Burner Control Optimization_A_Technical Potential | F8 | Industrial | Agriculture | Existing | Process | Natural Gas | Gas Boiler - Burner Control Optimization | A | Incremental Summer Peak Savings (MW) | Technical Potential | 0 | 0 | 0 | 0 | 0 | 0 | 0 | 0 | 0 | 0 | 0 | 0 | 0 | 0 | 0 | 0 | 0 | 0 | 0 | 0 | 0 | 0 | 0 | 0 | 0 | 0 | 0 | 0 | 0 | 0 | 0
F9_Industrial_Agriculture_Existing_Process_Natural Gas_Gas Boiler - Burner Control Optimization_A_Technical Potential | F9 | Industrial | Agriculture | Existing | Process | Natural Gas | Gas Boiler - Burner Control Optimization | A | Incremental Winter Peak Savings (MW) | Technical Potential | 0 | 0 | 0 | 0 | 0 | 0 | 0 | 0 | 0 | 0 | 0 | 0 | 0 | 0 | 0 | 0 | 0 | 0 | 0 | 0 | 0 | 0 | 0 | 0 | 0 | 0 | 0 | 0 | 0 | 0 | 0
F10_Industrial_Agriculture_Existing_Process_Natural Gas_Gas Boiler - Burner Control Optimization_A_Technical Potential | F10 | Industrial | Agriculture | Existing | Process | Natural Gas | Gas Boiler - Burner Control Optimization | A | Cumulative Energy Savings (MWh or mTherms) | Technical Potential | 0 | 0 | 0 | 0 | 0 | 0.037278 | 0.095843 | 0.21228 | 0.41616 | 0.73357 | 1.1723 | 1.7292 | 2.3775 | 3.0646 | 3.7544 | 4.392 | 4.95 | 5.4072 | 5.7597 | 6.0197 | 6.2009 | 6.3213 | 6.3976 | 6.4439 | 6.4751 | 6.4751 | 6.4751 | 6.4751 | 6.4751 | 6.4751 | 6.4751
F11_Industrial_Agriculture_Existing_Process_Natural Gas_Gas Boiler - Burner Control Optimization_A_Technical Potential | F11 | Industrial | Agriculture | Existing | Process | Natural Gas | Gas Boiler - Burner Control Optimization | A | Cumulative Summer Peak Savings (MW) | Technical Potential | 0 | 0 | 0 | 0 | 0 | 0 | 0 | 0 | 0 | 0 | 0 | 0 | 0 | 0 | 0 | 0 | 0 | 0 | 0 | 0 | 0 | 0 | 0 | 0 | 0 | 0 | 0 | 0 | 0 | 0 | 0
F12_Industrial_Agriculture_Existing_Process_Natural Gas_Gas Boiler - Burner Control Optimization_A_Technical Potential | F12 | Industrial | Agriculture | Existing | Process | Natural Gas | Gas Boiler - Burner Control Optimization | A | Cumulative Winter Peak Savings (MW) | Technical Potential | 0 | 0 | 0 | 0 | 0 | 0 | 0 | 0 | 0 | 0 | 0 | 0 | 0 | 0 | 0 | 0 | 0 | 0 | 0 | 0 | 0 | 0 | 0 | 0 | 0 | 0 | 0 | 0 | 0 | 0 | 0
F13_Industrial_Agriculture_Existing_Process_Natural Gas_Gas Boiler - Burner Control Optimization_A_Technical Potential | F13 | Industrial | Agriculture | Existing | Process | Natural Gas | Gas Boiler - Burner Control Optimization | A | Purchases (Incremental) | Technical Potential | 0 | 0 | 0 | 0 | 0 | 60.587 | 95.1849 | 189.2472 | 331.3616 | 515.8777 | 713.0572 | 905.0473 | 1053.7447 | 1116.7817 | 1121.0456 | 1036.3313 | 906.9076 | 743.106 | 572.8159 | 422.5748 | 294.5792 | 195.6223 | 124.0333 | 75.242 | 50.7845 | 0 | 0 | 0 | 0 | 0 | 0
F14_Industrial_Agriculture_Existing_Process_Natural Gas_Gas Boiler - Burner Control Optimization_A_Technical Potential | F14 | Industrial | Agriculture | Existing | Process | Natural Gas | Gas Boiler - Burner Control Optimization | A | Purchases (Cumulative) | Technical Potential | 0 | 0 | 0 | 0 | 0 | 60.587 | 155.772 | 345.0192 | 676.3808 | 1192.2585 | 1905.3157 | 2810.363 | 3864.1077 | 4980.8894 | 6101.9349 | 7138.2662 | 8045.1738 | 8788.2798 | 9361.0957 | 9783.6706 | 10078.2498 | 10273.8721 | 10397.9054 | 10473.1474 | 10523.9318 | 10523.9318 | 10523.9318 | 10523.9318 | 10523.9318 | 10523.9318 | 10523.9318
F1_Industrial_Agriculture_Existing_Space Heating_Natural Gas_HVAC - Demand Controlled Ventilation_A_Technical Potential | F1 | Industrial | Agriculture | Existing | Space Heating | Natural Gas | HVAC - Demand Controlled Ventilation | A | Original Unit Energy Savings (kWh or therms) | Technical Potential | 0 | 0 | 0 | 0 | 0 | 0.045714 | 0.045302 | 0.044777 | 0.044244 | 0.043709 | 0.043186 | 0.042667 | 0.042179 | 0.041719 | 0.041255 | 0.04085 | 0.040467 | 0.040108 | 0.03977 | 0.039428 | 0.039096 | 0.038767 | 0.038427 | 0.038101 | 0.037787 | 0.037493 | 0.037218 | 0.03696 | 0.036718 | 0.036492 | 0.03628
F2_Industrial_Agriculture_Existing_Space Heating_Natural Gas_HVAC - Demand Controlled Ventilation_A_Technical Potential | F2 | Industrial | Agriculture | Existing | Space Heating | Natural Gas | HVAC - Demand Controlled Ventilation | A | Original Unit Summer Peak Savings (kW) | Technical Potential | 0 | 0 | 0 | 0 | 0 | 0 | 0 | 0 | 0 | 0 | 0 | 0 | 0 | 0 | 0 | 0 | 0 | 0 | 0 | 0 | 0 | 0 | 0 | 0 | 0 | 0 | 0 | 0 | 0 | 0 | 0
F3_Industrial_Agriculture_Existing_Space Heating_Natural Gas_HVAC - Demand Controlled Ventilation_A_Technical Potential | F3 | Industrial | Agriculture | Existing | Space Heating | Natural Gas | HVAC - Demand Controlled Ventilation | A | Original Unit Winter Peak Savings (kW) | Technical Potential | 0 | 0 | 0 | 0 | 0 | 0 | 0 | 0 | 0 | 0 | 0 | 0 | 0 | 0 | 0 | 0 | 0 | 0 | 0 | 0 | 0 | 0 | 0 | 0 | 0 | 0 | 0 | 0 | 0 | 0 | 0
F4_Industrial_Agriculture_Existing_Space Heating_Natural Gas_HVAC - Demand Controlled Ventilation_A_Technical Potential | F4 | Industrial | Agriculture | Existing | Space Heating | Natural Gas | HVAC - Demand Controlled Ventilation | A | Standalone Impact on Baseline Energy (%) | Technical Potential | 0% | 0% | 0% | 0% | 0% | 0.03019% | 0.06014% | 0.09006% | 0.1193% | 0.1481% | 0.1787% | 0.2076% | 0.2363% | 0.2682% | 0.2953% | 0.3263% | 0.3544% | 0.3842% | 0.4156% | 0.4427% | 0.4721% | 0.5013% | 0.5299% | 0.5584% | 0.0058657 | 0.0058647 | 0.0058629 | 0.0058602 | 0 | 0 | 0
F5_Industrial_Agriculture_Existing_Space Heating_Natural Gas_HVAC - Demand Controlled Ventilation_A_Technical Potential | F5 | Industrial | Agriculture | Existing | Space Heating | Natural Gas | HVAC - Demand Controlled Ventilation | A | Standalone Impact on Baseline Summer Peak (%) | Technical Potential | 0% | 0% | 0% | 0% | 0% | 0% | 0% | 0% | 0% | 0% | 0% | 0% | 0% | 0% | 0% | 0% | 0% | 0% | 0% | 0% | 0% | 0% | 0% | 0% | 0 | 0 | 0 | 0 | 0 | 0 | 0
F6_Industrial_Agriculture_Existing_Space Heating_Natural Gas_HVAC - Demand Controlled Ventilation_A_Technical Potential | F6 | Industrial | Agriculture | Existing | Space Heating | Natural Gas | HVAC - Demand Controlled Ventilation | A | Standalone Impact on Baseline Winter Peak (%) | Technical Potential | 0% | 0% | 0% | 0% | 0% | 0% | 0% | 0% | 0% | 0% | 0% | 0% | 0% | 0% | 0% | 0% | 0% | 0% | 0% | 0% | 0% | 0% | 0% | 0% | 0 | 0 | 0 | 0 | 0 | 0 | 0
F7_Industrial_Agriculture_Existing_Space Heating_Natural Gas_HVAC - Demand Controlled Ventilation_A_Technical Potential | F7 | Industrial | Agriculture | Existing | Space Heating | Natural Gas | HVAC - Demand Controlled Ventilation | A | Incremental Energy Savings (MWh or mTherms) | Technical Potential | 0 | 0 | 0 | 0 | 0 | 0.25918 | 0.2567 | 0.25223 | 0.24936 | 0.24655 | 0.24051 | 0.23697 | 0.23378 | 0.22756 | 0.22589 | 0.22154 | 0.21949 | 0.21645 | 0.21271 | 0.21113 | 0.20849 | 0.20593 | 0.20338 | 0.20097 | 0.19869 | 0 | 0 | 0 | 0 | 0 | 0
F8_Industrial_Agriculture_Existing_Space Heating_Natural Gas_HVAC - Demand Controlled Ventilation_A_Technical Potential | F8 | Industrial | Agriculture | Existing | Space Heating | Natural Gas | HVAC - Demand Controlled Ventilation | A | Incremental Summer Peak Savings (MW) | Technical Potential | 0 | 0 | 0 | 0 | 0 | 0 | 0 | 0 | 0 | 0 | 0 | 0 | 0 | 0 | 0 | 0 | 0 | 0 | 0 | 0 | 0 | 0 | 0 | 0 | 0 | 0 | 0 | 0 | 0 | 0 | 0
F9_Industrial_Agriculture_Existing_Space Heating_Natural Gas_HVAC - Demand Controlled Ventilation_A_Technical Potential | F9 | Industrial | Agriculture | Existing | Space Heating | Natural Gas | HVAC - Demand Controlled Ventilation | A | Incremental Winter Peak Savings (MW) | Technical Potential | 0 | 0 | 0 | 0 | 0 | 0 | 0 | 0 | 0 | 0 | 0 | 0 | 0 | 0 | 0 | 0 | 0 | 0 | 0 | 0 | 0 | 0 | 0 | 0 | 0 | 0 | 0 | 0 | 0 | 0 | 0
F10_Industrial_Agriculture_Existing_Space Heating_Natural Gas_HVAC - Demand Controlled Ventilation_A_Technical Potential | F10 | Industrial | Agriculture | Existing | Space Heating | Natural Gas | HVAC - Demand Controlled Ventilation | A | Cumulative Energy Savings (MWh or mTherms) | Technical Potential | 0 | 0 | 0 | 0 | 0 | 0.25918 | 0.51354 | 0.75982 | 1.0001 | 1.2346 | 1.4603 | 1.6798 | 1.8943 | 2.1012 | 2.3038 | 2.5027 | 2.6987 | 2.8912 | 3.0795 | 3.2642 | 3.4453 | 3.6221 | 3.7938 | 3.9626 | 4.1286 | 4.0965 | 4.0664 | 4.0382 | 4.0118 | 3.9871 | 3.9639
F11_Industrial_Agriculture_Existing_Space Heating_Natural Gas_HVAC - Demand Controlled Ventilation_A_Technical Potential | F11 | Industrial | Agriculture | Existing | Space Heating | Natural Gas | HVAC - Demand Controlled Ventilation | A | Cumulative Summer Peak Savings (MW) | Technical Potential | 0 | 0 | 0 | 0 | 0 | 0 | 0 | 0 | 0 | 0 | 0 | 0 | 0 | 0 | 0 | 0 | 0 | 0 | 0 | 0 | 0 | 0 | 0 | 0 | 0 | 0 | 0 | 0 | 0 | 0 | 0
F12_Industrial_Agriculture_Existing_Space Heating_Natural Gas_HVAC - Demand Controlled Ventilation_A_Technical Potential | F12 | Industrial | Agriculture | Existing | Space Heating | Natural Gas | HVAC - Demand Controlled Ventilation | A | Cumulative Winter Peak Savings (MW) | Technical Potential | 0 | 0 | 0 | 0 | 0 | 0 | 0 | 0 | 0 | 0 | 0 | 0 | 0 | 0 | 0 | 0 | 0 | 0 | 0 | 0 | 0 | 0 | 0 | 0 | 0 | 0 | 0 | 0 | 0 | 0 | 0
F13_Industrial_Agriculture_Existing_Space Heating_Natural Gas_HVAC - Demand Controlled Ventilation_A_Technical Potential | F13 | Industrial | Agriculture | Existing | Space Heating | Natural Gas | HVAC - Demand Controlled Ventilation | A | Purchases (Incremental) | Technical Potential | 0 | 0 | 0 | 0 | 0 | 5669.6151 | 5666.5034 | 5633.086 | 5636.1314 | 5640.7918 | 5569.1596 | 5553.9409 | 5542.664 | 5454.6484 | 5475.4745 | 5423.2587 | 5423.9625 | 5396.6634 | 5348.5255 | 5354.8611 | 5332.7175 | 5311.9768 | 5292.6218 | 5274.6358 | 5258.0025 | 0 | 0 | 0 | 0 | 0 | 0
F14_Industrial_Agriculture_Existing_Space Heating_Natural Gas_HVAC - Demand Controlled Ventilation_A_Technical Potential | F14 | Industrial | Agriculture | Existing | Space Heating | Natural Gas | HVAC - Demand Controlled Ventilation | A | Purchases (Cumulative) | Technical Potential | 0 | 0 | 0 | 0 | 0 | 5669.6151 | 11336.1184 | 16969.2044 | 22605.3358 | 28246.1277 | 33815.2873 | 39369.2282 | 44911.8922 | 50366.5406 | 55842.0151 | 61265.2737 | 66689.2362 | 72085.8997 | 77434.4252 | 82789.2863 | 88122.0038 | 93433.9806 | 98726.6025 | 104001.2383 | 109259.2408 | 109259.2408 | 109259.2408 | 109259.2408 | 109259.2408 | 109259.2408 | 109259.2408
F1_Industrial_Agriculture_Existing_Space Heating_Natural Gas_Gas Boiler - Stack Economizer_A_Technical Potential | F1 | Industrial | Agriculture | Existing | Space Heating | Natural Gas | Gas Boiler - Stack Economizer | A | Original Unit Energy Savings (kWh or therms) | Technical Potential | 0 | 0 | 0 | 0 | 0 | 1.1478 | 1.14 | 1.1322 | 1.1245 | 1.1167 | 1.1092 | 1.1017 | 1.0944 | 1.0871 | 1.0794 | 1.0723 | 1.0653 | 1.0584 | 1.0516 | 1.0448 | 1.0382 | 1.0314 | 1.0248 | 1.0184 | 1.012 | 1.0061 | 1.0008 | 0.99586 | 0.9914 | 0.98733 | 0.98361
F2_Industrial_Agriculture_Existing_Space Heating_Natural Gas_Gas Boiler - Stack Economizer_A_Technical Potential | F2 | Industrial | Agriculture | Existing | Space Heating | Natural Gas | Gas Boiler - Stack Economizer | A | Original Unit Summer Peak Savings (kW) | Technical Potential | 0 | 0 | 0 | 0 | 0 | 0 | 0 | 0 | 0 | 0 | 0 | 0 | 0 | 0 | 0 | 0 | 0 | 0 | 0 | 0 | 0 | 0 | 0 | 0 | 0 | 0 | 0 | 0 | 0 | 0 | 0
F3_Industrial_Agriculture_Existing_Space Heating_Natural Gas_Gas Boiler - Stack Economizer_A_Technical Potential | F3 | Industrial | Agriculture | Existing | Space Heating | Natural Gas | Gas Boiler - Stack Economizer | A | Original Unit Winter Peak Savings (kW) | Technical Potential | 0 | 0 | 0 | 0 | 0 | 0 | 0 | 0 | 0 | 0 | 0 | 0 | 0 | 0 | 0 | 0 | 0 | 0 | 0 | 0 | 0 | 0 | 0 | 0 | 0 | 0 | 0 | 0 | 0 | 0 | 0
F4_Industrial_Agriculture_Existing_Space Heating_Natural Gas_Gas Boiler - Stack Economizer_A_Technical Potential | F4 | Industrial | Agriculture | Existing | Space Heating | Natural Gas | Gas Boiler - Stack Economizer | A | Standalone Impact on Baseline Energy (%) | Technical Potential | 0% | 0% | 0% | 0% | 0% | 0.00968% | 0.01933% | 0.02908% | 0.03871% | 0.04832% | 0.05764% | 0.06478% | 0.07051% | 0.07614% | 0.07948% | 0.08316% | 0.0855% | 0.0878% | 0.09005% | 0.0911% | 0.09238% | 0.09271% | 0.09297% | 0.0932% | 0.00093377 | 0.00093547 | 0.00093708 | 0.00093859 | 0 | 0 | 0
F5_Industrial_Agriculture_Existing_Space Heating_Natural Gas_Gas Boiler - Stack Economizer_A_Technical Potential | F5 | Industrial | Agriculture | Existing | Space Heating | Natural Gas | Gas Boiler - Stack Economizer | A | Standalone Impact on Baseline Summer Peak (%) | Technical Potential | 0% | 0% | 0% | 0% | 0% | 0% | 0% | 0% | 0% | 0% | 0% | 0% | 0% | 0% | 0% | 0% | 0% | 0% | 0% | 0% | 0% | 0% | 0% | 0% | 0 | 0 | 0 | 0 | 0 | 0 | 0
F6_Industrial_Agriculture_Existing_Space Heating_Natural Gas_Gas Boiler - Stack Economizer_A_Technical Potential | F6 | Industrial | Agriculture | Existing | Space Heating | Natural Gas | Gas Boiler - Stack Economizer | A | Standalone Impact on Baseline Winter Peak (%) | Technical Potential | 0% | 0% | 0% | 0% | 0% | 0% | 0% | 0% | 0% | 0% | 0% | 0% | 0% | 0% | 0% | 0% | 0% | 0% | 0% | 0% | 0% | 0% | 0% | 0% | 0 | 0 | 0 | 0 | 0 | 0 | 0
F7_Industrial_Agriculture_Existing_Space Heating_Natural Gas_Gas Boiler - Stack Economizer_A_Technical Potential | F7 | Industrial | Agriculture | Existing | Space Heating | Natural Gas | Gas Boiler - Stack Economizer | A | Incremental Energy Savings (MWh or mTherms) | Technical Potential | 0 | 0 | 0 | 0 | 0 | 0.083104 | 0.082495 | 0.081453 | 0.080938 | 0.080447 | 0.071001 | 0.056265 | 0.04462 | 0.034895 | 0.027824 | 0.021902 | 0.017409 | 0.013768 | 0.010846 | 0.0086309 | 0.0068329 | 4.6119e-05 | 1.6306e-05 | 5.5054e-06 | 1.7783e-06 | 1.4984e-06 | 1.4864e-06 | 1.4756e-06 | 1.4658e-06 | 1.4569e-06 | 1.449e-06
F8_Industrial_Agriculture_Existing_Space Heating_Natural Gas_Gas Boiler - Stack Economizer_A_Technical Potential | F8 | Industrial | Agriculture | Existing | Space Heating | Natural Gas | Gas Boiler - Stack Economizer | A | Incremental Summer Peak Savings (MW) | Technical Potential | 0 | 0 | 0 | 0 | 0 | 0 | 0 | 0 | 0 | 0 | 0 | 0 | 0 | 0 | 0 | 0 | 0 | 0 | 0 | 0 | 0 | 0 | 0 | 0 | 0 | 0 | 0 | 0 | 0 | 0 | 0
F9_Industrial_Agriculture_Existing_Space Heating_Natural Gas_Gas Boiler - Stack Economizer_A_Technical Potential | F9 | Industrial | Agriculture | Existing | Space Heating | Natural Gas | Gas Boiler - Stack Economizer | A | Incremental Winter Peak Savings (MW) | Technical Potential | 0 | 0 | 0 | 0 | 0 | 0 | 0 | 0 | 0 | 0 | 0 | 0 | 0 | 0 | 0 | 0 | 0 | 0 | 0 | 0 | 0 | 0 | 0 | 0 | 0 | 0 | 0 | 0 | 0 | 0 | 0
F10_Industrial_Agriculture_Existing_Space Heating_Natural Gas_Gas Boiler - Stack Economizer_A_Technical Potential | F10 | Industrial | Agriculture | Existing | Space Heating | Natural Gas | Gas Boiler - Stack Economizer | A | Cumulative Energy Savings (MWh or mTherms) | Technical Potential | 0 | 0 | 0 | 0 | 0 | 0.083104 | 0.16504 | 0.24537 | 0.32462 | 0.40283 | 0.47112 | 0.52422 | 0.56533 | 0.59646 | 0.62005 | 0.63788 | 0.65112 | 0.66068 | 0.66729 | 0.67161 | 0.67422 | 0.66982 | 0.66556 | 0.66141 | 0.65723 | 0.65342 | 0.64994 | 0.64677 | 0.64387 | 0.64123 | 0.63882
F11_Industrial_Agriculture_Existing_Space Heating_Natural Gas_Gas Boiler - Stack Economizer_A_Technical Potential | F11 | Industrial | Agriculture | Existing | Space Heating | Natural Gas | Gas Boiler - Stack Economizer | A | Cumulative Summer Peak Savings (MW) | Technical Potential | 0 | 0 | 0 | 0 | 0 | 0 | 0 | 0 | 0 | 0 | 0 | 0 | 0 | 0 | 0 | 0 | 0 | 0 | 0 | 0 | 0 | 0 | 0 | 0 | 0 | 0 | 0 | 0 | 0 | 0 | 0
F12_Industrial_Agriculture_Existing_Space Heating_Natural Gas_Gas Boiler - Stack Economizer_A_Technical Potential | F12 | Industrial | Agriculture | Existing | Space Heating | Natural Gas | Gas Boiler - Stack Economizer | A | Cumulative Winter Peak Savings (MW) | Technical Potential | 0 | 0 | 0 | 0 | 0 | 0 | 0 | 0 | 0 | 0 | 0 | 0 | 0 | 0 | 0 | 0 | 0 | 0 | 0 | 0 | 0 | 0 | 0 | 0 | 0 | 0 | 0 | 0 | 0 | 0 | 0
F13_Industrial_Agriculture_Existing_Space Heating_Natural Gas_Gas Boiler - Stack Economizer_A_Technical Potential | F13 | Industrial | Agriculture | Existing | Space Heating | Natural Gas | Gas Boiler - Stack Economizer | A | Purchases (Incremental) | Technical Potential | 0 | 0 | 0 | 0 | 0 | 72.4055 | 72.3658 | 71.939 | 71.9779 | 72.0374 | 64.0104 | 51.0684 | 40.7717 | 32.0994 | 25.7776 | 20.4254 | 16.3425 | 13.0082 | 10.3137 | 8.2607 | 6.5813 | 0.044715 | 0.015911 | 0.0054059 | 0.0017572 | 0.0014893 | 0.0014853 | 0.0014817 | 0.0014785 | 0.0014756 | 0.0014731
F14_Industrial_Agriculture_Existing_Space Heating_Natural Gas_Gas Boiler - Stack Economizer_A_Technical Potential | F14 | Industrial | Agriculture | Existing | Space Heating | Natural Gas | Gas Boiler - Stack Economizer | A | Purchases (Cumulative) | Technical Potential | 0 | 0 | 0 | 0 | 0 | 72.4055 | 144.7713 | 216.7104 | 288.6883 | 360.7257 | 424.7361 | 475.8045 | 516.5762 | 548.6756 | 574.4532 | 594.8787 | 611.2211 | 624.2293 | 634.543 | 642.8037 | 649.385 | 649.4297 | 649.4456 | 649.451 | 649.4528 | 649.4543 | 649.4557 | 649.4572 | 649.4587 | 649.4602 | 649.4617
F1_Industrial_Agriculture_Existing_Process_Natural Gas_Gas Boiler - Stack Economizer_A_Technical Potential | F1 | Industrial | Agriculture | Existing | Process | Natural Gas | Gas Boiler - Stack Economizer | A | Original Unit Energy Savings (kWh or therms) | Technical Potential | 0 | 0 | 0 | 0 | 0 | 2.0368 | 2.0368 | 2.0368 | 2.0368 | 2.0368 | 2.0368 | 2.0368 | 2.0368 | 2.0368 | 2.0368 | 2.0368 | 2.0368 | 2.0368 | 2.0368 | 2.0368 | 2.0368 | 2.0368 | 2.0368 | 2.0368 | 2.0368 | 2.0368 | 2.0368 | 2.0368 | 2.0368 | 2.0368 | 2.0368
F2_Industrial_Agriculture_Existing_Process_Natural Gas_Gas Boiler - Stack Economizer_A_Technical Potential | F2 | Industrial | Agriculture | Existing | Process | Natural Gas | Gas Boiler - Stack Economizer | A | Original Unit Summer Peak Savings (kW) | Technical Potential | 0 | 0 | 0 | 0 | 0 | 0 | 0 | 0 | 0 | 0 | 0 | 0 | 0 | 0 | 0 | 0 | 0 | 0 | 0 | 0 | 0 | 0 | 0 | 0 | 0 | 0 | 0 | 0 | 0 | 0 | 0
F3_Industrial_Agriculture_Existing_Process_Natural Gas_Gas Boiler - Stack Economizer_A_Technical Potential | F3 | Industrial | Agriculture | Existing | Process | Natural Gas | Gas Boiler - Stack Economizer | A | Original Unit Winter Peak Savings (kW) | Technical Potential | 0 | 0 | 0 | 0 | 0 | 0 | 0 | 0 | 0 | 0 | 0 | 0 | 0 | 0 | 0 | 0 | 0 | 0 | 0 | 0 | 0 | 0 | 0 | 0 | 0 | 0 | 0 | 0 | 0 | 0 | 0
F4_Industrial_Agriculture_Existing_Process_Natural Gas_Gas Boiler - Stack Economizer_A_Technical Potential | F4 | Industrial | Agriculture | Existing | Process | Natural Gas | Gas Boiler - Stack Economizer | A | Standalone Impact on Baseline Energy (%) | Technical Potential | 0% | 0% | 0% | 0% | 0% | 0.0681% | 0.1362% | 0.2052% | 0.2732% | 0.341% | 0.4067% | 0.4569% | 0.497% | 0.5364% | 0.5595% | 0.585% | 0.6009% | 0.6168% | 0.6327% | 0.6402% | 0.6494% | 0.652% | 0.6544% | 0.6566% | 0.0065869 | 0.0066061 | 0.0066238 | 0.0066399 | 0 | 0 | 0
F5_Industrial_Agriculture_Existing_Process_Natural Gas_Gas Boiler - Stack Economizer_A_Technical Potential | F5 | Industrial | Agriculture | Existing | Process | Natural Gas | Gas Boiler - Stack Economizer | A | Standalone Impact on Baseline Summer Peak (%) | Technical Potential | 0% | 0% | 0% | 0% | 0% | 0% | 0% | 0% | 0% | 0% | 0% | 0% | 0% | 0% | 0% | 0% | 0% | 0% | 0% | 0% | 0% | 0% | 0% | 0% | 0 | 0 | 0 | 0 | 0 | 0 | 0
F6_Industrial_Agriculture_Existing_Process_Natural Gas_Gas Boiler - Stack Economizer_A_Technical Potential | F6 | Industrial | Agriculture | Existing | Process | Natural Gas | Gas Boiler - Stack Economizer | A | Standalone Impact on Baseline Winter Peak (%) | Technical Potential | 0% | 0% | 0% | 0% | 0% | 0% | 0% | 0% | 0% | 0% | 0% | 0% | 0% | 0% | 0% | 0% | 0% | 0% | 0% | 0% | 0% | 0% | 0% | 0% | 0 | 0 | 0 | 0 | 0 | 0 | 0
F7_Industrial_Agriculture_Existing_Process_Natural Gas_Gas Boiler - Stack Economizer_A_Technical Potential | F7 | Industrial | Agriculture | Existing | Process | Natural Gas | Gas Boiler - Stack Economizer | A | Incremental Energy Savings (MWh or mTherms) | Technical Potential | 0 | 0 | 0 | 0 | 0 | 1.2199 | 1.2192 | 1.212 | 1.2127 | 1.2137 | 1.0785 | 0.86041 | 0.68693 | 0.54082 | 0.43431 | 0.34413 | 0.27534 | 0.21916 | 0.17377 | 0.13918 | 0.11088 | 0.00075336 | 0.00026808 | 9.1079e-05 | 2.9606e-05 | 2.5092e-05 | 2.5025e-05 | 2.4964e-05 | 2.491e-05 | 2.4862e-05 | 2.4819e-05
F8_Industrial_Agriculture_Existing_Process_Natural Gas_Gas Boiler - Stack Economizer_A_Technical Potential | F8 | Industrial | Agriculture | Existing | Process | Natural Gas | Gas Boiler - Stack Economizer | A | Incremental Summer Peak Savings (MW) | Technical Potential | 0 | 0 | 0 | 0 | 0 | 0 | 0 | 0 | 0 | 0 | 0 | 0 | 0 | 0 | 0 | 0 | 0 | 0 | 0 | 0 | 0 | 0 | 0 | 0 | 0 | 0 | 0 | 0 | 0 | 0 | 0
F9_Industrial_Agriculture_Existing_Process_Natural Gas_Gas Boiler - Stack Economizer_A_Technical Potential | F9 | Industrial | Agriculture | Existing | Process | Natural Gas | Gas Boiler - Stack Economizer | A | Incremental Winter Peak Savings (MW) | Technical Potential | 0 | 0 | 0 | 0 | 0 | 0 | 0 | 0 | 0 | 0 | 0 | 0 | 0 | 0 | 0 | 0 | 0 | 0 | 0 | 0 | 0 | 0 | 0 | 0 | 0 | 0 | 0 | 0 | 0 | 0 | 0
F10_Industrial_Agriculture_Existing_Process_Natural Gas_Gas Boiler - Stack Economizer_A_Technical Potential | F10 | Industrial | Agriculture | Existing | Process | Natural Gas | Gas Boiler - Stack Economizer | A | Cumulative Energy Savings (MWh or mTherms) | Technical Potential | 0 | 0 | 0 | 0 | 0 | 1.2199 | 2.4391 | 3.6512 | 4.8639 | 6.0776 | 7.156 | 8.0164 | 8.7034 | 9.2442 | 9.6785 | 10.0226 | 10.298 | 10.5171 | 10.6909 | 10.8301 | 10.941 | 10.9417 | 10.942 | 10.9421 | 10.9421 | 10.9421 | 10.9422 | 10.9422 | 10.9422 | 10.9422 | 10.9423
F11_Industrial_Agriculture_Existing_Process_Natural Gas_Gas Boiler - Stack Economizer_A_Technical Potential | F11 | Industrial | Agriculture | Existing | Process | Natural Gas | Gas Boiler - Stack Economizer | A | Cumulative Summer Peak Savings (MW) | Technical Potential | 0 | 0 | 0 | 0 | 0 | 0 | 0 | 0 | 0 | 0 | 0 | 0 | 0 | 0 | 0 | 0 | 0 | 0 | 0 | 0 | 0 | 0 | 0 | 0 | 0 | 0 | 0 | 0 | 0 | 0 | 0
F12_Industrial_Agriculture_Existing_Process_Natural Gas_Gas Boiler - Stack Economizer_A_Technical Potential | F12 | Industrial | Agriculture | Existing | Process | Natural Gas | Gas Boiler - Stack Economizer | A | Cumulative Winter Peak Savings (MW) | Technical Potential | 0 | 0 | 0 | 0 | 0 | 0 | 0 | 0 | 0 | 0 | 0 | 0 | 0 | 0 | 0 | 0 | 0 | 0 | 0 | 0 | 0 | 0 | 0 | 0 | 0 | 0 | 0 | 0 | 0 | 0 | 0
F13_Industrial_Agriculture_Existing_Process_Natural Gas_Gas Boiler - Stack Economizer_A_Technical Potential | F13 | Industrial | Agriculture | Existing | Process | Natural Gas | Gas Boiler - Stack Economizer | A | Purchases (Incremental) | Technical Potential | 0 | 0 | 0 | 0 | 0 | 598.9356 | 598.6069 | 595.0767 | 595.3984 | 595.8908 | 529.4912 | 422.4354 | 337.2622 | 265.5252 | 213.2312 | 168.9582 | 135.1841 | 107.603 | 85.3145 | 68.3325 | 54.4399 | 0.36988 | 0.13162 | 0.044717 | 0.014536 | 0.012319 | 0.012287 | 0.012257 | 0.01223 | 0.012206 | 0.012186
F14_Industrial_Agriculture_Existing_Process_Natural Gas_Gas Boiler - Stack Economizer_A_Technical Potential | F14 | Industrial | Agriculture | Existing | Process | Natural Gas | Gas Boiler - Stack Economizer | A | Purchases (Cumulative) | Technical Potential | 0 | 0 | 0 | 0 | 0 | 598.9356 | 1197.5425 | 1792.6193 | 2388.0177 | 2983.9084 | 3513.3996 | 3935.8351 | 4273.0972 | 4538.6225 | 4751.8537 | 4920.8119 | 5055.996 | 5163.599 | 5248.9136 | 5317.246 | 5371.686 | 5372.0558 | 5372.1875 | 5372.2322 | 5372.2467 | 5372.259 | 5372.2713 | 5372.2836 | 5372.2958 | 5372.308 | 5372.3202
F1_Industrial_Agriculture_Existing_Space Heating_Natural Gas_Gas Furnace Tube Inserts_A_Technical Potential | F1 | Industrial | Agriculture | Existing | Space Heating | Natural Gas | Gas Furnace Tube Inserts | A | Original Unit Energy Savings (kWh or therms) | Technical Potential | 0 | 0 | 0 | 0 | 0 | 0.086193 | 0.085415 | 0.084425 | 0.083421 | 0.082413 | 0.081426 | 0.080448 | 0.079527 | 0.07866 | 0.077786 | 0.077021 | 0.0763 | 0.075622 | 0.074985 | 0.07434 | 0.073715 | 0.073094 | 0.072454 | 0.071839 | 0.071247 | 0.070693 | 0.070173 | 0.069687 | 0.069231 | 0.068805 | 0.068405
F2_Industrial_Agriculture_Existing_Space Heating_Natural Gas_Gas Furnace Tube Inserts_A_Technical Potential | F2 | Industrial | Agriculture | Existing | Space Heating | Natural Gas | Gas Furnace Tube Inserts | A | Original Unit Summer Peak Savings (kW) | Technical Potential | 0 | 0 | 0 | 0 | 0 | 0 | 0 | 0 | 0 | 0 | 0 | 0 | 0 | 0 | 0 | 0 | 0 | 0 | 0 | 0 | 0 | 0 | 0 | 0 | 0 | 0 | 0 | 0 | 0 | 0 | 0
F3_Industrial_Agriculture_Existing_Space Heating_Natural Gas_Gas Furnace Tube Inserts_A_Technical Potential | F3 | Industrial | Agriculture | Existing | Space Heating | Natural Gas | Gas Furnace Tube Inserts | A | Original Unit Winter Peak Savings (kW) | Technical Potential | 0 | 0 | 0 | 0 | 0 | 0 | 0 | 0 | 0 | 0 | 0 | 0 | 0 | 0 | 0 | 0 | 0 | 0 | 0 | 0 | 0 | 0 | 0 | 0 | 0 | 0 | 0 | 0 | 0 | 0 | 0
F4_Industrial_Agriculture_Existing_Space Heating_Natural Gas_Gas Furnace Tube Inserts_A_Technical Potential | F4 | Industrial | Agriculture | Existing | Space Heating | Natural Gas | Gas Furnace Tube Inserts | A | Standalone Impact on Baseline Energy (%) | Technical Potential | 0% | 0% | 0% | 0% | 0% | 0% | 0% | 0% | 0% | 0% | 0% | 0% | 0% | 0% | 0% | 0% | 0% | 0% | 0% | 0% | 0% | 0% | 0% | 0% | 0 | 0 | 0 | 0 | 0 | 0 | 0
F5_Industrial_Agriculture_Existing_Space Heating_Natural Gas_Gas Furnace Tube Inserts_A_Technical Potential | F5 | Industrial | Agriculture | Existing | Space Heating | Natural Gas | Gas Furnace Tube Inserts | A | Standalone Impact on Baseline Summer Peak (%) | Technical Potential | 0% | 0% | 0% | 0% | 0% | 0% | 0% | 0% | 0% | 0% | 0% | 0% | 0% | 0% | 0% | 0% | 0% | 0% | 0% | 0% | 0% | 0% | 0% | 0% | 0 | 0 | 0 | 0 | 0 | 0 | 0
F6_Industrial_Agriculture_Existing_Space Heating_Natural Gas_Gas Furnace Tube Inserts_A_Technical Potential | F6 | Industrial | Agriculture | Existing | Space Heating | Natural Gas | Gas Furnace Tube Inserts | A | Standalone Impact on Baseline Winter Peak (%) | Technical Potential | 0% | 0% | 0% | 0% | 0% | 0% | 0% | 0% | 0% | 0% | 0% | 0% | 0% | 0% | 0% | 0% | 0% | 0% | 0% | 0% | 0% | 0% | 0% | 0% | 0 | 0 | 0 | 0 | 0 | 0 | 0
F7_Industrial_Agriculture_Existing_Space Heating_Natural Gas_Gas Furnace Tube Inserts_A_Technical Potential | F7 | Industrial | Agriculture | Existing | Space Heating | Natural Gas | Gas Furnace Tube Inserts | A | Incremental Energy Savings (MWh or mTherms) | Technical Potential | 0 | 0 | 0 | 0 | 0 | 0 | 0 | 0 | 0 | 0 | 0 | 0 | 0 | 0 | 0 | 0 | 0 | 0 | 0 | 0 | 0 | 0 | 0 | 0 | 0 | 0 | 0 | 0 | 0 | 0 | 0
F8_Industrial_Agriculture_Existing_Space Heating_Natural Gas_Gas Furnace Tube Inserts_A_Technical Potential | F8 | Industrial | Agriculture | Existing | Space Heating | Natural Gas | Gas Furnace Tube Inserts | A | Incremental Summer Peak Savings (MW) | Technical Potential | 0 | 0 | 0 | 0 | 0 | 0 | 0 | 0 | 0 | 0 | 0 | 0 | 0 | 0 | 0 | 0 | 0 | 0 | 0 | 0 | 0 | 0 | 0 | 0 | 0 | 0 | 0 | 0 | 0 | 0 | 0
F9_Industrial_Agriculture_Existing_Space Heating_Natural Gas_Gas Furnace Tube Inserts_A_Technical Potential | F9 | Industrial | Agriculture | Existing | Space Heating | Natural Gas | Gas Furnace Tube Inserts | A | Incremental Winter Peak Savings (MW) | Technical Potential | 0 | 0 | 0 | 0 | 0 | 0 | 0 | 0 | 0 | 0 | 0 | 0 | 0 | 0 | 0 | 0 | 0 | 0 | 0 | 0 | 0 | 0 | 0 | 0 | 0 | 0 | 0 | 0 | 0 | 0 | 0
F10_Industrial_Agriculture_Existing_Space Heating_Natural Gas_Gas Furnace Tube Inserts_A_Technical Potential | F10 | Industrial | Agriculture | Existing | Space Heating | Natural Gas | Gas Furnace Tube Inserts | A | Cumulative Energy Savings (MWh or mTherms) | Technical Potential | 0 | 0 | 0 | 0 | 0 | 0 | 0 | 0 | 0 | 0 | 0 | 0 | 0 | 0 | 0 | 0 | 0 | 0 | 0 | 0 | 0 | 0 | 0 | 0 | 0 | 0 | 0 | 0 | 0 | 0 | 0
F11_Industrial_Agriculture_Existing_Space Heating_Natural Gas_Gas Furnace Tube Inserts_A_Technical Potential | F11 | Industrial | Agriculture | Existing | Space Heating | Natural Gas | Gas Furnace Tube Inserts | A | Cumulative Summer Peak Savings (MW) | Technical Potential | 0 | 0 | 0 | 0 | 0 | 0 | 0 | 0 | 0 | 0 | 0 | 0 | 0 | 0 | 0 | 0 | 0 | 0 | 0 | 0 | 0 | 0 | 0 | 0 | 0 | 0 | 0 | 0 | 0 | 0 | 0
F12_Industrial_Agriculture_Existing_Space Heating_Natural Gas_Gas Furnace Tube Inserts_A_Technical Potential | F12 | Industrial | Agriculture | Existing | Space Heating | Natural Gas | Gas Furnace Tube Inserts | A | Cumulative Winter Peak Savings (MW) | Technical Potential | 0 | 0 | 0 | 0 | 0 | 0 | 0 | 0 | 0 | 0 | 0 | 0 | 0 | 0 | 0 | 0 | 0 | 0 | 0 | 0 | 0 | 0 | 0 | 0 | 0 | 0 | 0 | 0 | 0 | 0 | 0
F13_Industrial_Agriculture_Existing_Space Heating_Natural Gas_Gas Furnace Tube Inserts_A_Technical Potential | F13 | Industrial | Agriculture | Existing | Space Heating | Natural Gas | Gas Furnace Tube Inserts | A | Purchases (Incremental) | Technical Potential | 0 | 0 | 0 | 0 | 0 | 0 | 0 | 0 | 0 | 0 | 0 | 0 | 0 | 0 | 0 | 0 | 0 | 0 | 0 | 0 | 0 | 0 | 0 | 0 | 0 | 0 | 0 | 0 | 0 | 0 | 0
F14_Industrial_Agriculture_Existing_Space Heating_Natural Gas_Gas Furnace Tube Inserts_A_Technical Potential | F14 | Industrial | Agriculture | Existing | Space Heating | Natural Gas | Gas Furnace Tube Inserts | A | Purchases (Cumulative) | Technical Potential | 0 | 0 | 0 | 0 | 0 | 0 | 0 | 0 | 0 | 0 | 0 | 0 | 0 | 0 | 0 | 0 | 0 | 0 | 0 | 0 | 0 | 0 | 0 | 0 | 0 | 0 | 0 | 0 | 0 | 0 | 0
F1_Industrial_Agriculture_Existing_Space Heating_Natural Gas_Space Heating - Heat Recovery Ventilator_A_Technical Potential | F1 | Industrial | Agriculture | Existing | Space Heating | Natural Gas | Space Heating - Heat Recovery Ventilator | A | Original Unit Energy Savings (kWh or therms) | Technical Potential | 0 | 0 | 0 | 0 | 0 | 0.013225 | 0.01316 | 0.01308 | 0.012996 | 0.012907 | 0.012817 | 0.012725 | 0.012634 | 0.012542 | 0.012443 | 0.012352 | 0.012262 | 0.012178 | 0.0121 | 0.012025 | 0.011953 | 0.011879 | 0.011813 | 0.011751 | 0.011691 | 0.011636 | 0.011585 | 0.011538 | 0 | 0 | 0
F2_Industrial_Agriculture_Existing_Space Heating_Natural Gas_Space Heating - Heat Recovery Ventilator_A_Technical Potential | F2 | Industrial | Agriculture | Existing | Space Heating | Natural Gas | Space Heating - Heat Recovery Ventilator | A | Original Unit Summer Peak Savings (kW) | Technical Potential | 0 | 0 | 0 | 0 | 0 | 0 | 0 | 0 | 0 | 0 | 0 | 0 | 0 | 0 | 0 | 0 | 0 | 0 | 0 | 0 | 0 | 0 | 0 | 0 | 0 | 0 | 0 | 0 | 0 | 0 | 0
F3_Industrial_Agriculture_Existing_Space Heating_Natural Gas_Space Heating - Heat Recovery Ventilator_A_Technical Potential | F3 | Industrial | Agriculture | Existing | Space Heating | Natural Gas | Space Heating - Heat Recovery Ventilator | A | Original Unit Winter Peak Savings (kW) | Technical Potential | 0 | 0 | 0 | 0 | 0 | 0 | 0 | 0 | 0 | 0 | 0 | 0 | 0 | 0 | 0 | 0 | 0 | 0 | 0 | 0 | 0 | 0 | 0 | 0 | 0 | 0 | 0 | 0 | 0 | 0 | 0
F4_Industrial_Agriculture_Existing_Space Heating_Natural Gas_Space Heating - Heat Recovery Ventilator_A_Technical Potential | F4 | Industrial | Agriculture | Existing | Space Heating | Natural Gas | Space Heating - Heat Recovery Ventilator | A | Standalone Impact on Baseline Energy (%) | Technical Potential | 0% | 0% | 0% | 0% | 0% | 0.02138% | 0.04277% | 0.0644% | 0.08574% | 0.107% | 0.1298% | 0.1515% | 0.1732% | 0.1974% | 0.218% | 0.2415% | 0.2628% | 0.2856% | 0.3095% | 0.3305% | 0.3533% | 0.376% | 0.3988% | 0.4215% | 0.0044422 | 0.0044552 | 0.0044671 | 0.0044779 | 0 | 0 | 0
F5_Industrial_Agriculture_Existing_Space Heating_Natural Gas_Space Heating - Heat Recovery Ventilator_A_Technical Potential | F5 | Industrial | Agriculture | Existing | Space Heating | Natural Gas | Space Heating - Heat Recovery Ventilator | A | Standalone Impact on Baseline Summer Peak (%) | Technical Potential | 0% | 0% | 0% | 0% | 0% | 0% | 0% | 0% | 0% | 0% | 0% | 0% | 0% | 0% | 0% | 0% | 0% | 0% | 0% | 0% | 0% | 0% | 0% | 0% | 0 | 0 | 0 | 0 | 0 | 0 | 0
F6_Industrial_Agriculture_Existing_Space Heating_Natural Gas_Space Heating - Heat Recovery Ventilator_A_Technical Potential | F6 | Industrial | Agriculture | Existing | Space Heating | Natural Gas | Space Heating - Heat Recovery Ventilator | A | Standalone Impact on Baseline Winter Peak (%) | Technical Potential | 0% | 0% | 0% | 0% | 0% | 0% | 0% | 0% | 0% | 0% | 0% | 0% | 0% | 0% | 0% | 0% | 0% | 0% | 0% | 0% | 0% | 0% | 0% | 0% | 0 | 0 | 0 | 0 | 0 | 0 | 0
F7_Industrial_Agriculture_Existing_Space Heating_Natural Gas_Space Heating - Heat Recovery Ventilator_A_Technical Potential | F7 | Industrial | Agriculture | Existing | Space Heating | Natural Gas | Space Heating - Heat Recovery Ventilator | A | Incremental Energy Savings (MWh or mTherms) | Technical Potential | 0 | 0 | 0 | 0 | 0 | 0.18353 | 0.18253 | 0.18036 | 0.17929 | 0.17821 | 0.17473 | 0.17299 | 0.1714 | 0.16746 | 0.16677 | 0.16397 | 0.1628 | 0.16087 | 0.15842 | 0.15761 | 0.15602 | 0.15446 | 0.15304 | 0.15171 | 0.15047 | 0 | 0 | 0 | 0 | 0 | 0
F8_Industrial_Agriculture_Existing_Space Heating_Natural Gas_Space Heating - Heat Recovery Ventilator_A_Technical Potential | F8 | Industrial | Agriculture | Existing | Space Heating | Natural Gas | Space Heating - Heat Recovery Ventilator | A | Incremental Summer Peak Savings (MW) | Technical Potential | 0 | 0 | 0 | 0 | 0 | 0 | 0 | 0 | 0 | 0 | 0 | 0 | 0 | 0 | 0 | 0 | 0 | 0 | 0 | 0 | 0 | 0 | 0 | 0 | 0 | 0 | 0 | 0 | 0 | 0 | 0
F9_Industrial_Agriculture_Existing_Space Heating_Natural Gas_Space Heating - Heat Recovery Ventilator_A_Technical Potential | F9 | Industrial | Agriculture | Existing | Space Heating | Natural Gas | Space Heating - Heat Recovery Ventilator | A | Incremental Winter Peak Savings (MW) | Technical Potential | 0 | 0 | 0 | 0 | 0 | 0 | 0 | 0 | 0 | 0 | 0 | 0 | 0 | 0 | 0 | 0 | 0 | 0 | 0 | 0 | 0 | 0 | 0 | 0 | 0 | 0 | 0 | 0 | 0 | 0 | 0
F10_Industrial_Agriculture_Existing_Space Heating_Natural Gas_Space Heating - Heat Recovery Ventilator_A_Technical Potential | F10 | Industrial | Agriculture | Existing | Space Heating | Natural Gas | Space Heating - Heat Recovery Ventilator | A | Cumulative Energy Savings (MWh or mTherms) | Technical Potential | 0 | 0 | 0 | 0 | 0 | 0.18353 | 0.36517 | 0.5433 | 0.71908 | 0.89239 | 1.0609 | 1.2263 | 1.3888 | 1.5462 | 1.7008 | 1.8523 | 2.0016 | 2.1488 | 2.2935 | 2.4367 | 2.5782 | 2.7168 | 2.8547 | 2.9913 | 3.1266 | 3.1119 | 3.0983 | 3.0857 | 0 | 0 | 0
F11_Industrial_Agriculture_Existing_Space Heating_Natural Gas_Space Heating - Heat Recovery Ventilator_A_Technical Potential | F11 | Industrial | Agriculture | Existing | Space Heating | Natural Gas | Space Heating - Heat Recovery Ventilator | A | Cumulative Summer Peak Savings (MW) | Technical Potential | 0 | 0 | 0 | 0 | 0 | 0 | 0 | 0 | 0 | 0 | 0 | 0 | 0 | 0 | 0 | 0 | 0 | 0 | 0 | 0 | 0 | 0 | 0 | 0 | 0 | 0 | 0 | 0 | 0 | 0 | 0
F12_Industrial_Agriculture_Existing_Space Heating_Natural Gas_Space Heating - Heat Recovery Ventilator_A_Technical Potential | F12 | Industrial | Agriculture | Existing | Space Heating | Natural Gas | Space Heating - Heat Recovery Ventilator | A | Cumulative Winter Peak Savings (MW) | Technical Potential | 0 | 0 | 0 | 0 | 0 | 0 | 0 | 0 | 0 | 0 | 0 | 0 | 0 | 0 | 0 | 0 | 0 | 0 | 0 | 0 | 0 | 0 | 0 | 0 | 0 | 0 | 0 | 0 | 0 | 0 | 0
F13_Industrial_Agriculture_Existing_Space Heating_Natural Gas_Space Heating - Heat Recovery Ventilator_A_Technical Potential | F13 | Industrial | Agriculture | Existing | Space Heating | Natural Gas | Space Heating - Heat Recovery Ventilator | A | Purchases (Incremental) | Technical Potential | 0 | 0 | 0 | 0 | 0 | 13877.6673 | 13870.0508 | 13788.2541 | 13795.7086 | 13807.116 | 13631.7798 | 13594.5286 | 13566.9259 | 13351.4878 | 13402.4642 | 13274.6543 | 13276.377 | 13209.5564 | 13091.7279 | 13107.2358 | 13053.0342 | 13002.2667 | 12954.891 | 12910.8662 | 12870.1524 | 0 | 0 | 0 | 0 | 0 | 0
F14_Industrial_Agriculture_Existing_Space Heating_Natural Gas_Space Heating - Heat Recovery Ventilator_A_Technical Potential | F14 | Industrial | Agriculture | Existing | Space Heating | Natural Gas | Space Heating - Heat Recovery Ventilator | A | Purchases (Cumulative) | Technical Potential | 0 | 0 | 0 | 0 | 0 | 13877.6673 | 27747.7181 | 41535.9722 | 55331.6807 | 69138.7967 | 82770.5765 | 96365.1052 | 109932.0311 | 123283.5189 | 136685.9831 | 149960.6373 | 163237.0143 | 176446.5707 | 189538.2987 | 202645.5345 | 215698.5687 | 228700.8354 | 241655.7264 | 254566.5925 | 267436.7449 | 267436.7449 | 267436.7449 | 267436.7449 | 267436.7449 | 267436.7449 | 267436.7449
F1_Industrial_Agriculture_Existing_Space Heating_Natural Gas_Thermostat - Programmable_A_Technical Potential | F1 | Industrial | Agriculture | Existing | Space Heating | Natural Gas | Thermostat - Programmable | A | Original Unit Energy Savings (kWh or therms) | Technical Potential | 0 | 0 | 0 | 0 | 0 | 0.00657 | 0.0065379 | 0.0064981 | 0.0064561 | 0.0064121 | 0.0063676 | 0.0063217 | 0.0062762 | 0.0062308 | 0.0061817 | 0.0061364 | 0.0060916 | 0.0060501 | 0.0060114 | 0.0059736 | 0.005938 | 0.0059015 | 0.0058686 | 0.0058376 | 0.005808 | 0.0057807 | 0.0057553 | 0.0057319 | 0 | 0 | 0
F2_Industrial_Agriculture_Existing_Space Heating_Natural Gas_Thermostat - Programmable_A_Technical Potential | F2 | Industrial | Agriculture | Existing | Space Heating | Natural Gas | Thermostat - Programmable | A | Original Unit Summer Peak Savings (kW) | Technical Potential | 0 | 0 | 0 | 0 | 0 | 0 | 0 | 0 | 0 | 0 | 0 | 0 | 0 | 0 | 0 | 0 | 0 | 0 | 0 | 0 | 0 | 0 | 0 | 0 | 0 | 0 | 0 | 0 | 0 | 0 | 0
F3_Industrial_Agriculture_Existing_Space Heating_Natural Gas_Thermostat - Programmable_A_Technical Potential | F3 | Industrial | Agriculture | Existing | Space Heating | Natural Gas | Thermostat - Programmable | A | Original Unit Winter Peak Savings (kW) | Technical Potential | 0 | 0 | 0 | 0 | 0 | 0 | 0 | 0 | 0 | 0 | 0 | 0 | 0 | 0 | 0 | 0 | 0 | 0 | 0 | 0 | 0 | 0 | 0 | 0 | 0 | 0 | 0 | 0 | 0 | 0 | 0
F4_Industrial_Agriculture_Existing_Space Heating_Natural Gas_Thermostat - Programmable_A_Technical Potential | F4 | Industrial | Agriculture | Existing | Space Heating | Natural Gas | Thermostat - Programmable | A | Standalone Impact on Baseline Energy (%) | Technical Potential | 0% | 0% | 0% | 0% | 0% | 0.03186% | 0.06374% | 0.09598% | 0.1278% | 0.1595% | 0.1935% | 0.2258% | 0.2582% | 0.2942% | 0.3249% | 0.3599% | 0.3917% | 0.4256% | 0.4613% | 0.4926% | 0.5265% | 0.5604% | 0.5943% | 0.6282% | 0.0066205 | 0.0066398 | 0.0066575 | 0.0066737 | 0 | 0 | 0
F5_Industrial_Agriculture_Existing_Space Heating_Natural Gas_Thermostat - Programmable_A_Technical Potential | F5 | Industrial | Agriculture | Existing | Space Heating | Natural Gas | Thermostat - Programmable | A | Standalone Impact on Baseline Summer Peak (%) | Technical Potential | 0% | 0% | 0% | 0% | 0% | 0% | 0% | 0% | 0% | 0% | 0% | 0% | 0% | 0% | 0% | 0% | 0% | 0% | 0% | 0% | 0% | 0% | 0% | 0% | 0 | 0 | 0 | 0 | 0 | 0 | 0
F6_Industrial_Agriculture_Existing_Space Heating_Natural Gas_Thermostat - Programmable_A_Technical Potential | F6 | Industrial | Agriculture | Existing | Space Heating | Natural Gas | Thermostat - Programmable | A | Standalone Impact on Baseline Winter Peak (%) | Technical Potential | 0% | 0% | 0% | 0% | 0% | 0% | 0% | 0% | 0% | 0% | 0% | 0% | 0% | 0% | 0% | 0% | 0% | 0% | 0% | 0% | 0% | 0% | 0% | 0% | 0 | 0 | 0 | 0 | 0 | 0 | 0
F7_Industrial_Agriculture_Existing_Space Heating_Natural Gas_Thermostat - Programmable_A_Technical Potential | F7 | Industrial | Agriculture | Existing | Space Heating | Natural Gas | Thermostat - Programmable | A | Incremental Energy Savings (MWh or mTherms) | Technical Potential | 0 | 0 | 0 | 0 | 0 | 0.27353 | 0.27204 | 0.26879 | 0.2672 | 0.2656 | 0.2604 | 0.25782 | 0.25544 | 0.24957 | 0.24855 | 0.24438 | 0.24262 | 0.23976 | 0.2361 | 0.23489 | 0.23253 | 0.2302 | 0.22808 | 0.2261 | 0.22425 | 0 | 0 | 0 | 0 | 0 | 0
F8_Industrial_Agriculture_Existing_Space Heating_Natural Gas_Thermostat - Programmable_A_Technical Potential | F8 | Industrial | Agriculture | Existing | Space Heating | Natural Gas | Thermostat - Programmable | A | Incremental Summer Peak Savings (MW) | Technical Potential | 0 | 0 | 0 | 0 | 0 | 0 | 0 | 0 | 0 | 0 | 0 | 0 | 0 | 0 | 0 | 0 | 0 | 0 | 0 | 0 | 0 | 0 | 0 | 0 | 0 | 0 | 0 | 0 | 0 | 0 | 0
F9_Industrial_Agriculture_Existing_Space Heating_Natural Gas_Thermostat - Programmable_A_Technical Potential | F9 | Industrial | Agriculture | Existing | Space Heating | Natural Gas | Thermostat - Programmable | A | Incremental Winter Peak Savings (MW) | Technical Potential | 0 | 0 | 0 | 0 | 0 | 0 | 0 | 0 | 0 | 0 | 0 | 0 | 0 | 0 | 0 | 0 | 0 | 0 | 0 | 0 | 0 | 0 | 0 | 0 | 0 | 0 | 0 | 0 | 0 | 0 | 0
F10_Industrial_Agriculture_Existing_Space Heating_Natural Gas_Thermostat - Programmable_A_Technical Potential | F10 | Industrial | Agriculture | Existing | Space Heating | Natural Gas | Thermostat - Programmable | A | Cumulative Energy Savings (MWh or mTherms) | Technical Potential | 0 | 0 | 0 | 0 | 0 | 0.27353 | 0.54423 | 0.80972 | 1.0717 | 1.33 | 1.5811 | 1.8276 | 2.0699 | 2.3045 | 2.5349 | 2.7607 | 2.9831 | 3.2026 | 3.4181 | 3.6316 | 3.8424 | 4.0491 | 4.2546 | 4.4582 | 4.6598 | 4.6379 | 4.6176 | 4.5988 | 0 | 0 | 0
F11_Industrial_Agriculture_Existing_Space Heating_Natural Gas_Thermostat - Programmable_A_Technical Potential | F11 | Industrial | Agriculture | Existing | Space Heating | Natural Gas | Thermostat - Programmable | A | Cumulative Summer Peak Savings (MW) | Technical Potential | 0 | 0 | 0 | 0 | 0 | 0 | 0 | 0 | 0 | 0 | 0 | 0 | 0 | 0 | 0 | 0 | 0 | 0 | 0 | 0 | 0 | 0 | 0 | 0 | 0 | 0 | 0 | 0 | 0 | 0 | 0
F12_Industrial_Agriculture_Existing_Space Heating_Natural Gas_Thermostat - Programmable_A_Technical Potential | F12 | Industrial | Agriculture | Existing | Space Heating | Natural Gas | Thermostat - Programmable | A | Cumulative Winter Peak Savings (MW) | Technical Potential | 0 | 0 | 0 | 0 | 0 | 0 | 0 | 0 | 0 | 0 | 0 | 0 | 0 | 0 | 0 | 0 | 0 | 0 | 0 | 0 | 0 | 0 | 0 | 0 | 0 | 0 | 0 | 0 | 0 | 0 | 0
F13_Industrial_Agriculture_Existing_Space Heating_Natural Gas_Thermostat - Programmable_A_Technical Potential | F13 | Industrial | Agriculture | Existing | Space Heating | Natural Gas | Thermostat - Programmable | A | Purchases (Incremental) | Technical Potential | 0 | 0 | 0 | 0 | 0 | 41633.002 | 41610.1523 | 41364.7622 | 41387.1257 | 41421.3479 | 40895.3394 | 40783.5859 | 40700.7777 | 40054.4634 | 40207.3927 | 39823.9628 | 39829.1309 | 39628.6692 | 39275.1838 | 39321.7074 | 39159.1027 | 39006.8 | 38864.6729 | 38732.5985 | 38610.4571 | 0 | 0 | 0 | 0 | 0 | 0
F14_Industrial_Agriculture_Existing_Space Heating_Natural Gas_Thermostat - Programmable_A_Technical Potential | F14 | Industrial | Agriculture | Existing | Space Heating | Natural Gas | Thermostat - Programmable | A | Purchases (Cumulative) | Technical Potential | 0 | 0 | 0 | 0 | 0 | 41633.002 | 83243.1543 | 124607.9165 | 165995.0422 | 207416.3902 | 248311.7296 | 289095.3155 | 329796.0932 | 369850.5566 | 410057.9493 | 449881.912 | 489711.043 | 529339.7122 | 568614.896 | 607936.6034 | 647095.7062 | 686102.5062 | 724967.1791 | 763699.7776 | 802310.2347 | 802310.2347 | 802310.2347 | 802310.2347 | 802310.2347 | 802310.2347 | 802310.2347
F1_Industrial_Agriculture_Existing_Space Heating_Natural Gas_ENERGY STAR Connected Thermostat_A_Technical Potential | F1 | Industrial | Agriculture | Existing | Space Heating | Natural Gas | ENERGY STAR Connected Thermostat | A | Original Unit Energy Savings (kWh or therms) | Technical Potential | 0 | 0 | 0 | 0 | 0 | 0.015466 | 0.01539 | 0.015297 | 0.015198 | 0.015094 | 0.014989 | 0.014881 | 0.014774 | 0.014667 | 0.014552 | 0.014445 | 0.01434 | 0.014242 | 0.014151 | 0.014062 | 0.013978 | 0.013892 | 0.013815 | 0.013742 | 0.013672 | 0.013608 | 0.013548 | 0.013493 | 0 | 0 | 0
F2_Industrial_Agriculture_Existing_Space Heating_Natural Gas_ENERGY STAR Connected Thermostat_A_Technical Potential | F2 | Industrial | Agriculture | Existing | Space Heating | Natural Gas | ENERGY STAR Connected Thermostat | A | Original Unit Summer Peak Savings (kW) | Technical Potential | 0 | 0 | 0 | 0 | 0 | 0 | 0 | 0 | 0 | 0 | 0 | 0 | 0 | 0 | 0 | 0 | 0 | 0 | 0 | 0 | 0 | 0 | 0 | 0 | 0 | 0 | 0 | 0 | 0 | 0 | 0
F3_Industrial_Agriculture_Existing_Space Heating_Natural Gas_ENERGY STAR Connected Thermostat_A_Technical Potential | F3 | Industrial | Agriculture | Existing | Space Heating | Natural Gas | ENERGY STAR Connected Thermostat | A | Original Unit Winter Peak Savings (kW) | Technical Potential | 0 | 0 | 0 | 0 | 0 | 0 | 0 | 0 | 0 | 0 | 0 | 0 | 0 | 0 | 0 | 0 | 0 | 0 | 0 | 0 | 0 | 0 | 0 | 0 | 0 | 0 | 0 | 0 | 0 | 0 | 0
F4_Industrial_Agriculture_Existing_Space Heating_Natural Gas_ENERGY STAR Connected Thermostat_A_Technical Potential | F4 | Industrial | Agriculture | Existing | Space Heating | Natural Gas | ENERGY STAR Connected Thermostat | A | Standalone Impact on Baseline Energy (%) | Technical Potential | 0% | 0% | 0% | 0% | 0% | 0.075% | 0.15% | 0.2259% | 0.3008% | 0.3756% | 0.4554% | 0.5316% | 0.6077% | 0.6925% | 0.7649% | 0.8473% | 0.9221% | 1.002% | 1.086% | 1.16% | 1.239% | 1.319% | 1.399% | 1.479% | 0.015585 | 0.01563 | 0.015672 | 0.01571 | 0 | 0 | 0
F5_Industrial_Agriculture_Existing_Space Heating_Natural Gas_ENERGY STAR Connected Thermostat_A_Technical Potential | F5 | Industrial | Agriculture | Existing | Space Heating | Natural Gas | ENERGY STAR Connected Thermostat | A | Standalone Impact on Baseline Summer Peak (%) | Technical Potential | 0% | 0% | 0% | 0% | 0% | 0% | 0% | 0% | 0% | 0% | 0% | 0% | 0% | 0% | 0% | 0% | 0% | 0% | 0% | 0% | 0% | 0% | 0% | 0% | 0 | 0 | 0 | 0 | 0 | 0 | 0
F6_Industrial_Agriculture_Existing_Space Heating_Natural Gas_ENERGY STAR Connected Thermostat_A_Technical Potential | F6 | Industrial | Agriculture | Existing | Space Heating | Natural Gas | ENERGY STAR Connected Thermostat | A | Standalone Impact on Baseline Winter Peak (%) | Technical Potential | 0% | 0% | 0% | 0% | 0% | 0% | 0% | 0% | 0% | 0% | 0% | 0% | 0% | 0% | 0% | 0% | 0% | 0% | 0% | 0% | 0% | 0% | 0% | 0% | 0 | 0 | 0 | 0 | 0 | 0 | 0
F7_Industrial_Agriculture_Existing_Space Heating_Natural Gas_ENERGY STAR Connected Thermostat_A_Technical Potential | F7 | Industrial | Agriculture | Existing | Space Heating | Natural Gas | ENERGY STAR Connected Thermostat | A | Incremental Energy Savings (MWh or mTherms) | Technical Potential | 0 | 0 | 0 | 0 | 0 | 0.64389 | 0.64039 | 0.63275 | 0.62899 | 0.62523 | 0.61299 | 0.60692 | 0.60132 | 0.58749 | 0.58509 | 0.57527 | 0.57114 | 0.56439 | 0.55578 | 0.55294 | 0.54737 | 0.54189 | 0.53691 | 0.53225 | 0.52789 | 0 | 0 | 0 | 0 | 0 | 0
F8_Industrial_Agriculture_Existing_Space Heating_Natural Gas_ENERGY STAR Connected Thermostat_A_Technical Potential | F8 | Industrial | Agriculture | Existing | Space Heating | Natural Gas | ENERGY STAR Connected Thermostat | A | Incremental Summer Peak Savings (MW) | Technical Potential | 0 | 0 | 0 | 0 | 0 | 0 | 0 | 0 | 0 | 0 | 0 | 0 | 0 | 0 | 0 | 0 | 0 | 0 | 0 | 0 | 0 | 0 | 0 | 0 | 0 | 0 | 0 | 0 | 0 | 0 | 0
F9_Industrial_Agriculture_Existing_Space Heating_Natural Gas_ENERGY STAR Connected Thermostat_A_Technical Potential | F9 | Industrial | Agriculture | Existing | Space Heating | Natural Gas | ENERGY STAR Connected Thermostat | A | Incremental Winter Peak Savings (MW) | Technical Potential | 0 | 0 | 0 | 0 | 0 | 0 | 0 | 0 | 0 | 0 | 0 | 0 | 0 | 0 | 0 | 0 | 0 | 0 | 0 | 0 | 0 | 0 | 0 | 0 | 0 | 0 | 0 | 0 | 0 | 0 | 0
F10_Industrial_Agriculture_Existing_Space Heating_Natural Gas_ENERGY STAR Connected Thermostat_A_Technical Potential | F10 | Industrial | Agriculture | Existing | Space Heating | Natural Gas | ENERGY STAR Connected Thermostat | A | Cumulative Energy Savings (MWh or mTherms) | Technical Potential | 0 | 0 | 0 | 0 | 0 | 0.64389 | 1.2811 | 1.9061 | 2.5228 | 3.1308 | 3.722 | 4.3022 | 4.8725 | 5.4247 | 5.9671 | 6.4987 | 7.0224 | 7.5389 | 8.0464 | 8.5488 | 9.0451 | 9.5315 | 10.0153 | 10.4946 | 10.9693 | 10.9177 | 10.8698 | 10.8256 | 0 | 0 | 0
F11_Industrial_Agriculture_Existing_Space Heating_Natural Gas_ENERGY STAR Connected Thermostat_A_Technical Potential | F11 | Industrial | Agriculture | Existing | Space Heating | Natural Gas | ENERGY STAR Connected Thermostat | A | Cumulative Summer Peak Savings (MW) | Technical Potential | 0 | 0 | 0 | 0 | 0 | 0 | 0 | 0 | 0 | 0 | 0 | 0 | 0 | 0 | 0 | 0 | 0 | 0 | 0 | 0 | 0 | 0 | 0 | 0 | 0 | 0 | 0 | 0 | 0 | 0 | 0
F12_Industrial_Agriculture_Existing_Space Heating_Natural Gas_ENERGY STAR Connected Thermostat_A_Technical Potential | F12 | Industrial | Agriculture | Existing | Space Heating | Natural Gas | ENERGY STAR Connected Thermostat | A | Cumulative Winter Peak Savings (MW) | Technical Potential | 0 | 0 | 0 | 0 | 0 | 0 | 0 | 0 | 0 | 0 | 0 | 0 | 0 | 0 | 0 | 0 | 0 | 0 | 0 | 0 | 0 | 0 | 0 | 0 | 0 | 0 | 0 | 0 | 0 | 0 | 0
F13_Industrial_Agriculture_Existing_Space Heating_Natural Gas_ENERGY STAR Connected Thermostat_A_Technical Potential | F13 | Industrial | Agriculture | Existing | Space Heating | Natural Gas | ENERGY STAR Connected Thermostat | A | Purchases (Incremental) | Technical Potential | 0 | 0 | 0 | 0 | 0 | 41633.002 | 41610.1523 | 41364.7622 | 41387.1257 | 41421.3479 | 40895.3394 | 40783.5859 | 40700.7777 | 40054.4634 | 40207.3927 | 39823.9628 | 39829.1309 | 39628.6692 | 39275.1838 | 39321.7074 | 39159.1027 | 39006.8 | 38864.6729 | 38732.5985 | 38610.4571 | 0 | 0 | 0 | 0 | 0 | 0
F14_Industrial_Agriculture_Existing_Space Heating_Natural Gas_ENERGY STAR Connected Thermostat_A_Technical Potential | F14 | Industrial | Agriculture | Existing | Space Heating | Natural Gas | ENERGY STAR Connected Thermostat | A | Purchases (Cumulative) | Technical Potential | 0 | 0 | 0 | 0 | 0 | 41633.002 | 83243.1543 | 124607.9165 | 165995.0422 | 207416.3902 | 248311.7296 | 289095.3155 | 329796.0932 | 369850.5566 | 410057.9493 | 449881.912 | 489711.043 | 529339.7122 | 568614.896 | 607936.6034 | 647095.7062 | 686102.5062 | 724967.1791 | 763699.7776 | 802310.2347 | 802310.2347 | 802310.2347 | 802310.2347 | 802310.2347 | 802310.2347 | 802310.2347
F1_Industrial_Agriculture_Existing_Space Heating_Natural Gas_Destratification Fans (HVLS)_A_Technical Potential | F1 | Industrial | Agriculture | Existing | Space Heating | Natural Gas | Destratification Fans (HVLS) | A | Original Unit Energy Savings (kWh or therms) | Technical Potential | 0 | 0 | 0 | 0 | 0 | 0.015466 | 0.01539 | 0.015297 | 0.015198 | 0.015094 | 0.014989 | 0.014881 | 0.014774 | 0.014667 | 0.014552 | 0.014445 | 0.01434 | 0.014242 | 0.014151 | 0.014062 | 0.013978 | 0.013892 | 0.013815 | 0.013742 | 0.013672 | 0.013608 | 0.013548 | 0.013493 | 0 | 0 | 0
F2_Industrial_Agriculture_Existing_Space Heating_Natural Gas_Destratification Fans (HVLS)_A_Technical Potential | F2 | Industrial | Agriculture | Existing | Space Heating | Natural Gas | Destratification Fans (HVLS) | A | Original Unit Summer Peak Savings (kW) | Technical Potential | 0 | 0 | 0 | 0 | 0 | 0 | 0 | 0 | 0 | 0 | 0 | 0 | 0 | 0 | 0 | 0 | 0 | 0 | 0 | 0 | 0 | 0 | 0 | 0 | 0 | 0 | 0 | 0 | 0 | 0 | 0
F3_Industrial_Agriculture_Existing_Space Heating_Natural Gas_Destratification Fans (HVLS)_A_Technical Potential | F3 | Industrial | Agriculture | Existing | Space Heating | Natural Gas | Destratification Fans (HVLS) | A | Original Unit Winter Peak Savings (kW) | Technical Potential | 0 | 0 | 0 | 0 | 0 | 0 | 0 | 0 | 0 | 0 | 0 | 0 | 0 | 0 | 0 | 0 | 0 | 0 | 0 | 0 | 0 | 0 | 0 | 0 | 0 | 0 | 0 | 0 | 0 | 0 | 0
F4_Industrial_Agriculture_Existing_Space Heating_Natural Gas_Destratification Fans (HVLS)_A_Technical Potential | F4 | Industrial | Agriculture | Existing | Space Heating | Natural Gas | Destratification Fans (HVLS) | A | Standalone Impact on Baseline Energy (%) | Technical Potential | 0% | 0% | 0% | 0% | 0% | 0.075% | 0.15% | 0.2259% | 0.3008% | 0.3756% | 0.4554% | 0.5316% | 0.6077% | 0.6925% | 0.7649% | 0.8473% | 0.9221% | 1.002% | 1.086% | 1.16% | 1.239% | 1.319% | 1.399% | 1.479% | 0.015585 | 0.01563 | 0.015672 | 0.01571 | 0 | 0 | 0
F5_Industrial_Agriculture_Existing_Space Heating_Natural Gas_Destratification Fans (HVLS)_A_Technical Potential | F5 | Industrial | Agriculture | Existing | Space Heating | Natural Gas | Destratification Fans (HVLS) | A | Standalone Impact on Baseline Summer Peak (%) | Technical Potential | 0% | 0% | 0% | 0% | 0% | 0% | 0% | 0% | 0% | 0% | 0% | 0% | 0% | 0% | 0% | 0% | 0% | 0% | 0% | 0% | 0% | 0% | 0% | 0% | 0 | 0 | 0 | 0 | 0 | 0 | 0
F6_Industrial_Agriculture_Existing_Space Heating_Natural Gas_Destratification Fans (HVLS)_A_Technical Potential | F6 | Industrial | Agriculture | Existing | Space Heating | Natural Gas | Destratification Fans (HVLS) | A | Standalone Impact on Baseline Winter Peak (%) | Technical Potential | 0% | 0% | 0% | 0% | 0% | 0% | 0% | 0% | 0% | 0% | 0% | 0% | 0% | 0% | 0% | 0% | 0% | 0% | 0% | 0% | 0% | 0% | 0% | 0% | 0 | 0 | 0 | 0 | 0 | 0 | 0
F7_Industrial_Agriculture_Existing_Space Heating_Natural Gas_Destratification Fans (HVLS)_A_Technical Potential | F7 | Industrial | Agriculture | Existing | Space Heating | Natural Gas | Destratification Fans (HVLS) | A | Incremental Energy Savings (MWh or mTherms) | Technical Potential | 0 | 0 | 0 | 0 | 0 | 0.64389 | 0.64039 | 0.63275 | 0.62899 | 0.62523 | 0.61299 | 0.60692 | 0.60132 | 0.58749 | 0.58509 | 0.57527 | 0.57114 | 0.56439 | 0.55578 | 0.55294 | 0.54737 | 0.54189 | 0.53691 | 0.53225 | 0.52789 | 0 | 0 | 0 | 0 | 0 | 0
F8_Industrial_Agriculture_Existing_Space Heating_Natural Gas_Destratification Fans (HVLS)_A_Technical Potential | F8 | Industrial | Agriculture | Existing | Space Heating | Natural Gas | Destratification Fans (HVLS) | A | Incremental Summer Peak Savings (MW) | Technical Potential | 0 | 0 | 0 | 0 | 0 | 0 | 0 | 0 | 0 | 0 | 0 | 0 | 0 | 0 | 0 | 0 | 0 | 0 | 0 | 0 | 0 | 0 | 0 | 0 | 0 | 0 | 0 | 0 | 0 | 0 | 0
F9_Industrial_Agriculture_Existing_Space Heating_Natural Gas_Destratification Fans (HVLS)_A_Technical Potential | F9 | Industrial | Agriculture | Existing | Space Heating | Natural Gas | Destratification Fans (HVLS) | A | Incremental Winter Peak Savings (MW) | Technical Potential | 0 | 0 | 0 | 0 | 0 | 0 | 0 | 0 | 0 | 0 | 0 | 0 | 0 | 0 | 0 | 0 | 0 | 0 | 0 | 0 | 0 | 0 | 0 | 0 | 0 | 0 | 0 | 0 | 0 | 0 | 0
F10_Industrial_Agriculture_Existing_Space Heating_Natural Gas_Destratification Fans (HVLS)_A_Technical Potential | F10 | Industrial | Agriculture | Existing | Space Heating | Natural Gas | Destratification Fans (HVLS) | A | Cumulative Energy Savings (MWh or mTherms) | Technical Potential | 0 | 0 | 0 | 0 | 0 | 0.64389 | 1.2811 | 1.9061 | 2.5228 | 3.1308 | 3.722 | 4.3022 | 4.8725 | 5.4247 | 5.9671 | 6.4987 | 7.0224 | 7.5389 | 8.0464 | 8.5488 | 9.0451 | 9.5315 | 10.0153 | 10.4946 | 10.9693 | 10.9177 | 10.8698 | 10.8256 | 0 | 0 | 0
F11_Industrial_Agriculture_Existing_Space Heating_Natural Gas_Destratification Fans (HVLS)_A_Technical Potential | F11 | Industrial | Agriculture | Existing | Space Heating | Natural Gas | Destratification Fans (HVLS) | A | Cumulative Summer Peak Savings (MW) | Technical Potential | 0 | 0 | 0 | 0 | 0 | 0 | 0 | 0 | 0 | 0 | 0 | 0 | 0 | 0 | 0 | 0 | 0 | 0 | 0 | 0 | 0 | 0 | 0 | 0 | 0 | 0 | 0 | 0 | 0 | 0 | 0
F12_Industrial_Agriculture_Existing_Space Heating_Natural Gas_Destratification Fans (HVLS)_A_Technical Potential | F12 | Industrial | Agriculture | Existing | Space Heating | Natural Gas | Destratification Fans (HVLS) | A | Cumulative Winter Peak Savings (MW) | Technical Potential | 0 | 0 | 0 | 0 | 0 | 0 | 0 | 0 | 0 | 0 | 0 | 0 | 0 | 0 | 0 | 0 | 0 | 0 | 0 | 0 | 0 | 0 | 0 | 0 | 0 | 0 | 0 | 0 | 0 | 0 | 0
F13_Industrial_Agriculture_Existing_Space Heating_Natural Gas_Destratification Fans (HVLS)_A_Technical Potential | F13 | Industrial | Agriculture | Existing | Space Heating | Natural Gas | Destratification Fans (HVLS) | A | Purchases (Incremental) | Technical Potential | 0 | 0 | 0 | 0 | 0 | 41633.002 | 41610.1523 | 41364.7622 | 41387.1257 | 41421.3479 | 40895.3394 | 40783.5859 | 40700.7777 | 40054.4634 | 40207.3927 | 39823.9628 | 39829.1309 | 39628.6692 | 39275.1838 | 39321.7074 | 39159.1027 | 39006.8 | 38864.6729 | 38732.5985 | 38610.4571 | 0 | 0 | 0 | 0 | 0 | 0
F14_Industrial_Agriculture_Existing_Space Heating_Natural Gas_Destratification Fans (HVLS)_A_Technical Potential | F14 | Industrial | Agriculture | Existing | Space Heating | Natural Gas | Destratification Fans (HVLS) | A | Purchases (Cumulative) | Technical Potential | 0 | 0 | 0 | 0 | 0 | 41633.002 | 83243.1543 | 124607.9165 | 165995.0422 | 207416.3902 | 248311.7296 | 289095.3155 | 329796.0932 | 369850.5566 | 410057.9493 | 449881.912 | 489711.043 | 529339.7122 | 568614.896 | 607936.6034 | 647095.7062 | 686102.5062 | 724967.1791 | 763699.7776 | 802310.2347 | 802310.2347 | 802310.2347 | 802310.2347 | 802310.2347 | 802310.2347 | 802310.2347
F1_Industrial_Agriculture_Existing_Space Heating_Natural Gas_Gas Boiler - Insulate Steam Lines/Condensate Tank_A_Technical Potential | F1 | Industrial | Agriculture | Existing | Space Heating | Natural Gas | Gas Boiler - Insulate Steam Lines/Condensate Tank | A | Original Unit Energy Savings (kWh or therms) | Technical Potential | 0 | 0 | 0 | 0 | 0 | 12.4868 | 12.4021 | 12.3181 | 12.2336 | 12.1493 | 12.0674 | 11.9863 | 11.906 | 11.8267 | 11.7428 | 11.6657 | 11.5895 | 11.5146 | 11.4408 | 11.3668 | 11.2953 | 11.221 | 11.1492 | 11.0796 | 11.0096 | 10.9458 | 10.8875 | 10.8343 | 10.7858 | 10.7415 | 10.701
F2_Industrial_Agriculture_Existing_Space Heating_Natural Gas_Gas Boiler - Insulate Steam Lines/Condensate Tank_A_Technical Potential | F2 | Industrial | Agriculture | Existing | Space Heating | Natural Gas | Gas Boiler - Insulate Steam Lines/Condensate Tank | A | Original Unit Summer Peak Savings (kW) | Technical Potential | 0 | 0 | 0 | 0 | 0 | 0 | 0 | 0 | 0 | 0 | 0 | 0 | 0 | 0 | 0 | 0 | 0 | 0 | 0 | 0 | 0 | 0 | 0 | 0 | 0 | 0 | 0 | 0 | 0 | 0 | 0
F3_Industrial_Agriculture_Existing_Space Heating_Natural Gas_Gas Boiler - Insulate Steam Lines/Condensate Tank_A_Technical Potential | F3 | Industrial | Agriculture | Existing | Space Heating | Natural Gas | Gas Boiler - Insulate Steam Lines/Condensate Tank | A | Original Unit Winter Peak Savings (kW) | Technical Potential | 0 | 0 | 0 | 0 | 0 | 0 | 0 | 0 | 0 | 0 | 0 | 0 | 0 | 0 | 0 | 0 | 0 | 0 | 0 | 0 | 0 | 0 | 0 | 0 | 0 | 0 | 0 | 0 | 0 | 0 | 0
F4_Industrial_Agriculture_Existing_Space Heating_Natural Gas_Gas Boiler - Insulate Steam Lines/Condensate Tank_A_Technical Potential | F4 | Industrial | Agriculture | Existing | Space Heating | Natural Gas | Gas Boiler - Insulate Steam Lines/Condensate Tank | A | Standalone Impact on Baseline Energy (%) | Technical Potential | 0% | 0% | 0% | 0% | 0% | 0.006018% | 0.01202% | 0.01808% | 0.02406% | 0.03004% | 0.03643% | 0.04256% | 0.04867% | 0.05549% | 0.06134% | 0.068% | 0.07407% | 0.08049% | 0.08724% | 0.09315% | 0.09953% | 0.1059% | 0.1122% | 0.1185% | 0.0012472 | 0.0012495 | 0.0012516 | 0.0012536 | 0 | 0 | 0
F5_Industrial_Agriculture_Existing_Space Heating_Natural Gas_Gas Boiler - Insulate Steam Lines/Condensate Tank_A_Technical Potential | F5 | Industrial | Agriculture | Existing | Space Heating | Natural Gas | Gas Boiler - Insulate Steam Lines/Condensate Tank | A | Standalone Impact on Baseline Summer Peak (%) | Technical Potential | 0% | 0% | 0% | 0% | 0% | 0% | 0% | 0% | 0% | 0% | 0% | 0% | 0% | 0% | 0% | 0% | 0% | 0% | 0% | 0% | 0% | 0% | 0% | 0% | 0 | 0 | 0 | 0 | 0 | 0 | 0
F6_Industrial_Agriculture_Existing_Space Heating_Natural Gas_Gas Boiler - Insulate Steam Lines/Condensate Tank_A_Technical Potential | F6 | Industrial | Agriculture | Existing | Space Heating | Natural Gas | Gas Boiler - Insulate Steam Lines/Condensate Tank | A | Standalone Impact on Baseline Winter Peak (%) | Technical Potential | 0% | 0% | 0% | 0% | 0% | 0% | 0% | 0% | 0% | 0% | 0% | 0% | 0% | 0% | 0% | 0% | 0% | 0% | 0% | 0% | 0% | 0% | 0% | 0% | 0 | 0 | 0 | 0 | 0 | 0 | 0
F7_Industrial_Agriculture_Existing_Space Heating_Natural Gas_Gas Boiler - Insulate Steam Lines/Condensate Tank_A_Technical Potential | F7 | Industrial | Agriculture | Existing | Space Heating | Natural Gas | Gas Boiler - Insulate Steam Lines/Condensate Tank | A | Incremental Energy Savings (MWh or mTherms) | Technical Potential | 0 | 0 | 0 | 0 | 0 | 0.051664 | 0.051285 | 0.050637 | 0.050317 | 0.050012 | 0.049044 | 0.048581 | 0.048158 | 0.047077 | 0.046922 | 0.046169 | 0.045874 | 0.045348 | 0.044655 | 0.044419 | 0.043957 | 0.043498 | 0.043062 | 0.042648 | 0.042245 | 0 | 0 | 0 | 0 | 0 | 0
F8_Industrial_Agriculture_Existing_Space Heating_Natural Gas_Gas Boiler - Insulate Steam Lines/Condensate Tank_A_Technical Potential | F8 | Industrial | Agriculture | Existing | Space Heating | Natural Gas | Gas Boiler - Insulate Steam Lines/Condensate Tank | A | Incremental Summer Peak Savings (MW) | Technical Potential | 0 | 0 | 0 | 0 | 0 | 0 | 0 | 0 | 0 | 0 | 0 | 0 | 0 | 0 | 0 | 0 | 0 | 0 | 0 | 0 | 0 | 0 | 0 | 0 | 0 | 0 | 0 | 0 | 0 | 0 | 0
F9_Industrial_Agriculture_Existing_Space Heating_Natural Gas_Gas Boiler - Insulate Steam Lines/Condensate Tank_A_Technical Potential | F9 | Industrial | Agriculture | Existing | Space Heating | Natural Gas | Gas Boiler - Insulate Steam Lines/Condensate Tank | A | Incremental Winter Peak Savings (MW) | Technical Potential | 0 | 0 | 0 | 0 | 0 | 0 | 0 | 0 | 0 | 0 | 0 | 0 | 0 | 0 | 0 | 0 | 0 | 0 | 0 | 0 | 0 | 0 | 0 | 0 | 0 | 0 | 0 | 0 | 0 | 0 | 0
F10_Industrial_Agriculture_Existing_Space Heating_Natural Gas_Gas Boiler - Insulate Steam Lines/Condensate Tank_A_Technical Potential | F10 | Industrial | Agriculture | Existing | Space Heating | Natural Gas | Gas Boiler - Insulate Steam Lines/Condensate Tank | A | Cumulative Energy Savings (MWh or mTherms) | Technical Potential | 0 | 0 | 0 | 0 | 0 | 0.051664 | 0.1026 | 0.15254 | 0.20181 | 0.25043 | 0.29779 | 0.34437 | 0.39022 | 0.4347 | 0.47853 | 0.52156 | 0.56403 | 0.60573 | 0.6465 | 0.68674 | 0.72638 | 0.7651 | 0.80326 | 0.8409 | 0.87784 | 0.87274 | 0.8681 | 0.86386 | 0.85998 | 0.85645 | 0.85323
F11_Industrial_Agriculture_Existing_Space Heating_Natural Gas_Gas Boiler - Insulate Steam Lines/Condensate Tank_A_Technical Potential | F11 | Industrial | Agriculture | Existing | Space Heating | Natural Gas | Gas Boiler - Insulate Steam Lines/Condensate Tank | A | Cumulative Summer Peak Savings (MW) | Technical Potential | 0 | 0 | 0 | 0 | 0 | 0 | 0 | 0 | 0 | 0 | 0 | 0 | 0 | 0 | 0 | 0 | 0 | 0 | 0 | 0 | 0 | 0 | 0 | 0 | 0 | 0 | 0 | 0 | 0 | 0 | 0
F12_Industrial_Agriculture_Existing_Space Heating_Natural Gas_Gas Boiler - Insulate Steam Lines/Condensate Tank_A_Technical Potential | F12 | Industrial | Agriculture | Existing | Space Heating | Natural Gas | Gas Boiler - Insulate Steam Lines/Condensate Tank | A | Cumulative Winter Peak Savings (MW) | Technical Potential | 0 | 0 | 0 | 0 | 0 | 0 | 0 | 0 | 0 | 0 | 0 | 0 | 0 | 0 | 0 | 0 | 0 | 0 | 0 | 0 | 0 | 0 | 0 | 0 | 0 | 0 | 0 | 0 | 0 | 0 | 0
F13_Industrial_Agriculture_Existing_Space Heating_Natural Gas_Gas Boiler - Insulate Steam Lines/Condensate Tank_A_Technical Potential | F13 | Industrial | Agriculture | Existing | Space Heating | Natural Gas | Gas Boiler - Insulate Steam Lines/Condensate Tank | A | Purchases (Incremental) | Technical Potential | 0 | 0 | 0 | 0 | 0 | 4.1375 | 4.1352 | 4.1108 | 4.113 | 4.1164 | 4.0642 | 4.0531 | 4.0448 | 3.9806 | 3.9958 | 3.9577 | 3.9582 | 3.9383 | 3.9032 | 3.9078 | 3.8916 | 3.8765 | 3.8624 | 3.8492 | 3.8371 | 0 | 0 | 0 | 0 | 0 | 0
F14_Industrial_Agriculture_Existing_Space Heating_Natural Gas_Gas Boiler - Insulate Steam Lines/Condensate Tank_A_Technical Potential | F14 | Industrial | Agriculture | Existing | Space Heating | Natural Gas | Gas Boiler - Insulate Steam Lines/Condensate Tank | A | Purchases (Cumulative) | Technical Potential | 0 | 0 | 0 | 0 | 0 | 4.1375 | 8.2727 | 12.3835 | 16.4965 | 20.613 | 24.6771 | 28.7302 | 32.775 | 36.7556 | 40.7514 | 44.7091 | 48.6673 | 52.6056 | 56.5088 | 60.4165 | 64.3082 | 68.1846 | 72.047 | 75.8962 | 79.7333 | 79.7333 | 79.7333 | 79.7333 | 79.7333 | 79.7333 | 79.7333
F1_Industrial_Agriculture_Existing_Process_Natural Gas_Gas Boiler - Insulate Steam Lines/Condensate Tank_A_Technical Potential | F1 | Industrial | Agriculture | Existing | Process | Natural Gas | Gas Boiler - Insulate Steam Lines/Condensate Tank | A | Original Unit Energy Savings (kWh or therms) | Technical Potential | 0 | 0 | 0 | 0 | 0 | 16.8499 | 16.8499 | 16.8499 | 16.8499 | 16.8499 | 16.8499 | 16.8499 | 16.8499 | 16.8499 | 16.8499 | 16.8499 | 16.8499 | 16.8499 | 16.8499 | 16.8499 | 16.8499 | 16.8499 | 16.8499 | 16.8499 | 16.8499 | 16.8499 | 16.8499 | 16.8499 | 16.8499 | 16.8499 | 16.8499
F2_Industrial_Agriculture_Existing_Process_Natural Gas_Gas Boiler - Insulate Steam Lines/Condensate Tank_A_Technical Potential | F2 | Industrial | Agriculture | Existing | Process | Natural Gas | Gas Boiler - Insulate Steam Lines/Condensate Tank | A | Original Unit Summer Peak Savings (kW) | Technical Potential | 0 | 0 | 0 | 0 | 0 | 0 | 0 | 0 | 0 | 0 | 0 | 0 | 0 | 0 | 0 | 0 | 0 | 0 | 0 | 0 | 0 | 0 | 0 | 0 | 0 | 0 | 0 | 0 | 0 | 0 | 0
F3_Industrial_Agriculture_Existing_Process_Natural Gas_Gas Boiler - Insulate Steam Lines/Condensate Tank_A_Technical Potential | F3 | Industrial | Agriculture | Existing | Process | Natural Gas | Gas Boiler - Insulate Steam Lines/Condensate Tank | A | Original Unit Winter Peak Savings (kW) | Technical Potential | 0 | 0 | 0 | 0 | 0 | 0 | 0 | 0 | 0 | 0 | 0 | 0 | 0 | 0 | 0 | 0 | 0 | 0 | 0 | 0 | 0 | 0 | 0 | 0 | 0 | 0 | 0 | 0 | 0 | 0 | 0
F4_Industrial_Agriculture_Existing_Process_Natural Gas_Gas Boiler - Insulate Steam Lines/Condensate Tank_A_Technical Potential | F4 | Industrial | Agriculture | Existing | Process | Natural Gas | Gas Boiler - Insulate Steam Lines/Condensate Tank | A | Standalone Impact on Baseline Energy (%) | Technical Potential | 0% | 0% | 0% | 0% | 0% | 0.03219% | 0.06441% | 0.09698% | 0.1291% | 0.1612% | 0.1955% | 0.2282% | 0.2609% | 0.2973% | 0.3283% | 0.3637% | 0.3958% | 0.43% | 0.4661% | 0.4978% | 0.532% | 0.5663% | 0.6006% | 0.6348% | 0.00669 | 0.0067095 | 0.0067274 | 0.0067438 | 0 | 0 | 0
F5_Industrial_Agriculture_Existing_Process_Natural Gas_Gas Boiler - Insulate Steam Lines/Condensate Tank_A_Technical Potential | F5 | Industrial | Agriculture | Existing | Process | Natural Gas | Gas Boiler - Insulate Steam Lines/Condensate Tank | A | Standalone Impact on Baseline Summer Peak (%) | Technical Potential | 0% | 0% | 0% | 0% | 0% | 0% | 0% | 0% | 0% | 0% | 0% | 0% | 0% | 0% | 0% | 0% | 0% | 0% | 0% | 0% | 0% | 0% | 0% | 0% | 0 | 0 | 0 | 0 | 0 | 0 | 0
F6_Industrial_Agriculture_Existing_Process_Natural Gas_Gas Boiler - Insulate Steam Lines/Condensate Tank_A_Technical Potential | F6 | Industrial | Agriculture | Existing | Process | Natural Gas | Gas Boiler - Insulate Steam Lines/Condensate Tank | A | Standalone Impact on Baseline Winter Peak (%) | Technical Potential | 0% | 0% | 0% | 0% | 0% | 0% | 0% | 0% | 0% | 0% | 0% | 0% | 0% | 0% | 0% | 0% | 0% | 0% | 0% | 0% | 0% | 0% | 0% | 0% | 0 | 0 | 0 | 0 | 0 | 0 | 0
F7_Industrial_Agriculture_Existing_Process_Natural Gas_Gas Boiler - Insulate Steam Lines/Condensate Tank_A_Technical Potential | F7 | Industrial | Agriculture | Existing | Process | Natural Gas | Gas Boiler - Insulate Steam Lines/Condensate Tank | A | Incremental Energy Savings (MWh or mTherms) | Technical Potential | 0 | 0 | 0 | 0 | 0 | 0.57669 | 0.57637 | 0.57297 | 0.57328 | 0.57376 | 0.56647 | 0.56492 | 0.56378 | 0.55482 | 0.55694 | 0.55163 | 0.5517 | 0.54893 | 0.54403 | 0.54467 | 0.54242 | 0.54031 | 0.53834 | 0.53651 | 0.53482 | 0 | 0 | 0 | 0 | 0 | 0
F8_Industrial_Agriculture_Existing_Process_Natural Gas_Gas Boiler - Insulate Steam Lines/Condensate Tank_A_Technical Potential | F8 | Industrial | Agriculture | Existing | Process | Natural Gas | Gas Boiler - Insulate Steam Lines/Condensate Tank | A | Incremental Summer Peak Savings (MW) | Technical Potential | 0 | 0 | 0 | 0 | 0 | 0 | 0 | 0 | 0 | 0 | 0 | 0 | 0 | 0 | 0 | 0 | 0 | 0 | 0 | 0 | 0 | 0 | 0 | 0 | 0 | 0 | 0 | 0 | 0 | 0 | 0
F9_Industrial_Agriculture_Existing_Process_Natural Gas_Gas Boiler - Insulate Steam Lines/Condensate Tank_A_Technical Potential | F9 | Industrial | Agriculture | Existing | Process | Natural Gas | Gas Boiler - Insulate Steam Lines/Condensate Tank | A | Incremental Winter Peak Savings (MW) | Technical Potential | 0 | 0 | 0 | 0 | 0 | 0 | 0 | 0 | 0 | 0 | 0 | 0 | 0 | 0 | 0 | 0 | 0 | 0 | 0 | 0 | 0 | 0 | 0 | 0 | 0 | 0 | 0 | 0 | 0 | 0 | 0
F10_Industrial_Agriculture_Existing_Process_Natural Gas_Gas Boiler - Insulate Steam Lines/Condensate Tank_A_Technical Potential | F10 | Industrial | Agriculture | Existing | Process | Natural Gas | Gas Boiler - Insulate Steam Lines/Condensate Tank | A | Cumulative Energy Savings (MWh or mTherms) | Technical Potential | 0 | 0 | 0 | 0 | 0 | 0.57669 | 1.1531 | 1.726 | 2.2993 | 2.8731 | 3.4395 | 4.0045 | 4.5682 | 5.1231 | 5.68 | 6.2316 | 6.7833 | 7.3323 | 7.8763 | 8.421 | 8.9634 | 9.5037 | 10.042 | 10.5786 | 11.1134 | 11.1134 | 11.1134 | 11.1134 | 11.1134 | 11.1134 | 11.1134
F11_Industrial_Agriculture_Existing_Process_Natural Gas_Gas Boiler - Insulate Steam Lines/Condensate Tank_A_Technical Potential | F11 | Industrial | Agriculture | Existing | Process | Natural Gas | Gas Boiler - Insulate Steam Lines/Condensate Tank | A | Cumulative Summer Peak Savings (MW) | Technical Potential | 0 | 0 | 0 | 0 | 0 | 0 | 0 | 0 | 0 | 0 | 0 | 0 | 0 | 0 | 0 | 0 | 0 | 0 | 0 | 0 | 0 | 0 | 0 | 0 | 0 | 0 | 0 | 0 | 0 | 0 | 0
F12_Industrial_Agriculture_Existing_Process_Natural Gas_Gas Boiler - Insulate Steam Lines/Condensate Tank_A_Technical Potential | F12 | Industrial | Agriculture | Existing | Process | Natural Gas | Gas Boiler - Insulate Steam Lines/Condensate Tank | A | Cumulative Winter Peak Savings (MW) | Technical Potential | 0 | 0 | 0 | 0 | 0 | 0 | 0 | 0 | 0 | 0 | 0 | 0 | 0 | 0 | 0 | 0 | 0 | 0 | 0 | 0 | 0 | 0 | 0 | 0 | 0 | 0 | 0 | 0 | 0 | 0 | 0
F13_Industrial_Agriculture_Existing_Process_Natural Gas_Gas Boiler - Insulate Steam Lines/Condensate Tank_A_Technical Potential | F13 | Industrial | Agriculture | Existing | Process | Natural Gas | Gas Boiler - Insulate Steam Lines/Condensate Tank | A | Purchases (Incremental) | Technical Potential | 0 | 0 | 0 | 0 | 0 | 34.225 | 34.2062 | 34.0045 | 34.0229 | 34.051 | 33.6186 | 33.5267 | 33.4587 | 32.9274 | 33.0531 | 32.7379 | 32.7421 | 32.5773 | 32.2867 | 32.325 | 32.1913 | 32.0661 | 31.9493 | 31.8407 | 31.7403 | 0 | 0 | 0 | 0 | 0 | 0
F14_Industrial_Agriculture_Existing_Process_Natural Gas_Gas Boiler - Insulate Steam Lines/Condensate Tank_A_Technical Potential | F14 | Industrial | Agriculture | Existing | Process | Natural Gas | Gas Boiler - Insulate Steam Lines/Condensate Tank | A | Purchases (Cumulative) | Technical Potential | 0 | 0 | 0 | 0 | 0 | 34.225 | 68.4313 | 102.4358 | 136.4587 | 170.5097 | 204.1283 | 237.655 | 271.1137 | 304.0411 | 337.0942 | 369.832 | 402.5741 | 435.1515 | 467.4382 | 499.7632 | 531.9545 | 564.0206 | 595.9699 | 627.8106 | 659.5509 | 659.5509 | 659.5509 | 659.5509 | 659.5509 | 659.5509 | 659.5509
F1_Industrial_Agriculture_Existing_Space Heating_Natural Gas_Gas Boiler - Insulate Hot Water Lines_A_Technical Potential | F1 | Industrial | Agriculture | Existing | Space Heating | Natural Gas | Gas Boiler - Insulate Hot Water Lines | A | Original Unit Energy Savings (kWh or therms) | Technical Potential | 0 | 0 | 0 | 0 | 0 | 14.114 | 14.0183 | 13.9233 | 13.8278 | 13.7325 | 13.6399 | 13.5483 | 13.4576 | 13.3679 | 13.273 | 13.1859 | 13.0998 | 13.0151 | 12.9317 | 12.8481 | 12.7673 | 12.6832 | 12.6021 | 12.5235 | 12.4444 | 12.3722 | 12.3063 | 12.2462 | 12.1913 | 12.1412 | 12.0955
F2_Industrial_Agriculture_Existing_Space Heating_Natural Gas_Gas Boiler - Insulate Hot Water Lines_A_Technical Potential | F2 | Industrial | Agriculture | Existing | Space Heating | Natural Gas | Gas Boiler - Insulate Hot Water Lines | A | Original Unit Summer Peak Savings (kW) | Technical Potential | 0 | 0 | 0 | 0 | 0 | 0 | 0 | 0 | 0 | 0 | 0 | 0 | 0 | 0 | 0 | 0 | 0 | 0 | 0 | 0 | 0 | 0 | 0 | 0 | 0 | 0 | 0 | 0 | 0 | 0 | 0
F3_Industrial_Agriculture_Existing_Space Heating_Natural Gas_Gas Boiler - Insulate Hot Water Lines_A_Technical Potential | F3 | Industrial | Agriculture | Existing | Space Heating | Natural Gas | Gas Boiler - Insulate Hot Water Lines | A | Original Unit Winter Peak Savings (kW) | Technical Potential | 0 | 0 | 0 | 0 | 0 | 0 | 0 | 0 | 0 | 0 | 0 | 0 | 0 | 0 | 0 | 0 | 0 | 0 | 0 | 0 | 0 | 0 | 0 | 0 | 0 | 0 | 0 | 0 | 0 | 0 | 0
F4_Industrial_Agriculture_Existing_Space Heating_Natural Gas_Gas Boiler - Insulate Hot Water Lines_A_Technical Potential | F4 | Industrial | Agriculture | Existing | Space Heating | Natural Gas | Gas Boiler - Insulate Hot Water Lines | A | Standalone Impact on Baseline Energy (%) | Technical Potential | 0% | 0% | 0% | 0% | 0% | 0.0136% | 0.02716% | 0.04087% | 0.0544% | 0.06791% | 0.08236% | 0.0962% | 0.11% | 0.1255% | 0.1387% | 0.1537% | 0.1674% | 0.182% | 0.1972% | 0.2106% | 0.225% | 0.2394% | 0.2537% | 0.2679% | 0.0028194 | 0.0028246 | 0.0028294 | 0.002834 | 0 | 0 | 0
F5_Industrial_Agriculture_Existing_Space Heating_Natural Gas_Gas Boiler - Insulate Hot Water Lines_A_Technical Potential | F5 | Industrial | Agriculture | Existing | Space Heating | Natural Gas | Gas Boiler - Insulate Hot Water Lines | A | Standalone Impact on Baseline Summer Peak (%) | Technical Potential | 0% | 0% | 0% | 0% | 0% | 0% | 0% | 0% | 0% | 0% | 0% | 0% | 0% | 0% | 0% | 0% | 0% | 0% | 0% | 0% | 0% | 0% | 0% | 0% | 0 | 0 | 0 | 0 | 0 | 0 | 0
F6_Industrial_Agriculture_Existing_Space Heating_Natural Gas_Gas Boiler - Insulate Hot Water Lines_A_Technical Potential | F6 | Industrial | Agriculture | Existing | Space Heating | Natural Gas | Gas Boiler - Insulate Hot Water Lines | A | Standalone Impact on Baseline Winter Peak (%) | Technical Potential | 0% | 0% | 0% | 0% | 0% | 0% | 0% | 0% | 0% | 0% | 0% | 0% | 0% | 0% | 0% | 0% | 0% | 0% | 0% | 0% | 0% | 0% | 0% | 0% | 0 | 0 | 0 | 0 | 0 | 0 | 0
F7_Industrial_Agriculture_Existing_Space Heating_Natural Gas_Gas Boiler - Insulate Hot Water Lines_A_Technical Potential | F7 | Industrial | Agriculture | Existing | Space Heating | Natural Gas | Gas Boiler - Insulate Hot Water Lines | A | Incremental Energy Savings (MWh or mTherms) | Technical Potential | 0 | 0 | 0 | 0 | 0 | 0.11679 | 0.11594 | 0.11447 | 0.11375 | 0.11306 | 0.11087 | 0.10982 | 0.10887 | 0.10642 | 0.10607 | 0.10437 | 0.1037 | 0.10251 | 0.10095 | 0.10041 | 0.099371 | 0.098333 | 0.097347 | 0.096411 | 0.0955 | 0 | 0 | 0 | 0 | 0 | 0
F8_Industrial_Agriculture_Existing_Space Heating_Natural Gas_Gas Boiler - Insulate Hot Water Lines_A_Technical Potential | F8 | Industrial | Agriculture | Existing | Space Heating | Natural Gas | Gas Boiler - Insulate Hot Water Lines | A | Incremental Summer Peak Savings (MW) | Technical Potential | 0 | 0 | 0 | 0 | 0 | 0 | 0 | 0 | 0 | 0 | 0 | 0 | 0 | 0 | 0 | 0 | 0 | 0 | 0 | 0 | 0 | 0 | 0 | 0 | 0 | 0 | 0 | 0 | 0 | 0 | 0
F9_Industrial_Agriculture_Existing_Space Heating_Natural Gas_Gas Boiler - Insulate Hot Water Lines_A_Technical Potential | F9 | Industrial | Agriculture | Existing | Space Heating | Natural Gas | Gas Boiler - Insulate Hot Water Lines | A | Incremental Winter Peak Savings (MW) | Technical Potential | 0 | 0 | 0 | 0 | 0 | 0 | 0 | 0 | 0 | 0 | 0 | 0 | 0 | 0 | 0 | 0 | 0 | 0 | 0 | 0 | 0 | 0 | 0 | 0 | 0 | 0 | 0 | 0 | 0 | 0 | 0
F10_Industrial_Agriculture_Existing_Space Heating_Natural Gas_Gas Boiler - Insulate Hot Water Lines_A_Technical Potential | F10 | Industrial | Agriculture | Existing | Space Heating | Natural Gas | Gas Boiler - Insulate Hot Water Lines | A | Cumulative Energy Savings (MWh or mTherms) | Technical Potential | 0 | 0 | 0 | 0 | 0 | 0.11679 | 0.23194 | 0.34484 | 0.45622 | 0.56614 | 0.67319 | 0.77849 | 0.88214 | 0.98269 | 1.0818 | 1.1791 | 1.2751 | 1.3693 | 1.4615 | 1.5525 | 1.6421 | 1.7296 | 1.8159 | 1.901 | 1.9845 | 1.9729 | 1.9624 | 1.9529 | 1.9441 | 1.9361 | 1.9288
F11_Industrial_Agriculture_Existing_Space Heating_Natural Gas_Gas Boiler - Insulate Hot Water Lines_A_Technical Potential | F11 | Industrial | Agriculture | Existing | Space Heating | Natural Gas | Gas Boiler - Insulate Hot Water Lines | A | Cumulative Summer Peak Savings (MW) | Technical Potential | 0 | 0 | 0 | 0 | 0 | 0 | 0 | 0 | 0 | 0 | 0 | 0 | 0 | 0 | 0 | 0 | 0 | 0 | 0 | 0 | 0 | 0 | 0 | 0 | 0 | 0 | 0 | 0 | 0 | 0 | 0
F12_Industrial_Agriculture_Existing_Space Heating_Natural Gas_Gas Boiler - Insulate Hot Water Lines_A_Technical Potential | F12 | Industrial | Agriculture | Existing | Space Heating | Natural Gas | Gas Boiler - Insulate Hot Water Lines | A | Cumulative Winter Peak Savings (MW) | Technical Potential | 0 | 0 | 0 | 0 | 0 | 0 | 0 | 0 | 0 | 0 | 0 | 0 | 0 | 0 | 0 | 0 | 0 | 0 | 0 | 0 | 0 | 0 | 0 | 0 | 0 | 0 | 0 | 0 | 0 | 0 | 0
F13_Industrial_Agriculture_Existing_Space Heating_Natural Gas_Gas Boiler - Insulate Hot Water Lines_A_Technical Potential | F13 | Industrial | Agriculture | Existing | Space Heating | Natural Gas | Gas Boiler - Insulate Hot Water Lines | A | Purchases (Incremental) | Technical Potential | 0 | 0 | 0 | 0 | 0 | 8.2749 | 8.2704 | 8.2216 | 8.2261 | 8.2329 | 8.1283 | 8.1061 | 8.0897 | 7.9612 | 7.9916 | 7.9154 | 7.9164 | 7.8766 | 7.8063 | 7.8156 | 7.7832 | 7.753 | 7.7247 | 7.6985 | 7.6742 | 0 | 0 | 0 | 0 | 0 | 0
F14_Industrial_Agriculture_Existing_Space Heating_Natural Gas_Gas Boiler - Insulate Hot Water Lines_A_Technical Potential | F14 | Industrial | Agriculture | Existing | Space Heating | Natural Gas | Gas Boiler - Insulate Hot Water Lines | A | Purchases (Cumulative) | Technical Potential | 0 | 0 | 0 | 0 | 0 | 8.2749 | 16.5454 | 24.767 | 32.9931 | 41.226 | 49.3543 | 57.4604 | 65.5501 | 73.5113 | 81.5029 | 89.4182 | 97.3347 | 105.2112 | 113.0175 | 120.8331 | 128.6163 | 136.3693 | 144.094 | 151.7925 | 159.4667 | 159.4667 | 159.4667 | 159.4667 | 159.4667 | 159.4667 | 159.4667
F1_Industrial_Agriculture_Existing_Process_Natural Gas_Gas Boiler - Insulate Hot Water Lines_A_Technical Potential | F1 | Industrial | Agriculture | Existing | Process | Natural Gas | Gas Boiler - Insulate Hot Water Lines | A | Original Unit Energy Savings (kWh or therms) | Technical Potential | 0 | 0 | 0 | 0 | 0 | 19.0457 | 19.0457 | 19.0457 | 19.0457 | 19.0457 | 19.0457 | 19.0457 | 19.0457 | 19.0457 | 19.0457 | 19.0457 | 19.0457 | 19.0457 | 19.0457 | 19.0457 | 19.0457 | 19.0457 | 19.0457 | 19.0457 | 19.0457 | 19.0457 | 19.0457 | 19.0457 | 19.0457 | 19.0457 | 19.0457
F2_Industrial_Agriculture_Existing_Process_Natural Gas_Gas Boiler - Insulate Hot Water Lines_A_Technical Potential | F2 | Industrial | Agriculture | Existing | Process | Natural Gas | Gas Boiler - Insulate Hot Water Lines | A | Original Unit Summer Peak Savings (kW) | Technical Potential | 0 | 0 | 0 | 0 | 0 | 0 | 0 | 0 | 0 | 0 | 0 | 0 | 0 | 0 | 0 | 0 | 0 | 0 | 0 | 0 | 0 | 0 | 0 | 0 | 0 | 0 | 0 | 0 | 0 | 0 | 0
F3_Industrial_Agriculture_Existing_Process_Natural Gas_Gas Boiler - Insulate Hot Water Lines_A_Technical Potential | F3 | Industrial | Agriculture | Existing | Process | Natural Gas | Gas Boiler - Insulate Hot Water Lines | A | Original Unit Winter Peak Savings (kW) | Technical Potential | 0 | 0 | 0 | 0 | 0 | 0 | 0 | 0 | 0 | 0 | 0 | 0 | 0 | 0 | 0 | 0 | 0 | 0 | 0 | 0 | 0 | 0 | 0 | 0 | 0 | 0 | 0 | 0 | 0 | 0 | 0
F4_Industrial_Agriculture_Existing_Process_Natural Gas_Gas Boiler - Insulate Hot Water Lines_A_Technical Potential | F4 | Industrial | Agriculture | Existing | Process | Natural Gas | Gas Boiler - Insulate Hot Water Lines | A | Standalone Impact on Baseline Energy (%) | Technical Potential | 0% | 0% | 0% | 0% | 0% | 0.07278% | 0.1456% | 0.2192% | 0.2919% | 0.3644% | 0.4419% | 0.5159% | 0.5897% | 0.672% | 0.7423% | 0.8222% | 0.8949% | 0.9722% | 1.054% | 1.125% | 1.203% | 1.28% | 1.358% | 1.435% | 0.015124 | 0.015168 | 0.015208 | 0.015245 | 0 | 0 | 0
F5_Industrial_Agriculture_Existing_Process_Natural Gas_Gas Boiler - Insulate Hot Water Lines_A_Technical Potential | F5 | Industrial | Agriculture | Existing | Process | Natural Gas | Gas Boiler - Insulate Hot Water Lines | A | Standalone Impact on Baseline Summer Peak (%) | Technical Potential | 0% | 0% | 0% | 0% | 0% | 0% | 0% | 0% | 0% | 0% | 0% | 0% | 0% | 0% | 0% | 0% | 0% | 0% | 0% | 0% | 0% | 0% | 0% | 0% | 0 | 0 | 0 | 0 | 0 | 0 | 0
F6_Industrial_Agriculture_Existing_Process_Natural Gas_Gas Boiler - Insulate Hot Water Lines_A_Technical Potential | F6 | Industrial | Agriculture | Existing | Process | Natural Gas | Gas Boiler - Insulate Hot Water Lines | A | Standalone Impact on Baseline Winter Peak (%) | Technical Potential | 0% | 0% | 0% | 0% | 0% | 0% | 0% | 0% | 0% | 0% | 0% | 0% | 0% | 0% | 0% | 0% | 0% | 0% | 0% | 0% | 0% | 0% | 0% | 0% | 0 | 0 | 0 | 0 | 0 | 0 | 0
F7_Industrial_Agriculture_Existing_Process_Natural Gas_Gas Boiler - Insulate Hot Water Lines_A_Technical Potential | F7 | Industrial | Agriculture | Existing | Process | Natural Gas | Gas Boiler - Insulate Hot Water Lines | A | Incremental Energy Savings (MWh or mTherms) | Technical Potential | 0 | 0 | 0 | 0 | 0 | 1.3037 | 1.303 | 1.2953 | 1.296 | 1.2971 | 1.2806 | 1.2771 | 1.2745 | 1.2542 | 1.259 | 1.247 | 1.2472 | 1.2409 | 1.2298 | 1.2313 | 1.2262 | 1.2214 | 1.217 | 1.2129 | 1.209 | 0 | 0 | 0 | 0 | 0 | 0
F8_Industrial_Agriculture_Existing_Process_Natural Gas_Gas Boiler - Insulate Hot Water Lines_A_Technical Potential | F8 | Industrial | Agriculture | Existing | Process | Natural Gas | Gas Boiler - Insulate Hot Water Lines | A | Incremental Summer Peak Savings (MW) | Technical Potential | 0 | 0 | 0 | 0 | 0 | 0 | 0 | 0 | 0 | 0 | 0 | 0 | 0 | 0 | 0 | 0 | 0 | 0 | 0 | 0 | 0 | 0 | 0 | 0 | 0 | 0 | 0 | 0 | 0 | 0 | 0
F9_Industrial_Agriculture_Existing_Process_Natural Gas_Gas Boiler - Insulate Hot Water Lines_A_Technical Potential | F9 | Industrial | Agriculture | Existing | Process | Natural Gas | Gas Boiler - Insulate Hot Water Lines | A | Incremental Winter Peak Savings (MW) | Technical Potential | 0 | 0 | 0 | 0 | 0 | 0 | 0 | 0 | 0 | 0 | 0 | 0 | 0 | 0 | 0 | 0 | 0 | 0 | 0 | 0 | 0 | 0 | 0 | 0 | 0 | 0 | 0 | 0 | 0 | 0 | 0
F10_Industrial_Agriculture_Existing_Process_Natural Gas_Gas Boiler - Insulate Hot Water Lines_A_Technical Potential | F10 | Industrial | Agriculture | Existing | Process | Natural Gas | Gas Boiler - Insulate Hot Water Lines | A | Cumulative Energy Savings (MWh or mTherms) | Technical Potential | 0 | 0 | 0 | 0 | 0 | 1.3037 | 2.6066 | 3.9019 | 5.1979 | 6.495 | 7.7755 | 9.0526 | 10.3271 | 11.5814 | 12.8404 | 14.0874 | 15.3346 | 16.5755 | 17.8054 | 19.0367 | 20.2629 | 21.4843 | 22.7013 | 23.9142 | 25.1232 | 25.1232 | 25.1232 | 25.1232 | 25.1232 | 25.1232 | 25.1232
F11_Industrial_Agriculture_Existing_Process_Natural Gas_Gas Boiler - Insulate Hot Water Lines_A_Technical Potential | F11 | Industrial | Agriculture | Existing | Process | Natural Gas | Gas Boiler - Insulate Hot Water Lines | A | Cumulative Summer Peak Savings (MW) | Technical Potential | 0 | 0 | 0 | 0 | 0 | 0 | 0 | 0 | 0 | 0 | 0 | 0 | 0 | 0 | 0 | 0 | 0 | 0 | 0 | 0 | 0 | 0 | 0 | 0 | 0 | 0 | 0 | 0 | 0 | 0 | 0
F12_Industrial_Agriculture_Existing_Process_Natural Gas_Gas Boiler - Insulate Hot Water Lines_A_Technical Potential | F12 | Industrial | Agriculture | Existing | Process | Natural Gas | Gas Boiler - Insulate Hot Water Lines | A | Cumulative Winter Peak Savings (MW) | Technical Potential | 0 | 0 | 0 | 0 | 0 | 0 | 0 | 0 | 0 | 0 | 0 | 0 | 0 | 0 | 0 | 0 | 0 | 0 | 0 | 0 | 0 | 0 | 0 | 0 | 0 | 0 | 0 | 0 | 0 | 0 | 0
F13_Industrial_Agriculture_Existing_Process_Natural Gas_Gas Boiler - Insulate Hot Water Lines_A_Technical Potential | F13 | Industrial | Agriculture | Existing | Process | Natural Gas | Gas Boiler - Insulate Hot Water Lines | A | Purchases (Incremental) | Technical Potential | 0 | 0 | 0 | 0 | 0 | 68.45 | 68.4125 | 68.009 | 68.0458 | 68.1021 | 67.2372 | 67.0535 | 66.9173 | 65.8547 | 66.1062 | 65.4757 | 65.4842 | 65.1547 | 64.5735 | 64.65 | 64.3826 | 64.1322 | 63.8985 | 63.6814 | 63.4806 | 0 | 0 | 0 | 0 | 0 | 0
F14_Industrial_Agriculture_Existing_Process_Natural Gas_Gas Boiler - Insulate Hot Water Lines_A_Technical Potential | F14 | Industrial | Agriculture | Existing | Process | Natural Gas | Gas Boiler - Insulate Hot Water Lines | A | Purchases (Cumulative) | Technical Potential | 0 | 0 | 0 | 0 | 0 | 68.45 | 136.8625 | 204.8715 | 272.9173 | 341.0194 | 408.2566 | 475.3101 | 542.2274 | 608.0821 | 674.1883 | 739.664 | 805.1483 | 870.3029 | 934.8764 | 999.5264 | 1063.909 | 1128.0413 | 1191.9398 | 1255.6212 | 1319.1018 | 1319.1018 | 1319.1018 | 1319.1018 | 1319.1018 | 1319.1018 | 1319.1018
F1_Industrial_Agriculture_Existing_Process_Natural Gas_Process - Insulate Heated Process Fluids_A_Technical Potential | F1 | Industrial | Agriculture | Existing | Process | Natural Gas | Process - Insulate Heated Process Fluids | A | Original Unit Energy Savings (kWh or therms) | Technical Potential | 0 | 0 | 0 | 0 | 0 | 13.6092 | 13.6092 | 13.6092 | 13.6092 | 13.6092 | 13.6092 | 13.6092 | 13.6092 | 13.6092 | 13.6092 | 13.6092 | 13.6092 | 13.6092 | 13.6092 | 13.6092 | 13.6092 | 13.6092 | 13.6092 | 13.6092 | 13.6092 | 13.6092 | 13.6092 | 13.6092 | 13.6092 | 13.6092 | 13.6092
F2_Industrial_Agriculture_Existing_Process_Natural Gas_Process - Insulate Heated Process Fluids_A_Technical Potential | F2 | Industrial | Agriculture | Existing | Process | Natural Gas | Process - Insulate Heated Process Fluids | A | Original Unit Summer Peak Savings (kW) | Technical Potential | 0 | 0 | 0 | 0 | 0 | 0 | 0 | 0 | 0 | 0 | 0 | 0 | 0 | 0 | 0 | 0 | 0 | 0 | 0 | 0 | 0 | 0 | 0 | 0 | 0 | 0 | 0 | 0 | 0 | 0 | 0
F3_Industrial_Agriculture_Existing_Process_Natural Gas_Process - Insulate Heated Process Fluids_A_Technical Potential | F3 | Industrial | Agriculture | Existing | Process | Natural Gas | Process - Insulate Heated Process Fluids | A | Original Unit Winter Peak Savings (kW) | Technical Potential | 0 | 0 | 0 | 0 | 0 | 0 | 0 | 0 | 0 | 0 | 0 | 0 | 0 | 0 | 0 | 0 | 0 | 0 | 0 | 0 | 0 | 0 | 0 | 0 | 0 | 0 | 0 | 0 | 0 | 0 | 0
F4_Industrial_Agriculture_Existing_Process_Natural Gas_Process - Insulate Heated Process Fluids_A_Technical Potential | F4 | Industrial | Agriculture | Existing | Process | Natural Gas | Process - Insulate Heated Process Fluids | A | Standalone Impact on Baseline Energy (%) | Technical Potential | 0% | 0% | 0% | 0% | 0% | 0.05688% | 0.1138% | 0.1714% | 0.2281% | 0.2848% | 0.3397% | 0.3816% | 0.4151% | 0.448% | 0.4673% | 0.4886% | 0.5019% | 0.5152% | 0.5284% | 0.5347% | 0.5424% | 0.5445% | 0.5465% | 0.5484% | 0.0055015 | 0.0055175 | 0.0055323 | 0.0055457 | 0 | 0 | 0
F5_Industrial_Agriculture_Existing_Process_Natural Gas_Process - Insulate Heated Process Fluids_A_Technical Potential | F5 | Industrial | Agriculture | Existing | Process | Natural Gas | Process - Insulate Heated Process Fluids | A | Standalone Impact on Baseline Summer Peak (%) | Technical Potential | 0% | 0% | 0% | 0% | 0% | 0% | 0% | 0% | 0% | 0% | 0% | 0% | 0% | 0% | 0% | 0% | 0% | 0% | 0% | 0% | 0% | 0% | 0% | 0% | 0 | 0 | 0 | 0 | 0 | 0 | 0
F6_Industrial_Agriculture_Existing_Process_Natural Gas_Process - Insulate Heated Process Fluids_A_Technical Potential | F6 | Industrial | Agriculture | Existing | Process | Natural Gas | Process - Insulate Heated Process Fluids | A | Standalone Impact on Baseline Winter Peak (%) | Technical Potential | 0% | 0% | 0% | 0% | 0% | 0% | 0% | 0% | 0% | 0% | 0% | 0% | 0% | 0% | 0% | 0% | 0% | 0% | 0% | 0% | 0% | 0% | 0% | 0% | 0 | 0 | 0 | 0 | 0 | 0 | 0
F7_Industrial_Agriculture_Existing_Process_Natural Gas_Process - Insulate Heated Process Fluids_A_Technical Potential | F7 | Industrial | Agriculture | Existing | Process | Natural Gas | Process - Insulate Heated Process Fluids | A | Incremental Energy Savings (MWh or mTherms) | Technical Potential | 0 | 0 | 0 | 0 | 0 | 1.0189 | 1.0183 | 1.0123 | 1.0129 | 1.0137 | 0.90074 | 0.71863 | 0.57373 | 0.4517 | 0.36274 | 0.28742 | 0.22997 | 0.18305 | 0.14513 | 0.11624 | 0.092611 | 0.00062922 | 0.0002239 | 7.6071e-05 | 2.4727e-05 | 2.0957e-05 | 2.0901e-05 | 2.0851e-05 | 2.0805e-05 | 2.0765e-05 | 2.073e-05
F8_Industrial_Agriculture_Existing_Process_Natural Gas_Process - Insulate Heated Process Fluids_A_Technical Potential | F8 | Industrial | Agriculture | Existing | Process | Natural Gas | Process - Insulate Heated Process Fluids | A | Incremental Summer Peak Savings (MW) | Technical Potential | 0 | 0 | 0 | 0 | 0 | 0 | 0 | 0 | 0 | 0 | 0 | 0 | 0 | 0 | 0 | 0 | 0 | 0 | 0 | 0 | 0 | 0 | 0 | 0 | 0 | 0 | 0 | 0 | 0 | 0 | 0
F9_Industrial_Agriculture_Existing_Process_Natural Gas_Process - Insulate Heated Process Fluids_A_Technical Potential | F9 | Industrial | Agriculture | Existing | Process | Natural Gas | Process - Insulate Heated Process Fluids | A | Incremental Winter Peak Savings (MW) | Technical Potential | 0 | 0 | 0 | 0 | 0 | 0 | 0 | 0 | 0 | 0 | 0 | 0 | 0 | 0 | 0 | 0 | 0 | 0 | 0 | 0 | 0 | 0 | 0 | 0 | 0 | 0 | 0 | 0 | 0 | 0 | 0
F10_Industrial_Agriculture_Existing_Process_Natural Gas_Process - Insulate Heated Process Fluids_A_Technical Potential | F10 | Industrial | Agriculture | Existing | Process | Natural Gas | Process - Insulate Heated Process Fluids | A | Cumulative Energy Savings (MWh or mTherms) | Technical Potential | 0 | 0 | 0 | 0 | 0 | 1.0189 | 2.0372 | 3.0495 | 4.0624 | 5.0761 | 5.9768 | 6.6955 | 7.2692 | 7.7209 | 8.0836 | 8.371 | 8.601 | 8.7841 | 8.9292 | 9.0454 | 9.138 | 9.1387 | 9.1389 | 9.139 | 9.139 | 9.139 | 9.139 | 9.1391 | 9.1391 | 9.1391 | 9.1391
F11_Industrial_Agriculture_Existing_Process_Natural Gas_Process - Insulate Heated Process Fluids_A_Technical Potential | F11 | Industrial | Agriculture | Existing | Process | Natural Gas | Process - Insulate Heated Process Fluids | A | Cumulative Summer Peak Savings (MW) | Technical Potential | 0 | 0 | 0 | 0 | 0 | 0 | 0 | 0 | 0 | 0 | 0 | 0 | 0 | 0 | 0 | 0 | 0 | 0 | 0 | 0 | 0 | 0 | 0 | 0 | 0 | 0 | 0 | 0 | 0 | 0 | 0
F12_Industrial_Agriculture_Existing_Process_Natural Gas_Process - Insulate Heated Process Fluids_A_Technical Potential | F12 | Industrial | Agriculture | Existing | Process | Natural Gas | Process - Insulate Heated Process Fluids | A | Cumulative Winter Peak Savings (MW) | Technical Potential | 0 | 0 | 0 | 0 | 0 | 0 | 0 | 0 | 0 | 0 | 0 | 0 | 0 | 0 | 0 | 0 | 0 | 0 | 0 | 0 | 0 | 0 | 0 | 0 | 0 | 0 | 0 | 0 | 0 | 0 | 0
F13_Industrial_Agriculture_Existing_Process_Natural Gas_Process - Insulate Heated Process Fluids_A_Technical Potential | F13 | Industrial | Agriculture | Existing | Process | Natural Gas | Process - Insulate Heated Process Fluids | A | Purchases (Incremental) | Technical Potential | 0 | 0 | 0 | 0 | 0 | 74.867 | 74.8259 | 74.3846 | 74.4248 | 74.4863 | 66.1864 | 52.8044 | 42.1578 | 33.1907 | 26.6539 | 21.1198 | 16.898 | 13.4504 | 10.6643 | 8.5416 | 6.805 | 0.046235 | 0.016452 | 0.0055897 | 0.001817 | 0.0015399 | 0.0015358 | 0.0015321 | 0.0015288 | 0.0015258 | 0.0015232
F14_Industrial_Agriculture_Existing_Process_Natural Gas_Process - Insulate Heated Process Fluids_A_Technical Potential | F14 | Industrial | Agriculture | Existing | Process | Natural Gas | Process - Insulate Heated Process Fluids | A | Purchases (Cumulative) | Technical Potential | 0 | 0 | 0 | 0 | 0 | 74.867 | 149.6928 | 224.0774 | 298.5022 | 372.9886 | 439.175 | 491.9794 | 534.1372 | 567.3278 | 593.9817 | 615.1015 | 631.9995 | 645.4499 | 656.1142 | 664.6558 | 671.4607 | 671.507 | 671.5234 | 671.529 | 671.5308 | 671.5324 | 671.5339 | 671.5354 | 671.537 | 671.5385 | 671.54
F1_Industrial_Agriculture_Existing_Process_Natural Gas_Process Heat Recovery_A_Technical Potential | F1 | Industrial | Agriculture | Existing | Process | Natural Gas | Process Heat Recovery | A | Original Unit Energy Savings (kWh or therms) | Technical Potential | 0 | 0 | 0 | 0 | 0 | 0.13629 | 0.13629 | 0.13629 | 0.13629 | 0.13629 | 0.13629 | 0.13629 | 0.13629 | 0.13629 | 0.13629 | 0.13629 | 0.13629 | 0.13629 | 0.13629 | 0.13629 | 0.13629 | 0.13629 | 0.13629 | 0.13629 | 0.13629 | 0.13629 | 0.13629 | 0.13629 | 0 | 0 | 0
F2_Industrial_Agriculture_Existing_Process_Natural Gas_Process Heat Recovery_A_Technical Potential | F2 | Industrial | Agriculture | Existing | Process | Natural Gas | Process Heat Recovery | A | Original Unit Summer Peak Savings (kW) | Technical Potential | 0 | 0 | 0 | 0 | 0 | 0 | 0 | 0 | 0 | 0 | 0 | 0 | 0 | 0 | 0 | 0 | 0 | 0 | 0 | 0 | 0 | 0 | 0 | 0 | 0 | 0 | 0 | 0 | 0 | 0 | 0
F3_Industrial_Agriculture_Existing_Process_Natural Gas_Process Heat Recovery_A_Technical Potential | F3 | Industrial | Agriculture | Existing | Process | Natural Gas | Process Heat Recovery | A | Original Unit Winter Peak Savings (kW) | Technical Potential | 0 | 0 | 0 | 0 | 0 | 0 | 0 | 0 | 0 | 0 | 0 | 0 | 0 | 0 | 0 | 0 | 0 | 0 | 0 | 0 | 0 | 0 | 0 | 0 | 0 | 0 | 0 | 0 | 0 | 0 | 0
F4_Industrial_Agriculture_Existing_Process_Natural Gas_Process Heat Recovery_A_Technical Potential | F4 | Industrial | Agriculture | Existing | Process | Natural Gas | Process Heat Recovery | A | Standalone Impact on Baseline Energy (%) | Technical Potential | 0% | 0% | 0% | 0% | 0% | 0.02051% | 0.04103% | 0.06178% | 0.08225% | 0.1027% | 0.1225% | 0.1376% | 0.1497% | 0.1615% | 0.1685% | 0.1761% | 0.181% | 0.1857% | 0.1905% | 0.1928% | 0.1955% | 0.1963% | 0.197% | 0.1977% | 0.0019835 | 0.0019893 | 0.0019946 | 0.0019994 | 0 | 0 | 0
F5_Industrial_Agriculture_Existing_Process_Natural Gas_Process Heat Recovery_A_Technical Potential | F5 | Industrial | Agriculture | Existing | Process | Natural Gas | Process Heat Recovery | A | Standalone Impact on Baseline Summer Peak (%) | Technical Potential | 0% | 0% | 0% | 0% | 0% | 0% | 0% | 0% | 0% | 0% | 0% | 0% | 0% | 0% | 0% | 0% | 0% | 0% | 0% | 0% | 0% | 0% | 0% | 0% | 0 | 0 | 0 | 0 | 0 | 0 | 0
F6_Industrial_Agriculture_Existing_Process_Natural Gas_Process Heat Recovery_A_Technical Potential | F6 | Industrial | Agriculture | Existing | Process | Natural Gas | Process Heat Recovery | A | Standalone Impact on Baseline Winter Peak (%) | Technical Potential | 0% | 0% | 0% | 0% | 0% | 0% | 0% | 0% | 0% | 0% | 0% | 0% | 0% | 0% | 0% | 0% | 0% | 0% | 0% | 0% | 0% | 0% | 0% | 0% | 0 | 0 | 0 | 0 | 0 | 0 | 0
F7_Industrial_Agriculture_Existing_Process_Natural Gas_Process Heat Recovery_A_Technical Potential | F7 | Industrial | Agriculture | Existing | Process | Natural Gas | Process Heat Recovery | A | Incremental Energy Savings (MWh or mTherms) | Technical Potential | 0 | 0 | 0 | 0 | 0 | 0.36734 | 0.36714 | 0.36498 | 0.36517 | 0.36547 | 0.32475 | 0.25909 | 0.20685 | 0.16285 | 0.13078 | 0.10363 | 0.082912 | 0.065996 | 0.052326 | 0.04191 | 0.033389 | 0.00022686 | 8.0725e-05 | 2.7426e-05 | 8.9151e-06 | 7.5558e-06 | 7.5357e-06 | 7.5174e-06 | 0 | 0 | 0
F8_Industrial_Agriculture_Existing_Process_Natural Gas_Process Heat Recovery_A_Technical Potential | F8 | Industrial | Agriculture | Existing | Process | Natural Gas | Process Heat Recovery | A | Incremental Summer Peak Savings (MW) | Technical Potential | 0 | 0 | 0 | 0 | 0 | 0 | 0 | 0 | 0 | 0 | 0 | 0 | 0 | 0 | 0 | 0 | 0 | 0 | 0 | 0 | 0 | 0 | 0 | 0 | 0 | 0 | 0 | 0 | 0 | 0 | 0
F9_Industrial_Agriculture_Existing_Process_Natural Gas_Process Heat Recovery_A_Technical Potential | F9 | Industrial | Agriculture | Existing | Process | Natural Gas | Process Heat Recovery | A | Incremental Winter Peak Savings (MW) | Technical Potential | 0 | 0 | 0 | 0 | 0 | 0 | 0 | 0 | 0 | 0 | 0 | 0 | 0 | 0 | 0 | 0 | 0 | 0 | 0 | 0 | 0 | 0 | 0 | 0 | 0 | 0 | 0 | 0 | 0 | 0 | 0
F10_Industrial_Agriculture_Existing_Process_Natural Gas_Process Heat Recovery_A_Technical Potential | F10 | Industrial | Agriculture | Existing | Process | Natural Gas | Process Heat Recovery | A | Cumulative Energy Savings (MWh or mTherms) | Technical Potential | 0 | 0 | 0 | 0 | 0 | 0.36734 | 0.73448 | 1.0995 | 1.4646 | 1.8301 | 2.1549 | 2.4139 | 2.6208 | 2.7837 | 2.9144 | 3.0181 | 3.101 | 3.167 | 3.2193 | 3.2612 | 3.2946 | 3.2948 | 3.2949 | 3.2949 | 3.2949 | 3.2949 | 3.2949 | 3.295 | 0 | 0 | 0
F11_Industrial_Agriculture_Existing_Process_Natural Gas_Process Heat Recovery_A_Technical Potential | F11 | Industrial | Agriculture | Existing | Process | Natural Gas | Process Heat Recovery | A | Cumulative Summer Peak Savings (MW) | Technical Potential | 0 | 0 | 0 | 0 | 0 | 0 | 0 | 0 | 0 | 0 | 0 | 0 | 0 | 0 | 0 | 0 | 0 | 0 | 0 | 0 | 0 | 0 | 0 | 0 | 0 | 0 | 0 | 0 | 0 | 0 | 0
F12_Industrial_Agriculture_Existing_Process_Natural Gas_Process Heat Recovery_A_Technical Potential | F12 | Industrial | Agriculture | Existing | Process | Natural Gas | Process Heat Recovery | A | Cumulative Winter Peak Savings (MW) | Technical Potential | 0 | 0 | 0 | 0 | 0 | 0 | 0 | 0 | 0 | 0 | 0 | 0 | 0 | 0 | 0 | 0 | 0 | 0 | 0 | 0 | 0 | 0 | 0 | 0 | 0 | 0 | 0 | 0 | 0 | 0 | 0
F13_Industrial_Agriculture_Existing_Process_Natural Gas_Process Heat Recovery_A_Technical Potential | F13 | Industrial | Agriculture | Existing | Process | Natural Gas | Process Heat Recovery | A | Purchases (Incremental) | Technical Potential | 0 | 0 | 0 | 0 | 0 | 2695.2103 | 2693.7311 | 2677.8452 | 2679.293 | 2681.5084 | 2382.7104 | 1900.9594 | 1517.6797 | 1194.8636 | 959.5405 | 760.312 | 608.3285 | 484.2134 | 383.9154 | 307.4962 | 244.9797 | 1.6645 | 0.59228 | 0.20123 | 0.065411 | 0.055437 | 0.05529 | 0.055156 | 1.0948e-06 | 1.0948e-06 | 1.0948e-06
F14_Industrial_Agriculture_Existing_Process_Natural Gas_Process Heat Recovery_A_Technical Potential | F14 | Industrial | Agriculture | Existing | Process | Natural Gas | Process Heat Recovery | A | Purchases (Cumulative) | Technical Potential | 0 | 0 | 0 | 0 | 0 | 2695.2103 | 5388.9414 | 8066.7866 | 10746.0796 | 13427.588 | 15810.2984 | 17711.2578 | 19228.9375 | 20423.8011 | 21383.3416 | 22143.6536 | 22751.9821 | 23236.1956 | 23620.111 | 23927.6072 | 24172.5868 | 24174.2513 | 24174.8436 | 24175.0448 | 24175.1102 | 24175.1656 | 24175.2209 | 24175.2761 | 24175.2761 | 24175.2761 | 24175.2761
F1_Industrial_Agriculture_Existing_Space Heating_Natural Gas_Building Automation System_A_Technical Potential | F1 | Industrial | Agriculture | Existing | Space Heating | Natural Gas | Building Automation System | A | Original Unit Energy Savings (kWh or therms) | Technical Potential | 0 | 0 | 0 | 0 | 0 | 0.015466 | 0.01539 | 0.015297 | 0.015198 | 0.015094 | 0.014989 | 0.014881 | 0.014774 | 0.014667 | 0.014552 | 0.014445 | 0.01434 | 0.014242 | 0.014151 | 0.014062 | 0.013978 | 0.013892 | 0.013815 | 0.013742 | 0.013672 | 0.013608 | 0.013548 | 0.013493 | 0 | 0 | 0
F2_Industrial_Agriculture_Existing_Space Heating_Natural Gas_Building Automation System_A_Technical Potential | F2 | Industrial | Agriculture | Existing | Space Heating | Natural Gas | Building Automation System | A | Original Unit Summer Peak Savings (kW) | Technical Potential | 0 | 0 | 0 | 0 | 0 | 0 | 0 | 0 | 0 | 0 | 0 | 0 | 0 | 0 | 0 | 0 | 0 | 0 | 0 | 0 | 0 | 0 | 0 | 0 | 0 | 0 | 0 | 0 | 0 | 0 | 0
F3_Industrial_Agriculture_Existing_Space Heating_Natural Gas_Building Automation System_A_Technical Potential | F3 | Industrial | Agriculture | Existing | Space Heating | Natural Gas | Building Automation System | A | Original Unit Winter Peak Savings (kW) | Technical Potential | 0 | 0 | 0 | 0 | 0 | 0 | 0 | 0 | 0 | 0 | 0 | 0 | 0 | 0 | 0 | 0 | 0 | 0 | 0 | 0 | 0 | 0 | 0 | 0 | 0 | 0 | 0 | 0 | 0 | 0 | 0
F4_Industrial_Agriculture_Existing_Space Heating_Natural Gas_Building Automation System_A_Technical Potential | F4 | Industrial | Agriculture | Existing | Space Heating | Natural Gas | Building Automation System | A | Standalone Impact on Baseline Energy (%) | Technical Potential | 0% | 0% | 0% | 0% | 0% | 0.01539% | 0.04615% | 0.101% | 0.1898% | 0.3245% | 0.5218% | 0.7859% | 1.128% | 1.567% | 2.058% | 2.635% | 3.228% | 3.839% | 4.435% | 4.923% | 5.351% | 5.684% | 5.921% | 6.079% | 0.061885 | 0.062065 | 0.062231 | 0.062382 | 0 | 0 | 0
F5_Industrial_Agriculture_Existing_Space Heating_Natural Gas_Building Automation System_A_Technical Potential | F5 | Industrial | Agriculture | Existing | Space Heating | Natural Gas | Building Automation System | A | Standalone Impact on Baseline Summer Peak (%) | Technical Potential | 0% | 0% | 0% | 0% | 0% | 0% | 0% | 0% | 0% | 0% | 0% | 0% | 0% | 0% | 0% | 0% | 0% | 0% | 0% | 0% | 0% | 0% | 0% | 0% | 0 | 0 | 0 | 0 | 0 | 0 | 0
F6_Industrial_Agriculture_Existing_Space Heating_Natural Gas_Building Automation System_A_Technical Potential | F6 | Industrial | Agriculture | Existing | Space Heating | Natural Gas | Building Automation System | A | Standalone Impact on Baseline Winter Peak (%) | Technical Potential | 0% | 0% | 0% | 0% | 0% | 0% | 0% | 0% | 0% | 0% | 0% | 0% | 0% | 0% | 0% | 0% | 0% | 0% | 0% | 0% | 0% | 0% | 0% | 0% | 0 | 0 | 0 | 0 | 0 | 0 | 0
F7_Industrial_Agriculture_Existing_Space Heating_Natural Gas_Building Automation System_A_Technical Potential | F7 | Industrial | Agriculture | Existing | Space Heating | Natural Gas | Building Automation System | A | Incremental Energy Savings (MWh or mTherms) | Technical Potential | 0 | 0 | 0 | 0 | 0 | 0.1321 | 0.26261 | 0.46072 | 0.74498 | 1.124 | 1.5783 | 2.1257 | 2.7302 | 3.2991 | 3.8746 | 4.274 | 4.5142 | 4.4794 | 4.1582 | 3.6373 | 2.9777 | 2.2543 | 1.5463 | 0.97935 | 0.63347 | 0 | 0 | 0 | 0 | 0 | 0
F8_Industrial_Agriculture_Existing_Space Heating_Natural Gas_Building Automation System_A_Technical Potential | F8 | Industrial | Agriculture | Existing | Space Heating | Natural Gas | Building Automation System | A | Incremental Summer Peak Savings (MW) | Technical Potential | 0 | 0 | 0 | 0 | 0 | 0 | 0 | 0 | 0 | 0 | 0 | 0 | 0 | 0 | 0 | 0 | 0 | 0 | 0 | 0 | 0 | 0 | 0 | 0 | 0 | 0 | 0 | 0 | 0 | 0 | 0
F9_Industrial_Agriculture_Existing_Space Heating_Natural Gas_Building Automation System_A_Technical Potential | F9 | Industrial | Agriculture | Existing | Space Heating | Natural Gas | Building Automation System | A | Incremental Winter Peak Savings (MW) | Technical Potential | 0 | 0 | 0 | 0 | 0 | 0 | 0 | 0 | 0 | 0 | 0 | 0 | 0 | 0 | 0 | 0 | 0 | 0 | 0 | 0 | 0 | 0 | 0 | 0 | 0 | 0 | 0 | 0 | 0 | 0 | 0
F10_Industrial_Agriculture_Existing_Space Heating_Natural Gas_Building Automation System_A_Technical Potential | F10 | Industrial | Agriculture | Existing | Space Heating | Natural Gas | Building Automation System | A | Cumulative Energy Savings (MWh or mTherms) | Technical Potential | 0 | 0 | 0 | 0 | 0 | 0.1321 | 0.39406 | 0.85239 | 1.5919 | 2.705 | 4.2645 | 6.3595 | 9.0438 | 12.2776 | 16.0555 | 20.2118 | 24.5785 | 28.8903 | 32.8635 | 36.2945 | 39.0555 | 41.0702 | 42.3876 | 43.1425 | 43.5575 | 43.3524 | 43.1625 | 42.9867 | 0 | 0 | 0
F11_Industrial_Agriculture_Existing_Space Heating_Natural Gas_Building Automation System_A_Technical Potential | F11 | Industrial | Agriculture | Existing | Space Heating | Natural Gas | Building Automation System | A | Cumulative Summer Peak Savings (MW) | Technical Potential | 0 | 0 | 0 | 0 | 0 | 0 | 0 | 0 | 0 | 0 | 0 | 0 | 0 | 0 | 0 | 0 | 0 | 0 | 0 | 0 | 0 | 0 | 0 | 0 | 0 | 0 | 0 | 0 | 0 | 0 | 0
F12_Industrial_Agriculture_Existing_Space Heating_Natural Gas_Building Automation System_A_Technical Potential | F12 | Industrial | Agriculture | Existing | Space Heating | Natural Gas | Building Automation System | A | Cumulative Winter Peak Savings (MW) | Technical Potential | 0 | 0 | 0 | 0 | 0 | 0 | 0 | 0 | 0 | 0 | 0 | 0 | 0 | 0 | 0 | 0 | 0 | 0 | 0 | 0 | 0 | 0 | 0 | 0 | 0 | 0 | 0 | 0 | 0 | 0 | 0
F13_Industrial_Agriculture_Existing_Space Heating_Natural Gas_Building Automation System_A_Technical Potential | F13 | Industrial | Agriculture | Existing | Space Heating | Natural Gas | Building Automation System | A | Purchases (Incremental) | Technical Potential | 0 | 0 | 0 | 0 | 0 | 8541.0839 | 17063.6961 | 30118.6907 | 49018.6658 | 74465.0109 | 105295.4643 | 142839.3455 | 184795.404 | 224930.6106 | 266259.3431 | 295876.9407 | 314798.2054 | 314521.4386 | 293844.8303 | 258661.3619 | 213025.5189 | 162268.2882 | 111930.258 | 71267.9812 | 46332.5485 | 0 | 0 | 0 | 0 | 0 | 0
F14_Industrial_Agriculture_Existing_Space Heating_Natural Gas_Building Automation System_A_Technical Potential | F14 | Industrial | Agriculture | Existing | Space Heating | Natural Gas | Building Automation System | A | Purchases (Cumulative) | Technical Potential | 0 | 0 | 0 | 0 | 0 | 8541.0839 | 25604.78 | 55723.4708 | 104742.1366 | 179207.1475 | 284502.6119 | 427341.9574 | 612137.3613 | 837067.9719 | 1103327.315 | 1399204.2557 | 1714002.4611 | 2028523.8997 | 2322368.73 | 2581030.0919 | 2794055.6108 | 2956323.899 | 3068254.157 | 3139522.1381 | 3185854.6866 | 3185854.6866 | 3185854.6866 | 3185854.6866 | 3185854.6866 | 3185854.6866 | 3185854.6866
F1_Industrial_Agriculture_Existing_Space Heating_Natural Gas_Steam System Efficiency Improvements_A_Technical Potential | F1 | Industrial | Agriculture | Existing | Space Heating | Natural Gas | Steam System Efficiency Improvements | A | Original Unit Energy Savings (kWh or therms) | Technical Potential | 0 | 0 | 0 | 0 | 0 | 0.13779 | 0.13686 | 0.13593 | 0.135 | 0.13407 | 0.13317 | 0.13227 | 0.13139 | 0.13051 | 0.12958 | 0.12873 | 0.12789 | 0.12707 | 0.12625 | 0.12544 | 0.12465 | 0.12383 | 0.12303 | 0.12227 | 0.12149 | 0.12079 | 0.12015 | 0.11956 | 0.11902 | 0.11854 | 0.11809
F2_Industrial_Agriculture_Existing_Space Heating_Natural Gas_Steam System Efficiency Improvements_A_Technical Potential | F2 | Industrial | Agriculture | Existing | Space Heating | Natural Gas | Steam System Efficiency Improvements | A | Original Unit Summer Peak Savings (kW) | Technical Potential | 0 | 0 | 0 | 0 | 0 | 0 | 0 | 0 | 0 | 0 | 0 | 0 | 0 | 0 | 0 | 0 | 0 | 0 | 0 | 0 | 0 | 0 | 0 | 0 | 0 | 0 | 0 | 0 | 0 | 0 | 0
F3_Industrial_Agriculture_Existing_Space Heating_Natural Gas_Steam System Efficiency Improvements_A_Technical Potential | F3 | Industrial | Agriculture | Existing | Space Heating | Natural Gas | Steam System Efficiency Improvements | A | Original Unit Winter Peak Savings (kW) | Technical Potential | 0 | 0 | 0 | 0 | 0 | 0 | 0 | 0 | 0 | 0 | 0 | 0 | 0 | 0 | 0 | 0 | 0 | 0 | 0 | 0 | 0 | 0 | 0 | 0 | 0 | 0 | 0 | 0 | 0 | 0 | 0
F4_Industrial_Agriculture_Existing_Space Heating_Natural Gas_Steam System Efficiency Improvements_A_Technical Potential | F4 | Industrial | Agriculture | Existing | Space Heating | Natural Gas | Steam System Efficiency Improvements | A | Standalone Impact on Baseline Energy (%) | Technical Potential | 0% | 0% | 0% | 0% | 0% | 0.0009716% | 0.002909% | 0.006363% | 0.01195% | 0.02043% | 0.03285% | 0.0495% | 0.07109% | 0.09884% | 0.1299% | 0.1664% | 0.204% | 0.2428% | 0.2804% | 0.3112% | 0.3382% | 0.3591% | 0.3737% | 0.3833% | 0.0038974 | 0.0039045 | 0.0039112 | 0.0039175 | 0 | 0 | 0
F5_Industrial_Agriculture_Existing_Space Heating_Natural Gas_Steam System Efficiency Improvements_A_Technical Potential | F5 | Industrial | Agriculture | Existing | Space Heating | Natural Gas | Steam System Efficiency Improvements | A | Standalone Impact on Baseline Summer Peak (%) | Technical Potential | 0% | 0% | 0% | 0% | 0% | 0% | 0% | 0% | 0% | 0% | 0% | 0% | 0% | 0% | 0% | 0% | 0% | 0% | 0% | 0% | 0% | 0% | 0% | 0% | 0 | 0 | 0 | 0 | 0 | 0 | 0
F6_Industrial_Agriculture_Existing_Space Heating_Natural Gas_Steam System Efficiency Improvements_A_Technical Potential | F6 | Industrial | Agriculture | Existing | Space Heating | Natural Gas | Steam System Efficiency Improvements | A | Standalone Impact on Baseline Winter Peak (%) | Technical Potential | 0% | 0% | 0% | 0% | 0% | 0% | 0% | 0% | 0% | 0% | 0% | 0% | 0% | 0% | 0% | 0% | 0% | 0% | 0% | 0% | 0% | 0% | 0% | 0% | 0 | 0 | 0 | 0 | 0 | 0 | 0
F7_Industrial_Agriculture_Existing_Space Heating_Natural Gas_Steam System Efficiency Improvements_A_Technical Potential | F7 | Industrial | Agriculture | Existing | Space Heating | Natural Gas | Steam System Efficiency Improvements | A | Incremental Energy Savings (MWh or mTherms) | Technical Potential | 0 | 0 | 0 | 0 | 0 | 0.008341 | 0.016551 | 0.029016 | 0.046899 | 0.070755 | 0.099375 | 0.1339 | 0.17207 | 0.20805 | 0.24453 | 0.26995 | 0.28533 | 0.28324 | 0.26292 | 0.22994 | 0.18818 | 0.1424 | 0.097599 | 0.061755 | 0.039894 | 0 | 0 | 0 | 0 | 0 | 0
F8_Industrial_Agriculture_Existing_Space Heating_Natural Gas_Steam System Efficiency Improvements_A_Technical Potential | F8 | Industrial | Agriculture | Existing | Space Heating | Natural Gas | Steam System Efficiency Improvements | A | Incremental Summer Peak Savings (MW) | Technical Potential | 0 | 0 | 0 | 0 | 0 | 0 | 0 | 0 | 0 | 0 | 0 | 0 | 0 | 0 | 0 | 0 | 0 | 0 | 0 | 0 | 0 | 0 | 0 | 0 | 0 | 0 | 0 | 0 | 0 | 0 | 0
F9_Industrial_Agriculture_Existing_Space Heating_Natural Gas_Steam System Efficiency Improvements_A_Technical Potential | F9 | Industrial | Agriculture | Existing | Space Heating | Natural Gas | Steam System Efficiency Improvements | A | Incremental Winter Peak Savings (MW) | Technical Potential | 0 | 0 | 0 | 0 | 0 | 0 | 0 | 0 | 0 | 0 | 0 | 0 | 0 | 0 | 0 | 0 | 0 | 0 | 0 | 0 | 0 | 0 | 0 | 0 | 0 | 0 | 0 | 0 | 0 | 0 | 0
F10_Industrial_Agriculture_Existing_Space Heating_Natural Gas_Steam System Efficiency Improvements_A_Technical Potential | F10 | Industrial | Agriculture | Existing | Space Heating | Natural Gas | Steam System Efficiency Improvements | A | Cumulative Energy Savings (MWh or mTherms) | Technical Potential | 0 | 0 | 0 | 0 | 0 | 0.008341 | 0.024835 | 0.053683 | 0.10021 | 0.17028 | 0.2685 | 0.4006 | 0.56999 | 0.77425 | 1.0133 | 1.2766 | 1.5536 | 1.8268 | 2.078 | 2.2945 | 2.4682 | 2.5944 | 2.6754 | 2.7205 | 2.7432 | 2.7273 | 2.7127 | 2.6995 | 2.6874 | 2.6763 | 2.6663
F11_Industrial_Agriculture_Existing_Space Heating_Natural Gas_Steam System Efficiency Improvements_A_Technical Potential | F11 | Industrial | Agriculture | Existing | Space Heating | Natural Gas | Steam System Efficiency Improvements | A | Cumulative Summer Peak Savings (MW) | Technical Potential | 0 | 0 | 0 | 0 | 0 | 0 | 0 | 0 | 0 | 0 | 0 | 0 | 0 | 0 | 0 | 0 | 0 | 0 | 0 | 0 | 0 | 0 | 0 | 0 | 0 | 0 | 0 | 0 | 0 | 0 | 0
F12_Industrial_Agriculture_Existing_Space Heating_Natural Gas_Steam System Efficiency Improvements_A_Technical Potential | F12 | Industrial | Agriculture | Existing | Space Heating | Natural Gas | Steam System Efficiency Improvements | A | Cumulative Winter Peak Savings (MW) | Technical Potential | 0 | 0 | 0 | 0 | 0 | 0 | 0 | 0 | 0 | 0 | 0 | 0 | 0 | 0 | 0 | 0 | 0 | 0 | 0 | 0 | 0 | 0 | 0 | 0 | 0 | 0 | 0 | 0 | 0 | 0 | 0
F13_Industrial_Agriculture_Existing_Space Heating_Natural Gas_Steam System Efficiency Improvements_A_Technical Potential | F13 | Industrial | Agriculture | Existing | Space Heating | Natural Gas | Steam System Efficiency Improvements | A | Purchases (Incremental) | Technical Potential | 0 | 0 | 0 | 0 | 0 | 60.5317 | 120.9325 | 213.4548 | 347.4013 | 527.7426 | 746.2418 | 1012.3199 | 1309.6676 | 1594.1108 | 1887.0125 | 2096.9161 | 2231.0134 | 2229.0519 | 2082.5143 | 1833.1647 | 1509.7379 | 1150.0152 | 793.2634 | 505.0849 | 328.3644 | 0 | 0 | 0 | 0 | 0 | 0
F14_Industrial_Agriculture_Existing_Space Heating_Natural Gas_Steam System Efficiency Improvements_A_Technical Potential | F14 | Industrial | Agriculture | Existing | Space Heating | Natural Gas | Steam System Efficiency Improvements | A | Purchases (Cumulative) | Technical Potential | 0 | 0 | 0 | 0 | 0 | 60.5317 | 181.4642 | 394.9191 | 742.3203 | 1270.063 | 2016.3048 | 3028.6247 | 4338.2924 | 5932.4031 | 7819.4156 | 9916.3317 | 12147.3451 | 14376.397 | 16458.9113 | 18292.076 | 19801.8139 | 20951.8291 | 21745.0925 | 22250.1774 | 22578.5419 | 22578.5419 | 22578.5419 | 22578.5419 | 22578.5419 | 22578.5419 | 22578.5419
F1_Industrial_Agriculture_Existing_Process_Natural Gas_Steam System Efficiency Improvements_A_Technical Potential | F1 | Industrial | Agriculture | Existing | Process | Natural Gas | Steam System Efficiency Improvements | A | Original Unit Energy Savings (kWh or therms) | Technical Potential | 0 | 0 | 0 | 0 | 0 | 0.18594 | 0.18594 | 0.18594 | 0.18594 | 0.18594 | 0.18594 | 0.18594 | 0.18594 | 0.18594 | 0.18594 | 0.18594 | 0.18594 | 0.18594 | 0.18594 | 0.18594 | 0.18594 | 0.18594 | 0.18594 | 0.18594 | 0.18594 | 0.18594 | 0.18594 | 0.18594 | 0.18594 | 0.18594 | 0.18594
F2_Industrial_Agriculture_Existing_Process_Natural Gas_Steam System Efficiency Improvements_A_Technical Potential | F2 | Industrial | Agriculture | Existing | Process | Natural Gas | Steam System Efficiency Improvements | A | Original Unit Summer Peak Savings (kW) | Technical Potential | 0 | 0 | 0 | 0 | 0 | 0 | 0 | 0 | 0 | 0 | 0 | 0 | 0 | 0 | 0 | 0 | 0 | 0 | 0 | 0 | 0 | 0 | 0 | 0 | 0 | 0 | 0 | 0 | 0 | 0 | 0
F3_Industrial_Agriculture_Existing_Process_Natural Gas_Steam System Efficiency Improvements_A_Technical Potential | F3 | Industrial | Agriculture | Existing | Process | Natural Gas | Steam System Efficiency Improvements | A | Original Unit Winter Peak Savings (kW) | Technical Potential | 0 | 0 | 0 | 0 | 0 | 0 | 0 | 0 | 0 | 0 | 0 | 0 | 0 | 0 | 0 | 0 | 0 | 0 | 0 | 0 | 0 | 0 | 0 | 0 | 0 | 0 | 0 | 0 | 0 | 0 | 0
F4_Industrial_Agriculture_Existing_Process_Natural Gas_Steam System Efficiency Improvements_A_Technical Potential | F4 | Industrial | Agriculture | Existing | Process | Natural Gas | Steam System Efficiency Improvements | A | Standalone Impact on Baseline Energy (%) | Technical Potential | 0% | 0% | 0% | 0% | 0% | 0.0001093% | 0.0003279% | 0.0007179% | 0.001349% | 0.002306% | 0.003707% | 0.005584% | 0.008015% | 0.01114% | 0.01462% | 0.01872% | 0.02293% | 0.02728% | 0.03151% | 0.03498% | 0.03802% | 0.04039% | 0.04207% | 0.0432% | 0.00043973 | 0.00044101 | 0.00044219 | 0.00044326 | 0 | 0 | 0
F5_Industrial_Agriculture_Existing_Process_Natural Gas_Steam System Efficiency Improvements_A_Technical Potential | F5 | Industrial | Agriculture | Existing | Process | Natural Gas | Steam System Efficiency Improvements | A | Standalone Impact on Baseline Summer Peak (%) | Technical Potential | 0% | 0% | 0% | 0% | 0% | 0% | 0% | 0% | 0% | 0% | 0% | 0% | 0% | 0% | 0% | 0% | 0% | 0% | 0% | 0% | 0% | 0% | 0% | 0% | 0 | 0 | 0 | 0 | 0 | 0 | 0
F6_Industrial_Agriculture_Existing_Process_Natural Gas_Steam System Efficiency Improvements_A_Technical Potential | F6 | Industrial | Agriculture | Existing | Process | Natural Gas | Steam System Efficiency Improvements | A | Standalone Impact on Baseline Winter Peak (%) | Technical Potential | 0% | 0% | 0% | 0% | 0% | 0% | 0% | 0% | 0% | 0% | 0% | 0% | 0% | 0% | 0% | 0% | 0% | 0% | 0% | 0% | 0% | 0% | 0% | 0% | 0 | 0 | 0 | 0 | 0 | 0 | 0
F7_Industrial_Agriculture_Existing_Process_Natural Gas_Steam System Efficiency Improvements_A_Technical Potential | F7 | Industrial | Agriculture | Existing | Process | Natural Gas | Steam System Efficiency Improvements | A | Incremental Energy Savings (MWh or mTherms) | Technical Potential | 0 | 0 | 0 | 0 | 0 | 0.0019584 | 0.0039125 | 0.0069058 | 0.011239 | 0.017074 | 0.024143 | 0.032751 | 0.042371 | 0.051574 | 0.06105 | 0.067841 | 0.072179 | 0.072116 | 0.067375 | 0.059308 | 0.048844 | 0.037206 | 0.025664 | 0.016341 | 0.010623 | 0 | 0 | 0 | 0 | 0 | 0
F8_Industrial_Agriculture_Existing_Process_Natural Gas_Steam System Efficiency Improvements_A_Technical Potential | F8 | Industrial | Agriculture | Existing | Process | Natural Gas | Steam System Efficiency Improvements | A | Incremental Summer Peak Savings (MW) | Technical Potential | 0 | 0 | 0 | 0 | 0 | 0 | 0 | 0 | 0 | 0 | 0 | 0 | 0 | 0 | 0 | 0 | 0 | 0 | 0 | 0 | 0 | 0 | 0 | 0 | 0 | 0 | 0 | 0 | 0 | 0 | 0
F9_Industrial_Agriculture_Existing_Process_Natural Gas_Steam System Efficiency Improvements_A_Technical Potential | F9 | Industrial | Agriculture | Existing | Process | Natural Gas | Steam System Efficiency Improvements | A | Incremental Winter Peak Savings (MW) | Technical Potential | 0 | 0 | 0 | 0 | 0 | 0 | 0 | 0 | 0 | 0 | 0 | 0 | 0 | 0 | 0 | 0 | 0 | 0 | 0 | 0 | 0 | 0 | 0 | 0 | 0 | 0 | 0 | 0 | 0 | 0 | 0
F10_Industrial_Agriculture_Existing_Process_Natural Gas_Steam System Efficiency Improvements_A_Technical Potential | F10 | Industrial | Agriculture | Existing | Process | Natural Gas | Steam System Efficiency Improvements | A | Cumulative Energy Savings (MWh or mTherms) | Technical Potential | 0 | 0 | 0 | 0 | 0 | 0.0019584 | 0.0058708 | 0.012777 | 0.024016 | 0.04109 | 0.065233 | 0.097984 | 0.14035 | 0.19193 | 0.25298 | 0.32082 | 0.393 | 0.46511 | 0.53249 | 0.5918 | 0.64064 | 0.67785 | 0.70351 | 0.71985 | 0.73047 | 0.73047 | 0.73047 | 0.73047 | 0.73047 | 0.73047 | 0.73047
F11_Industrial_Agriculture_Existing_Process_Natural Gas_Steam System Efficiency Improvements_A_Technical Potential | F11 | Industrial | Agriculture | Existing | Process | Natural Gas | Steam System Efficiency Improvements | A | Cumulative Summer Peak Savings (MW) | Technical Potential | 0 | 0 | 0 | 0 | 0 | 0 | 0 | 0 | 0 | 0 | 0 | 0 | 0 | 0 | 0 | 0 | 0 | 0 | 0 | 0 | 0 | 0 | 0 | 0 | 0 | 0 | 0 | 0 | 0 | 0 | 0
F12_Industrial_Agriculture_Existing_Process_Natural Gas_Steam System Efficiency Improvements_A_Technical Potential | F12 | Industrial | Agriculture | Existing | Process | Natural Gas | Steam System Efficiency Improvements | A | Cumulative Winter Peak Savings (MW) | Technical Potential | 0 | 0 | 0 | 0 | 0 | 0 | 0 | 0 | 0 | 0 | 0 | 0 | 0 | 0 | 0 | 0 | 0 | 0 | 0 | 0 | 0 | 0 | 0 | 0 | 0 | 0 | 0 | 0 | 0 | 0 | 0
F13_Industrial_Agriculture_Existing_Process_Natural Gas_Steam System Efficiency Improvements_A_Technical Potential | F13 | Industrial | Agriculture | Existing | Process | Natural Gas | Steam System Efficiency Improvements | A | Purchases (Incremental) | Technical Potential | 0 | 0 | 0 | 0 | 0 | 10.532 | 21.0412 | 37.1393 | 60.4448 | 91.8226 | 129.8395 | 176.1348 | 227.8707 | 277.3613 | 328.3236 | 364.845 | 388.1767 | 387.8354 | 362.3392 | 318.9545 | 262.6811 | 200.0925 | 138.0209 | 87.8803 | 57.1325 | 0 | 0 | 0 | 0 | 0 | 0
F14_Industrial_Agriculture_Existing_Process_Natural Gas_Steam System Efficiency Improvements_A_Technical Potential | F14 | Industrial | Agriculture | Existing | Process | Natural Gas | Steam System Efficiency Improvements | A | Purchases (Cumulative) | Technical Potential | 0 | 0 | 0 | 0 | 0 | 10.532 | 31.5732 | 68.7124 | 129.1572 | 220.9798 | 350.8193 | 526.9541 | 754.8247 | 1032.186 | 1360.5096 | 1725.3546 | 2113.5313 | 2501.3667 | 2863.7059 | 3182.6605 | 3445.3416 | 3645.4341 | 3783.455 | 3871.3353 | 3928.4679 | 3928.4679 | 3928.4679 | 3928.4679 | 3928.4679 | 3928.4679 | 3928.4679
F1_Industrial_Agriculture_Existing_Space Heating_Natural Gas_Strategic Energy Management_A_Technical Potential | F1 | Industrial | Agriculture | Existing | Space Heating | Natural Gas | Strategic Energy Management | A | Original Unit Energy Savings (kWh or therms) | Technical Potential | 0 | 0 | 0 | 0 | 0 | 4.0782 | 4.0583 | 4.0336 | 4.0075 | 3.9802 | 3.9525 | 3.9241 | 3.8958 | 3.8676 | 3.8372 | 3.8091 | 3.7813 | 3.7555 | 3.7314 | 3.708 | 3.6859 | 3.6633 | 3.6429 | 3.6236 | 3.6052 | 3.5882 | 3.5725 | 3.558 | 0 | 0 | 0
F2_Industrial_Agriculture_Existing_Space Heating_Natural Gas_Strategic Energy Management_A_Technical Potential | F2 | Industrial | Agriculture | Existing | Space Heating | Natural Gas | Strategic Energy Management | A | Original Unit Summer Peak Savings (kW) | Technical Potential | 0 | 0 | 0 | 0 | 0 | 0 | 0 | 0 | 0 | 0 | 0 | 0 | 0 | 0 | 0 | 0 | 0 | 0 | 0 | 0 | 0 | 0 | 0 | 0 | 0 | 0 | 0 | 0 | 0 | 0 | 0
F3_Industrial_Agriculture_Existing_Space Heating_Natural Gas_Strategic Energy Management_A_Technical Potential | F3 | Industrial | Agriculture | Existing | Space Heating | Natural Gas | Strategic Energy Management | A | Original Unit Winter Peak Savings (kW) | Technical Potential | 0 | 0 | 0 | 0 | 0 | 0 | 0 | 0 | 0 | 0 | 0 | 0 | 0 | 0 | 0 | 0 | 0 | 0 | 0 | 0 | 0 | 0 | 0 | 0 | 0 | 0 | 0 | 0 | 0 | 0 | 0
F4_Industrial_Agriculture_Existing_Space Heating_Natural Gas_Strategic Energy Management_A_Technical Potential | F4 | Industrial | Agriculture | Existing | Space Heating | Natural Gas | Strategic Energy Management | A | Standalone Impact on Baseline Energy (%) | Technical Potential | 0% | 0% | 0% | 0% | 0% | 0.09675% | 0.1936% | 0.2915% | 0.388% | 0.4845% | 0.5875% | 0.6858% | 0.784% | 0.8934% | 0.9867% | 1.093% | 1.19% | 1.292% | 1.401% | 1.496% | 1.599% | 1.702% | 1.805% | 1.908% | 0.020104 | 0.020163 | 0.020217 | 0.020266 | 0 | 0 | 0
F5_Industrial_Agriculture_Existing_Space Heating_Natural Gas_Strategic Energy Management_A_Technical Potential | F5 | Industrial | Agriculture | Existing | Space Heating | Natural Gas | Strategic Energy Management | A | Standalone Impact on Baseline Summer Peak (%) | Technical Potential | 0% | 0% | 0% | 0% | 0% | 0% | 0% | 0% | 0% | 0% | 0% | 0% | 0% | 0% | 0% | 0% | 0% | 0% | 0% | 0% | 0% | 0% | 0% | 0% | 0 | 0 | 0 | 0 | 0 | 0 | 0
F6_Industrial_Agriculture_Existing_Space Heating_Natural Gas_Strategic Energy Management_A_Technical Potential | F6 | Industrial | Agriculture | Existing | Space Heating | Natural Gas | Strategic Energy Management | A | Standalone Impact on Baseline Winter Peak (%) | Technical Potential | 0% | 0% | 0% | 0% | 0% | 0% | 0% | 0% | 0% | 0% | 0% | 0% | 0% | 0% | 0% | 0% | 0% | 0% | 0% | 0% | 0% | 0% | 0% | 0% | 0 | 0 | 0 | 0 | 0 | 0 | 0
F7_Industrial_Agriculture_Existing_Space Heating_Natural Gas_Strategic Energy Management_A_Technical Potential | F7 | Industrial | Agriculture | Existing | Space Heating | Natural Gas | Strategic Energy Management | A | Incremental Energy Savings (MWh or mTherms) | Technical Potential | 0 | 0 | 0 | 0 | 0 | 0.83062 | 0.8261 | 0.81624 | 0.8114 | 0.80654 | 0.79076 | 0.78293 | 0.7757 | 0.75787 | 0.75477 | 0.74209 | 0.73677 | 0.72807 | 0.71695 | 0.7133 | 0.70611 | 0.69904 | 0.69262 | 0.68661 | 0.68098 | 0 | 0 | 0 | 0 | 0 | 0
F8_Industrial_Agriculture_Existing_Space Heating_Natural Gas_Strategic Energy Management_A_Technical Potential | F8 | Industrial | Agriculture | Existing | Space Heating | Natural Gas | Strategic Energy Management | A | Incremental Summer Peak Savings (MW) | Technical Potential | 0 | 0 | 0 | 0 | 0 | 0 | 0 | 0 | 0 | 0 | 0 | 0 | 0 | 0 | 0 | 0 | 0 | 0 | 0 | 0 | 0 | 0 | 0 | 0 | 0 | 0 | 0 | 0 | 0 | 0 | 0
F9_Industrial_Agriculture_Existing_Space Heating_Natural Gas_Strategic Energy Management_A_Technical Potential | F9 | Industrial | Agriculture | Existing | Space Heating | Natural Gas | Strategic Energy Management | A | Incremental Winter Peak Savings (MW) | Technical Potential | 0 | 0 | 0 | 0 | 0 | 0 | 0 | 0 | 0 | 0 | 0 | 0 | 0 | 0 | 0 | 0 | 0 | 0 | 0 | 0 | 0 | 0 | 0 | 0 | 0 | 0 | 0 | 0 | 0 | 0 | 0
F10_Industrial_Agriculture_Existing_Space Heating_Natural Gas_Strategic Energy Management_A_Technical Potential | F10 | Industrial | Agriculture | Existing | Space Heating | Natural Gas | Strategic Energy Management | A | Cumulative Energy Savings (MWh or mTherms) | Technical Potential | 0 | 0 | 0 | 0 | 0 | 0.83062 | 1.6527 | 2.4589 | 3.2544 | 4.0387 | 4.8014 | 5.5498 | 6.2855 | 6.9979 | 7.6976 | 8.3833 | 9.0589 | 9.7251 | 10.3798 | 11.028 | 11.6682 | 12.2957 | 12.9198 | 13.538 | 14.1504 | 14.0838 | 14.0221 | 13.965 | 0 | 0 | 0
F11_Industrial_Agriculture_Existing_Space Heating_Natural Gas_Strategic Energy Management_A_Technical Potential | F11 | Industrial | Agriculture | Existing | Space Heating | Natural Gas | Strategic Energy Management | A | Cumulative Summer Peak Savings (MW) | Technical Potential | 0 | 0 | 0 | 0 | 0 | 0 | 0 | 0 | 0 | 0 | 0 | 0 | 0 | 0 | 0 | 0 | 0 | 0 | 0 | 0 | 0 | 0 | 0 | 0 | 0 | 0 | 0 | 0 | 0 | 0 | 0
F12_Industrial_Agriculture_Existing_Space Heating_Natural Gas_Strategic Energy Management_A_Technical Potential | F12 | Industrial | Agriculture | Existing | Space Heating | Natural Gas | Strategic Energy Management | A | Cumulative Winter Peak Savings (MW) | Technical Potential | 0 | 0 | 0 | 0 | 0 | 0 | 0 | 0 | 0 | 0 | 0 | 0 | 0 | 0 | 0 | 0 | 0 | 0 | 0 | 0 | 0 | 0 | 0 | 0 | 0 | 0 | 0 | 0 | 0 | 0 | 0
F13_Industrial_Agriculture_Existing_Space Heating_Natural Gas_Strategic Energy Management_A_Technical Potential | F13 | Industrial | Agriculture | Existing | Space Heating | Natural Gas | Strategic Energy Management | A | Purchases (Incremental) | Technical Potential | 0 | 0 | 0 | 0 | 0 | 203.6727 | 203.5609 | 202.3605 | 202.4699 | 202.6373 | 200.064 | 199.5173 | 199.1122 | 195.9504 | 196.6985 | 194.8227 | 194.848 | 193.8673 | 192.138 | 192.3656 | 191.5702 | 190.8251 | 190.1298 | 189.4837 | 188.8861 | 0 | 0 | 0 | 0 | 0 | 0
F14_Industrial_Agriculture_Existing_Space Heating_Natural Gas_Strategic Energy Management_A_Technical Potential | F14 | Industrial | Agriculture | Existing | Space Heating | Natural Gas | Strategic Energy Management | A | Purchases (Cumulative) | Technical Potential | 0 | 0 | 0 | 0 | 0 | 203.6727 | 407.2337 | 609.5941 | 812.064 | 1014.7013 | 1214.7653 | 1414.2826 | 1613.3947 | 1809.3451 | 2006.0436 | 2200.8663 | 2395.7143 | 2589.5817 | 2781.7197 | 2974.0853 | 3165.6555 | 3356.4806 | 3546.6104 | 3736.094 | 3924.9801 | 3924.9801 | 3924.9801 | 3924.9801 | 3924.9801 | 3924.9801 | 3924.9801
F1_Industrial_Agriculture_Existing_Process_Natural Gas_Strategic Energy Management_A_Technical Potential | F1 | Industrial | Agriculture | Existing | Process | Natural Gas | Strategic Energy Management | A | Original Unit Energy Savings (kWh or therms) | Technical Potential | 0 | 0 | 0 | 0 | 0 | 1.4066 | 1.4066 | 1.4066 | 1.4066 | 1.4066 | 1.4066 | 1.4066 | 1.4066 | 1.4066 | 1.4066 | 1.4066 | 1.4066 | 1.4066 | 1.4066 | 1.4066 | 1.4066 | 1.4066 | 1.4066 | 1.4066 | 1.4066 | 1.4066 | 1.4066 | 1.4066 | 0 | 0 | 0
F2_Industrial_Agriculture_Existing_Process_Natural Gas_Strategic Energy Management_A_Technical Potential | F2 | Industrial | Agriculture | Existing | Process | Natural Gas | Strategic Energy Management | A | Original Unit Summer Peak Savings (kW) | Technical Potential | 0 | 0 | 0 | 0 | 0 | 0 | 0 | 0 | 0 | 0 | 0 | 0 | 0 | 0 | 0 | 0 | 0 | 0 | 0 | 0 | 0 | 0 | 0 | 0 | 0 | 0 | 0 | 0 | 0 | 0 | 0
F3_Industrial_Agriculture_Existing_Process_Natural Gas_Strategic Energy Management_A_Technical Potential | F3 | Industrial | Agriculture | Existing | Process | Natural Gas | Strategic Energy Management | A | Original Unit Winter Peak Savings (kW) | Technical Potential | 0 | 0 | 0 | 0 | 0 | 0 | 0 | 0 | 0 | 0 | 0 | 0 | 0 | 0 | 0 | 0 | 0 | 0 | 0 | 0 | 0 | 0 | 0 | 0 | 0 | 0 | 0 | 0 | 0 | 0 | 0
F4_Industrial_Agriculture_Existing_Process_Natural Gas_Strategic Energy Management_A_Technical Potential | F4 | Industrial | Agriculture | Existing | Process | Natural Gas | Strategic Energy Management | A | Standalone Impact on Baseline Energy (%) | Technical Potential | 0% | 0% | 0% | 0% | 0% | 0.09675% | 0.1936% | 0.2915% | 0.388% | 0.4845% | 0.5875% | 0.6858% | 0.784% | 0.8934% | 0.9867% | 1.093% | 1.19% | 1.292% | 1.401% | 1.496% | 1.599% | 1.702% | 1.805% | 1.908% | 0.020104 | 0.020163 | 0.020217 | 0.020266 | 0 | 0 | 0
F5_Industrial_Agriculture_Existing_Process_Natural Gas_Strategic Energy Management_A_Technical Potential | F5 | Industrial | Agriculture | Existing | Process | Natural Gas | Strategic Energy Management | A | Standalone Impact on Baseline Summer Peak (%) | Technical Potential | 0% | 0% | 0% | 0% | 0% | 0% | 0% | 0% | 0% | 0% | 0% | 0% | 0% | 0% | 0% | 0% | 0% | 0% | 0% | 0% | 0% | 0% | 0% | 0% | 0 | 0 | 0 | 0 | 0 | 0 | 0
F6_Industrial_Agriculture_Existing_Process_Natural Gas_Strategic Energy Management_A_Technical Potential | F6 | Industrial | Agriculture | Existing | Process | Natural Gas | Strategic Energy Management | A | Standalone Impact on Baseline Winter Peak (%) | Technical Potential | 0% | 0% | 0% | 0% | 0% | 0% | 0% | 0% | 0% | 0% | 0% | 0% | 0% | 0% | 0% | 0% | 0% | 0% | 0% | 0% | 0% | 0% | 0% | 0% | 0 | 0 | 0 | 0 | 0 | 0 | 0
F7_Industrial_Agriculture_Existing_Process_Natural Gas_Strategic Energy Management_A_Technical Potential | F7 | Industrial | Agriculture | Existing | Process | Natural Gas | Strategic Energy Management | A | Incremental Energy Savings (MWh or mTherms) | Technical Potential | 0 | 0 | 0 | 0 | 0 | 1.733 | 1.7321 | 1.7219 | 1.7228 | 1.7242 | 1.7023 | 1.6977 | 1.6942 | 1.6673 | 1.6737 | 1.6577 | 1.6579 | 1.6496 | 1.6349 | 1.6368 | 1.63 | 1.6237 | 1.6178 | 1.6123 | 1.6072 | 0 | 0 | 0 | 0 | 0 | 0
F8_Industrial_Agriculture_Existing_Process_Natural Gas_Strategic Energy Management_A_Technical Potential | F8 | Industrial | Agriculture | Existing | Process | Natural Gas | Strategic Energy Management | A | Incremental Summer Peak Savings (MW) | Technical Potential | 0 | 0 | 0 | 0 | 0 | 0 | 0 | 0 | 0 | 0 | 0 | 0 | 0 | 0 | 0 | 0 | 0 | 0 | 0 | 0 | 0 | 0 | 0 | 0 | 0 | 0 | 0 | 0 | 0 | 0 | 0
F9_Industrial_Agriculture_Existing_Process_Natural Gas_Strategic Energy Management_A_Technical Potential | F9 | Industrial | Agriculture | Existing | Process | Natural Gas | Strategic Energy Management | A | Incremental Winter Peak Savings (MW) | Technical Potential | 0 | 0 | 0 | 0 | 0 | 0 | 0 | 0 | 0 | 0 | 0 | 0 | 0 | 0 | 0 | 0 | 0 | 0 | 0 | 0 | 0 | 0 | 0 | 0 | 0 | 0 | 0 | 0 | 0 | 0 | 0
F10_Industrial_Agriculture_Existing_Process_Natural Gas_Strategic Energy Management_A_Technical Potential | F10 | Industrial | Agriculture | Existing | Process | Natural Gas | Strategic Energy Management | A | Cumulative Energy Savings (MWh or mTherms) | Technical Potential | 0 | 0 | 0 | 0 | 0 | 1.733 | 3.4651 | 5.1869 | 6.9097 | 8.6339 | 10.3363 | 12.0339 | 13.7281 | 15.3955 | 17.0691 | 18.7269 | 20.3848 | 22.0344 | 23.6692 | 25.3061 | 26.9361 | 28.5598 | 30.1776 | 31.7899 | 33.3971 | 33.3971 | 33.3971 | 33.3971 | 0 | 0 | 0
F11_Industrial_Agriculture_Existing_Process_Natural Gas_Strategic Energy Management_A_Technical Potential | F11 | Industrial | Agriculture | Existing | Process | Natural Gas | Strategic Energy Management | A | Cumulative Summer Peak Savings (MW) | Technical Potential | 0 | 0 | 0 | 0 | 0 | 0 | 0 | 0 | 0 | 0 | 0 | 0 | 0 | 0 | 0 | 0 | 0 | 0 | 0 | 0 | 0 | 0 | 0 | 0 | 0 | 0 | 0 | 0 | 0 | 0 | 0
F12_Industrial_Agriculture_Existing_Process_Natural Gas_Strategic Energy Management_A_Technical Potential | F12 | Industrial | Agriculture | Existing | Process | Natural Gas | Strategic Energy Management | A | Cumulative Winter Peak Savings (MW) | Technical Potential | 0 | 0 | 0 | 0 | 0 | 0 | 0 | 0 | 0 | 0 | 0 | 0 | 0 | 0 | 0 | 0 | 0 | 0 | 0 | 0 | 0 | 0 | 0 | 0 | 0 | 0 | 0 | 0 | 0 | 0 | 0
F13_Industrial_Agriculture_Existing_Process_Natural Gas_Strategic Energy Management_A_Technical Potential | F13 | Industrial | Agriculture | Existing | Process | Natural Gas | Strategic Energy Management | A | Purchases (Incremental) | Technical Potential | 0 | 0 | 0 | 0 | 0 | 1232.1007 | 1231.4245 | 1224.1623 | 1224.8242 | 1225.837 | 1210.2701 | 1206.9628 | 1204.5122 | 1185.3849 | 1189.9108 | 1178.5634 | 1178.7164 | 1172.7838 | 1162.3227 | 1163.6995 | 1158.8873 | 1154.38 | 1150.1739 | 1146.2652 | 1142.6505 | 0 | 0 | 0 | 0 | 0 | 0
F14_Industrial_Agriculture_Existing_Process_Natural Gas_Strategic Energy Management_A_Technical Potential | F14 | Industrial | Agriculture | Existing | Process | Natural Gas | Strategic Energy Management | A | Purchases (Cumulative) | Technical Potential | 0 | 0 | 0 | 0 | 0 | 1232.1007 | 2463.5252 | 3687.6876 | 4912.5117 | 6138.3487 | 7348.6188 | 8555.5816 | 9760.0938 | 10945.4787 | 12135.3895 | 13313.9529 | 14492.6692 | 15665.4531 | 16827.7758 | 17991.4753 | 19150.3626 | 20304.7426 | 21454.9165 | 22601.1817 | 23743.8323 | 23743.8323 | 23743.8323 | 23743.8323 | 23743.8323 | 23743.8323 | 23743.8323
F1_Industrial_Agriculture_Existing_Miscellaneous_Natural Gas_Strategic Energy Management_A_Technical Potential | F1 | Industrial | Agriculture | Existing | Miscellaneous | Natural Gas | Strategic Energy Management | A | Original Unit Energy Savings (kWh or therms) | Technical Potential | 0 | 0 | 0 | 0 | 0 | 0.89787 | 0.89787 | 0.89787 | 0.89787 | 0.89787 | 0.89787 | 0.89787 | 0.89787 | 0.89787 | 0.89787 | 0.89787 | 0.89787 | 0.89787 | 0.89787 | 0.89787 | 0.89787 | 0.89787 | 0.89787 | 0.89787 | 0.89787 | 0.89787 | 0.89787 | 0.89787 | 0 | 0 | 0
F2_Industrial_Agriculture_Existing_Miscellaneous_Natural Gas_Strategic Energy Management_A_Technical Potential | F2 | Industrial | Agriculture | Existing | Miscellaneous | Natural Gas | Strategic Energy Management | A | Original Unit Summer Peak Savings (kW) | Technical Potential | 0 | 0 | 0 | 0 | 0 | 0 | 0 | 0 | 0 | 0 | 0 | 0 | 0 | 0 | 0 | 0 | 0 | 0 | 0 | 0 | 0 | 0 | 0 | 0 | 0 | 0 | 0 | 0 | 0 | 0 | 0
F3_Industrial_Agriculture_Existing_Miscellaneous_Natural Gas_Strategic Energy Management_A_Technical Potential | F3 | Industrial | Agriculture | Existing | Miscellaneous | Natural Gas | Strategic Energy Management | A | Original Unit Winter Peak Savings (kW) | Technical Potential | 0 | 0 | 0 | 0 | 0 | 0 | 0 | 0 | 0 | 0 | 0 | 0 | 0 | 0 | 0 | 0 | 0 | 0 | 0 | 0 | 0 | 0 | 0 | 0 | 0 | 0 | 0 | 0 | 0 | 0 | 0
F4_Industrial_Agriculture_Existing_Miscellaneous_Natural Gas_Strategic Energy Management_A_Technical Potential | F4 | Industrial | Agriculture | Existing | Miscellaneous | Natural Gas | Strategic Energy Management | A | Standalone Impact on Baseline Energy (%) | Technical Potential | 0% | 0% | 0% | 0% | 0% | 0.09675% | 0.1936% | 0.2915% | 0.388% | 0.4845% | 0.5875% | 0.6858% | 0.784% | 0.8934% | 0.9867% | 1.093% | 1.19% | 1.292% | 1.401% | 1.496% | 1.599% | 1.702% | 1.805% | 1.908% | 0.020104 | 0.020163 | 0.020217 | 0.020266 | 0 | 0 | 0
F5_Industrial_Agriculture_Existing_Miscellaneous_Natural Gas_Strategic Energy Management_A_Technical Potential | F5 | Industrial | Agriculture | Existing | Miscellaneous | Natural Gas | Strategic Energy Management | A | Standalone Impact on Baseline Summer Peak (%) | Technical Potential | 0% | 0% | 0% | 0% | 0% | 0% | 0% | 0% | 0% | 0% | 0% | 0% | 0% | 0% | 0% | 0% | 0% | 0% | 0% | 0% | 0% | 0% | 0% | 0% | 0 | 0 | 0 | 0 | 0 | 0 | 0
F6_Industrial_Agriculture_Existing_Miscellaneous_Natural Gas_Strategic Energy Management_A_Technical Potential | F6 | Industrial | Agriculture | Existing | Miscellaneous | Natural Gas | Strategic Energy Management | A | Standalone Impact on Baseline Winter Peak (%) | Technical Potential | 0% | 0% | 0% | 0% | 0% | 0% | 0% | 0% | 0% | 0% | 0% | 0% | 0% | 0% | 0% | 0% | 0% | 0% | 0% | 0% | 0% | 0% | 0% | 0% | 0 | 0 | 0 | 0 | 0 | 0 | 0
F7_Industrial_Agriculture_Existing_Miscellaneous_Natural Gas_Strategic Energy Management_A_Technical Potential | F7 | Industrial | Agriculture | Existing | Miscellaneous | Natural Gas | Strategic Energy Management | A | Incremental Energy Savings (MWh or mTherms) | Technical Potential | 0 | 0 | 0 | 0 | 0 | 0.27657 | 0.27642 | 0.27478 | 0.27493 | 0.27516 | 0.27167 | 0.27092 | 0.27037 | 0.26608 | 0.2671 | 0.26455 | 0.26458 | 0.26325 | 0.2609 | 0.26121 | 0.26013 | 0.25912 | 0.25818 | 0.2573 | 0.25649 | 0 | 0 | 0 | 0 | 0 | 0
F8_Industrial_Agriculture_Existing_Miscellaneous_Natural Gas_Strategic Energy Management_A_Technical Potential | F8 | Industrial | Agriculture | Existing | Miscellaneous | Natural Gas | Strategic Energy Management | A | Incremental Summer Peak Savings (MW) | Technical Potential | 0 | 0 | 0 | 0 | 0 | 0 | 0 | 0 | 0 | 0 | 0 | 0 | 0 | 0 | 0 | 0 | 0 | 0 | 0 | 0 | 0 | 0 | 0 | 0 | 0 | 0 | 0 | 0 | 0 | 0 | 0
F9_Industrial_Agriculture_Existing_Miscellaneous_Natural Gas_Strategic Energy Management_A_Technical Potential | F9 | Industrial | Agriculture | Existing | Miscellaneous | Natural Gas | Strategic Energy Management | A | Incremental Winter Peak Savings (MW) | Technical Potential | 0 | 0 | 0 | 0 | 0 | 0 | 0 | 0 | 0 | 0 | 0 | 0 | 0 | 0 | 0 | 0 | 0 | 0 | 0 | 0 | 0 | 0 | 0 | 0 | 0 | 0 | 0 | 0 | 0 | 0 | 0
F10_Industrial_Agriculture_Existing_Miscellaneous_Natural Gas_Strategic Energy Management_A_Technical Potential | F10 | Industrial | Agriculture | Existing | Miscellaneous | Natural Gas | Strategic Energy Management | A | Cumulative Energy Savings (MWh or mTherms) | Technical Potential | 0 | 0 | 0 | 0 | 0 | 0.27657 | 0.55298 | 0.82777 | 1.1027 | 1.3779 | 1.6495 | 1.9205 | 2.1908 | 2.4569 | 2.724 | 2.9886 | 3.2531 | 3.5164 | 3.7773 | 4.0385 | 4.2986 | 4.5578 | 4.8159 | 5.0732 | 5.3297 | 5.3297 | 5.3297 | 5.3297 | 0 | 0 | 0
F11_Industrial_Agriculture_Existing_Miscellaneous_Natural Gas_Strategic Energy Management_A_Technical Potential | F11 | Industrial | Agriculture | Existing | Miscellaneous | Natural Gas | Strategic Energy Management | A | Cumulative Summer Peak Savings (MW) | Technical Potential | 0 | 0 | 0 | 0 | 0 | 0 | 0 | 0 | 0 | 0 | 0 | 0 | 0 | 0 | 0 | 0 | 0 | 0 | 0 | 0 | 0 | 0 | 0 | 0 | 0 | 0 | 0 | 0 | 0 | 0 | 0
F12_Industrial_Agriculture_Existing_Miscellaneous_Natural Gas_Strategic Energy Management_A_Technical Potential | F12 | Industrial | Agriculture | Existing | Miscellaneous | Natural Gas | Strategic Energy Management | A | Cumulative Winter Peak Savings (MW) | Technical Potential | 0 | 0 | 0 | 0 | 0 | 0 | 0 | 0 | 0 | 0 | 0 | 0 | 0 | 0 | 0 | 0 | 0 | 0 | 0 | 0 | 0 | 0 | 0 | 0 | 0 | 0 | 0 | 0 | 0 | 0 | 0
F13_Industrial_Agriculture_Existing_Miscellaneous_Natural Gas_Strategic Energy Management_A_Technical Potential | F13 | Industrial | Agriculture | Existing | Miscellaneous | Natural Gas | Strategic Energy Management | A | Purchases (Incremental) | Technical Potential | 0 | 0 | 0 | 0 | 0 | 308.0252 | 307.8561 | 306.0406 | 306.206 | 306.4592 | 302.5675 | 301.7407 | 301.128 | 296.3462 | 297.4777 | 294.6409 | 294.6791 | 293.196 | 290.5807 | 290.9249 | 289.7218 | 288.595 | 287.5435 | 286.5663 | 285.6626 | 0 | 0 | 0 | 0 | 0 | 0
F14_Industrial_Agriculture_Existing_Miscellaneous_Natural Gas_Strategic Energy Management_A_Technical Potential | F14 | Industrial | Agriculture | Existing | Miscellaneous | Natural Gas | Strategic Energy Management | A | Purchases (Cumulative) | Technical Potential | 0 | 0 | 0 | 0 | 0 | 308.0252 | 615.8813 | 921.9219 | 1228.1279 | 1534.5872 | 1837.1547 | 2138.8954 | 2440.0234 | 2736.3697 | 3033.8474 | 3328.4882 | 3623.1673 | 3916.3633 | 4206.9439 | 4497.8688 | 4787.5906 | 5076.1857 | 5363.7291 | 5650.2954 | 5935.9581 | 5935.9581 | 5935.9581 | 5935.9581 | 5935.9581 | 5935.9581 | 5935.9581
F1_Industrial_Agriculture_Existing_Space Heating_Natural Gas_Commissioning_A_Technical Potential | F1 | Industrial | Agriculture | Existing | Space Heating | Natural Gas | Commissioning | A | Original Unit Energy Savings (kWh or therms) | Technical Potential | 0 | 0 | 0 | 0 | 0 | 3.7627 | 3.7443 | 3.7215 | 3.6975 | 3.6723 | 3.6468 | 3.6205 | 3.5944 | 3.5684 | 3.5403 | 3.5144 | 3.4887 | 3.4649 | 3.4428 | 3.4211 | 3.4007 | 3.3799 | 3.361 | 3.3432 | 3.3263 | 3.3106 | 3.2961 | 3.2827 | 0 | 0 | 0
F2_Industrial_Agriculture_Existing_Space Heating_Natural Gas_Commissioning_A_Technical Potential | F2 | Industrial | Agriculture | Existing | Space Heating | Natural Gas | Commissioning | A | Original Unit Summer Peak Savings (kW) | Technical Potential | 0 | 0 | 0 | 0 | 0 | 0 | 0 | 0 | 0 | 0 | 0 | 0 | 0 | 0 | 0 | 0 | 0 | 0 | 0 | 0 | 0 | 0 | 0 | 0 | 0 | 0 | 0 | 0 | 0 | 0 | 0
F3_Industrial_Agriculture_Existing_Space Heating_Natural Gas_Commissioning_A_Technical Potential | F3 | Industrial | Agriculture | Existing | Space Heating | Natural Gas | Commissioning | A | Original Unit Winter Peak Savings (kW) | Technical Potential | 0 | 0 | 0 | 0 | 0 | 0 | 0 | 0 | 0 | 0 | 0 | 0 | 0 | 0 | 0 | 0 | 0 | 0 | 0 | 0 | 0 | 0 | 0 | 0 | 0 | 0 | 0 | 0 | 0 | 0 | 0
F4_Industrial_Agriculture_Existing_Space Heating_Natural Gas_Commissioning_A_Technical Potential | F4 | Industrial | Agriculture | Existing | Space Heating | Natural Gas | Commissioning | A | Standalone Impact on Baseline Energy (%) | Technical Potential | 0% | 0% | 0% | 0% | 0% | 0% | 0% | 0% | 0% | 0% | 0% | 0% | 0% | 0% | 0% | 0% | 0% | 0% | 0% | 0% | 0% | 0% | 0% | 0% | 0 | 0 | 0 | 0 | 0 | 0 | 0
F5_Industrial_Agriculture_Existing_Space Heating_Natural Gas_Commissioning_A_Technical Potential | F5 | Industrial | Agriculture | Existing | Space Heating | Natural Gas | Commissioning | A | Standalone Impact on Baseline Summer Peak (%) | Technical Potential | 0% | 0% | 0% | 0% | 0% | 0% | 0% | 0% | 0% | 0% | 0% | 0% | 0% | 0% | 0% | 0% | 0% | 0% | 0% | 0% | 0% | 0% | 0% | 0% | 0 | 0 | 0 | 0 | 0 | 0 | 0
F6_Industrial_Agriculture_Existing_Space Heating_Natural Gas_Commissioning_A_Technical Potential | F6 | Industrial | Agriculture | Existing | Space Heating | Natural Gas | Commissioning | A | Standalone Impact on Baseline Winter Peak (%) | Technical Potential | 0% | 0% | 0% | 0% | 0% | 0% | 0% | 0% | 0% | 0% | 0% | 0% | 0% | 0% | 0% | 0% | 0% | 0% | 0% | 0% | 0% | 0% | 0% | 0% | 0 | 0 | 0 | 0 | 0 | 0 | 0
F7_Industrial_Agriculture_Existing_Space Heating_Natural Gas_Commissioning_A_Technical Potential | F7 | Industrial | Agriculture | Existing | Space Heating | Natural Gas | Commissioning | A | Incremental Energy Savings (MWh or mTherms) | Technical Potential | 0 | 0 | 0 | 0 | 0 | 0 | 0 | 0 | 0 | 0 | 0 | 0 | 0 | 0 | 0 | 0 | 0 | 0 | 0 | 0 | 0 | 0 | 0 | 0 | 0 | 0 | 0 | 0 | 0 | 0 | 0
F8_Industrial_Agriculture_Existing_Space Heating_Natural Gas_Commissioning_A_Technical Potential | F8 | Industrial | Agriculture | Existing | Space Heating | Natural Gas | Commissioning | A | Incremental Summer Peak Savings (MW) | Technical Potential | 0 | 0 | 0 | 0 | 0 | 0 | 0 | 0 | 0 | 0 | 0 | 0 | 0 | 0 | 0 | 0 | 0 | 0 | 0 | 0 | 0 | 0 | 0 | 0 | 0 | 0 | 0 | 0 | 0 | 0 | 0
F9_Industrial_Agriculture_Existing_Space Heating_Natural Gas_Commissioning_A_Technical Potential | F9 | Industrial | Agriculture | Existing | Space Heating | Natural Gas | Commissioning | A | Incremental Winter Peak Savings (MW) | Technical Potential | 0 | 0 | 0 | 0 | 0 | 0 | 0 | 0 | 0 | 0 | 0 | 0 | 0 | 0 | 0 | 0 | 0 | 0 | 0 | 0 | 0 | 0 | 0 | 0 | 0 | 0 | 0 | 0 | 0 | 0 | 0
F10_Industrial_Agriculture_Existing_Space Heating_Natural Gas_Commissioning_A_Technical Potential | F10 | Industrial | Agriculture | Existing | Space Heating | Natural Gas | Commissioning | A | Cumulative Energy Savings (MWh or mTherms) | Technical Potential | 0 | 0 | 0 | 0 | 0 | 0 | 0 | 0 | 0 | 0 | 0 | 0 | 0 | 0 | 0 | 0 | 0 | 0 | 0 | 0 | 0 | 0 | 0 | 0 | 0 | 0 | 0 | 0 | 0 | 0 | 0
F11_Industrial_Agriculture_Existing_Space Heating_Natural Gas_Commissioning_A_Technical Potential | F11 | Industrial | Agriculture | Existing | Space Heating | Natural Gas | Commissioning | A | Cumulative Summer Peak Savings (MW) | Technical Potential | 0 | 0 | 0 | 0 | 0 | 0 | 0 | 0 | 0 | 0 | 0 | 0 | 0 | 0 | 0 | 0 | 0 | 0 | 0 | 0 | 0 | 0 | 0 | 0 | 0 | 0 | 0 | 0 | 0 | 0 | 0
F12_Industrial_Agriculture_Existing_Space Heating_Natural Gas_Commissioning_A_Technical Potential | F12 | Industrial | Agriculture | Existing | Space Heating | Natural Gas | Commissioning | A | Cumulative Winter Peak Savings (MW) | Technical Potential | 0 | 0 | 0 | 0 | 0 | 0 | 0 | 0 | 0 | 0 | 0 | 0 | 0 | 0 | 0 | 0 | 0 | 0 | 0 | 0 | 0 | 0 | 0 | 0 | 0 | 0 | 0 | 0 | 0 | 0 | 0
F13_Industrial_Agriculture_Existing_Space Heating_Natural Gas_Commissioning_A_Technical Potential | F13 | Industrial | Agriculture | Existing | Space Heating | Natural Gas | Commissioning | A | Purchases (Incremental) | Technical Potential | 0 | 0 | 0 | 0 | 0 | 0 | 0 | 0 | 0 | 0 | 0 | 0 | 0 | 0 | 0 | 0 | 0 | 0 | 0 | 0 | 0 | 0 | 0 | 0 | 0 | 0 | 0 | 0 | 0 | 0 | 0
F14_Industrial_Agriculture_Existing_Space Heating_Natural Gas_Commissioning_A_Technical Potential | F14 | Industrial | Agriculture | Existing | Space Heating | Natural Gas | Commissioning | A | Purchases (Cumulative) | Technical Potential | 0 | 0 | 0 | 0 | 0 | 0 | 0 | 0 | 0 | 0 | 0 | 0 | 0 | 0 | 0 | 0 | 0 | 0 | 0 | 0 | 0 | 0 | 0 | 0 | 0 | 0 | 0 | 0 | 0 | 0 | 0
F1_Industrial_Agriculture_Existing_Process_Natural Gas_Commissioning_A_Technical Potential | F1 | Industrial | Agriculture | Existing | Process | Natural Gas | Commissioning | A | Original Unit Energy Savings (kWh or therms) | Technical Potential | 0 | 0 | 0 | 0 | 0 | 7.8506 | 7.8506 | 7.8506 | 7.8506 | 7.8506 | 7.8506 | 7.8506 | 7.8506 | 7.8506 | 7.8506 | 7.8506 | 7.8506 | 7.8506 | 7.8506 | 7.8506 | 7.8506 | 7.8506 | 7.8506 | 7.8506 | 7.8506 | 7.8506 | 7.8506 | 7.8506 | 0 | 0 | 0
F2_Industrial_Agriculture_Existing_Process_Natural Gas_Commissioning_A_Technical Potential | F2 | Industrial | Agriculture | Existing | Process | Natural Gas | Commissioning | A | Original Unit Summer Peak Savings (kW) | Technical Potential | 0 | 0 | 0 | 0 | 0 | 0 | 0 | 0 | 0 | 0 | 0 | 0 | 0 | 0 | 0 | 0 | 0 | 0 | 0 | 0 | 0 | 0 | 0 | 0 | 0 | 0 | 0 | 0 | 0 | 0 | 0
F3_Industrial_Agriculture_Existing_Process_Natural Gas_Commissioning_A_Technical Potential | F3 | Industrial | Agriculture | Existing | Process | Natural Gas | Commissioning | A | Original Unit Winter Peak Savings (kW) | Technical Potential | 0 | 0 | 0 | 0 | 0 | 0 | 0 | 0 | 0 | 0 | 0 | 0 | 0 | 0 | 0 | 0 | 0 | 0 | 0 | 0 | 0 | 0 | 0 | 0 | 0 | 0 | 0 | 0 | 0 | 0 | 0
F4_Industrial_Agriculture_Existing_Process_Natural Gas_Commissioning_A_Technical Potential | F4 | Industrial | Agriculture | Existing | Process | Natural Gas | Commissioning | A | Standalone Impact on Baseline Energy (%) | Technical Potential | 0% | 0% | 0% | 0% | 0% | 0% | 0% | 0% | 0% | 0% | 0% | 0% | 0% | 0% | 0% | 0% | 0% | 0% | 0% | 0% | 0% | 0% | 0% | 0% | 0 | 0 | 0 | 0 | 0 | 0 | 0
F5_Industrial_Agriculture_Existing_Process_Natural Gas_Commissioning_A_Technical Potential | F5 | Industrial | Agriculture | Existing | Process | Natural Gas | Commissioning | A | Standalone Impact on Baseline Summer Peak (%) | Technical Potential | 0% | 0% | 0% | 0% | 0% | 0% | 0% | 0% | 0% | 0% | 0% | 0% | 0% | 0% | 0% | 0% | 0% | 0% | 0% | 0% | 0% | 0% | 0% | 0% | 0 | 0 | 0 | 0 | 0 | 0 | 0
F6_Industrial_Agriculture_Existing_Process_Natural Gas_Commissioning_A_Technical Potential | F6 | Industrial | Agriculture | Existing | Process | Natural Gas | Commissioning | A | Standalone Impact on Baseline Winter Peak (%) | Technical Potential | 0% | 0% | 0% | 0% | 0% | 0% | 0% | 0% | 0% | 0% | 0% | 0% | 0% | 0% | 0% | 0% | 0% | 0% | 0% | 0% | 0% | 0% | 0% | 0% | 0 | 0 | 0 | 0 | 0 | 0 | 0
F7_Industrial_Agriculture_Existing_Process_Natural Gas_Commissioning_A_Technical Potential | F7 | Industrial | Agriculture | Existing | Process | Natural Gas | Commissioning | A | Incremental Energy Savings (MWh or mTherms) | Technical Potential | 0 | 0 | 0 | 0 | 0 | 0 | 0 | 0 | 0 | 0 | 0 | 0 | 0 | 0 | 0 | 0 | 0 | 0 | 0 | 0 | 0 | 0 | 0 | 0 | 0 | 0 | 0 | 0 | 0 | 0 | 0
F8_Industrial_Agriculture_Existing_Process_Natural Gas_Commissioning_A_Technical Potential | F8 | Industrial | Agriculture | Existing | Process | Natural Gas | Commissioning | A | Incremental Summer Peak Savings (MW) | Technical Potential | 0 | 0 | 0 | 0 | 0 | 0 | 0 | 0 | 0 | 0 | 0 | 0 | 0 | 0 | 0 | 0 | 0 | 0 | 0 | 0 | 0 | 0 | 0 | 0 | 0 | 0 | 0 | 0 | 0 | 0 | 0
F9_Industrial_Agriculture_Existing_Process_Natural Gas_Commissioning_A_Technical Potential | F9 | Industrial | Agriculture | Existing | Process | Natural Gas | Commissioning | A | Incremental Winter Peak Savings (MW) | Technical Potential | 0 | 0 | 0 | 0 | 0 | 0 | 0 | 0 | 0 | 0 | 0 | 0 | 0 | 0 | 0 | 0 | 0 | 0 | 0 | 0 | 0 | 0 | 0 | 0 | 0 | 0 | 0 | 0 | 0 | 0 | 0
F10_Industrial_Agriculture_Existing_Process_Natural Gas_Commissioning_A_Technical Potential | F10 | Industrial | Agriculture | Existing | Process | Natural Gas | Commissioning | A | Cumulative Energy Savings (MWh or mTherms) | Technical Potential | 0 | 0 | 0 | 0 | 0 | 0 | 0 | 0 | 0 | 0 | 0 | 0 | 0 | 0 | 0 | 0 | 0 | 0 | 0 | 0 | 0 | 0 | 0 | 0 | 0 | 0 | 0 | 0 | 0 | 0 | 0
F11_Industrial_Agriculture_Existing_Process_Natural Gas_Commissioning_A_Technical Potential | F11 | Industrial | Agriculture | Existing | Process | Natural Gas | Commissioning | A | Cumulative Summer Peak Savings (MW) | Technical Potential | 0 | 0 | 0 | 0 | 0 | 0 | 0 | 0 | 0 | 0 | 0 | 0 | 0 | 0 | 0 | 0 | 0 | 0 | 0 | 0 | 0 | 0 | 0 | 0 | 0 | 0 | 0 | 0 | 0 | 0 | 0
F12_Industrial_Agriculture_Existing_Process_Natural Gas_Commissioning_A_Technical Potential | F12 | Industrial | Agriculture | Existing | Process | Natural Gas | Commissioning | A | Cumulative Winter Peak Savings (MW) | Technical Potential | 0 | 0 | 0 | 0 | 0 | 0 | 0 | 0 | 0 | 0 | 0 | 0 | 0 | 0 | 0 | 0 | 0 | 0 | 0 | 0 | 0 | 0 | 0 | 0 | 0 | 0 | 0 | 0 | 0 | 0 | 0
F13_Industrial_Agriculture_Existing_Process_Natural Gas_Commissioning_A_Technical Potential | F13 | Industrial | Agriculture | Existing | Process | Natural Gas | Commissioning | A | Purchases (Incremental) | Technical Potential | 0 | 0 | 0 | 0 | 0 | 0 | 0 | 0 | 0 | 0 | 0 | 0 | 0 | 0 | 0 | 0 | 0 | 0 | 0 | 0 | 0 | 0 | 0 | 0 | 0 | 0 | 0 | 0 | 0 | 0 | 0
F14_Industrial_Agriculture_Existing_Process_Natural Gas_Commissioning_A_Technical Potential | F14 | Industrial | Agriculture | Existing | Process | Natural Gas | Commissioning | A | Purchases (Cumulative) | Technical Potential | 0 | 0 | 0 | 0 | 0 | 0 | 0 | 0 | 0 | 0 | 0 | 0 | 0 | 0 | 0 | 0 | 0 | 0 | 0 | 0 | 0 | 0 | 0 | 0 | 0 | 0 | 0 | 0 | 0 | 0 | 0
F1_Industrial_Agriculture_Existing_Space Heating_Natural Gas_Retrocommissioning_A_Technical Potential | F1 | Industrial | Agriculture | Existing | Space Heating | Natural Gas | Retrocommissioning | A | Original Unit Energy Savings (kWh or therms) | Technical Potential | 0 | 0 | 0 | 0 | 0 | 0.52261 | 0.52006 | 0.5169 | 0.51355 | 0.51006 | 0.50651 | 0.50286 | 0.49924 | 0.49563 | 0.49173 | 0.48812 | 0.48456 | 0.48126 | 0.47818 | 0.47517 | 0.47234 | 0.46944 | 0.46682 | 0.46435 | 0.462 | 0.45982 | 0.45781 | 0.45594 | 0 | 0 | 0
F2_Industrial_Agriculture_Existing_Space Heating_Natural Gas_Retrocommissioning_A_Technical Potential | F2 | Industrial | Agriculture | Existing | Space Heating | Natural Gas | Retrocommissioning | A | Original Unit Summer Peak Savings (kW) | Technical Potential | 0 | 0 | 0 | 0 | 0 | 0 | 0 | 0 | 0 | 0 | 0 | 0 | 0 | 0 | 0 | 0 | 0 | 0 | 0 | 0 | 0 | 0 | 0 | 0 | 0 | 0 | 0 | 0 | 0 | 0 | 0
F3_Industrial_Agriculture_Existing_Space Heating_Natural Gas_Retrocommissioning_A_Technical Potential | F3 | Industrial | Agriculture | Existing | Space Heating | Natural Gas | Retrocommissioning | A | Original Unit Winter Peak Savings (kW) | Technical Potential | 0 | 0 | 0 | 0 | 0 | 0 | 0 | 0 | 0 | 0 | 0 | 0 | 0 | 0 | 0 | 0 | 0 | 0 | 0 | 0 | 0 | 0 | 0 | 0 | 0 | 0 | 0 | 0 | 0 | 0 | 0
F4_Industrial_Agriculture_Existing_Space Heating_Natural Gas_Retrocommissioning_A_Technical Potential | F4 | Industrial | Agriculture | Existing | Space Heating | Natural Gas | Retrocommissioning | A | Standalone Impact on Baseline Energy (%) | Technical Potential | 0% | 0% | 0% | 0% | 0% | 0.01458% | 0.02918% | 0.04393% | 0.05849% | 0.07303% | 0.08855% | 0.1034% | 0.1182% | 0.1347% | 0.1487% | 0.1647% | 0.1793% | 0.1948% | 0.2111% | 0.2255% | 0.241% | 0.2565% | 0.272% | 0.2876% | 0.0030304 | 0.0030393 | 0.0030474 | 0.0030548 | 0 | 0 | 0
F5_Industrial_Agriculture_Existing_Space Heating_Natural Gas_Retrocommissioning_A_Technical Potential | F5 | Industrial | Agriculture | Existing | Space Heating | Natural Gas | Retrocommissioning | A | Standalone Impact on Baseline Summer Peak (%) | Technical Potential | 0% | 0% | 0% | 0% | 0% | 0% | 0% | 0% | 0% | 0% | 0% | 0% | 0% | 0% | 0% | 0% | 0% | 0% | 0% | 0% | 0% | 0% | 0% | 0% | 0 | 0 | 0 | 0 | 0 | 0 | 0
F6_Industrial_Agriculture_Existing_Space Heating_Natural Gas_Retrocommissioning_A_Technical Potential | F6 | Industrial | Agriculture | Existing | Space Heating | Natural Gas | Retrocommissioning | A | Standalone Impact on Baseline Winter Peak (%) | Technical Potential | 0% | 0% | 0% | 0% | 0% | 0% | 0% | 0% | 0% | 0% | 0% | 0% | 0% | 0% | 0% | 0% | 0% | 0% | 0% | 0% | 0% | 0% | 0% | 0% | 0 | 0 | 0 | 0 | 0 | 0 | 0
F7_Industrial_Agriculture_Existing_Space Heating_Natural Gas_Retrocommissioning_A_Technical Potential | F7 | Industrial | Agriculture | Existing | Space Heating | Natural Gas | Retrocommissioning | A | Incremental Energy Savings (MWh or mTherms) | Technical Potential | 0 | 0 | 0 | 0 | 0 | 0.1252 | 0.12452 | 0.12304 | 0.12231 | 0.12158 | 0.1192 | 0.11802 | 0.11693 | 0.11424 | 0.11377 | 0.11186 | 0.11106 | 0.10975 | 0.10807 | 0.10752 | 0.10644 | 0.10537 | 0.1044 | 0.1035 | 0.10265 | 0 | 0 | 0 | 0 | 0 | 0
F8_Industrial_Agriculture_Existing_Space Heating_Natural Gas_Retrocommissioning_A_Technical Potential | F8 | Industrial | Agriculture | Existing | Space Heating | Natural Gas | Retrocommissioning | A | Incremental Summer Peak Savings (MW) | Technical Potential | 0 | 0 | 0 | 0 | 0 | 0 | 0 | 0 | 0 | 0 | 0 | 0 | 0 | 0 | 0 | 0 | 0 | 0 | 0 | 0 | 0 | 0 | 0 | 0 | 0 | 0 | 0 | 0 | 0 | 0 | 0
F9_Industrial_Agriculture_Existing_Space Heating_Natural Gas_Retrocommissioning_A_Technical Potential | F9 | Industrial | Agriculture | Existing | Space Heating | Natural Gas | Retrocommissioning | A | Incremental Winter Peak Savings (MW) | Technical Potential | 0 | 0 | 0 | 0 | 0 | 0 | 0 | 0 | 0 | 0 | 0 | 0 | 0 | 0 | 0 | 0 | 0 | 0 | 0 | 0 | 0 | 0 | 0 | 0 | 0 | 0 | 0 | 0 | 0 | 0 | 0
F10_Industrial_Agriculture_Existing_Space Heating_Natural Gas_Retrocommissioning_A_Technical Potential | F10 | Industrial | Agriculture | Existing | Space Heating | Natural Gas | Retrocommissioning | A | Cumulative Energy Savings (MWh or mTherms) | Technical Potential | 0 | 0 | 0 | 0 | 0 | 0.1252 | 0.24912 | 0.37064 | 0.49055 | 0.60879 | 0.72375 | 0.83656 | 0.94745 | 1.0548 | 1.1603 | 1.2637 | 1.3655 | 1.4659 | 1.5646 | 1.6623 | 1.7588 | 1.8534 | 1.9475 | 2.0407 | 2.133 | 2.1229 | 2.1136 | 2.105 | 0 | 0 | 0
F11_Industrial_Agriculture_Existing_Space Heating_Natural Gas_Retrocommissioning_A_Technical Potential | F11 | Industrial | Agriculture | Existing | Space Heating | Natural Gas | Retrocommissioning | A | Cumulative Summer Peak Savings (MW) | Technical Potential | 0 | 0 | 0 | 0 | 0 | 0 | 0 | 0 | 0 | 0 | 0 | 0 | 0 | 0 | 0 | 0 | 0 | 0 | 0 | 0 | 0 | 0 | 0 | 0 | 0 | 0 | 0 | 0 | 0 | 0 | 0
F12_Industrial_Agriculture_Existing_Space Heating_Natural Gas_Retrocommissioning_A_Technical Potential | F12 | Industrial | Agriculture | Existing | Space Heating | Natural Gas | Retrocommissioning | A | Cumulative Winter Peak Savings (MW) | Technical Potential | 0 | 0 | 0 | 0 | 0 | 0 | 0 | 0 | 0 | 0 | 0 | 0 | 0 | 0 | 0 | 0 | 0 | 0 | 0 | 0 | 0 | 0 | 0 | 0 | 0 | 0 | 0 | 0 | 0 | 0 | 0
F13_Industrial_Agriculture_Existing_Space Heating_Natural Gas_Retrocommissioning_A_Technical Potential | F13 | Industrial | Agriculture | Existing | Space Heating | Natural Gas | Retrocommissioning | A | Purchases (Incremental) | Technical Potential | 0 | 0 | 0 | 0 | 0 | 239.5751 | 239.4437 | 238.0316 | 238.1603 | 238.3572 | 235.3303 | 234.6872 | 234.2107 | 230.4915 | 231.3715 | 229.1651 | 229.1948 | 228.0413 | 226.0072 | 226.2749 | 225.3392 | 224.4628 | 223.6449 | 222.8849 | 222.182 | 0 | 0 | 0 | 0 | 0 | 0
F14_Industrial_Agriculture_Existing_Space Heating_Natural Gas_Retrocommissioning_A_Technical Potential | F14 | Industrial | Agriculture | Existing | Space Heating | Natural Gas | Retrocommissioning | A | Purchases (Cumulative) | Technical Potential | 0 | 0 | 0 | 0 | 0 | 239.5751 | 479.0188 | 717.0504 | 955.2106 | 1193.5678 | 1428.8981 | 1663.5853 | 1897.796 | 2128.2875 | 2359.6591 | 2588.8242 | 2818.019 | 3046.0603 | 3272.0675 | 3498.3424 | 3723.6816 | 3948.1444 | 4171.7893 | 4394.6742 | 4616.8563 | 4616.8563 | 4616.8563 | 4616.8563 | 4616.8563 | 4616.8563 | 4616.8563
F1_Industrial_Agriculture_Existing_Process_Natural Gas_Retrocommissioning_A_Technical Potential | F1 | Industrial | Agriculture | Existing | Process | Natural Gas | Retrocommissioning | A | Original Unit Energy Savings (kWh or therms) | Technical Potential | 0 | 0 | 0 | 0 | 0 | 0 | 0 | 0 | 0 | 0 | 0 | 0 | 0 | 0 | 0 | 0 | 0 | 0 | 0 | 0 | 0 | 0 | 0 | 0 | 0 | 0 | 0 | 0 | 0 | 0 | 0
F2_Industrial_Agriculture_Existing_Process_Natural Gas_Retrocommissioning_A_Technical Potential | F2 | Industrial | Agriculture | Existing | Process | Natural Gas | Retrocommissioning | A | Original Unit Summer Peak Savings (kW) | Technical Potential | 0 | 0 | 0 | 0 | 0 | 0 | 0 | 0 | 0 | 0 | 0 | 0 | 0 | 0 | 0 | 0 | 0 | 0 | 0 | 0 | 0 | 0 | 0 | 0 | 0 | 0 | 0 | 0 | 0 | 0 | 0
F3_Industrial_Agriculture_Existing_Process_Natural Gas_Retrocommissioning_A_Technical Potential | F3 | Industrial | Agriculture | Existing | Process | Natural Gas | Retrocommissioning | A | Original Unit Winter Peak Savings (kW) | Technical Potential | 0 | 0 | 0 | 0 | 0 | 0 | 0 | 0 | 0 | 0 | 0 | 0 | 0 | 0 | 0 | 0 | 0 | 0 | 0 | 0 | 0 | 0 | 0 | 0 | 0 | 0 | 0 | 0 | 0 | 0 | 0
F4_Industrial_Agriculture_Existing_Process_Natural Gas_Retrocommissioning_A_Technical Potential | F4 | Industrial | Agriculture | Existing | Process | Natural Gas | Retrocommissioning | A | Standalone Impact on Baseline Energy (%) | Technical Potential | 0% | 0% | 0% | 0% | 0% | 0% | 0% | 0% | 0% | 0% | 0% | 0% | 0% | 0% | 0% | 0% | 0% | 0% | 0% | 0% | 0% | 0% | 0% | 0% | 0 | 0 | 0 | 0 | 0 | 0 | 0
F5_Industrial_Agriculture_Existing_Process_Natural Gas_Retrocommissioning_A_Technical Potential | F5 | Industrial | Agriculture | Existing | Process | Natural Gas | Retrocommissioning | A | Standalone Impact on Baseline Summer Peak (%) | Technical Potential | 0% | 0% | 0% | 0% | 0% | 0% | 0% | 0% | 0% | 0% | 0% | 0% | 0% | 0% | 0% | 0% | 0% | 0% | 0% | 0% | 0% | 0% | 0% | 0% | 0 | 0 | 0 | 0 | 0 | 0 | 0
F6_Industrial_Agriculture_Existing_Process_Natural Gas_Retrocommissioning_A_Technical Potential | F6 | Industrial | Agriculture | Existing | Process | Natural Gas | Retrocommissioning | A | Standalone Impact on Baseline Winter Peak (%) | Technical Potential | 0% | 0% | 0% | 0% | 0% | 0% | 0% | 0% | 0% | 0% | 0% | 0% | 0% | 0% | 0% | 0% | 0% | 0% | 0% | 0% | 0% | 0% | 0% | 0% | 0 | 0 | 0 | 0 | 0 | 0 | 0
F7_Industrial_Agriculture_Existing_Process_Natural Gas_Retrocommissioning_A_Technical Potential | F7 | Industrial | Agriculture | Existing | Process | Natural Gas | Retrocommissioning | A | Incremental Energy Savings (MWh or mTherms) | Technical Potential | 0 | 0 | 0 | 0 | 0 | 0 | 0 | 0 | 0 | 0 | 0 | 0 | 0 | 0 | 0 | 0 | 0 | 0 | 0 | 0 | 0 | 0 | 0 | 0 | 0 | 0 | 0 | 0 | 0 | 0 | 0
F8_Industrial_Agriculture_Existing_Process_Natural Gas_Retrocommissioning_A_Technical Potential | F8 | Industrial | Agriculture | Existing | Process | Natural Gas | Retrocommissioning | A | Incremental Summer Peak Savings (MW) | Technical Potential | 0 | 0 | 0 | 0 | 0 | 0 | 0 | 0 | 0 | 0 | 0 | 0 | 0 | 0 | 0 | 0 | 0 | 0 | 0 | 0 | 0 | 0 | 0 | 0 | 0 | 0 | 0 | 0 | 0 | 0 | 0
F9_Industrial_Agriculture_Existing_Process_Natural Gas_Retrocommissioning_A_Technical Potential | F9 | Industrial | Agriculture | Existing | Process | Natural Gas | Retrocommissioning | A | Incremental Winter Peak Savings (MW) | Technical Potential | 0 | 0 | 0 | 0 | 0 | 0 | 0 | 0 | 0 | 0 | 0 | 0 | 0 | 0 | 0 | 0 | 0 | 0 | 0 | 0 | 0 | 0 | 0 | 0 | 0 | 0 | 0 | 0 | 0 | 0 | 0
F10_Industrial_Agriculture_Existing_Process_Natural Gas_Retrocommissioning_A_Technical Potential | F10 | Industrial | Agriculture | Existing | Process | Natural Gas | Retrocommissioning | A | Cumulative Energy Savings (MWh or mTherms) | Technical Potential | 0 | 0 | 0 | 0 | 0 | 0 | 0 | 0 | 0 | 0 | 0 | 0 | 0 | 0 | 0 | 0 | 0 | 0 | 0 | 0 | 0 | 0 | 0 | 0 | 0 | 0 | 0 | 0 | 0 | 0 | 0
F11_Industrial_Agriculture_Existing_Process_Natural Gas_Retrocommissioning_A_Technical Potential | F11 | Industrial | Agriculture | Existing | Process | Natural Gas | Retrocommissioning | A | Cumulative Summer Peak Savings (MW) | Technical Potential | 0 | 0 | 0 | 0 | 0 | 0 | 0 | 0 | 0 | 0 | 0 | 0 | 0 | 0 | 0 | 0 | 0 | 0 | 0 | 0 | 0 | 0 | 0 | 0 | 0 | 0 | 0 | 0 | 0 | 0 | 0
F12_Industrial_Agriculture_Existing_Process_Natural Gas_Retrocommissioning_A_Technical Potential | F12 | Industrial | Agriculture | Existing | Process | Natural Gas | Retrocommissioning | A | Cumulative Winter Peak Savings (MW) | Technical Potential | 0 | 0 | 0 | 0 | 0 | 0 | 0 | 0 | 0 | 0 | 0 | 0 | 0 | 0 | 0 | 0 | 0 | 0 | 0 | 0 | 0 | 0 | 0 | 0 | 0 | 0 | 0 | 0 | 0 | 0 | 0
F13_Industrial_Agriculture_Existing_Process_Natural Gas_Retrocommissioning_A_Technical Potential | F13 | Industrial | Agriculture | Existing | Process | Natural Gas | Retrocommissioning | A | Purchases (Incremental) | Technical Potential | 0 | 0 | 0 | 0 | 0 | 239.5751 | 239.4437 | 238.0316 | 238.1603 | 238.3572 | 235.3303 | 234.6872 | 234.2107 | 230.4915 | 231.3715 | 229.1651 | 229.1948 | 228.0413 | 226.0072 | 226.2749 | 225.3392 | 224.4628 | 223.6449 | 222.8849 | 222.182 | 0 | 0 | 0 | 0 | 0 | 0
F14_Industrial_Agriculture_Existing_Process_Natural Gas_Retrocommissioning_A_Technical Potential | F14 | Industrial | Agriculture | Existing | Process | Natural Gas | Retrocommissioning | A | Purchases (Cumulative) | Technical Potential | 0 | 0 | 0 | 0 | 0 | 239.5751 | 479.0188 | 717.0504 | 955.2106 | 1193.5678 | 1428.8981 | 1663.5853 | 1897.796 | 2128.2875 | 2359.6591 | 2588.8242 | 2818.019 | 3046.0603 | 3272.0675 | 3498.3424 | 3723.6816 | 3948.1444 | 4171.7893 | 4394.6742 | 4616.8563 | 4616.8563 | 4616.8563 | 4616.8563 | 4616.8563 | 4616.8563 | 4616.8563
F1_Industrial_Agriculture_New_Space Heating_Natural Gas_Insulation - Roof/Ceiling_A_Technical Potential | F1 | Industrial | Agriculture | New | Space Heating | Natural Gas | Insulation - Roof/Ceiling | A | Original Unit Energy Savings (kWh or therms) | Technical Potential | 0 | 0 | 0 | 0 | 0 | 0.093892 | 0.092679 | 0.091794 | 0.091122 | 0.090592 | 0.090164 | 0.089662 | 0.089136 | 0.088616 | 0.088114 | 0.08772 | 0.087409 | 0.087162 | 0.08677 | 0.086483 | 0.086275 | 0.086113 | 0.086113 | 0.086113 | 0.086113 | 0.086113 | 0.086113 | 0.086113 | 0 | 0 | 0
F2_Industrial_Agriculture_New_Space Heating_Natural Gas_Insulation - Roof/Ceiling_A_Technical Potential | F2 | Industrial | Agriculture | New | Space Heating | Natural Gas | Insulation - Roof/Ceiling | A | Original Unit Summer Peak Savings (kW) | Technical Potential | 0 | 0 | 0 | 0 | 0 | 0 | 0 | 0 | 0 | 0 | 0 | 0 | 0 | 0 | 0 | 0 | 0 | 0 | 0 | 0 | 0 | 0 | 0 | 0 | 0 | 0 | 0 | 0 | 0 | 0 | 0
F3_Industrial_Agriculture_New_Space Heating_Natural Gas_Insulation - Roof/Ceiling_A_Technical Potential | F3 | Industrial | Agriculture | New | Space Heating | Natural Gas | Insulation - Roof/Ceiling | A | Original Unit Winter Peak Savings (kW) | Technical Potential | 0 | 0 | 0 | 0 | 0 | 0 | 0 | 0 | 0 | 0 | 0 | 0 | 0 | 0 | 0 | 0 | 0 | 0 | 0 | 0 | 0 | 0 | 0 | 0 | 0 | 0 | 0 | 0 | 0 | 0 | 0
F4_Industrial_Agriculture_New_Space Heating_Natural Gas_Insulation - Roof/Ceiling_A_Technical Potential | F4 | Industrial | Agriculture | New | Space Heating | Natural Gas | Insulation - Roof/Ceiling | A | Standalone Impact on Baseline Energy (%) | Technical Potential | 0% | 0% | 0% | 0% | 0% | 0% | 0% | 0% | 0% | 0% | 0% | 0% | 0% | 0% | 0% | 0% | 0% | 0% | 0% | 0% | 0% | 0% | 0% | 0% | 0 | 0 | 0 | 0 | 0 | 0 | 0
F5_Industrial_Agriculture_New_Space Heating_Natural Gas_Insulation - Roof/Ceiling_A_Technical Potential | F5 | Industrial | Agriculture | New | Space Heating | Natural Gas | Insulation - Roof/Ceiling | A | Standalone Impact on Baseline Summer Peak (%) | Technical Potential | 0% | 0% | 0% | 0% | 0% | 0% | 0% | 0% | 0% | 0% | 0% | 0% | 0% | 0% | 0% | 0% | 0% | 0% | 0% | 0% | 0% | 0% | 0% | 0% | 0 | 0 | 0 | 0 | 0 | 0 | 0
F6_Industrial_Agriculture_New_Space Heating_Natural Gas_Insulation - Roof/Ceiling_A_Technical Potential | F6 | Industrial | Agriculture | New | Space Heating | Natural Gas | Insulation - Roof/Ceiling | A | Standalone Impact on Baseline Winter Peak (%) | Technical Potential | 0% | 0% | 0% | 0% | 0% | 0% | 0% | 0% | 0% | 0% | 0% | 0% | 0% | 0% | 0% | 0% | 0% | 0% | 0% | 0% | 0% | 0% | 0% | 0% | 0 | 0 | 0 | 0 | 0 | 0 | 0
F7_Industrial_Agriculture_New_Space Heating_Natural Gas_Insulation - Roof/Ceiling_A_Technical Potential | F7 | Industrial | Agriculture | New | Space Heating | Natural Gas | Insulation - Roof/Ceiling | A | Incremental Energy Savings (MWh or mTherms) | Technical Potential | 0 | 0 | 0 | 0 | 0 | 0 | 0 | 0 | 0 | 0 | 0 | 0 | 0 | 0 | 0 | 0 | 0 | 0 | 0 | 0 | 0 | 0 | 0 | 0 | 0 | 0 | 0 | 0 | 0 | 0 | 0
F8_Industrial_Agriculture_New_Space Heating_Natural Gas_Insulation - Roof/Ceiling_A_Technical Potential | F8 | Industrial | Agriculture | New | Space Heating | Natural Gas | Insulation - Roof/Ceiling | A | Incremental Summer Peak Savings (MW) | Technical Potential | 0 | 0 | 0 | 0 | 0 | 0 | 0 | 0 | 0 | 0 | 0 | 0 | 0 | 0 | 0 | 0 | 0 | 0 | 0 | 0 | 0 | 0 | 0 | 0 | 0 | 0 | 0 | 0 | 0 | 0 | 0
F9_Industrial_Agriculture_New_Space Heating_Natural Gas_Insulation - Roof/Ceiling_A_Technical Potential | F9 | Industrial | Agriculture | New | Space Heating | Natural Gas | Insulation - Roof/Ceiling | A | Incremental Winter Peak Savings (MW) | Technical Potential | 0 | 0 | 0 | 0 | 0 | 0 | 0 | 0 | 0 | 0 | 0 | 0 | 0 | 0 | 0 | 0 | 0 | 0 | 0 | 0 | 0 | 0 | 0 | 0 | 0 | 0 | 0 | 0 | 0 | 0 | 0
F10_Industrial_Agriculture_New_Space Heating_Natural Gas_Insulation - Roof/Ceiling_A_Technical Potential | F10 | Industrial | Agriculture | New | Space Heating | Natural Gas | Insulation - Roof/Ceiling | A | Cumulative Energy Savings (MWh or mTherms) | Technical Potential | 0 | 0 | 0 | 0 | 0 | 0 | 0 | 0 | 0 | 0 | 0 | 0 | 0 | 0 | 0 | 0 | 0 | 0 | 0 | 0 | 0 | 0 | 0 | 0 | 0 | 0 | 0 | 0 | 0 | 0 | 0
F11_Industrial_Agriculture_New_Space Heating_Natural Gas_Insulation - Roof/Ceiling_A_Technical Potential | F11 | Industrial | Agriculture | New | Space Heating | Natural Gas | Insulation - Roof/Ceiling | A | Cumulative Summer Peak Savings (MW) | Technical Potential | 0 | 0 | 0 | 0 | 0 | 0 | 0 | 0 | 0 | 0 | 0 | 0 | 0 | 0 | 0 | 0 | 0 | 0 | 0 | 0 | 0 | 0 | 0 | 0 | 0 | 0 | 0 | 0 | 0 | 0 | 0
F12_Industrial_Agriculture_New_Space Heating_Natural Gas_Insulation - Roof/Ceiling_A_Technical Potential | F12 | Industrial | Agriculture | New | Space Heating | Natural Gas | Insulation - Roof/Ceiling | A | Cumulative Winter Peak Savings (MW) | Technical Potential | 0 | 0 | 0 | 0 | 0 | 0 | 0 | 0 | 0 | 0 | 0 | 0 | 0 | 0 | 0 | 0 | 0 | 0 | 0 | 0 | 0 | 0 | 0 | 0 | 0 | 0 | 0 | 0 | 0 | 0 | 0
F13_Industrial_Agriculture_New_Space Heating_Natural Gas_Insulation - Roof/Ceiling_A_Technical Potential | F13 | Industrial | Agriculture | New | Space Heating | Natural Gas | Insulation - Roof/Ceiling | A | Purchases (Incremental) | Technical Potential | 0 | 0 | 0 | 0 | 0 | 0 | 0 | 0 | 0 | 0 | 0 | 0 | 0 | 0 | 0 | 0 | 0 | 0 | 0 | 0 | 0 | 0 | 0 | 0 | 0 | 0 | 0 | 0 | 0 | 0 | 0
F14_Industrial_Agriculture_New_Space Heating_Natural Gas_Insulation - Roof/Ceiling_A_Technical Potential | F14 | Industrial | Agriculture | New | Space Heating | Natural Gas | Insulation - Roof/Ceiling | A | Purchases (Cumulative) | Technical Potential | 0 | 0 | 0 | 0 | 0 | 0 | 0 | 0 | 0 | 0 | 0 | 0 | 0 | 0 | 0 | 0 | 0 | 0 | 0 | 0 | 0 | 0 | 0 | 0 | 0 | 0 | 0 | 0 | 0 | 0 | 0
F1_Industrial_Agriculture_New_Space Heating_Natural Gas_Insulation - Wall Cavity_A_Technical Potential | F1 | Industrial | Agriculture | New | Space Heating | Natural Gas | Insulation - Wall Cavity | A | Original Unit Energy Savings (kWh or therms) | Technical Potential | 0 | 0 | 0 | 0 | 0 | 0.016909 | 0.016691 | 0.016531 | 0.01641 | 0.016315 | 0.016238 | 0.016147 | 0.016053 | 0.015959 | 0.015869 | 0.015798 | 0.015742 | 0.015697 | 0.015627 | 0.015575 | 0.015537 | 0.015508 | 0.015508 | 0.015508 | 0.015508 | 0.015508 | 0.015508 | 0.015508 | 0 | 0 | 0
F2_Industrial_Agriculture_New_Space Heating_Natural Gas_Insulation - Wall Cavity_A_Technical Potential | F2 | Industrial | Agriculture | New | Space Heating | Natural Gas | Insulation - Wall Cavity | A | Original Unit Summer Peak Savings (kW) | Technical Potential | 0 | 0 | 0 | 0 | 0 | 0 | 0 | 0 | 0 | 0 | 0 | 0 | 0 | 0 | 0 | 0 | 0 | 0 | 0 | 0 | 0 | 0 | 0 | 0 | 0 | 0 | 0 | 0 | 0 | 0 | 0
F3_Industrial_Agriculture_New_Space Heating_Natural Gas_Insulation - Wall Cavity_A_Technical Potential | F3 | Industrial | Agriculture | New | Space Heating | Natural Gas | Insulation - Wall Cavity | A | Original Unit Winter Peak Savings (kW) | Technical Potential | 0 | 0 | 0 | 0 | 0 | 0 | 0 | 0 | 0 | 0 | 0 | 0 | 0 | 0 | 0 | 0 | 0 | 0 | 0 | 0 | 0 | 0 | 0 | 0 | 0 | 0 | 0 | 0 | 0 | 0 | 0
F4_Industrial_Agriculture_New_Space Heating_Natural Gas_Insulation - Wall Cavity_A_Technical Potential | F4 | Industrial | Agriculture | New | Space Heating | Natural Gas | Insulation - Wall Cavity | A | Standalone Impact on Baseline Energy (%) | Technical Potential | 0% | 0% | 0% | 0% | 0% | 0% | 0% | 0% | 0% | 0% | 0% | 0% | 0% | 0% | 0% | 0% | 0% | 0% | 0% | 0% | 0% | 0% | 0% | 0% | 0 | 0 | 0 | 0 | 0 | 0 | 0
F5_Industrial_Agriculture_New_Space Heating_Natural Gas_Insulation - Wall Cavity_A_Technical Potential | F5 | Industrial | Agriculture | New | Space Heating | Natural Gas | Insulation - Wall Cavity | A | Standalone Impact on Baseline Summer Peak (%) | Technical Potential | 0% | 0% | 0% | 0% | 0% | 0% | 0% | 0% | 0% | 0% | 0% | 0% | 0% | 0% | 0% | 0% | 0% | 0% | 0% | 0% | 0% | 0% | 0% | 0% | 0 | 0 | 0 | 0 | 0 | 0 | 0
F6_Industrial_Agriculture_New_Space Heating_Natural Gas_Insulation - Wall Cavity_A_Technical Potential | F6 | Industrial | Agriculture | New | Space Heating | Natural Gas | Insulation - Wall Cavity | A | Standalone Impact on Baseline Winter Peak (%) | Technical Potential | 0% | 0% | 0% | 0% | 0% | 0% | 0% | 0% | 0% | 0% | 0% | 0% | 0% | 0% | 0% | 0% | 0% | 0% | 0% | 0% | 0% | 0% | 0% | 0% | 0 | 0 | 0 | 0 | 0 | 0 | 0
F7_Industrial_Agriculture_New_Space Heating_Natural Gas_Insulation - Wall Cavity_A_Technical Potential | F7 | Industrial | Agriculture | New | Space Heating | Natural Gas | Insulation - Wall Cavity | A | Incremental Energy Savings (MWh or mTherms) | Technical Potential | 0 | 0 | 0 | 0 | 0 | 0 | 0 | 0 | 0 | 0 | 0 | 0 | 0 | 0 | 0 | 0 | 0 | 0 | 0 | 0 | 0 | 0 | 0 | 0 | 0 | 0 | 0 | 0 | 0 | 0 | 0
F8_Industrial_Agriculture_New_Space Heating_Natural Gas_Insulation - Wall Cavity_A_Technical Potential | F8 | Industrial | Agriculture | New | Space Heating | Natural Gas | Insulation - Wall Cavity | A | Incremental Summer Peak Savings (MW) | Technical Potential | 0 | 0 | 0 | 0 | 0 | 0 | 0 | 0 | 0 | 0 | 0 | 0 | 0 | 0 | 0 | 0 | 0 | 0 | 0 | 0 | 0 | 0 | 0 | 0 | 0 | 0 | 0 | 0 | 0 | 0 | 0
F9_Industrial_Agriculture_New_Space Heating_Natural Gas_Insulation - Wall Cavity_A_Technical Potential | F9 | Industrial | Agriculture | New | Space Heating | Natural Gas | Insulation - Wall Cavity | A | Incremental Winter Peak Savings (MW) | Technical Potential | 0 | 0 | 0 | 0 | 0 | 0 | 0 | 0 | 0 | 0 | 0 | 0 | 0 | 0 | 0 | 0 | 0 | 0 | 0 | 0 | 0 | 0 | 0 | 0 | 0 | 0 | 0 | 0 | 0 | 0 | 0
F10_Industrial_Agriculture_New_Space Heating_Natural Gas_Insulation - Wall Cavity_A_Technical Potential | F10 | Industrial | Agriculture | New | Space Heating | Natural Gas | Insulation - Wall Cavity | A | Cumulative Energy Savings (MWh or mTherms) | Technical Potential | 0 | 0 | 0 | 0 | 0 | 0 | 0 | 0 | 0 | 0 | 0 | 0 | 0 | 0 | 0 | 0 | 0 | 0 | 0 | 0 | 0 | 0 | 0 | 0 | 0 | 0 | 0 | 0 | 0 | 0 | 0
F11_Industrial_Agriculture_New_Space Heating_Natural Gas_Insulation - Wall Cavity_A_Technical Potential | F11 | Industrial | Agriculture | New | Space Heating | Natural Gas | Insulation - Wall Cavity | A | Cumulative Summer Peak Savings (MW) | Technical Potential | 0 | 0 | 0 | 0 | 0 | 0 | 0 | 0 | 0 | 0 | 0 | 0 | 0 | 0 | 0 | 0 | 0 | 0 | 0 | 0 | 0 | 0 | 0 | 0 | 0 | 0 | 0 | 0 | 0 | 0 | 0
F12_Industrial_Agriculture_New_Space Heating_Natural Gas_Insulation - Wall Cavity_A_Technical Potential | F12 | Industrial | Agriculture | New | Space Heating | Natural Gas | Insulation - Wall Cavity | A | Cumulative Winter Peak Savings (MW) | Technical Potential | 0 | 0 | 0 | 0 | 0 | 0 | 0 | 0 | 0 | 0 | 0 | 0 | 0 | 0 | 0 | 0 | 0 | 0 | 0 | 0 | 0 | 0 | 0 | 0 | 0 | 0 | 0 | 0 | 0 | 0 | 0
F13_Industrial_Agriculture_New_Space Heating_Natural Gas_Insulation - Wall Cavity_A_Technical Potential | F13 | Industrial | Agriculture | New | Space Heating | Natural Gas | Insulation - Wall Cavity | A | Purchases (Incremental) | Technical Potential | 0 | 0 | 0 | 0 | 0 | 0 | 0 | 0 | 0 | 0 | 0 | 0 | 0 | 0 | 0 | 0 | 0 | 0 | 0 | 0 | 0 | 0 | 0 | 0 | 0 | 0 | 0 | 0 | 0 | 0 | 0
F14_Industrial_Agriculture_New_Space Heating_Natural Gas_Insulation - Wall Cavity_A_Technical Potential | F14 | Industrial | Agriculture | New | Space Heating | Natural Gas | Insulation - Wall Cavity | A | Purchases (Cumulative) | Technical Potential | 0 | 0 | 0 | 0 | 0 | 0 | 0 | 0 | 0 | 0 | 0 | 0 | 0 | 0 | 0 | 0 | 0 | 0 | 0 | 0 | 0 | 0 | 0 | 0 | 0 | 0 | 0 | 0 | 0 | 0 | 0
F1_Industrial_Agriculture_New_Space Heating_Natural Gas_Insulation - Ducting_A_Technical Potential | F1 | Industrial | Agriculture | New | Space Heating | Natural Gas | Insulation - Ducting | A | Original Unit Energy Savings (kWh or therms) | Technical Potential | 0 | 0 | 0 | 0 | 0 | 0 | 0 | 0 | 0 | 0 | 0 | 0 | 0 | 0 | 0 | 0 | 0 | 0 | 0 | 0 | 0 | 0 | 0 | 0 | 0 | 0 | 0 | 0 | 0 | 0 | 0
F2_Industrial_Agriculture_New_Space Heating_Natural Gas_Insulation - Ducting_A_Technical Potential | F2 | Industrial | Agriculture | New | Space Heating | Natural Gas | Insulation - Ducting | A | Original Unit Summer Peak Savings (kW) | Technical Potential | 0 | 0 | 0 | 0 | 0 | 0 | 0 | 0 | 0 | 0 | 0 | 0 | 0 | 0 | 0 | 0 | 0 | 0 | 0 | 0 | 0 | 0 | 0 | 0 | 0 | 0 | 0 | 0 | 0 | 0 | 0
F3_Industrial_Agriculture_New_Space Heating_Natural Gas_Insulation - Ducting_A_Technical Potential | F3 | Industrial | Agriculture | New | Space Heating | Natural Gas | Insulation - Ducting | A | Original Unit Winter Peak Savings (kW) | Technical Potential | 0 | 0 | 0 | 0 | 0 | 0 | 0 | 0 | 0 | 0 | 0 | 0 | 0 | 0 | 0 | 0 | 0 | 0 | 0 | 0 | 0 | 0 | 0 | 0 | 0 | 0 | 0 | 0 | 0 | 0 | 0
F4_Industrial_Agriculture_New_Space Heating_Natural Gas_Insulation - Ducting_A_Technical Potential | F4 | Industrial | Agriculture | New | Space Heating | Natural Gas | Insulation - Ducting | A | Standalone Impact on Baseline Energy (%) | Technical Potential | 0% | 0% | 0% | 0% | 0% | 0% | 0% | 0% | 0% | 0% | 0% | 0% | 0% | 0% | 0% | 0% | 0% | 0% | 0% | 0% | 0% | 0% | 0% | 0% | 0 | 0 | 0 | 0 | 0 | 0 | 0
F5_Industrial_Agriculture_New_Space Heating_Natural Gas_Insulation - Ducting_A_Technical Potential | F5 | Industrial | Agriculture | New | Space Heating | Natural Gas | Insulation - Ducting | A | Standalone Impact on Baseline Summer Peak (%) | Technical Potential | 0% | 0% | 0% | 0% | 0% | 0% | 0% | 0% | 0% | 0% | 0% | 0% | 0% | 0% | 0% | 0% | 0% | 0% | 0% | 0% | 0% | 0% | 0% | 0% | 0 | 0 | 0 | 0 | 0 | 0 | 0
F6_Industrial_Agriculture_New_Space Heating_Natural Gas_Insulation - Ducting_A_Technical Potential | F6 | Industrial | Agriculture | New | Space Heating | Natural Gas | Insulation - Ducting | A | Standalone Impact on Baseline Winter Peak (%) | Technical Potential | 0% | 0% | 0% | 0% | 0% | 0% | 0% | 0% | 0% | 0% | 0% | 0% | 0% | 0% | 0% | 0% | 0% | 0% | 0% | 0% | 0% | 0% | 0% | 0% | 0 | 0 | 0 | 0 | 0 | 0 | 0
F7_Industrial_Agriculture_New_Space Heating_Natural Gas_Insulation - Ducting_A_Technical Potential | F7 | Industrial | Agriculture | New | Space Heating | Natural Gas | Insulation - Ducting | A | Incremental Energy Savings (MWh or mTherms) | Technical Potential | 0 | 0 | 0 | 0 | 0 | 0 | 0 | 0 | 0 | 0 | 0 | 0 | 0 | 0 | 0 | 0 | 0 | 0 | 0 | 0 | 0 | 0 | 0 | 0 | 0 | 0 | 0 | 0 | 0 | 0 | 0
F8_Industrial_Agriculture_New_Space Heating_Natural Gas_Insulation - Ducting_A_Technical Potential | F8 | Industrial | Agriculture | New | Space Heating | Natural Gas | Insulation - Ducting | A | Incremental Summer Peak Savings (MW) | Technical Potential | 0 | 0 | 0 | 0 | 0 | 0 | 0 | 0 | 0 | 0 | 0 | 0 | 0 | 0 | 0 | 0 | 0 | 0 | 0 | 0 | 0 | 0 | 0 | 0 | 0 | 0 | 0 | 0 | 0 | 0 | 0
F9_Industrial_Agriculture_New_Space Heating_Natural Gas_Insulation - Ducting_A_Technical Potential | F9 | Industrial | Agriculture | New | Space Heating | Natural Gas | Insulation - Ducting | A | Incremental Winter Peak Savings (MW) | Technical Potential | 0 | 0 | 0 | 0 | 0 | 0 | 0 | 0 | 0 | 0 | 0 | 0 | 0 | 0 | 0 | 0 | 0 | 0 | 0 | 0 | 0 | 0 | 0 | 0 | 0 | 0 | 0 | 0 | 0 | 0 | 0
F10_Industrial_Agriculture_New_Space Heating_Natural Gas_Insulation - Ducting_A_Technical Potential | F10 | Industrial | Agriculture | New | Space Heating | Natural Gas | Insulation - Ducting | A | Cumulative Energy Savings (MWh or mTherms) | Technical Potential | 0 | 0 | 0 | 0 | 0 | 0 | 0 | 0 | 0 | 0 | 0 | 0 | 0 | 0 | 0 | 0 | 0 | 0 | 0 | 0 | 0 | 0 | 0 | 0 | 0 | 0 | 0 | 0 | 0 | 0 | 0
F11_Industrial_Agriculture_New_Space Heating_Natural Gas_Insulation - Ducting_A_Technical Potential | F11 | Industrial | Agriculture | New | Space Heating | Natural Gas | Insulation - Ducting | A | Cumulative Summer Peak Savings (MW) | Technical Potential | 0 | 0 | 0 | 0 | 0 | 0 | 0 | 0 | 0 | 0 | 0 | 0 | 0 | 0 | 0 | 0 | 0 | 0 | 0 | 0 | 0 | 0 | 0 | 0 | 0 | 0 | 0 | 0 | 0 | 0 | 0
F12_Industrial_Agriculture_New_Space Heating_Natural Gas_Insulation - Ducting_A_Technical Potential | F12 | Industrial | Agriculture | New | Space Heating | Natural Gas | Insulation - Ducting | A | Cumulative Winter Peak Savings (MW) | Technical Potential | 0 | 0 | 0 | 0 | 0 | 0 | 0 | 0 | 0 | 0 | 0 | 0 | 0 | 0 | 0 | 0 | 0 | 0 | 0 | 0 | 0 | 0 | 0 | 0 | 0 | 0 | 0 | 0 | 0 | 0 | 0
F13_Industrial_Agriculture_New_Space Heating_Natural Gas_Insulation - Ducting_A_Technical Potential | F13 | Industrial | Agriculture | New | Space Heating | Natural Gas | Insulation - Ducting | A | Purchases (Incremental) | Technical Potential | 0 | 0 | 0 | 0 | 0 | 0 | 0 | 0 | 0 | 0 | 0 | 0 | 0 | 0 | 0 | 0 | 0 | 0 | 0 | 0 | 0 | 0 | 0 | 0 | 0 | 0 | 0 | 0 | 0 | 0 | 0
F14_Industrial_Agriculture_New_Space Heating_Natural Gas_Insulation - Ducting_A_Technical Potential | F14 | Industrial | Agriculture | New | Space Heating | Natural Gas | Insulation - Ducting | A | Purchases (Cumulative) | Technical Potential | 0 | 0 | 0 | 0 | 0 | 0 | 0 | 0 | 0 | 0 | 0 | 0 | 0 | 0 | 0 | 0 | 0 | 0 | 0 | 0 | 0 | 0 | 0 | 0 | 0 | 0 | 0 | 0 | 0 | 0 | 0
F1_Industrial_Agriculture_New_Space Heating_Natural Gas_HVAC - Duct Repair and Sealing_A_Technical Potential | F1 | Industrial | Agriculture | New | Space Heating | Natural Gas | HVAC - Duct Repair and Sealing | A | Original Unit Energy Savings (kWh or therms) | Technical Potential | 0 | 0 | 0 | 0 | 0 | 0 | 0 | 0 | 0 | 0 | 0 | 0 | 0 | 0 | 0 | 0 | 0 | 0 | 0 | 0 | 0 | 0 | 0 | 0 | 0 | 0 | 0 | 0 | 0 | 0 | 0
F2_Industrial_Agriculture_New_Space Heating_Natural Gas_HVAC - Duct Repair and Sealing_A_Technical Potential | F2 | Industrial | Agriculture | New | Space Heating | Natural Gas | HVAC - Duct Repair and Sealing | A | Original Unit Summer Peak Savings (kW) | Technical Potential | 0 | 0 | 0 | 0 | 0 | 0 | 0 | 0 | 0 | 0 | 0 | 0 | 0 | 0 | 0 | 0 | 0 | 0 | 0 | 0 | 0 | 0 | 0 | 0 | 0 | 0 | 0 | 0 | 0 | 0 | 0
F3_Industrial_Agriculture_New_Space Heating_Natural Gas_HVAC - Duct Repair and Sealing_A_Technical Potential | F3 | Industrial | Agriculture | New | Space Heating | Natural Gas | HVAC - Duct Repair and Sealing | A | Original Unit Winter Peak Savings (kW) | Technical Potential | 0 | 0 | 0 | 0 | 0 | 0 | 0 | 0 | 0 | 0 | 0 | 0 | 0 | 0 | 0 | 0 | 0 | 0 | 0 | 0 | 0 | 0 | 0 | 0 | 0 | 0 | 0 | 0 | 0 | 0 | 0
F4_Industrial_Agriculture_New_Space Heating_Natural Gas_HVAC - Duct Repair and Sealing_A_Technical Potential | F4 | Industrial | Agriculture | New | Space Heating | Natural Gas | HVAC - Duct Repair and Sealing | A | Standalone Impact on Baseline Energy (%) | Technical Potential | 0% | 0% | 0% | 0% | 0% | 0% | 0% | 0% | 0% | 0% | 0% | 0% | 0% | 0% | 0% | 0% | 0% | 0% | 0% | 0% | 0% | 0% | 0% | 0% | 0 | 0 | 0 | 0 | 0 | 0 | 0
F5_Industrial_Agriculture_New_Space Heating_Natural Gas_HVAC - Duct Repair and Sealing_A_Technical Potential | F5 | Industrial | Agriculture | New | Space Heating | Natural Gas | HVAC - Duct Repair and Sealing | A | Standalone Impact on Baseline Summer Peak (%) | Technical Potential | 0% | 0% | 0% | 0% | 0% | 0% | 0% | 0% | 0% | 0% | 0% | 0% | 0% | 0% | 0% | 0% | 0% | 0% | 0% | 0% | 0% | 0% | 0% | 0% | 0 | 0 | 0 | 0 | 0 | 0 | 0
F6_Industrial_Agriculture_New_Space Heating_Natural Gas_HVAC - Duct Repair and Sealing_A_Technical Potential | F6 | Industrial | Agriculture | New | Space Heating | Natural Gas | HVAC - Duct Repair and Sealing | A | Standalone Impact on Baseline Winter Peak (%) | Technical Potential | 0% | 0% | 0% | 0% | 0% | 0% | 0% | 0% | 0% | 0% | 0% | 0% | 0% | 0% | 0% | 0% | 0% | 0% | 0% | 0% | 0% | 0% | 0% | 0% | 0 | 0 | 0 | 0 | 0 | 0 | 0
F7_Industrial_Agriculture_New_Space Heating_Natural Gas_HVAC - Duct Repair and Sealing_A_Technical Potential | F7 | Industrial | Agriculture | New | Space Heating | Natural Gas | HVAC - Duct Repair and Sealing | A | Incremental Energy Savings (MWh or mTherms) | Technical Potential | 0 | 0 | 0 | 0 | 0 | 0 | 0 | 0 | 0 | 0 | 0 | 0 | 0 | 0 | 0 | 0 | 0 | 0 | 0 | 0 | 0 | 0 | 0 | 0 | 0 | 0 | 0 | 0 | 0 | 0 | 0
F8_Industrial_Agriculture_New_Space Heating_Natural Gas_HVAC - Duct Repair and Sealing_A_Technical Potential | F8 | Industrial | Agriculture | New | Space Heating | Natural Gas | HVAC - Duct Repair and Sealing | A | Incremental Summer Peak Savings (MW) | Technical Potential | 0 | 0 | 0 | 0 | 0 | 0 | 0 | 0 | 0 | 0 | 0 | 0 | 0 | 0 | 0 | 0 | 0 | 0 | 0 | 0 | 0 | 0 | 0 | 0 | 0 | 0 | 0 | 0 | 0 | 0 | 0
F9_Industrial_Agriculture_New_Space Heating_Natural Gas_HVAC - Duct Repair and Sealing_A_Technical Potential | F9 | Industrial | Agriculture | New | Space Heating | Natural Gas | HVAC - Duct Repair and Sealing | A | Incremental Winter Peak Savings (MW) | Technical Potential | 0 | 0 | 0 | 0 | 0 | 0 | 0 | 0 | 0 | 0 | 0 | 0 | 0 | 0 | 0 | 0 | 0 | 0 | 0 | 0 | 0 | 0 | 0 | 0 | 0 | 0 | 0 | 0 | 0 | 0 | 0
F10_Industrial_Agriculture_New_Space Heating_Natural Gas_HVAC - Duct Repair and Sealing_A_Technical Potential | F10 | Industrial | Agriculture | New | Space Heating | Natural Gas | HVAC - Duct Repair and Sealing | A | Cumulative Energy Savings (MWh or mTherms) | Technical Potential | 0 | 0 | 0 | 0 | 0 | 0 | 0 | 0 | 0 | 0 | 0 | 0 | 0 | 0 | 0 | 0 | 0 | 0 | 0 | 0 | 0 | 0 | 0 | 0 | 0 | 0 | 0 | 0 | 0 | 0 | 0
F11_Industrial_Agriculture_New_Space Heating_Natural Gas_HVAC - Duct Repair and Sealing_A_Technical Potential | F11 | Industrial | Agriculture | New | Space Heating | Natural Gas | HVAC - Duct Repair and Sealing | A | Cumulative Summer Peak Savings (MW) | Technical Potential | 0 | 0 | 0 | 0 | 0 | 0 | 0 | 0 | 0 | 0 | 0 | 0 | 0 | 0 | 0 | 0 | 0 | 0 | 0 | 0 | 0 | 0 | 0 | 0 | 0 | 0 | 0 | 0 | 0 | 0 | 0
F12_Industrial_Agriculture_New_Space Heating_Natural Gas_HVAC - Duct Repair and Sealing_A_Technical Potential | F12 | Industrial | Agriculture | New | Space Heating | Natural Gas | HVAC - Duct Repair and Sealing | A | Cumulative Winter Peak Savings (MW) | Technical Potential | 0 | 0 | 0 | 0 | 0 | 0 | 0 | 0 | 0 | 0 | 0 | 0 | 0 | 0 | 0 | 0 | 0 | 0 | 0 | 0 | 0 | 0 | 0 | 0 | 0 | 0 | 0 | 0 | 0 | 0 | 0
F13_Industrial_Agriculture_New_Space Heating_Natural Gas_HVAC - Duct Repair and Sealing_A_Technical Potential | F13 | Industrial | Agriculture | New | Space Heating | Natural Gas | HVAC - Duct Repair and Sealing | A | Purchases (Incremental) | Technical Potential | 0 | 0 | 0 | 0 | 0 | 0 | 0 | 0 | 0 | 0 | 0 | 0 | 0 | 0 | 0 | 0 | 0 | 0 | 0 | 0 | 0 | 0 | 0 | 0 | 0 | 0 | 0 | 0 | 0 | 0 | 0
F14_Industrial_Agriculture_New_Space Heating_Natural Gas_HVAC - Duct Repair and Sealing_A_Technical Potential | F14 | Industrial | Agriculture | New | Space Heating | Natural Gas | HVAC - Duct Repair and Sealing | A | Purchases (Cumulative) | Technical Potential | 0 | 0 | 0 | 0 | 0 | 0 | 0 | 0 | 0 | 0 | 0 | 0 | 0 | 0 | 0 | 0 | 0 | 0 | 0 | 0 | 0 | 0 | 0 | 0 | 0 | 0 | 0 | 0 | 0 | 0 | 0
F1_Industrial_Agriculture_New_Space Heating_Natural Gas_Windows - High Efficiency_A_Technical Potential | F1 | Industrial | Agriculture | New | Space Heating | Natural Gas | Windows - High Efficiency | A | Original Unit Energy Savings (kWh or therms) | Technical Potential | 0 | 0 | 0 | 0 | 0 | 0.0053664 | 0.005297 | 0.0052464 | 0.0052081 | 0.0051778 | 0.0051533 | 0.0051246 | 0.0050945 | 0.0050648 | 0.0050361 | 0.0050136 | 0.0049958 | 0.0049817 | 0.0049593 | 0.0049429 | 0.004931 | 0.0049217 | 0.0049217 | 0.0049217 | 0.0049217 | 0.0049217 | 0.0049217 | 0.0049217 | 0 | 0 | 0
F2_Industrial_Agriculture_New_Space Heating_Natural Gas_Windows - High Efficiency_A_Technical Potential | F2 | Industrial | Agriculture | New | Space Heating | Natural Gas | Windows - High Efficiency | A | Original Unit Summer Peak Savings (kW) | Technical Potential | 0 | 0 | 0 | 0 | 0 | 0 | 0 | 0 | 0 | 0 | 0 | 0 | 0 | 0 | 0 | 0 | 0 | 0 | 0 | 0 | 0 | 0 | 0 | 0 | 0 | 0 | 0 | 0 | 0 | 0 | 0
F3_Industrial_Agriculture_New_Space Heating_Natural Gas_Windows - High Efficiency_A_Technical Potential | F3 | Industrial | Agriculture | New | Space Heating | Natural Gas | Windows - High Efficiency | A | Original Unit Winter Peak Savings (kW) | Technical Potential | 0 | 0 | 0 | 0 | 0 | 0 | 0 | 0 | 0 | 0 | 0 | 0 | 0 | 0 | 0 | 0 | 0 | 0 | 0 | 0 | 0 | 0 | 0 | 0 | 0 | 0 | 0 | 0 | 0 | 0 | 0
F4_Industrial_Agriculture_New_Space Heating_Natural Gas_Windows - High Efficiency_A_Technical Potential | F4 | Industrial | Agriculture | New | Space Heating | Natural Gas | Windows - High Efficiency | A | Standalone Impact on Baseline Energy (%) | Technical Potential | 0% | 0% | 0% | 0% | 0% | 0% | 0% | 0% | 0% | 0% | 0% | 0% | 0% | 0% | 0% | 0% | 0% | 0% | 0% | 0% | 0% | 0% | 0% | 0% | 0 | 0 | 0 | 0 | 0 | 0 | 0
F5_Industrial_Agriculture_New_Space Heating_Natural Gas_Windows - High Efficiency_A_Technical Potential | F5 | Industrial | Agriculture | New | Space Heating | Natural Gas | Windows - High Efficiency | A | Standalone Impact on Baseline Summer Peak (%) | Technical Potential | 0% | 0% | 0% | 0% | 0% | 0% | 0% | 0% | 0% | 0% | 0% | 0% | 0% | 0% | 0% | 0% | 0% | 0% | 0% | 0% | 0% | 0% | 0% | 0% | 0 | 0 | 0 | 0 | 0 | 0 | 0
F6_Industrial_Agriculture_New_Space Heating_Natural Gas_Windows - High Efficiency_A_Technical Potential | F6 | Industrial | Agriculture | New | Space Heating | Natural Gas | Windows - High Efficiency | A | Standalone Impact on Baseline Winter Peak (%) | Technical Potential | 0% | 0% | 0% | 0% | 0% | 0% | 0% | 0% | 0% | 0% | 0% | 0% | 0% | 0% | 0% | 0% | 0% | 0% | 0% | 0% | 0% | 0% | 0% | 0% | 0 | 0 | 0 | 0 | 0 | 0 | 0
F7_Industrial_Agriculture_New_Space Heating_Natural Gas_Windows - High Efficiency_A_Technical Potential | F7 | Industrial | Agriculture | New | Space Heating | Natural Gas | Windows - High Efficiency | A | Incremental Energy Savings (MWh or mTherms) | Technical Potential | 0 | 0 | 0 | 0 | 0 | 0 | 0 | 0 | 0 | 0 | 0 | 0 | 0 | 0 | 0 | 0 | 0 | 0 | 0 | 0 | 0 | 0 | 0 | 0 | 0 | 0 | 0 | 0 | 0 | 0 | 0
F8_Industrial_Agriculture_New_Space Heating_Natural Gas_Windows - High Efficiency_A_Technical Potential | F8 | Industrial | Agriculture | New | Space Heating | Natural Gas | Windows - High Efficiency | A | Incremental Summer Peak Savings (MW) | Technical Potential | 0 | 0 | 0 | 0 | 0 | 0 | 0 | 0 | 0 | 0 | 0 | 0 | 0 | 0 | 0 | 0 | 0 | 0 | 0 | 0 | 0 | 0 | 0 | 0 | 0 | 0 | 0 | 0 | 0 | 0 | 0
F9_Industrial_Agriculture_New_Space Heating_Natural Gas_Windows - High Efficiency_A_Technical Potential | F9 | Industrial | Agriculture | New | Space Heating | Natural Gas | Windows - High Efficiency | A | Incremental Winter Peak Savings (MW) | Technical Potential | 0 | 0 | 0 | 0 | 0 | 0 | 0 | 0 | 0 | 0 | 0 | 0 | 0 | 0 | 0 | 0 | 0 | 0 | 0 | 0 | 0 | 0 | 0 | 0 | 0 | 0 | 0 | 0 | 0 | 0 | 0
F10_Industrial_Agriculture_New_Space Heating_Natural Gas_Windows - High Efficiency_A_Technical Potential | F10 | Industrial | Agriculture | New | Space Heating | Natural Gas | Windows - High Efficiency | A | Cumulative Energy Savings (MWh or mTherms) | Technical Potential | 0 | 0 | 0 | 0 | 0 | 0 | 0 | 0 | 0 | 0 | 0 | 0 | 0 | 0 | 0 | 0 | 0 | 0 | 0 | 0 | 0 | 0 | 0 | 0 | 0 | 0 | 0 | 0 | 0 | 0 | 0
F11_Industrial_Agriculture_New_Space Heating_Natural Gas_Windows - High Efficiency_A_Technical Potential | F11 | Industrial | Agriculture | New | Space Heating | Natural Gas | Windows - High Efficiency | A | Cumulative Summer Peak Savings (MW) | Technical Potential | 0 | 0 | 0 | 0 | 0 | 0 | 0 | 0 | 0 | 0 | 0 | 0 | 0 | 0 | 0 | 0 | 0 | 0 | 0 | 0 | 0 | 0 | 0 | 0 | 0 | 0 | 0 | 0 | 0 | 0 | 0
F12_Industrial_Agriculture_New_Space Heating_Natural Gas_Windows - High Efficiency_A_Technical Potential | F12 | Industrial | Agriculture | New | Space Heating | Natural Gas | Windows - High Efficiency | A | Cumulative Winter Peak Savings (MW) | Technical Potential | 0 | 0 | 0 | 0 | 0 | 0 | 0 | 0 | 0 | 0 | 0 | 0 | 0 | 0 | 0 | 0 | 0 | 0 | 0 | 0 | 0 | 0 | 0 | 0 | 0 | 0 | 0 | 0 | 0 | 0 | 0
F13_Industrial_Agriculture_New_Space Heating_Natural Gas_Windows - High Efficiency_A_Technical Potential | F13 | Industrial | Agriculture | New | Space Heating | Natural Gas | Windows - High Efficiency | A | Purchases (Incremental) | Technical Potential | 0 | 0 | 0 | 0 | 0 | 0 | 0 | 0 | 0 | 0 | 0 | 0 | 0 | 0 | 0 | 0 | 0 | 0 | 0 | 0 | 0 | 0 | 0 | 0 | 0 | 0 | 0 | 0 | 0 | 0 | 0
F14_Industrial_Agriculture_New_Space Heating_Natural Gas_Windows - High Efficiency_A_Technical Potential | F14 | Industrial | Agriculture | New | Space Heating | Natural Gas | Windows - High Efficiency | A | Purchases (Cumulative) | Technical Potential | 0 | 0 | 0 | 0 | 0 | 0 | 0 | 0 | 0 | 0 | 0 | 0 | 0 | 0 | 0 | 0 | 0 | 0 | 0 | 0 | 0 | 0 | 0 | 0 | 0 | 0 | 0 | 0 | 0 | 0 | 0
F1_Industrial_Agriculture_New_Space Heating_Natural Gas_Gas Boiler - Maintenance_A_Technical Potential | F1 | Industrial | Agriculture | New | Space Heating | Natural Gas | Gas Boiler - Maintenance | A | Original Unit Energy Savings (kWh or therms) | Technical Potential | 0 | 0 | 0 | 0 | 0 | 0 | 0 | 0 | 0 | 0 | 0 | 0 | 0 | 0 | 0 | 0 | 0 | 0 | 0 | 0 | 0 | 0 | 0 | 0 | 0 | 0 | 0 | 0 | 0 | 0 | 0
F2_Industrial_Agriculture_New_Space Heating_Natural Gas_Gas Boiler - Maintenance_A_Technical Potential | F2 | Industrial | Agriculture | New | Space Heating | Natural Gas | Gas Boiler - Maintenance | A | Original Unit Summer Peak Savings (kW) | Technical Potential | 0 | 0 | 0 | 0 | 0 | 0 | 0 | 0 | 0 | 0 | 0 | 0 | 0 | 0 | 0 | 0 | 0 | 0 | 0 | 0 | 0 | 0 | 0 | 0 | 0 | 0 | 0 | 0 | 0 | 0 | 0
F3_Industrial_Agriculture_New_Space Heating_Natural Gas_Gas Boiler - Maintenance_A_Technical Potential | F3 | Industrial | Agriculture | New | Space Heating | Natural Gas | Gas Boiler - Maintenance | A | Original Unit Winter Peak Savings (kW) | Technical Potential | 0 | 0 | 0 | 0 | 0 | 0 | 0 | 0 | 0 | 0 | 0 | 0 | 0 | 0 | 0 | 0 | 0 | 0 | 0 | 0 | 0 | 0 | 0 | 0 | 0 | 0 | 0 | 0 | 0 | 0 | 0
F4_Industrial_Agriculture_New_Space Heating_Natural Gas_Gas Boiler - Maintenance_A_Technical Potential | F4 | Industrial | Agriculture | New | Space Heating | Natural Gas | Gas Boiler - Maintenance | A | Standalone Impact on Baseline Energy (%) | Technical Potential | 0% | 0% | 0% | 0% | 0% | 0% | 0% | 0% | 0% | 0% | 0% | 0% | 0% | 0% | 0% | 0% | 0% | 0% | 0% | 0% | 0% | 0% | 0% | 0% | 0 | 0 | 0 | 0 | 0 | 0 | 0
F5_Industrial_Agriculture_New_Space Heating_Natural Gas_Gas Boiler - Maintenance_A_Technical Potential | F5 | Industrial | Agriculture | New | Space Heating | Natural Gas | Gas Boiler - Maintenance | A | Standalone Impact on Baseline Summer Peak (%) | Technical Potential | 0% | 0% | 0% | 0% | 0% | 0% | 0% | 0% | 0% | 0% | 0% | 0% | 0% | 0% | 0% | 0% | 0% | 0% | 0% | 0% | 0% | 0% | 0% | 0% | 0 | 0 | 0 | 0 | 0 | 0 | 0
F6_Industrial_Agriculture_New_Space Heating_Natural Gas_Gas Boiler - Maintenance_A_Technical Potential | F6 | Industrial | Agriculture | New | Space Heating | Natural Gas | Gas Boiler - Maintenance | A | Standalone Impact on Baseline Winter Peak (%) | Technical Potential | 0% | 0% | 0% | 0% | 0% | 0% | 0% | 0% | 0% | 0% | 0% | 0% | 0% | 0% | 0% | 0% | 0% | 0% | 0% | 0% | 0% | 0% | 0% | 0% | 0 | 0 | 0 | 0 | 0 | 0 | 0
F7_Industrial_Agriculture_New_Space Heating_Natural Gas_Gas Boiler - Maintenance_A_Technical Potential | F7 | Industrial | Agriculture | New | Space Heating | Natural Gas | Gas Boiler - Maintenance | A | Incremental Energy Savings (MWh or mTherms) | Technical Potential | 0 | 0 | 0 | 0 | 0 | 0 | 0 | 0 | 0 | 0 | 0 | 0 | 0 | 0 | 0 | 0 | 0 | 0 | 0 | 0 | 0 | 0 | 0 | 0 | 0 | 0 | 0 | 0 | 0 | 0 | 0
F8_Industrial_Agriculture_New_Space Heating_Natural Gas_Gas Boiler - Maintenance_A_Technical Potential | F8 | Industrial | Agriculture | New | Space Heating | Natural Gas | Gas Boiler - Maintenance | A | Incremental Summer Peak Savings (MW) | Technical Potential | 0 | 0 | 0 | 0 | 0 | 0 | 0 | 0 | 0 | 0 | 0 | 0 | 0 | 0 | 0 | 0 | 0 | 0 | 0 | 0 | 0 | 0 | 0 | 0 | 0 | 0 | 0 | 0 | 0 | 0 | 0
F9_Industrial_Agriculture_New_Space Heating_Natural Gas_Gas Boiler - Maintenance_A_Technical Potential | F9 | Industrial | Agriculture | New | Space Heating | Natural Gas | Gas Boiler - Maintenance | A | Incremental Winter Peak Savings (MW) | Technical Potential | 0 | 0 | 0 | 0 | 0 | 0 | 0 | 0 | 0 | 0 | 0 | 0 | 0 | 0 | 0 | 0 | 0 | 0 | 0 | 0 | 0 | 0 | 0 | 0 | 0 | 0 | 0 | 0 | 0 | 0 | 0
F10_Industrial_Agriculture_New_Space Heating_Natural Gas_Gas Boiler - Maintenance_A_Technical Potential | F10 | Industrial | Agriculture | New | Space Heating | Natural Gas | Gas Boiler - Maintenance | A | Cumulative Energy Savings (MWh or mTherms) | Technical Potential | 0 | 0 | 0 | 0 | 0 | 0 | 0 | 0 | 0 | 0 | 0 | 0 | 0 | 0 | 0 | 0 | 0 | 0 | 0 | 0 | 0 | 0 | 0 | 0 | 0 | 0 | 0 | 0 | 0 | 0 | 0
F11_Industrial_Agriculture_New_Space Heating_Natural Gas_Gas Boiler - Maintenance_A_Technical Potential | F11 | Industrial | Agriculture | New | Space Heating | Natural Gas | Gas Boiler - Maintenance | A | Cumulative Summer Peak Savings (MW) | Technical Potential | 0 | 0 | 0 | 0 | 0 | 0 | 0 | 0 | 0 | 0 | 0 | 0 | 0 | 0 | 0 | 0 | 0 | 0 | 0 | 0 | 0 | 0 | 0 | 0 | 0 | 0 | 0 | 0 | 0 | 0 | 0
F12_Industrial_Agriculture_New_Space Heating_Natural Gas_Gas Boiler - Maintenance_A_Technical Potential | F12 | Industrial | Agriculture | New | Space Heating | Natural Gas | Gas Boiler - Maintenance | A | Cumulative Winter Peak Savings (MW) | Technical Potential | 0 | 0 | 0 | 0 | 0 | 0 | 0 | 0 | 0 | 0 | 0 | 0 | 0 | 0 | 0 | 0 | 0 | 0 | 0 | 0 | 0 | 0 | 0 | 0 | 0 | 0 | 0 | 0 | 0 | 0 | 0
F13_Industrial_Agriculture_New_Space Heating_Natural Gas_Gas Boiler - Maintenance_A_Technical Potential | F13 | Industrial | Agriculture | New | Space Heating | Natural Gas | Gas Boiler - Maintenance | A | Purchases (Incremental) | Technical Potential | 0 | 0 | 0 | 0 | 0 | 0 | 0 | 0 | 0 | 0 | 0 | 0 | 0 | 0 | 0 | 0 | 0 | 0 | 0 | 0 | 0 | 0 | 0 | 0 | 0 | 0 | 0 | 0 | 0 | 0 | 0
F14_Industrial_Agriculture_New_Space Heating_Natural Gas_Gas Boiler - Maintenance_A_Technical Potential | F14 | Industrial | Agriculture | New | Space Heating | Natural Gas | Gas Boiler - Maintenance | A | Purchases (Cumulative) | Technical Potential | 0 | 0 | 0 | 0 | 0 | 0 | 0 | 0 | 0 | 0 | 0 | 0 | 0 | 0 | 0 | 0 | 0 | 0 | 0 | 0 | 0 | 0 | 0 | 0 | 0 | 0 | 0 | 0 | 0 | 0 | 0
F1_Industrial_Agriculture_New_Process_Natural Gas_Gas Boiler - Maintenance_A_Technical Potential | F1 | Industrial | Agriculture | New | Process | Natural Gas | Gas Boiler - Maintenance | A | Original Unit Energy Savings (kWh or therms) | Technical Potential | 0 | 0 | 0 | 0 | 0 | 1.5559 | 1.5559 | 1.5559 | 1.5559 | 1.5559 | 1.5559 | 1.5559 | 1.5559 | 1.5559 | 1.5559 | 1.5559 | 1.5559 | 1.5559 | 1.5559 | 1.5559 | 1.5559 | 1.5559 | 1.5559 | 1.5559 | 1.5559 | 1.5559 | 1.5559 | 1.5559 | 1.5559 | 1.5559 | 1.5559
F2_Industrial_Agriculture_New_Process_Natural Gas_Gas Boiler - Maintenance_A_Technical Potential | F2 | Industrial | Agriculture | New | Process | Natural Gas | Gas Boiler - Maintenance | A | Original Unit Summer Peak Savings (kW) | Technical Potential | 0 | 0 | 0 | 0 | 0 | 0 | 0 | 0 | 0 | 0 | 0 | 0 | 0 | 0 | 0 | 0 | 0 | 0 | 0 | 0 | 0 | 0 | 0 | 0 | 0 | 0 | 0 | 0 | 0 | 0 | 0
F3_Industrial_Agriculture_New_Process_Natural Gas_Gas Boiler - Maintenance_A_Technical Potential | F3 | Industrial | Agriculture | New | Process | Natural Gas | Gas Boiler - Maintenance | A | Original Unit Winter Peak Savings (kW) | Technical Potential | 0 | 0 | 0 | 0 | 0 | 0 | 0 | 0 | 0 | 0 | 0 | 0 | 0 | 0 | 0 | 0 | 0 | 0 | 0 | 0 | 0 | 0 | 0 | 0 | 0 | 0 | 0 | 0 | 0 | 0 | 0
F4_Industrial_Agriculture_New_Process_Natural Gas_Gas Boiler - Maintenance_A_Technical Potential | F4 | Industrial | Agriculture | New | Process | Natural Gas | Gas Boiler - Maintenance | A | Standalone Impact on Baseline Energy (%) | Technical Potential | 0% | 0% | 0% | 0% | 0% | 0.01315% | 0.02032% | 0.02396% | 0.02113% | 0.01889% | 0.01709% | 0.01561% | 0.01437% | 0.01332% | 0.01242% | 0.01164% | 0.01095% | 0.01034% | 0.009798% | 0.009314% | 0.008874% | 0.008476% | 0.008113% | 0.007781% | 7.4765e-05 | 7.1956e-05 | 6.9358e-05 | 6.6947e-05 | 0 | 0 | 0
F5_Industrial_Agriculture_New_Process_Natural Gas_Gas Boiler - Maintenance_A_Technical Potential | F5 | Industrial | Agriculture | New | Process | Natural Gas | Gas Boiler - Maintenance | A | Standalone Impact on Baseline Summer Peak (%) | Technical Potential | 0% | 0% | 0% | 0% | 0% | 0% | 0% | 0% | 0% | 0% | 0% | 0% | 0% | 0% | 0% | 0% | 0% | 0% | 0% | 0% | 0% | 0% | 0% | 0% | 0 | 0 | 0 | 0 | 0 | 0 | 0
F6_Industrial_Agriculture_New_Process_Natural Gas_Gas Boiler - Maintenance_A_Technical Potential | F6 | Industrial | Agriculture | New | Process | Natural Gas | Gas Boiler - Maintenance | A | Standalone Impact on Baseline Winter Peak (%) | Technical Potential | 0% | 0% | 0% | 0% | 0% | 0% | 0% | 0% | 0% | 0% | 0% | 0% | 0% | 0% | 0% | 0% | 0% | 0% | 0% | 0% | 0% | 0% | 0% | 0% | 0 | 0 | 0 | 0 | 0 | 0 | 0
F7_Industrial_Agriculture_New_Process_Natural Gas_Gas Boiler - Maintenance_A_Technical Potential | F7 | Industrial | Agriculture | New | Process | Natural Gas | Gas Boiler - Maintenance | A | Incremental Energy Savings (MWh or mTherms) | Technical Potential | 0 | 0 | 0 | 0 | 0 | 0.025505 | 0.02118 | 0.016947 | 0.025505 | 0.02118 | 0.016947 | 0.025505 | 0.02118 | 0.016947 | 0.025505 | 0.02118 | 0.016947 | 0.025505 | 0.02118 | 0.016947 | 0.025505 | 0.02118 | 0.016947 | 0.025505 | 0.02118 | 0.016947 | 0.025505 | 0.02118 | 0.016947 | 0.025505 | 0.02118
F8_Industrial_Agriculture_New_Process_Natural Gas_Gas Boiler - Maintenance_A_Technical Potential | F8 | Industrial | Agriculture | New | Process | Natural Gas | Gas Boiler - Maintenance | A | Incremental Summer Peak Savings (MW) | Technical Potential | 0 | 0 | 0 | 0 | 0 | 0 | 0 | 0 | 0 | 0 | 0 | 0 | 0 | 0 | 0 | 0 | 0 | 0 | 0 | 0 | 0 | 0 | 0 | 0 | 0 | 0 | 0 | 0 | 0 | 0 | 0
F9_Industrial_Agriculture_New_Process_Natural Gas_Gas Boiler - Maintenance_A_Technical Potential | F9 | Industrial | Agriculture | New | Process | Natural Gas | Gas Boiler - Maintenance | A | Incremental Winter Peak Savings (MW) | Technical Potential | 0 | 0 | 0 | 0 | 0 | 0 | 0 | 0 | 0 | 0 | 0 | 0 | 0 | 0 | 0 | 0 | 0 | 0 | 0 | 0 | 0 | 0 | 0 | 0 | 0 | 0 | 0 | 0 | 0 | 0 | 0
F10_Industrial_Agriculture_New_Process_Natural Gas_Gas Boiler - Maintenance_A_Technical Potential | F10 | Industrial | Agriculture | New | Process | Natural Gas | Gas Boiler - Maintenance | A | Cumulative Energy Savings (MWh or mTherms) | Technical Potential | 0 | 0 | 0 | 0 | 0 | 0.025505 | 0.046685 | 0.063632 | 0.063632 | 0.063632 | 0.063632 | 0.063632 | 0.063632 | 0.063632 | 0.063632 | 0.063632 | 0.063632 | 0.063632 | 0.063632 | 0.063632 | 0.063632 | 0.063632 | 0.063632 | 0.063632 | 0.063632 | 0.063632 | 0.063632 | 0.063632 | 0.063632 | 0.063632 | 0.063632
F11_Industrial_Agriculture_New_Process_Natural Gas_Gas Boiler - Maintenance_A_Technical Potential | F11 | Industrial | Agriculture | New | Process | Natural Gas | Gas Boiler - Maintenance | A | Cumulative Summer Peak Savings (MW) | Technical Potential | 0 | 0 | 0 | 0 | 0 | 0 | 0 | 0 | 0 | 0 | 0 | 0 | 0 | 0 | 0 | 0 | 0 | 0 | 0 | 0 | 0 | 0 | 0 | 0 | 0 | 0 | 0 | 0 | 0 | 0 | 0
F12_Industrial_Agriculture_New_Process_Natural Gas_Gas Boiler - Maintenance_A_Technical Potential | F12 | Industrial | Agriculture | New | Process | Natural Gas | Gas Boiler - Maintenance | A | Cumulative Winter Peak Savings (MW) | Technical Potential | 0 | 0 | 0 | 0 | 0 | 0 | 0 | 0 | 0 | 0 | 0 | 0 | 0 | 0 | 0 | 0 | 0 | 0 | 0 | 0 | 0 | 0 | 0 | 0 | 0 | 0 | 0 | 0 | 0 | 0 | 0
F13_Industrial_Agriculture_New_Process_Natural Gas_Gas Boiler - Maintenance_A_Technical Potential | F13 | Industrial | Agriculture | New | Process | Natural Gas | Gas Boiler - Maintenance | A | Purchases (Incremental) | Technical Potential | 0 | 0 | 0 | 0 | 0 | 16.3929 | 13.6127 | 10.8922 | 16.3929 | 13.6127 | 10.8922 | 16.3929 | 13.6127 | 10.8922 | 16.3929 | 13.6127 | 10.8922 | 16.3929 | 13.6127 | 10.8922 | 16.3929 | 13.6127 | 10.8922 | 16.3929 | 13.6127 | 10.8922 | 16.3929 | 13.6127 | 10.8922 | 16.3929 | 13.6127
F14_Industrial_Agriculture_New_Process_Natural Gas_Gas Boiler - Maintenance_A_Technical Potential | F14 | Industrial | Agriculture | New | Process | Natural Gas | Gas Boiler - Maintenance | A | Purchases (Cumulative) | Technical Potential | 0 | 0 | 0 | 0 | 0 | 16.3929 | 30.0056 | 40.8978 | 40.8978 | 40.8978 | 40.8978 | 40.8978 | 40.8978 | 40.8978 | 40.8978 | 40.8978 | 40.8978 | 40.8978 | 40.8978 | 40.8978 | 40.8978 | 40.8978 | 40.8978 | 40.8978 | 40.8978 | 40.8978 | 40.8978 | 40.8978 | 40.8978 | 40.8978 | 40.8978
F1_Industrial_Agriculture_New_Space Heating_Natural Gas_Gas Furnace - Maintenance_A_Technical Potential | F1 | Industrial | Agriculture | New | Space Heating | Natural Gas | Gas Furnace - Maintenance | A | Original Unit Energy Savings (kWh or therms) | Technical Potential | 0 | 0 | 0 | 0 | 0 | 0 | 0 | 0 | 0 | 0 | 0 | 0 | 0 | 0 | 0 | 0 | 0 | 0 | 0 | 0 | 0 | 0 | 0 | 0 | 0 | 0 | 0 | 0 | 0 | 0 | 0
F2_Industrial_Agriculture_New_Space Heating_Natural Gas_Gas Furnace - Maintenance_A_Technical Potential | F2 | Industrial | Agriculture | New | Space Heating | Natural Gas | Gas Furnace - Maintenance | A | Original Unit Summer Peak Savings (kW) | Technical Potential | 0 | 0 | 0 | 0 | 0 | 0 | 0 | 0 | 0 | 0 | 0 | 0 | 0 | 0 | 0 | 0 | 0 | 0 | 0 | 0 | 0 | 0 | 0 | 0 | 0 | 0 | 0 | 0 | 0 | 0 | 0
F3_Industrial_Agriculture_New_Space Heating_Natural Gas_Gas Furnace - Maintenance_A_Technical Potential | F3 | Industrial | Agriculture | New | Space Heating | Natural Gas | Gas Furnace - Maintenance | A | Original Unit Winter Peak Savings (kW) | Technical Potential | 0 | 0 | 0 | 0 | 0 | 0 | 0 | 0 | 0 | 0 | 0 | 0 | 0 | 0 | 0 | 0 | 0 | 0 | 0 | 0 | 0 | 0 | 0 | 0 | 0 | 0 | 0 | 0 | 0 | 0 | 0
F4_Industrial_Agriculture_New_Space Heating_Natural Gas_Gas Furnace - Maintenance_A_Technical Potential | F4 | Industrial | Agriculture | New | Space Heating | Natural Gas | Gas Furnace - Maintenance | A | Standalone Impact on Baseline Energy (%) | Technical Potential | 0% | 0% | 0% | 0% | 0% | 0% | 0% | 0% | 0% | 0% | 0% | 0% | 0% | 0% | 0% | 0% | 0% | 0% | 0% | 0% | 0% | 0% | 0% | 0% | 0 | 0 | 0 | 0 | 0 | 0 | 0
F5_Industrial_Agriculture_New_Space Heating_Natural Gas_Gas Furnace - Maintenance_A_Technical Potential | F5 | Industrial | Agriculture | New | Space Heating | Natural Gas | Gas Furnace - Maintenance | A | Standalone Impact on Baseline Summer Peak (%) | Technical Potential | 0% | 0% | 0% | 0% | 0% | 0% | 0% | 0% | 0% | 0% | 0% | 0% | 0% | 0% | 0% | 0% | 0% | 0% | 0% | 0% | 0% | 0% | 0% | 0% | 0 | 0 | 0 | 0 | 0 | 0 | 0
F6_Industrial_Agriculture_New_Space Heating_Natural Gas_Gas Furnace - Maintenance_A_Technical Potential | F6 | Industrial | Agriculture | New | Space Heating | Natural Gas | Gas Furnace - Maintenance | A | Standalone Impact on Baseline Winter Peak (%) | Technical Potential | 0% | 0% | 0% | 0% | 0% | 0% | 0% | 0% | 0% | 0% | 0% | 0% | 0% | 0% | 0% | 0% | 0% | 0% | 0% | 0% | 0% | 0% | 0% | 0% | 0 | 0 | 0 | 0 | 0 | 0 | 0
F7_Industrial_Agriculture_New_Space Heating_Natural Gas_Gas Furnace - Maintenance_A_Technical Potential | F7 | Industrial | Agriculture | New | Space Heating | Natural Gas | Gas Furnace - Maintenance | A | Incremental Energy Savings (MWh or mTherms) | Technical Potential | 0 | 0 | 0 | 0 | 0 | 0 | 0 | 0 | 0 | 0 | 0 | 0 | 0 | 0 | 0 | 0 | 0 | 0 | 0 | 0 | 0 | 0 | 0 | 0 | 0 | 0 | 0 | 0 | 0 | 0 | 0
F8_Industrial_Agriculture_New_Space Heating_Natural Gas_Gas Furnace - Maintenance_A_Technical Potential | F8 | Industrial | Agriculture | New | Space Heating | Natural Gas | Gas Furnace - Maintenance | A | Incremental Summer Peak Savings (MW) | Technical Potential | 0 | 0 | 0 | 0 | 0 | 0 | 0 | 0 | 0 | 0 | 0 | 0 | 0 | 0 | 0 | 0 | 0 | 0 | 0 | 0 | 0 | 0 | 0 | 0 | 0 | 0 | 0 | 0 | 0 | 0 | 0
F9_Industrial_Agriculture_New_Space Heating_Natural Gas_Gas Furnace - Maintenance_A_Technical Potential | F9 | Industrial | Agriculture | New | Space Heating | Natural Gas | Gas Furnace - Maintenance | A | Incremental Winter Peak Savings (MW) | Technical Potential | 0 | 0 | 0 | 0 | 0 | 0 | 0 | 0 | 0 | 0 | 0 | 0 | 0 | 0 | 0 | 0 | 0 | 0 | 0 | 0 | 0 | 0 | 0 | 0 | 0 | 0 | 0 | 0 | 0 | 0 | 0
F10_Industrial_Agriculture_New_Space Heating_Natural Gas_Gas Furnace - Maintenance_A_Technical Potential | F10 | Industrial | Agriculture | New | Space Heating | Natural Gas | Gas Furnace - Maintenance | A | Cumulative Energy Savings (MWh or mTherms) | Technical Potential | 0 | 0 | 0 | 0 | 0 | 0 | 0 | 0 | 0 | 0 | 0 | 0 | 0 | 0 | 0 | 0 | 0 | 0 | 0 | 0 | 0 | 0 | 0 | 0 | 0 | 0 | 0 | 0 | 0 | 0 | 0
F11_Industrial_Agriculture_New_Space Heating_Natural Gas_Gas Furnace - Maintenance_A_Technical Potential | F11 | Industrial | Agriculture | New | Space Heating | Natural Gas | Gas Furnace - Maintenance | A | Cumulative Summer Peak Savings (MW) | Technical Potential | 0 | 0 | 0 | 0 | 0 | 0 | 0 | 0 | 0 | 0 | 0 | 0 | 0 | 0 | 0 | 0 | 0 | 0 | 0 | 0 | 0 | 0 | 0 | 0 | 0 | 0 | 0 | 0 | 0 | 0 | 0
F12_Industrial_Agriculture_New_Space Heating_Natural Gas_Gas Furnace - Maintenance_A_Technical Potential | F12 | Industrial | Agriculture | New | Space Heating | Natural Gas | Gas Furnace - Maintenance | A | Cumulative Winter Peak Savings (MW) | Technical Potential | 0 | 0 | 0 | 0 | 0 | 0 | 0 | 0 | 0 | 0 | 0 | 0 | 0 | 0 | 0 | 0 | 0 | 0 | 0 | 0 | 0 | 0 | 0 | 0 | 0 | 0 | 0 | 0 | 0 | 0 | 0
F13_Industrial_Agriculture_New_Space Heating_Natural Gas_Gas Furnace - Maintenance_A_Technical Potential | F13 | Industrial | Agriculture | New | Space Heating | Natural Gas | Gas Furnace - Maintenance | A | Purchases (Incremental) | Technical Potential | 0 | 0 | 0 | 0 | 0 | 0 | 0 | 0 | 0 | 0 | 0 | 0 | 0 | 0 | 0 | 0 | 0 | 0 | 0 | 0 | 0 | 0 | 0 | 0 | 0 | 0 | 0 | 0 | 0 | 0 | 0
F14_Industrial_Agriculture_New_Space Heating_Natural Gas_Gas Furnace - Maintenance_A_Technical Potential | F14 | Industrial | Agriculture | New | Space Heating | Natural Gas | Gas Furnace - Maintenance | A | Purchases (Cumulative) | Technical Potential | 0 | 0 | 0 | 0 | 0 | 0 | 0 | 0 | 0 | 0 | 0 | 0 | 0 | 0 | 0 | 0 | 0 | 0 | 0 | 0 | 0 | 0 | 0 | 0 | 0 | 0 | 0 | 0 | 0 | 0 | 0
F1_Industrial_Agriculture_New_Space Heating_Natural Gas_Gas Boiler - Hot Water Reset_A_Technical Potential | F1 | Industrial | Agriculture | New | Space Heating | Natural Gas | Gas Boiler - Hot Water Reset | A | Original Unit Energy Savings (kWh or therms) | Technical Potential | 0 | 0 | 0 | 0 | 0 | 0 | 0 | 0 | 0 | 0 | 0 | 0 | 0 | 0 | 0 | 0 | 0 | 0 | 0 | 0 | 0 | 0 | 0 | 0 | 0 | 0 | 0 | 0 | 0 | 0 | 0
F2_Industrial_Agriculture_New_Space Heating_Natural Gas_Gas Boiler - Hot Water Reset_A_Technical Potential | F2 | Industrial | Agriculture | New | Space Heating | Natural Gas | Gas Boiler - Hot Water Reset | A | Original Unit Summer Peak Savings (kW) | Technical Potential | 0 | 0 | 0 | 0 | 0 | 0 | 0 | 0 | 0 | 0 | 0 | 0 | 0 | 0 | 0 | 0 | 0 | 0 | 0 | 0 | 0 | 0 | 0 | 0 | 0 | 0 | 0 | 0 | 0 | 0 | 0
F3_Industrial_Agriculture_New_Space Heating_Natural Gas_Gas Boiler - Hot Water Reset_A_Technical Potential | F3 | Industrial | Agriculture | New | Space Heating | Natural Gas | Gas Boiler - Hot Water Reset | A | Original Unit Winter Peak Savings (kW) | Technical Potential | 0 | 0 | 0 | 0 | 0 | 0 | 0 | 0 | 0 | 0 | 0 | 0 | 0 | 0 | 0 | 0 | 0 | 0 | 0 | 0 | 0 | 0 | 0 | 0 | 0 | 0 | 0 | 0 | 0 | 0 | 0
F4_Industrial_Agriculture_New_Space Heating_Natural Gas_Gas Boiler - Hot Water Reset_A_Technical Potential | F4 | Industrial | Agriculture | New | Space Heating | Natural Gas | Gas Boiler - Hot Water Reset | A | Standalone Impact on Baseline Energy (%) | Technical Potential | 0% | 0% | 0% | 0% | 0% | 0% | 0% | 0% | 0% | 0% | 0% | 0% | 0% | 0% | 0% | 0% | 0% | 0% | 0% | 0% | 0% | 0% | 0% | 0% | 0 | 0 | 0 | 0 | 0 | 0 | 0
F5_Industrial_Agriculture_New_Space Heating_Natural Gas_Gas Boiler - Hot Water Reset_A_Technical Potential | F5 | Industrial | Agriculture | New | Space Heating | Natural Gas | Gas Boiler - Hot Water Reset | A | Standalone Impact on Baseline Summer Peak (%) | Technical Potential | 0% | 0% | 0% | 0% | 0% | 0% | 0% | 0% | 0% | 0% | 0% | 0% | 0% | 0% | 0% | 0% | 0% | 0% | 0% | 0% | 0% | 0% | 0% | 0% | 0 | 0 | 0 | 0 | 0 | 0 | 0
F6_Industrial_Agriculture_New_Space Heating_Natural Gas_Gas Boiler - Hot Water Reset_A_Technical Potential | F6 | Industrial | Agriculture | New | Space Heating | Natural Gas | Gas Boiler - Hot Water Reset | A | Standalone Impact on Baseline Winter Peak (%) | Technical Potential | 0% | 0% | 0% | 0% | 0% | 0% | 0% | 0% | 0% | 0% | 0% | 0% | 0% | 0% | 0% | 0% | 0% | 0% | 0% | 0% | 0% | 0% | 0% | 0% | 0 | 0 | 0 | 0 | 0 | 0 | 0
F7_Industrial_Agriculture_New_Space Heating_Natural Gas_Gas Boiler - Hot Water Reset_A_Technical Potential | F7 | Industrial | Agriculture | New | Space Heating | Natural Gas | Gas Boiler - Hot Water Reset | A | Incremental Energy Savings (MWh or mTherms) | Technical Potential | 0 | 0 | 0 | 0 | 0 | 0 | 0 | 0 | 0 | 0 | 0 | 0 | 0 | 0 | 0 | 0 | 0 | 0 | 0 | 0 | 0 | 0 | 0 | 0 | 0 | 0 | 0 | 0 | 0 | 0 | 0
F8_Industrial_Agriculture_New_Space Heating_Natural Gas_Gas Boiler - Hot Water Reset_A_Technical Potential | F8 | Industrial | Agriculture | New | Space Heating | Natural Gas | Gas Boiler - Hot Water Reset | A | Incremental Summer Peak Savings (MW) | Technical Potential | 0 | 0 | 0 | 0 | 0 | 0 | 0 | 0 | 0 | 0 | 0 | 0 | 0 | 0 | 0 | 0 | 0 | 0 | 0 | 0 | 0 | 0 | 0 | 0 | 0 | 0 | 0 | 0 | 0 | 0 | 0
F9_Industrial_Agriculture_New_Space Heating_Natural Gas_Gas Boiler - Hot Water Reset_A_Technical Potential | F9 | Industrial | Agriculture | New | Space Heating | Natural Gas | Gas Boiler - Hot Water Reset | A | Incremental Winter Peak Savings (MW) | Technical Potential | 0 | 0 | 0 | 0 | 0 | 0 | 0 | 0 | 0 | 0 | 0 | 0 | 0 | 0 | 0 | 0 | 0 | 0 | 0 | 0 | 0 | 0 | 0 | 0 | 0 | 0 | 0 | 0 | 0 | 0 | 0
F10_Industrial_Agriculture_New_Space Heating_Natural Gas_Gas Boiler - Hot Water Reset_A_Technical Potential | F10 | Industrial | Agriculture | New | Space Heating | Natural Gas | Gas Boiler - Hot Water Reset | A | Cumulative Energy Savings (MWh or mTherms) | Technical Potential | 0 | 0 | 0 | 0 | 0 | 0 | 0 | 0 | 0 | 0 | 0 | 0 | 0 | 0 | 0 | 0 | 0 | 0 | 0 | 0 | 0 | 0 | 0 | 0 | 0 | 0 | 0 | 0 | 0 | 0 | 0
F11_Industrial_Agriculture_New_Space Heating_Natural Gas_Gas Boiler - Hot Water Reset_A_Technical Potential | F11 | Industrial | Agriculture | New | Space Heating | Natural Gas | Gas Boiler - Hot Water Reset | A | Cumulative Summer Peak Savings (MW) | Technical Potential | 0 | 0 | 0 | 0 | 0 | 0 | 0 | 0 | 0 | 0 | 0 | 0 | 0 | 0 | 0 | 0 | 0 | 0 | 0 | 0 | 0 | 0 | 0 | 0 | 0 | 0 | 0 | 0 | 0 | 0 | 0
F12_Industrial_Agriculture_New_Space Heating_Natural Gas_Gas Boiler - Hot Water Reset_A_Technical Potential | F12 | Industrial | Agriculture | New | Space Heating | Natural Gas | Gas Boiler - Hot Water Reset | A | Cumulative Winter Peak Savings (MW) | Technical Potential | 0 | 0 | 0 | 0 | 0 | 0 | 0 | 0 | 0 | 0 | 0 | 0 | 0 | 0 | 0 | 0 | 0 | 0 | 0 | 0 | 0 | 0 | 0 | 0 | 0 | 0 | 0 | 0 | 0 | 0 | 0
F13_Industrial_Agriculture_New_Space Heating_Natural Gas_Gas Boiler - Hot Water Reset_A_Technical Potential | F13 | Industrial | Agriculture | New | Space Heating | Natural Gas | Gas Boiler - Hot Water Reset | A | Purchases (Incremental) | Technical Potential | 0 | 0 | 0 | 0 | 0 | 0 | 0 | 0 | 0 | 0 | 0 | 0 | 0 | 0 | 0 | 0 | 0 | 0 | 0 | 0 | 0 | 0 | 0 | 0 | 0 | 0 | 0 | 0 | 0 | 0 | 0
F14_Industrial_Agriculture_New_Space Heating_Natural Gas_Gas Boiler - Hot Water Reset_A_Technical Potential | F14 | Industrial | Agriculture | New | Space Heating | Natural Gas | Gas Boiler - Hot Water Reset | A | Purchases (Cumulative) | Technical Potential | 0 | 0 | 0 | 0 | 0 | 0 | 0 | 0 | 0 | 0 | 0 | 0 | 0 | 0 | 0 | 0 | 0 | 0 | 0 | 0 | 0 | 0 | 0 | 0 | 0 | 0 | 0 | 0 | 0 | 0 | 0
F1_Industrial_Agriculture_New_Process_Natural Gas_Gas Boiler - Hot Water Reset_A_Technical Potential | F1 | Industrial | Agriculture | New | Process | Natural Gas | Gas Boiler - Hot Water Reset | A | Original Unit Energy Savings (kWh or therms) | Technical Potential | 0 | 0 | 0 | 0 | 0 | 2.8289 | 2.8289 | 2.8289 | 2.8289 | 2.8289 | 2.8289 | 2.8289 | 2.8289 | 2.8289 | 2.8289 | 2.8289 | 2.8289 | 2.8289 | 2.8289 | 2.8289 | 2.8289 | 2.8289 | 2.8289 | 2.8289 | 2.8289 | 2.8289 | 2.8289 | 2.8289 | 2.8289 | 2.8289 | 2.8289
F2_Industrial_Agriculture_New_Process_Natural Gas_Gas Boiler - Hot Water Reset_A_Technical Potential | F2 | Industrial | Agriculture | New | Process | Natural Gas | Gas Boiler - Hot Water Reset | A | Original Unit Summer Peak Savings (kW) | Technical Potential | 0 | 0 | 0 | 0 | 0 | 0 | 0 | 0 | 0 | 0 | 0 | 0 | 0 | 0 | 0 | 0 | 0 | 0 | 0 | 0 | 0 | 0 | 0 | 0 | 0 | 0 | 0 | 0 | 0 | 0 | 0
F3_Industrial_Agriculture_New_Process_Natural Gas_Gas Boiler - Hot Water Reset_A_Technical Potential | F3 | Industrial | Agriculture | New | Process | Natural Gas | Gas Boiler - Hot Water Reset | A | Original Unit Winter Peak Savings (kW) | Technical Potential | 0 | 0 | 0 | 0 | 0 | 0 | 0 | 0 | 0 | 0 | 0 | 0 | 0 | 0 | 0 | 0 | 0 | 0 | 0 | 0 | 0 | 0 | 0 | 0 | 0 | 0 | 0 | 0 | 0 | 0 | 0
F4_Industrial_Agriculture_New_Process_Natural Gas_Gas Boiler - Hot Water Reset_A_Technical Potential | F4 | Industrial | Agriculture | New | Process | Natural Gas | Gas Boiler - Hot Water Reset | A | Standalone Impact on Baseline Energy (%) | Technical Potential | 0% | 0% | 0% | 0% | 0% | 0.02324% | 0.04816% | 0.07658% | 0.1081% | 0.1429% | 0.1833% | 0.2267% | 0.2694% | 0.3067% | 0.3351% | 0.3519% | 0.3563% | 0.351% | 0.3396% | 0.3258% | 0.3115% | 0.2975% | 0.2848% | 0.2731% | 0.0026245 | 0.0025259 | 0.0024347 | 0.0023501 | 0 | 0 | 0
F5_Industrial_Agriculture_New_Process_Natural Gas_Gas Boiler - Hot Water Reset_A_Technical Potential | F5 | Industrial | Agriculture | New | Process | Natural Gas | Gas Boiler - Hot Water Reset | A | Standalone Impact on Baseline Summer Peak (%) | Technical Potential | 0% | 0% | 0% | 0% | 0% | 0% | 0% | 0% | 0% | 0% | 0% | 0% | 0% | 0% | 0% | 0% | 0% | 0% | 0% | 0% | 0% | 0% | 0% | 0% | 0 | 0 | 0 | 0 | 0 | 0 | 0
F6_Industrial_Agriculture_New_Process_Natural Gas_Gas Boiler - Hot Water Reset_A_Technical Potential | F6 | Industrial | Agriculture | New | Process | Natural Gas | Gas Boiler - Hot Water Reset | A | Standalone Impact on Baseline Winter Peak (%) | Technical Potential | 0% | 0% | 0% | 0% | 0% | 0% | 0% | 0% | 0% | 0% | 0% | 0% | 0% | 0% | 0% | 0% | 0% | 0% | 0% | 0% | 0% | 0% | 0% | 0% | 0 | 0 | 0 | 0 | 0 | 0 | 0
F7_Industrial_Agriculture_New_Process_Natural Gas_Gas Boiler - Hot Water Reset_A_Technical Potential | F7 | Industrial | Agriculture | New | Process | Natural Gas | Gas Boiler - Hot Water Reset | A | Incremental Energy Savings (MWh or mTherms) | Technical Potential | 0 | 0 | 0 | 0 | 0 | 0.045074 | 0.065567 | 0.092738 | 0.12208 | 0.15572 | 0.20132 | 0.24172 | 0.2682 | 0.27274 | 0.25136 | 0.20765 | 0.14604 | 0.089799 | 0.045633 | 0.020311 | 0.0077515 | 0.045074 | 0.065567 | 0.092738 | 0.12208 | 0.15572 | 0.20132 | 0.24172 | 0.2682 | 0.27274 | 0.25136
F8_Industrial_Agriculture_New_Process_Natural Gas_Gas Boiler - Hot Water Reset_A_Technical Potential | F8 | Industrial | Agriculture | New | Process | Natural Gas | Gas Boiler - Hot Water Reset | A | Incremental Summer Peak Savings (MW) | Technical Potential | 0 | 0 | 0 | 0 | 0 | 0 | 0 | 0 | 0 | 0 | 0 | 0 | 0 | 0 | 0 | 0 | 0 | 0 | 0 | 0 | 0 | 0 | 0 | 0 | 0 | 0 | 0 | 0 | 0 | 0 | 0
F9_Industrial_Agriculture_New_Process_Natural Gas_Gas Boiler - Hot Water Reset_A_Technical Potential | F9 | Industrial | Agriculture | New | Process | Natural Gas | Gas Boiler - Hot Water Reset | A | Incremental Winter Peak Savings (MW) | Technical Potential | 0 | 0 | 0 | 0 | 0 | 0 | 0 | 0 | 0 | 0 | 0 | 0 | 0 | 0 | 0 | 0 | 0 | 0 | 0 | 0 | 0 | 0 | 0 | 0 | 0 | 0 | 0 | 0 | 0 | 0 | 0
F10_Industrial_Agriculture_New_Process_Natural Gas_Gas Boiler - Hot Water Reset_A_Technical Potential | F10 | Industrial | Agriculture | New | Process | Natural Gas | Gas Boiler - Hot Water Reset | A | Cumulative Energy Savings (MWh or mTherms) | Technical Potential | 0 | 0 | 0 | 0 | 0 | 0.045074 | 0.11064 | 0.20338 | 0.32546 | 0.48118 | 0.6825 | 0.92423 | 1.1924 | 1.4652 | 1.7165 | 1.9242 | 2.0702 | 2.16 | 2.2056 | 2.2259 | 2.2337 | 2.2337 | 2.2337 | 2.2337 | 2.2337 | 2.2337 | 2.2337 | 2.2337 | 2.2337 | 2.2337 | 2.2337
F11_Industrial_Agriculture_New_Process_Natural Gas_Gas Boiler - Hot Water Reset_A_Technical Potential | F11 | Industrial | Agriculture | New | Process | Natural Gas | Gas Boiler - Hot Water Reset | A | Cumulative Summer Peak Savings (MW) | Technical Potential | 0 | 0 | 0 | 0 | 0 | 0 | 0 | 0 | 0 | 0 | 0 | 0 | 0 | 0 | 0 | 0 | 0 | 0 | 0 | 0 | 0 | 0 | 0 | 0 | 0 | 0 | 0 | 0 | 0 | 0 | 0
F12_Industrial_Agriculture_New_Process_Natural Gas_Gas Boiler - Hot Water Reset_A_Technical Potential | F12 | Industrial | Agriculture | New | Process | Natural Gas | Gas Boiler - Hot Water Reset | A | Cumulative Winter Peak Savings (MW) | Technical Potential | 0 | 0 | 0 | 0 | 0 | 0 | 0 | 0 | 0 | 0 | 0 | 0 | 0 | 0 | 0 | 0 | 0 | 0 | 0 | 0 | 0 | 0 | 0 | 0 | 0 | 0 | 0 | 0 | 0 | 0 | 0
F13_Industrial_Agriculture_New_Process_Natural Gas_Gas Boiler - Hot Water Reset_A_Technical Potential | F13 | Industrial | Agriculture | New | Process | Natural Gas | Gas Boiler - Hot Water Reset | A | Purchases (Incremental) | Technical Potential | 0 | 0 | 0 | 0 | 0 | 15.9335 | 23.1778 | 32.7828 | 43.1564 | 55.0464 | 71.1671 | 85.4485 | 94.8073 | 96.4128 | 88.8542 | 73.4038 | 51.6248 | 31.7438 | 16.131 | 7.1798 | 2.7401 | 15.9335 | 23.1778 | 32.7828 | 43.1564 | 55.0464 | 71.1671 | 85.4485 | 94.8073 | 96.4128 | 88.8542
F14_Industrial_Agriculture_New_Process_Natural Gas_Gas Boiler - Hot Water Reset_A_Technical Potential | F14 | Industrial | Agriculture | New | Process | Natural Gas | Gas Boiler - Hot Water Reset | A | Purchases (Cumulative) | Technical Potential | 0 | 0 | 0 | 0 | 0 | 15.9335 | 39.1113 | 71.8941 | 115.0505 | 170.0969 | 241.264 | 326.7125 | 421.5198 | 517.9326 | 606.7868 | 680.1906 | 731.8154 | 763.5591 | 779.6902 | 786.87 | 789.6101 | 789.6101 | 789.6101 | 789.6101 | 789.6101 | 789.6101 | 789.6101 | 789.6101 | 789.6101 | 789.6101 | 789.6101
F1_Industrial_Agriculture_New_Space Heating_Natural Gas_Steam Trap Maintenance_A_Technical Potential | F1 | Industrial | Agriculture | New | Space Heating | Natural Gas | Steam Trap Maintenance | A | Original Unit Energy Savings (kWh or therms) | Technical Potential | 0 | 0 | 0 | 0 | 0 | 0 | 0 | 0 | 0 | 0 | 0 | 0 | 0 | 0 | 0 | 0 | 0 | 0 | 0 | 0 | 0 | 0 | 0 | 0 | 0 | 0 | 0 | 0 | 0 | 0 | 0
F2_Industrial_Agriculture_New_Space Heating_Natural Gas_Steam Trap Maintenance_A_Technical Potential | F2 | Industrial | Agriculture | New | Space Heating | Natural Gas | Steam Trap Maintenance | A | Original Unit Summer Peak Savings (kW) | Technical Potential | 0 | 0 | 0 | 0 | 0 | 0 | 0 | 0 | 0 | 0 | 0 | 0 | 0 | 0 | 0 | 0 | 0 | 0 | 0 | 0 | 0 | 0 | 0 | 0 | 0 | 0 | 0 | 0 | 0 | 0 | 0
F3_Industrial_Agriculture_New_Space Heating_Natural Gas_Steam Trap Maintenance_A_Technical Potential | F3 | Industrial | Agriculture | New | Space Heating | Natural Gas | Steam Trap Maintenance | A | Original Unit Winter Peak Savings (kW) | Technical Potential | 0 | 0 | 0 | 0 | 0 | 0 | 0 | 0 | 0 | 0 | 0 | 0 | 0 | 0 | 0 | 0 | 0 | 0 | 0 | 0 | 0 | 0 | 0 | 0 | 0 | 0 | 0 | 0 | 0 | 0 | 0
F4_Industrial_Agriculture_New_Space Heating_Natural Gas_Steam Trap Maintenance_A_Technical Potential | F4 | Industrial | Agriculture | New | Space Heating | Natural Gas | Steam Trap Maintenance | A | Standalone Impact on Baseline Energy (%) | Technical Potential | 0% | 0% | 0% | 0% | 0% | 0% | 0% | 0% | 0% | 0% | 0% | 0% | 0% | 0% | 0% | 0% | 0% | 0% | 0% | 0% | 0% | 0% | 0% | 0% | 0 | 0 | 0 | 0 | 0 | 0 | 0
F5_Industrial_Agriculture_New_Space Heating_Natural Gas_Steam Trap Maintenance_A_Technical Potential | F5 | Industrial | Agriculture | New | Space Heating | Natural Gas | Steam Trap Maintenance | A | Standalone Impact on Baseline Summer Peak (%) | Technical Potential | 0% | 0% | 0% | 0% | 0% | 0% | 0% | 0% | 0% | 0% | 0% | 0% | 0% | 0% | 0% | 0% | 0% | 0% | 0% | 0% | 0% | 0% | 0% | 0% | 0 | 0 | 0 | 0 | 0 | 0 | 0
F6_Industrial_Agriculture_New_Space Heating_Natural Gas_Steam Trap Maintenance_A_Technical Potential | F6 | Industrial | Agriculture | New | Space Heating | Natural Gas | Steam Trap Maintenance | A | Standalone Impact on Baseline Winter Peak (%) | Technical Potential | 0% | 0% | 0% | 0% | 0% | 0% | 0% | 0% | 0% | 0% | 0% | 0% | 0% | 0% | 0% | 0% | 0% | 0% | 0% | 0% | 0% | 0% | 0% | 0% | 0 | 0 | 0 | 0 | 0 | 0 | 0
F7_Industrial_Agriculture_New_Space Heating_Natural Gas_Steam Trap Maintenance_A_Technical Potential | F7 | Industrial | Agriculture | New | Space Heating | Natural Gas | Steam Trap Maintenance | A | Incremental Energy Savings (MWh or mTherms) | Technical Potential | 0 | 0 | 0 | 0 | 0 | 0 | 0 | 0 | 0 | 0 | 0 | 0 | 0 | 0 | 0 | 0 | 0 | 0 | 0 | 0 | 0 | 0 | 0 | 0 | 0 | 0 | 0 | 0 | 0 | 0 | 0
F8_Industrial_Agriculture_New_Space Heating_Natural Gas_Steam Trap Maintenance_A_Technical Potential | F8 | Industrial | Agriculture | New | Space Heating | Natural Gas | Steam Trap Maintenance | A | Incremental Summer Peak Savings (MW) | Technical Potential | 0 | 0 | 0 | 0 | 0 | 0 | 0 | 0 | 0 | 0 | 0 | 0 | 0 | 0 | 0 | 0 | 0 | 0 | 0 | 0 | 0 | 0 | 0 | 0 | 0 | 0 | 0 | 0 | 0 | 0 | 0
F9_Industrial_Agriculture_New_Space Heating_Natural Gas_Steam Trap Maintenance_A_Technical Potential | F9 | Industrial | Agriculture | New | Space Heating | Natural Gas | Steam Trap Maintenance | A | Incremental Winter Peak Savings (MW) | Technical Potential | 0 | 0 | 0 | 0 | 0 | 0 | 0 | 0 | 0 | 0 | 0 | 0 | 0 | 0 | 0 | 0 | 0 | 0 | 0 | 0 | 0 | 0 | 0 | 0 | 0 | 0 | 0 | 0 | 0 | 0 | 0
F10_Industrial_Agriculture_New_Space Heating_Natural Gas_Steam Trap Maintenance_A_Technical Potential | F10 | Industrial | Agriculture | New | Space Heating | Natural Gas | Steam Trap Maintenance | A | Cumulative Energy Savings (MWh or mTherms) | Technical Potential | 0 | 0 | 0 | 0 | 0 | 0 | 0 | 0 | 0 | 0 | 0 | 0 | 0 | 0 | 0 | 0 | 0 | 0 | 0 | 0 | 0 | 0 | 0 | 0 | 0 | 0 | 0 | 0 | 0 | 0 | 0
F11_Industrial_Agriculture_New_Space Heating_Natural Gas_Steam Trap Maintenance_A_Technical Potential | F11 | Industrial | Agriculture | New | Space Heating | Natural Gas | Steam Trap Maintenance | A | Cumulative Summer Peak Savings (MW) | Technical Potential | 0 | 0 | 0 | 0 | 0 | 0 | 0 | 0 | 0 | 0 | 0 | 0 | 0 | 0 | 0 | 0 | 0 | 0 | 0 | 0 | 0 | 0 | 0 | 0 | 0 | 0 | 0 | 0 | 0 | 0 | 0
F12_Industrial_Agriculture_New_Space Heating_Natural Gas_Steam Trap Maintenance_A_Technical Potential | F12 | Industrial | Agriculture | New | Space Heating | Natural Gas | Steam Trap Maintenance | A | Cumulative Winter Peak Savings (MW) | Technical Potential | 0 | 0 | 0 | 0 | 0 | 0 | 0 | 0 | 0 | 0 | 0 | 0 | 0 | 0 | 0 | 0 | 0 | 0 | 0 | 0 | 0 | 0 | 0 | 0 | 0 | 0 | 0 | 0 | 0 | 0 | 0
F13_Industrial_Agriculture_New_Space Heating_Natural Gas_Steam Trap Maintenance_A_Technical Potential | F13 | Industrial | Agriculture | New | Space Heating | Natural Gas | Steam Trap Maintenance | A | Purchases (Incremental) | Technical Potential | 0 | 0 | 0 | 0 | 0 | 0 | 0 | 0 | 0 | 0 | 0 | 0 | 0 | 0 | 0 | 0 | 0 | 0 | 0 | 0 | 0 | 0 | 0 | 0 | 0 | 0 | 0 | 0 | 0 | 0 | 0
F14_Industrial_Agriculture_New_Space Heating_Natural Gas_Steam Trap Maintenance_A_Technical Potential | F14 | Industrial | Agriculture | New | Space Heating | Natural Gas | Steam Trap Maintenance | A | Purchases (Cumulative) | Technical Potential | 0 | 0 | 0 | 0 | 0 | 0 | 0 | 0 | 0 | 0 | 0 | 0 | 0 | 0 | 0 | 0 | 0 | 0 | 0 | 0 | 0 | 0 | 0 | 0 | 0 | 0 | 0 | 0 | 0 | 0 | 0
F1_Industrial_Agriculture_New_Process_Natural Gas_Steam Trap Maintenance_A_Technical Potential | F1 | Industrial | Agriculture | New | Process | Natural Gas | Steam Trap Maintenance | A | Original Unit Energy Savings (kWh or therms) | Technical Potential | 0 | 0 | 0 | 0 | 0 | 1.9988 | 1.9988 | 1.9988 | 1.9988 | 1.9988 | 1.9988 | 1.9988 | 1.9988 | 1.9988 | 1.9988 | 1.9988 | 1.9988 | 1.9988 | 1.9988 | 1.9988 | 1.9988 | 1.9988 | 1.9988 | 1.9988 | 1.9988 | 1.9988 | 1.9988 | 1.9988 | 1.9988 | 1.9988 | 1.9988
F2_Industrial_Agriculture_New_Process_Natural Gas_Steam Trap Maintenance_A_Technical Potential | F2 | Industrial | Agriculture | New | Process | Natural Gas | Steam Trap Maintenance | A | Original Unit Summer Peak Savings (kW) | Technical Potential | 0 | 0 | 0 | 0 | 0 | 0 | 0 | 0 | 0 | 0 | 0 | 0 | 0 | 0 | 0 | 0 | 0 | 0 | 0 | 0 | 0 | 0 | 0 | 0 | 0 | 0 | 0 | 0 | 0 | 0 | 0
F3_Industrial_Agriculture_New_Process_Natural Gas_Steam Trap Maintenance_A_Technical Potential | F3 | Industrial | Agriculture | New | Process | Natural Gas | Steam Trap Maintenance | A | Original Unit Winter Peak Savings (kW) | Technical Potential | 0 | 0 | 0 | 0 | 0 | 0 | 0 | 0 | 0 | 0 | 0 | 0 | 0 | 0 | 0 | 0 | 0 | 0 | 0 | 0 | 0 | 0 | 0 | 0 | 0 | 0 | 0 | 0 | 0 | 0 | 0
F4_Industrial_Agriculture_New_Process_Natural Gas_Steam Trap Maintenance_A_Technical Potential | F4 | Industrial | Agriculture | New | Process | Natural Gas | Steam Trap Maintenance | A | Standalone Impact on Baseline Energy (%) | Technical Potential | 0% | 0% | 0% | 0% | 0% | 0% | 0% | 0% | 0% | 0% | 0% | 0% | 0% | 0% | 0% | 0% | 0% | 0% | 0% | 0% | 0% | 0% | 0% | 0% | 0 | 0 | 0 | 0 | 0 | 0 | 0
F5_Industrial_Agriculture_New_Process_Natural Gas_Steam Trap Maintenance_A_Technical Potential | F5 | Industrial | Agriculture | New | Process | Natural Gas | Steam Trap Maintenance | A | Standalone Impact on Baseline Summer Peak (%) | Technical Potential | 0% | 0% | 0% | 0% | 0% | 0% | 0% | 0% | 0% | 0% | 0% | 0% | 0% | 0% | 0% | 0% | 0% | 0% | 0% | 0% | 0% | 0% | 0% | 0% | 0 | 0 | 0 | 0 | 0 | 0 | 0
F6_Industrial_Agriculture_New_Process_Natural Gas_Steam Trap Maintenance_A_Technical Potential | F6 | Industrial | Agriculture | New | Process | Natural Gas | Steam Trap Maintenance | A | Standalone Impact on Baseline Winter Peak (%) | Technical Potential | 0% | 0% | 0% | 0% | 0% | 0% | 0% | 0% | 0% | 0% | 0% | 0% | 0% | 0% | 0% | 0% | 0% | 0% | 0% | 0% | 0% | 0% | 0% | 0% | 0 | 0 | 0 | 0 | 0 | 0 | 0
F7_Industrial_Agriculture_New_Process_Natural Gas_Steam Trap Maintenance_A_Technical Potential | F7 | Industrial | Agriculture | New | Process | Natural Gas | Steam Trap Maintenance | A | Incremental Energy Savings (MWh or mTherms) | Technical Potential | 0 | 0 | 0 | 0 | 0 | 0 | 0 | 0 | 0 | 0 | 0 | 0 | 0 | 0 | 0 | 0 | 0 | 0 | 0 | 0 | 0 | 0 | 0 | 0 | 0 | 0 | 0 | 0 | 0 | 0 | 0
F8_Industrial_Agriculture_New_Process_Natural Gas_Steam Trap Maintenance_A_Technical Potential | F8 | Industrial | Agriculture | New | Process | Natural Gas | Steam Trap Maintenance | A | Incremental Summer Peak Savings (MW) | Technical Potential | 0 | 0 | 0 | 0 | 0 | 0 | 0 | 0 | 0 | 0 | 0 | 0 | 0 | 0 | 0 | 0 | 0 | 0 | 0 | 0 | 0 | 0 | 0 | 0 | 0 | 0 | 0 | 0 | 0 | 0 | 0
F9_Industrial_Agriculture_New_Process_Natural Gas_Steam Trap Maintenance_A_Technical Potential | F9 | Industrial | Agriculture | New | Process | Natural Gas | Steam Trap Maintenance | A | Incremental Winter Peak Savings (MW) | Technical Potential | 0 | 0 | 0 | 0 | 0 | 0 | 0 | 0 | 0 | 0 | 0 | 0 | 0 | 0 | 0 | 0 | 0 | 0 | 0 | 0 | 0 | 0 | 0 | 0 | 0 | 0 | 0 | 0 | 0 | 0 | 0
F10_Industrial_Agriculture_New_Process_Natural Gas_Steam Trap Maintenance_A_Technical Potential | F10 | Industrial | Agriculture | New | Process | Natural Gas | Steam Trap Maintenance | A | Cumulative Energy Savings (MWh or mTherms) | Technical Potential | 0 | 0 | 0 | 0 | 0 | 0 | 0 | 0 | 0 | 0 | 0 | 0 | 0 | 0 | 0 | 0 | 0 | 0 | 0 | 0 | 0 | 0 | 0 | 0 | 0 | 0 | 0 | 0 | 0 | 0 | 0
F11_Industrial_Agriculture_New_Process_Natural Gas_Steam Trap Maintenance_A_Technical Potential | F11 | Industrial | Agriculture | New | Process | Natural Gas | Steam Trap Maintenance | A | Cumulative Summer Peak Savings (MW) | Technical Potential | 0 | 0 | 0 | 0 | 0 | 0 | 0 | 0 | 0 | 0 | 0 | 0 | 0 | 0 | 0 | 0 | 0 | 0 | 0 | 0 | 0 | 0 | 0 | 0 | 0 | 0 | 0 | 0 | 0 | 0 | 0
F12_Industrial_Agriculture_New_Process_Natural Gas_Steam Trap Maintenance_A_Technical Potential | F12 | Industrial | Agriculture | New | Process | Natural Gas | Steam Trap Maintenance | A | Cumulative Winter Peak Savings (MW) | Technical Potential | 0 | 0 | 0 | 0 | 0 | 0 | 0 | 0 | 0 | 0 | 0 | 0 | 0 | 0 | 0 | 0 | 0 | 0 | 0 | 0 | 0 | 0 | 0 | 0 | 0 | 0 | 0 | 0 | 0 | 0 | 0
F13_Industrial_Agriculture_New_Process_Natural Gas_Steam Trap Maintenance_A_Technical Potential | F13 | Industrial | Agriculture | New | Process | Natural Gas | Steam Trap Maintenance | A | Purchases (Incremental) | Technical Potential | 0 | 0 | 0 | 0 | 0 | 0 | 0 | 0 | 0 | 0 | 0 | 0 | 0 | 0 | 0 | 0 | 0 | 0 | 0 | 0 | 0 | 0 | 0 | 0 | 0 | 0 | 0 | 0 | 0 | 0 | 0
F14_Industrial_Agriculture_New_Process_Natural Gas_Steam Trap Maintenance_A_Technical Potential | F14 | Industrial | Agriculture | New | Process | Natural Gas | Steam Trap Maintenance | A | Purchases (Cumulative) | Technical Potential | 0 | 0 | 0 | 0 | 0 | 0 | 0 | 0 | 0 | 0 | 0 | 0 | 0 | 0 | 0 | 0 | 0 | 0 | 0 | 0 | 0 | 0 | 0 | 0 | 0 | 0 | 0 | 0 | 0 | 0 | 0
F1_Industrial_Agriculture_New_Space Heating_Natural Gas_Gas Boiler - High Turndown_A_Technical Potential | F1 | Industrial | Agriculture | New | Space Heating | Natural Gas | Gas Boiler - High Turndown | A | Original Unit Energy Savings (kWh or therms) | Technical Potential | 0 | 0 | 0 | 0 | 0 | 0 | 0 | 0 | 0 | 0 | 0 | 0 | 0 | 0 | 0 | 0 | 0 | 0 | 0 | 0 | 0 | 0 | 0 | 0 | 0 | 0 | 0 | 0 | 0 | 0 | 0
F2_Industrial_Agriculture_New_Space Heating_Natural Gas_Gas Boiler - High Turndown_A_Technical Potential | F2 | Industrial | Agriculture | New | Space Heating | Natural Gas | Gas Boiler - High Turndown | A | Original Unit Summer Peak Savings (kW) | Technical Potential | 0 | 0 | 0 | 0 | 0 | 0 | 0 | 0 | 0 | 0 | 0 | 0 | 0 | 0 | 0 | 0 | 0 | 0 | 0 | 0 | 0 | 0 | 0 | 0 | 0 | 0 | 0 | 0 | 0 | 0 | 0
F3_Industrial_Agriculture_New_Space Heating_Natural Gas_Gas Boiler - High Turndown_A_Technical Potential | F3 | Industrial | Agriculture | New | Space Heating | Natural Gas | Gas Boiler - High Turndown | A | Original Unit Winter Peak Savings (kW) | Technical Potential | 0 | 0 | 0 | 0 | 0 | 0 | 0 | 0 | 0 | 0 | 0 | 0 | 0 | 0 | 0 | 0 | 0 | 0 | 0 | 0 | 0 | 0 | 0 | 0 | 0 | 0 | 0 | 0 | 0 | 0 | 0
F4_Industrial_Agriculture_New_Space Heating_Natural Gas_Gas Boiler - High Turndown_A_Technical Potential | F4 | Industrial | Agriculture | New | Space Heating | Natural Gas | Gas Boiler - High Turndown | A | Standalone Impact on Baseline Energy (%) | Technical Potential | 0% | 0% | 0% | 0% | 0% | 0% | 0% | 0% | 0% | 0% | 0% | 0% | 0% | 0% | 0% | 0% | 0% | 0% | 0% | 0% | 0% | 0% | 0% | 0% | 0 | 0 | 0 | 0 | 0 | 0 | 0
F5_Industrial_Agriculture_New_Space Heating_Natural Gas_Gas Boiler - High Turndown_A_Technical Potential | F5 | Industrial | Agriculture | New | Space Heating | Natural Gas | Gas Boiler - High Turndown | A | Standalone Impact on Baseline Summer Peak (%) | Technical Potential | 0% | 0% | 0% | 0% | 0% | 0% | 0% | 0% | 0% | 0% | 0% | 0% | 0% | 0% | 0% | 0% | 0% | 0% | 0% | 0% | 0% | 0% | 0% | 0% | 0 | 0 | 0 | 0 | 0 | 0 | 0
F6_Industrial_Agriculture_New_Space Heating_Natural Gas_Gas Boiler - High Turndown_A_Technical Potential | F6 | Industrial | Agriculture | New | Space Heating | Natural Gas | Gas Boiler - High Turndown | A | Standalone Impact on Baseline Winter Peak (%) | Technical Potential | 0% | 0% | 0% | 0% | 0% | 0% | 0% | 0% | 0% | 0% | 0% | 0% | 0% | 0% | 0% | 0% | 0% | 0% | 0% | 0% | 0% | 0% | 0% | 0% | 0 | 0 | 0 | 0 | 0 | 0 | 0
F7_Industrial_Agriculture_New_Space Heating_Natural Gas_Gas Boiler - High Turndown_A_Technical Potential | F7 | Industrial | Agriculture | New | Space Heating | Natural Gas | Gas Boiler - High Turndown | A | Incremental Energy Savings (MWh or mTherms) | Technical Potential | 0 | 0 | 0 | 0 | 0 | 0 | 0 | 0 | 0 | 0 | 0 | 0 | 0 | 0 | 0 | 0 | 0 | 0 | 0 | 0 | 0 | 0 | 0 | 0 | 0 | 0 | 0 | 0 | 0 | 0 | 0
F8_Industrial_Agriculture_New_Space Heating_Natural Gas_Gas Boiler - High Turndown_A_Technical Potential | F8 | Industrial | Agriculture | New | Space Heating | Natural Gas | Gas Boiler - High Turndown | A | Incremental Summer Peak Savings (MW) | Technical Potential | 0 | 0 | 0 | 0 | 0 | 0 | 0 | 0 | 0 | 0 | 0 | 0 | 0 | 0 | 0 | 0 | 0 | 0 | 0 | 0 | 0 | 0 | 0 | 0 | 0 | 0 | 0 | 0 | 0 | 0 | 0
F9_Industrial_Agriculture_New_Space Heating_Natural Gas_Gas Boiler - High Turndown_A_Technical Potential | F9 | Industrial | Agriculture | New | Space Heating | Natural Gas | Gas Boiler - High Turndown | A | Incremental Winter Peak Savings (MW) | Technical Potential | 0 | 0 | 0 | 0 | 0 | 0 | 0 | 0 | 0 | 0 | 0 | 0 | 0 | 0 | 0 | 0 | 0 | 0 | 0 | 0 | 0 | 0 | 0 | 0 | 0 | 0 | 0 | 0 | 0 | 0 | 0
F10_Industrial_Agriculture_New_Space Heating_Natural Gas_Gas Boiler - High Turndown_A_Technical Potential | F10 | Industrial | Agriculture | New | Space Heating | Natural Gas | Gas Boiler - High Turndown | A | Cumulative Energy Savings (MWh or mTherms) | Technical Potential | 0 | 0 | 0 | 0 | 0 | 0 | 0 | 0 | 0 | 0 | 0 | 0 | 0 | 0 | 0 | 0 | 0 | 0 | 0 | 0 | 0 | 0 | 0 | 0 | 0 | 0 | 0 | 0 | 0 | 0 | 0
F11_Industrial_Agriculture_New_Space Heating_Natural Gas_Gas Boiler - High Turndown_A_Technical Potential | F11 | Industrial | Agriculture | New | Space Heating | Natural Gas | Gas Boiler - High Turndown | A | Cumulative Summer Peak Savings (MW) | Technical Potential | 0 | 0 | 0 | 0 | 0 | 0 | 0 | 0 | 0 | 0 | 0 | 0 | 0 | 0 | 0 | 0 | 0 | 0 | 0 | 0 | 0 | 0 | 0 | 0 | 0 | 0 | 0 | 0 | 0 | 0 | 0
F12_Industrial_Agriculture_New_Space Heating_Natural Gas_Gas Boiler - High Turndown_A_Technical Potential | F12 | Industrial | Agriculture | New | Space Heating | Natural Gas | Gas Boiler - High Turndown | A | Cumulative Winter Peak Savings (MW) | Technical Potential | 0 | 0 | 0 | 0 | 0 | 0 | 0 | 0 | 0 | 0 | 0 | 0 | 0 | 0 | 0 | 0 | 0 | 0 | 0 | 0 | 0 | 0 | 0 | 0 | 0 | 0 | 0 | 0 | 0 | 0 | 0
F13_Industrial_Agriculture_New_Space Heating_Natural Gas_Gas Boiler - High Turndown_A_Technical Potential | F13 | Industrial | Agriculture | New | Space Heating | Natural Gas | Gas Boiler - High Turndown | A | Purchases (Incremental) | Technical Potential | 0 | 0 | 0 | 0 | 0 | 0 | 0 | 0 | 0 | 0 | 0 | 0 | 0 | 0 | 0 | 0 | 0 | 0 | 0 | 0 | 0 | 0 | 0 | 0 | 0 | 0 | 0 | 0 | 0 | 0 | 0
F14_Industrial_Agriculture_New_Space Heating_Natural Gas_Gas Boiler - High Turndown_A_Technical Potential | F14 | Industrial | Agriculture | New | Space Heating | Natural Gas | Gas Boiler - High Turndown | A | Purchases (Cumulative) | Technical Potential | 0 | 0 | 0 | 0 | 0 | 0 | 0 | 0 | 0 | 0 | 0 | 0 | 0 | 0 | 0 | 0 | 0 | 0 | 0 | 0 | 0 | 0 | 0 | 0 | 0 | 0 | 0 | 0 | 0 | 0 | 0
F1_Industrial_Agriculture_New_Process_Natural Gas_Gas Boiler - High Turndown_A_Technical Potential | F1 | Industrial | Agriculture | New | Process | Natural Gas | Gas Boiler - High Turndown | A | Original Unit Energy Savings (kWh or therms) | Technical Potential | 0 | 0 | 0 | 0 | 0 | 2.1216 | 2.1216 | 2.1216 | 2.1216 | 2.1216 | 2.1216 | 2.1216 | 2.1216 | 2.1216 | 2.1216 | 2.1216 | 2.1216 | 2.1216 | 2.1216 | 2.1216 | 2.1216 | 2.1216 | 2.1216 | 2.1216 | 2.1216 | 2.1216 | 2.1216 | 2.1216 | 2.1216 | 2.1216 | 2.1216
F2_Industrial_Agriculture_New_Process_Natural Gas_Gas Boiler - High Turndown_A_Technical Potential | F2 | Industrial | Agriculture | New | Process | Natural Gas | Gas Boiler - High Turndown | A | Original Unit Summer Peak Savings (kW) | Technical Potential | 0 | 0 | 0 | 0 | 0 | 0 | 0 | 0 | 0 | 0 | 0 | 0 | 0 | 0 | 0 | 0 | 0 | 0 | 0 | 0 | 0 | 0 | 0 | 0 | 0 | 0 | 0 | 0 | 0 | 0 | 0
F3_Industrial_Agriculture_New_Process_Natural Gas_Gas Boiler - High Turndown_A_Technical Potential | F3 | Industrial | Agriculture | New | Process | Natural Gas | Gas Boiler - High Turndown | A | Original Unit Winter Peak Savings (kW) | Technical Potential | 0 | 0 | 0 | 0 | 0 | 0 | 0 | 0 | 0 | 0 | 0 | 0 | 0 | 0 | 0 | 0 | 0 | 0 | 0 | 0 | 0 | 0 | 0 | 0 | 0 | 0 | 0 | 0 | 0 | 0 | 0
F4_Industrial_Agriculture_New_Process_Natural Gas_Gas Boiler - High Turndown_A_Technical Potential | F4 | Industrial | Agriculture | New | Process | Natural Gas | Gas Boiler - High Turndown | A | Standalone Impact on Baseline Energy (%) | Technical Potential | 0% | 0% | 0% | 0% | 0% | 0.0266% | 0.04906% | 0.06905% | 0.08749% | 0.1048% | 0.1187% | 0.1277% | 0.1329% | 0.1354% | 0.1361% | 0.1353% | 0.1336% | 0.1312% | 0.1283% | 0.1252% | 0.1193% | 0.1139% | 0.109% | 0.1046% | 0.0010049 | 0.00096713 | 0.00093221 | 0.0008998 | 0 | 0 | 0
F5_Industrial_Agriculture_New_Process_Natural Gas_Gas Boiler - High Turndown_A_Technical Potential | F5 | Industrial | Agriculture | New | Process | Natural Gas | Gas Boiler - High Turndown | A | Standalone Impact on Baseline Summer Peak (%) | Technical Potential | 0% | 0% | 0% | 0% | 0% | 0% | 0% | 0% | 0% | 0% | 0% | 0% | 0% | 0% | 0% | 0% | 0% | 0% | 0% | 0% | 0% | 0% | 0% | 0% | 0 | 0 | 0 | 0 | 0 | 0 | 0
F6_Industrial_Agriculture_New_Process_Natural Gas_Gas Boiler - High Turndown_A_Technical Potential | F6 | Industrial | Agriculture | New | Process | Natural Gas | Gas Boiler - High Turndown | A | Standalone Impact on Baseline Winter Peak (%) | Technical Potential | 0% | 0% | 0% | 0% | 0% | 0% | 0% | 0% | 0% | 0% | 0% | 0% | 0% | 0% | 0% | 0% | 0% | 0% | 0% | 0% | 0% | 0% | 0% | 0% | 0 | 0 | 0 | 0 | 0 | 0 | 0
F7_Industrial_Agriculture_New_Process_Natural Gas_Gas Boiler - High Turndown_A_Technical Potential | F7 | Industrial | Agriculture | New | Process | Natural Gas | Gas Boiler - High Turndown | A | Incremental Energy Savings (MWh or mTherms) | Technical Potential | 0 | 0 | 0 | 0 | 0 | 0.051592 | 0.061123 | 0.070648 | 0.080117 | 0.089591 | 0.089166 | 0.078073 | 0.067836 | 0.058562 | 0.05023 | 0.042898 | 0.036469 | 0.030896 | 0.026087 | 0.021956 | 0.051592 | 0.061123 | 0.070648 | 0.080117 | 0.089591 | 0.089166 | 0.078073 | 0.067836 | 0.058562 | 0.05023 | 0.042898
F8_Industrial_Agriculture_New_Process_Natural Gas_Gas Boiler - High Turndown_A_Technical Potential | F8 | Industrial | Agriculture | New | Process | Natural Gas | Gas Boiler - High Turndown | A | Incremental Summer Peak Savings (MW) | Technical Potential | 0 | 0 | 0 | 0 | 0 | 0 | 0 | 0 | 0 | 0 | 0 | 0 | 0 | 0 | 0 | 0 | 0 | 0 | 0 | 0 | 0 | 0 | 0 | 0 | 0 | 0 | 0 | 0 | 0 | 0 | 0
F9_Industrial_Agriculture_New_Process_Natural Gas_Gas Boiler - High Turndown_A_Technical Potential | F9 | Industrial | Agriculture | New | Process | Natural Gas | Gas Boiler - High Turndown | A | Incremental Winter Peak Savings (MW) | Technical Potential | 0 | 0 | 0 | 0 | 0 | 0 | 0 | 0 | 0 | 0 | 0 | 0 | 0 | 0 | 0 | 0 | 0 | 0 | 0 | 0 | 0 | 0 | 0 | 0 | 0 | 0 | 0 | 0 | 0 | 0 | 0
F10_Industrial_Agriculture_New_Process_Natural Gas_Gas Boiler - High Turndown_A_Technical Potential | F10 | Industrial | Agriculture | New | Process | Natural Gas | Gas Boiler - High Turndown | A | Cumulative Energy Savings (MWh or mTherms) | Technical Potential | 0 | 0 | 0 | 0 | 0 | 0.051592 | 0.11271 | 0.18336 | 0.26348 | 0.35307 | 0.44224 | 0.52031 | 0.58815 | 0.64671 | 0.69694 | 0.73984 | 0.77631 | 0.8072 | 0.83329 | 0.85525 | 0.85525 | 0.85525 | 0.85525 | 0.85525 | 0.85525 | 0.85525 | 0.85525 | 0.85525 | 0.85525 | 0.85525 | 0.85525
F11_Industrial_Agriculture_New_Process_Natural Gas_Gas Boiler - High Turndown_A_Technical Potential | F11 | Industrial | Agriculture | New | Process | Natural Gas | Gas Boiler - High Turndown | A | Cumulative Summer Peak Savings (MW) | Technical Potential | 0 | 0 | 0 | 0 | 0 | 0 | 0 | 0 | 0 | 0 | 0 | 0 | 0 | 0 | 0 | 0 | 0 | 0 | 0 | 0 | 0 | 0 | 0 | 0 | 0 | 0 | 0 | 0 | 0 | 0 | 0
F12_Industrial_Agriculture_New_Process_Natural Gas_Gas Boiler - High Turndown_A_Technical Potential | F12 | Industrial | Agriculture | New | Process | Natural Gas | Gas Boiler - High Turndown | A | Cumulative Winter Peak Savings (MW) | Technical Potential | 0 | 0 | 0 | 0 | 0 | 0 | 0 | 0 | 0 | 0 | 0 | 0 | 0 | 0 | 0 | 0 | 0 | 0 | 0 | 0 | 0 | 0 | 0 | 0 | 0 | 0 | 0 | 0 | 0 | 0 | 0
F13_Industrial_Agriculture_New_Process_Natural Gas_Gas Boiler - High Turndown_A_Technical Potential | F13 | Industrial | Agriculture | New | Process | Natural Gas | Gas Boiler - High Turndown | A | Purchases (Incremental) | Technical Potential | 0 | 0 | 0 | 0 | 0 | 24.317 | 28.8091 | 33.2986 | 37.7617 | 42.2272 | 42.0267 | 36.7983 | 31.9733 | 27.6022 | 23.6749 | 20.2193 | 17.1892 | 14.5625 | 12.2956 | 10.3484 | 24.317 | 28.8091 | 33.2986 | 37.7617 | 42.2272 | 42.0267 | 36.7983 | 31.9733 | 27.6022 | 23.6749 | 20.2193
F14_Industrial_Agriculture_New_Process_Natural Gas_Gas Boiler - High Turndown_A_Technical Potential | F14 | Industrial | Agriculture | New | Process | Natural Gas | Gas Boiler - High Turndown | A | Purchases (Cumulative) | Technical Potential | 0 | 0 | 0 | 0 | 0 | 24.317 | 53.1261 | 86.4247 | 124.1864 | 166.4136 | 208.4403 | 245.2386 | 277.2119 | 304.8141 | 328.489 | 348.7083 | 365.8975 | 380.4599 | 392.7555 | 403.1039 | 403.1039 | 403.1039 | 403.1039 | 403.1039 | 403.1039 | 403.1039 | 403.1039 | 403.1039 | 403.1039 | 403.1039 | 403.1039
F1_Industrial_Agriculture_New_Space Heating_Natural Gas_Gas Boiler - Burner Control Optimization_A_Technical Potential | F1 | Industrial | Agriculture | New | Space Heating | Natural Gas | Gas Boiler - Burner Control Optimization | A | Original Unit Energy Savings (kWh or therms) | Technical Potential | 0 | 0 | 0 | 0 | 0 | 0 | 0 | 0 | 0 | 0 | 0 | 0 | 0 | 0 | 0 | 0 | 0 | 0 | 0 | 0 | 0 | 0 | 0 | 0 | 0 | 0 | 0 | 0 | 0 | 0 | 0
F2_Industrial_Agriculture_New_Space Heating_Natural Gas_Gas Boiler - Burner Control Optimization_A_Technical Potential | F2 | Industrial | Agriculture | New | Space Heating | Natural Gas | Gas Boiler - Burner Control Optimization | A | Original Unit Summer Peak Savings (kW) | Technical Potential | 0 | 0 | 0 | 0 | 0 | 0 | 0 | 0 | 0 | 0 | 0 | 0 | 0 | 0 | 0 | 0 | 0 | 0 | 0 | 0 | 0 | 0 | 0 | 0 | 0 | 0 | 0 | 0 | 0 | 0 | 0
F3_Industrial_Agriculture_New_Space Heating_Natural Gas_Gas Boiler - Burner Control Optimization_A_Technical Potential | F3 | Industrial | Agriculture | New | Space Heating | Natural Gas | Gas Boiler - Burner Control Optimization | A | Original Unit Winter Peak Savings (kW) | Technical Potential | 0 | 0 | 0 | 0 | 0 | 0 | 0 | 0 | 0 | 0 | 0 | 0 | 0 | 0 | 0 | 0 | 0 | 0 | 0 | 0 | 0 | 0 | 0 | 0 | 0 | 0 | 0 | 0 | 0 | 0 | 0
F4_Industrial_Agriculture_New_Space Heating_Natural Gas_Gas Boiler - Burner Control Optimization_A_Technical Potential | F4 | Industrial | Agriculture | New | Space Heating | Natural Gas | Gas Boiler - Burner Control Optimization | A | Standalone Impact on Baseline Energy (%) | Technical Potential | 0% | 0% | 0% | 0% | 0% | 0% | 0% | 0% | 0% | 0% | 0% | 0% | 0% | 0% | 0% | 0% | 0% | 0% | 0% | 0% | 0% | 0% | 0% | 0% | 0 | 0 | 0 | 0 | 0 | 0 | 0
F5_Industrial_Agriculture_New_Space Heating_Natural Gas_Gas Boiler - Burner Control Optimization_A_Technical Potential | F5 | Industrial | Agriculture | New | Space Heating | Natural Gas | Gas Boiler - Burner Control Optimization | A | Standalone Impact on Baseline Summer Peak (%) | Technical Potential | 0% | 0% | 0% | 0% | 0% | 0% | 0% | 0% | 0% | 0% | 0% | 0% | 0% | 0% | 0% | 0% | 0% | 0% | 0% | 0% | 0% | 0% | 0% | 0% | 0 | 0 | 0 | 0 | 0 | 0 | 0
F6_Industrial_Agriculture_New_Space Heating_Natural Gas_Gas Boiler - Burner Control Optimization_A_Technical Potential | F6 | Industrial | Agriculture | New | Space Heating | Natural Gas | Gas Boiler - Burner Control Optimization | A | Standalone Impact on Baseline Winter Peak (%) | Technical Potential | 0% | 0% | 0% | 0% | 0% | 0% | 0% | 0% | 0% | 0% | 0% | 0% | 0% | 0% | 0% | 0% | 0% | 0% | 0% | 0% | 0% | 0% | 0% | 0% | 0 | 0 | 0 | 0 | 0 | 0 | 0
F7_Industrial_Agriculture_New_Space Heating_Natural Gas_Gas Boiler - Burner Control Optimization_A_Technical Potential | F7 | Industrial | Agriculture | New | Space Heating | Natural Gas | Gas Boiler - Burner Control Optimization | A | Incremental Energy Savings (MWh or mTherms) | Technical Potential | 0 | 0 | 0 | 0 | 0 | 0 | 0 | 0 | 0 | 0 | 0 | 0 | 0 | 0 | 0 | 0 | 0 | 0 | 0 | 0 | 0 | 0 | 0 | 0 | 0 | 0 | 0 | 0 | 0 | 0 | 0
F8_Industrial_Agriculture_New_Space Heating_Natural Gas_Gas Boiler - Burner Control Optimization_A_Technical Potential | F8 | Industrial | Agriculture | New | Space Heating | Natural Gas | Gas Boiler - Burner Control Optimization | A | Incremental Summer Peak Savings (MW) | Technical Potential | 0 | 0 | 0 | 0 | 0 | 0 | 0 | 0 | 0 | 0 | 0 | 0 | 0 | 0 | 0 | 0 | 0 | 0 | 0 | 0 | 0 | 0 | 0 | 0 | 0 | 0 | 0 | 0 | 0 | 0 | 0
F9_Industrial_Agriculture_New_Space Heating_Natural Gas_Gas Boiler - Burner Control Optimization_A_Technical Potential | F9 | Industrial | Agriculture | New | Space Heating | Natural Gas | Gas Boiler - Burner Control Optimization | A | Incremental Winter Peak Savings (MW) | Technical Potential | 0 | 0 | 0 | 0 | 0 | 0 | 0 | 0 | 0 | 0 | 0 | 0 | 0 | 0 | 0 | 0 | 0 | 0 | 0 | 0 | 0 | 0 | 0 | 0 | 0 | 0 | 0 | 0 | 0 | 0 | 0
F10_Industrial_Agriculture_New_Space Heating_Natural Gas_Gas Boiler - Burner Control Optimization_A_Technical Potential | F10 | Industrial | Agriculture | New | Space Heating | Natural Gas | Gas Boiler - Burner Control Optimization | A | Cumulative Energy Savings (MWh or mTherms) | Technical Potential | 0 | 0 | 0 | 0 | 0 | 0 | 0 | 0 | 0 | 0 | 0 | 0 | 0 | 0 | 0 | 0 | 0 | 0 | 0 | 0 | 0 | 0 | 0 | 0 | 0 | 0 | 0 | 0 | 0 | 0 | 0
F11_Industrial_Agriculture_New_Space Heating_Natural Gas_Gas Boiler - Burner Control Optimization_A_Technical Potential | F11 | Industrial | Agriculture | New | Space Heating | Natural Gas | Gas Boiler - Burner Control Optimization | A | Cumulative Summer Peak Savings (MW) | Technical Potential | 0 | 0 | 0 | 0 | 0 | 0 | 0 | 0 | 0 | 0 | 0 | 0 | 0 | 0 | 0 | 0 | 0 | 0 | 0 | 0 | 0 | 0 | 0 | 0 | 0 | 0 | 0 | 0 | 0 | 0 | 0
F12_Industrial_Agriculture_New_Space Heating_Natural Gas_Gas Boiler - Burner Control Optimization_A_Technical Potential | F12 | Industrial | Agriculture | New | Space Heating | Natural Gas | Gas Boiler - Burner Control Optimization | A | Cumulative Winter Peak Savings (MW) | Technical Potential | 0 | 0 | 0 | 0 | 0 | 0 | 0 | 0 | 0 | 0 | 0 | 0 | 0 | 0 | 0 | 0 | 0 | 0 | 0 | 0 | 0 | 0 | 0 | 0 | 0 | 0 | 0 | 0 | 0 | 0 | 0
F13_Industrial_Agriculture_New_Space Heating_Natural Gas_Gas Boiler - Burner Control Optimization_A_Technical Potential | F13 | Industrial | Agriculture | New | Space Heating | Natural Gas | Gas Boiler - Burner Control Optimization | A | Purchases (Incremental) | Technical Potential | 0 | 0 | 0 | 0 | 0 | 0 | 0 | 0 | 0 | 0 | 0 | 0 | 0 | 0 | 0 | 0 | 0 | 0 | 0 | 0 | 0 | 0 | 0 | 0 | 0 | 0 | 0 | 0 | 0 | 0 | 0
F14_Industrial_Agriculture_New_Space Heating_Natural Gas_Gas Boiler - Burner Control Optimization_A_Technical Potential | F14 | Industrial | Agriculture | New | Space Heating | Natural Gas | Gas Boiler - Burner Control Optimization | A | Purchases (Cumulative) | Technical Potential | 0 | 0 | 0 | 0 | 0 | 0 | 0 | 0 | 0 | 0 | 0 | 0 | 0 | 0 | 0 | 0 | 0 | 0 | 0 | 0 | 0 | 0 | 0 | 0 | 0 | 0 | 0 | 0 | 0 | 0 | 0
F1_Industrial_Agriculture_New_Process_Natural Gas_Gas Boiler - Burner Control Optimization_A_Technical Potential | F1 | Industrial | Agriculture | New | Process | Natural Gas | Gas Boiler - Burner Control Optimization | A | Original Unit Energy Savings (kWh or therms) | Technical Potential | 0 | 0 | 0 | 0 | 0 | 0.61528 | 0.61528 | 0.61528 | 0.61528 | 0.61528 | 0.61528 | 0.61528 | 0.61528 | 0.61528 | 0.61528 | 0.61528 | 0.61528 | 0.61528 | 0.61528 | 0.61528 | 0.61528 | 0.61528 | 0.61528 | 0.61528 | 0.61528 | 0.61528 | 0.61528 | 0.61528 | 0.61528 | 0.61528 | 0.61528
F2_Industrial_Agriculture_New_Process_Natural Gas_Gas Boiler - Burner Control Optimization_A_Technical Potential | F2 | Industrial | Agriculture | New | Process | Natural Gas | Gas Boiler - Burner Control Optimization | A | Original Unit Summer Peak Savings (kW) | Technical Potential | 0 | 0 | 0 | 0 | 0 | 0 | 0 | 0 | 0 | 0 | 0 | 0 | 0 | 0 | 0 | 0 | 0 | 0 | 0 | 0 | 0 | 0 | 0 | 0 | 0 | 0 | 0 | 0 | 0 | 0 | 0
F3_Industrial_Agriculture_New_Process_Natural Gas_Gas Boiler - Burner Control Optimization_A_Technical Potential | F3 | Industrial | Agriculture | New | Process | Natural Gas | Gas Boiler - Burner Control Optimization | A | Original Unit Winter Peak Savings (kW) | Technical Potential | 0 | 0 | 0 | 0 | 0 | 0 | 0 | 0 | 0 | 0 | 0 | 0 | 0 | 0 | 0 | 0 | 0 | 0 | 0 | 0 | 0 | 0 | 0 | 0 | 0 | 0 | 0 | 0 | 0 | 0 | 0
F4_Industrial_Agriculture_New_Process_Natural Gas_Gas Boiler - Burner Control Optimization_A_Technical Potential | F4 | Industrial | Agriculture | New | Process | Natural Gas | Gas Boiler - Burner Control Optimization | A | Standalone Impact on Baseline Energy (%) | Technical Potential | 0% | 0% | 0% | 0% | 0% | 0.002081% | 0.005028% | 0.01089% | 0.02105% | 0.03664% | 0.05807% | 0.08479% | 0.1151% | 0.1465% | 0.1765% | 0.2026% | 0.2232% | 0.2376% | 0.246% | 0.2492% | 0.2482% | 0.2442% | 0.2383% | 0.2309% | 0.0022281 | 0.0021444 | 0.002067 | 0.0019951 | 0 | 0 | 0
F5_Industrial_Agriculture_New_Process_Natural Gas_Gas Boiler - Burner Control Optimization_A_Technical Potential | F5 | Industrial | Agriculture | New | Process | Natural Gas | Gas Boiler - Burner Control Optimization | A | Standalone Impact on Baseline Summer Peak (%) | Technical Potential | 0% | 0% | 0% | 0% | 0% | 0% | 0% | 0% | 0% | 0% | 0% | 0% | 0% | 0% | 0% | 0% | 0% | 0% | 0% | 0% | 0% | 0% | 0% | 0% | 0 | 0 | 0 | 0 | 0 | 0 | 0
F6_Industrial_Agriculture_New_Process_Natural Gas_Gas Boiler - Burner Control Optimization_A_Technical Potential | F6 | Industrial | Agriculture | New | Process | Natural Gas | Gas Boiler - Burner Control Optimization | A | Standalone Impact on Baseline Winter Peak (%) | Technical Potential | 0% | 0% | 0% | 0% | 0% | 0% | 0% | 0% | 0% | 0% | 0% | 0% | 0% | 0% | 0% | 0% | 0% | 0% | 0% | 0% | 0% | 0% | 0% | 0% | 0 | 0 | 0 | 0 | 0 | 0 | 0
F7_Industrial_Agriculture_New_Process_Natural Gas_Gas Boiler - Burner Control Optimization_A_Technical Potential | F7 | Industrial | Agriculture | New | Process | Natural Gas | Gas Boiler - Burner Control Optimization | A | Incremental Energy Savings (MWh or mTherms) | Technical Potential | 0 | 0 | 0 | 0 | 0 | 0.004036 | 0.0075162 | 0.017375 | 0.034482 | 0.059981 | 0.092861 | 0.12935 | 0.16391 | 0.19048 | 0.20422 | 0.20348 | 0.18921 | 0.16501 | 0.13545 | 0.105 | 0.07714 | 0.053843 | 0.035796 | 0.022718 | 0.016009 | 0.017375 | 0.034482 | 0.059981 | 0.092861 | 0.12935 | 0.16391
F8_Industrial_Agriculture_New_Process_Natural Gas_Gas Boiler - Burner Control Optimization_A_Technical Potential | F8 | Industrial | Agriculture | New | Process | Natural Gas | Gas Boiler - Burner Control Optimization | A | Incremental Summer Peak Savings (MW) | Technical Potential | 0 | 0 | 0 | 0 | 0 | 0 | 0 | 0 | 0 | 0 | 0 | 0 | 0 | 0 | 0 | 0 | 0 | 0 | 0 | 0 | 0 | 0 | 0 | 0 | 0 | 0 | 0 | 0 | 0 | 0 | 0
F9_Industrial_Agriculture_New_Process_Natural Gas_Gas Boiler - Burner Control Optimization_A_Technical Potential | F9 | Industrial | Agriculture | New | Process | Natural Gas | Gas Boiler - Burner Control Optimization | A | Incremental Winter Peak Savings (MW) | Technical Potential | 0 | 0 | 0 | 0 | 0 | 0 | 0 | 0 | 0 | 0 | 0 | 0 | 0 | 0 | 0 | 0 | 0 | 0 | 0 | 0 | 0 | 0 | 0 | 0 | 0 | 0 | 0 | 0 | 0 | 0 | 0
F10_Industrial_Agriculture_New_Process_Natural Gas_Gas Boiler - Burner Control Optimization_A_Technical Potential | F10 | Industrial | Agriculture | New | Process | Natural Gas | Gas Boiler - Burner Control Optimization | A | Cumulative Energy Savings (MWh or mTherms) | Technical Potential | 0 | 0 | 0 | 0 | 0 | 0.004036 | 0.011552 | 0.028927 | 0.063409 | 0.12339 | 0.21625 | 0.3456 | 0.50951 | 0.69999 | 0.90421 | 1.1077 | 1.2969 | 1.4619 | 1.5974 | 1.7024 | 1.7795 | 1.8333 | 1.8691 | 1.8878 | 1.8963 | 1.8963 | 1.8963 | 1.8963 | 1.8963 | 1.8963 | 1.8963
F11_Industrial_Agriculture_New_Process_Natural Gas_Gas Boiler - Burner Control Optimization_A_Technical Potential | F11 | Industrial | Agriculture | New | Process | Natural Gas | Gas Boiler - Burner Control Optimization | A | Cumulative Summer Peak Savings (MW) | Technical Potential | 0 | 0 | 0 | 0 | 0 | 0 | 0 | 0 | 0 | 0 | 0 | 0 | 0 | 0 | 0 | 0 | 0 | 0 | 0 | 0 | 0 | 0 | 0 | 0 | 0 | 0 | 0 | 0 | 0 | 0 | 0
F12_Industrial_Agriculture_New_Process_Natural Gas_Gas Boiler - Burner Control Optimization_A_Technical Potential | F12 | Industrial | Agriculture | New | Process | Natural Gas | Gas Boiler - Burner Control Optimization | A | Cumulative Winter Peak Savings (MW) | Technical Potential | 0 | 0 | 0 | 0 | 0 | 0 | 0 | 0 | 0 | 0 | 0 | 0 | 0 | 0 | 0 | 0 | 0 | 0 | 0 | 0 | 0 | 0 | 0 | 0 | 0 | 0 | 0 | 0 | 0 | 0 | 0
F13_Industrial_Agriculture_New_Process_Natural Gas_Gas Boiler - Burner Control Optimization_A_Technical Potential | F13 | Industrial | Agriculture | New | Process | Natural Gas | Gas Boiler - Burner Control Optimization | A | Purchases (Incremental) | Technical Potential | 0 | 0 | 0 | 0 | 0 | 6.5596 | 12.2159 | 28.2391 | 56.0421 | 97.4857 | 150.9245 | 210.2363 | 266.3935 | 309.5813 | 331.9169 | 330.7153 | 307.5117 | 268.1822 | 220.1456 | 170.6541 | 125.3739 | 87.5103 | 58.1781 | 36.9227 | 26.0187 | 28.2391 | 56.0421 | 97.4857 | 150.9245 | 210.2363 | 266.3935
F14_Industrial_Agriculture_New_Process_Natural Gas_Gas Boiler - Burner Control Optimization_A_Technical Potential | F14 | Industrial | Agriculture | New | Process | Natural Gas | Gas Boiler - Burner Control Optimization | A | Purchases (Cumulative) | Technical Potential | 0 | 0 | 0 | 0 | 0 | 6.5596 | 18.7755 | 47.0146 | 103.0568 | 200.5424 | 351.4669 | 561.7032 | 828.0967 | 1137.678 | 1469.5949 | 1800.3102 | 2107.8219 | 2376.0042 | 2596.1498 | 2766.8038 | 2892.1777 | 2979.688 | 3037.8661 | 3068.2293 | 3082.0321 | 3082.0321 | 3082.0321 | 3082.0321 | 3082.0321 | 3082.0321 | 3082.0321
F1_Industrial_Agriculture_New_Space Heating_Natural Gas_HVAC - Demand Controlled Ventilation_A_Technical Potential | F1 | Industrial | Agriculture | New | Space Heating | Natural Gas | HVAC - Demand Controlled Ventilation | A | Original Unit Energy Savings (kWh or therms) | Technical Potential | 0 | 0 | 0 | 0 | 0 | 0 | 0 | 0 | 0 | 0 | 0 | 0 | 0 | 0 | 0 | 0 | 0 | 0 | 0 | 0 | 0 | 0 | 0 | 0 | 0 | 0 | 0 | 0 | 0 | 0 | 0
F2_Industrial_Agriculture_New_Space Heating_Natural Gas_HVAC - Demand Controlled Ventilation_A_Technical Potential | F2 | Industrial | Agriculture | New | Space Heating | Natural Gas | HVAC - Demand Controlled Ventilation | A | Original Unit Summer Peak Savings (kW) | Technical Potential | 0 | 0 | 0 | 0 | 0 | 0 | 0 | 0 | 0 | 0 | 0 | 0 | 0 | 0 | 0 | 0 | 0 | 0 | 0 | 0 | 0 | 0 | 0 | 0 | 0 | 0 | 0 | 0 | 0 | 0 | 0
F3_Industrial_Agriculture_New_Space Heating_Natural Gas_HVAC - Demand Controlled Ventilation_A_Technical Potential | F3 | Industrial | Agriculture | New | Space Heating | Natural Gas | HVAC - Demand Controlled Ventilation | A | Original Unit Winter Peak Savings (kW) | Technical Potential | 0 | 0 | 0 | 0 | 0 | 0 | 0 | 0 | 0 | 0 | 0 | 0 | 0 | 0 | 0 | 0 | 0 | 0 | 0 | 0 | 0 | 0 | 0 | 0 | 0 | 0 | 0 | 0 | 0 | 0 | 0
F4_Industrial_Agriculture_New_Space Heating_Natural Gas_HVAC - Demand Controlled Ventilation_A_Technical Potential | F4 | Industrial | Agriculture | New | Space Heating | Natural Gas | HVAC - Demand Controlled Ventilation | A | Standalone Impact on Baseline Energy (%) | Technical Potential | 0% | 0% | 0% | 0% | 0% | 0% | 0% | 0% | 0% | 0% | 0% | 0% | 0% | 0% | 0% | 0% | 0% | 0% | 0% | 0% | 0% | 0% | 0% | 0% | 0 | 0 | 0 | 0 | 0 | 0 | 0
F5_Industrial_Agriculture_New_Space Heating_Natural Gas_HVAC - Demand Controlled Ventilation_A_Technical Potential | F5 | Industrial | Agriculture | New | Space Heating | Natural Gas | HVAC - Demand Controlled Ventilation | A | Standalone Impact on Baseline Summer Peak (%) | Technical Potential | 0% | 0% | 0% | 0% | 0% | 0% | 0% | 0% | 0% | 0% | 0% | 0% | 0% | 0% | 0% | 0% | 0% | 0% | 0% | 0% | 0% | 0% | 0% | 0% | 0 | 0 | 0 | 0 | 0 | 0 | 0
F6_Industrial_Agriculture_New_Space Heating_Natural Gas_HVAC - Demand Controlled Ventilation_A_Technical Potential | F6 | Industrial | Agriculture | New | Space Heating | Natural Gas | HVAC - Demand Controlled Ventilation | A | Standalone Impact on Baseline Winter Peak (%) | Technical Potential | 0% | 0% | 0% | 0% | 0% | 0% | 0% | 0% | 0% | 0% | 0% | 0% | 0% | 0% | 0% | 0% | 0% | 0% | 0% | 0% | 0% | 0% | 0% | 0% | 0 | 0 | 0 | 0 | 0 | 0 | 0
F7_Industrial_Agriculture_New_Space Heating_Natural Gas_HVAC - Demand Controlled Ventilation_A_Technical Potential | F7 | Industrial | Agriculture | New | Space Heating | Natural Gas | HVAC - Demand Controlled Ventilation | A | Incremental Energy Savings (MWh or mTherms) | Technical Potential | 0 | 0 | 0 | 0 | 0 | 0 | 0 | 0 | 0 | 0 | 0 | 0 | 0 | 0 | 0 | 0 | 0 | 0 | 0 | 0 | 0 | 0 | 0 | 0 | 0 | 0 | 0 | 0 | 0 | 0 | 0
F8_Industrial_Agriculture_New_Space Heating_Natural Gas_HVAC - Demand Controlled Ventilation_A_Technical Potential | F8 | Industrial | Agriculture | New | Space Heating | Natural Gas | HVAC - Demand Controlled Ventilation | A | Incremental Summer Peak Savings (MW) | Technical Potential | 0 | 0 | 0 | 0 | 0 | 0 | 0 | 0 | 0 | 0 | 0 | 0 | 0 | 0 | 0 | 0 | 0 | 0 | 0 | 0 | 0 | 0 | 0 | 0 | 0 | 0 | 0 | 0 | 0 | 0 | 0
F9_Industrial_Agriculture_New_Space Heating_Natural Gas_HVAC - Demand Controlled Ventilation_A_Technical Potential | F9 | Industrial | Agriculture | New | Space Heating | Natural Gas | HVAC - Demand Controlled Ventilation | A | Incremental Winter Peak Savings (MW) | Technical Potential | 0 | 0 | 0 | 0 | 0 | 0 | 0 | 0 | 0 | 0 | 0 | 0 | 0 | 0 | 0 | 0 | 0 | 0 | 0 | 0 | 0 | 0 | 0 | 0 | 0 | 0 | 0 | 0 | 0 | 0 | 0
F10_Industrial_Agriculture_New_Space Heating_Natural Gas_HVAC - Demand Controlled Ventilation_A_Technical Potential | F10 | Industrial | Agriculture | New | Space Heating | Natural Gas | HVAC - Demand Controlled Ventilation | A | Cumulative Energy Savings (MWh or mTherms) | Technical Potential | 0 | 0 | 0 | 0 | 0 | 0 | 0 | 0 | 0 | 0 | 0 | 0 | 0 | 0 | 0 | 0 | 0 | 0 | 0 | 0 | 0 | 0 | 0 | 0 | 0 | 0 | 0 | 0 | 0 | 0 | 0
F11_Industrial_Agriculture_New_Space Heating_Natural Gas_HVAC - Demand Controlled Ventilation_A_Technical Potential | F11 | Industrial | Agriculture | New | Space Heating | Natural Gas | HVAC - Demand Controlled Ventilation | A | Cumulative Summer Peak Savings (MW) | Technical Potential | 0 | 0 | 0 | 0 | 0 | 0 | 0 | 0 | 0 | 0 | 0 | 0 | 0 | 0 | 0 | 0 | 0 | 0 | 0 | 0 | 0 | 0 | 0 | 0 | 0 | 0 | 0 | 0 | 0 | 0 | 0
F12_Industrial_Agriculture_New_Space Heating_Natural Gas_HVAC - Demand Controlled Ventilation_A_Technical Potential | F12 | Industrial | Agriculture | New | Space Heating | Natural Gas | HVAC - Demand Controlled Ventilation | A | Cumulative Winter Peak Savings (MW) | Technical Potential | 0 | 0 | 0 | 0 | 0 | 0 | 0 | 0 | 0 | 0 | 0 | 0 | 0 | 0 | 0 | 0 | 0 | 0 | 0 | 0 | 0 | 0 | 0 | 0 | 0 | 0 | 0 | 0 | 0 | 0 | 0
F13_Industrial_Agriculture_New_Space Heating_Natural Gas_HVAC - Demand Controlled Ventilation_A_Technical Potential | F13 | Industrial | Agriculture | New | Space Heating | Natural Gas | HVAC - Demand Controlled Ventilation | A | Purchases (Incremental) | Technical Potential | 0 | 0 | 0 | 0 | 0 | 0 | 0 | 0 | 0 | 0 | 0 | 0 | 0 | 0 | 0 | 0 | 0 | 0 | 0 | 0 | 0 | 0 | 0 | 0 | 0 | 0 | 0 | 0 | 0 | 0 | 0
F14_Industrial_Agriculture_New_Space Heating_Natural Gas_HVAC - Demand Controlled Ventilation_A_Technical Potential | F14 | Industrial | Agriculture | New | Space Heating | Natural Gas | HVAC - Demand Controlled Ventilation | A | Purchases (Cumulative) | Technical Potential | 0 | 0 | 0 | 0 | 0 | 0 | 0 | 0 | 0 | 0 | 0 | 0 | 0 | 0 | 0 | 0 | 0 | 0 | 0 | 0 | 0 | 0 | 0 | 0 | 0 | 0 | 0 | 0 | 0 | 0 | 0
F1_Industrial_Agriculture_New_Space Heating_Natural Gas_Gas Boiler - Stack Economizer_A_Technical Potential | F1 | Industrial | Agriculture | New | Space Heating | Natural Gas | Gas Boiler - Stack Economizer | A | Original Unit Energy Savings (kWh or therms) | Technical Potential | 0 | 0 | 0 | 0 | 0 | 0 | 0 | 0 | 0 | 0 | 0 | 0 | 0 | 0 | 0 | 0 | 0 | 0 | 0 | 0 | 0 | 0 | 0 | 0 | 0 | 0 | 0 | 0 | 0 | 0 | 0
F2_Industrial_Agriculture_New_Space Heating_Natural Gas_Gas Boiler - Stack Economizer_A_Technical Potential | F2 | Industrial | Agriculture | New | Space Heating | Natural Gas | Gas Boiler - Stack Economizer | A | Original Unit Summer Peak Savings (kW) | Technical Potential | 0 | 0 | 0 | 0 | 0 | 0 | 0 | 0 | 0 | 0 | 0 | 0 | 0 | 0 | 0 | 0 | 0 | 0 | 0 | 0 | 0 | 0 | 0 | 0 | 0 | 0 | 0 | 0 | 0 | 0 | 0
F3_Industrial_Agriculture_New_Space Heating_Natural Gas_Gas Boiler - Stack Economizer_A_Technical Potential | F3 | Industrial | Agriculture | New | Space Heating | Natural Gas | Gas Boiler - Stack Economizer | A | Original Unit Winter Peak Savings (kW) | Technical Potential | 0 | 0 | 0 | 0 | 0 | 0 | 0 | 0 | 0 | 0 | 0 | 0 | 0 | 0 | 0 | 0 | 0 | 0 | 0 | 0 | 0 | 0 | 0 | 0 | 0 | 0 | 0 | 0 | 0 | 0 | 0
F4_Industrial_Agriculture_New_Space Heating_Natural Gas_Gas Boiler - Stack Economizer_A_Technical Potential | F4 | Industrial | Agriculture | New | Space Heating | Natural Gas | Gas Boiler - Stack Economizer | A | Standalone Impact on Baseline Energy (%) | Technical Potential | 0% | 0% | 0% | 0% | 0% | 0% | 0% | 0% | 0% | 0% | 0% | 0% | 0% | 0% | 0% | 0% | 0% | 0% | 0% | 0% | 0% | 0% | 0% | 0% | 0 | 0 | 0 | 0 | 0 | 0 | 0
F5_Industrial_Agriculture_New_Space Heating_Natural Gas_Gas Boiler - Stack Economizer_A_Technical Potential | F5 | Industrial | Agriculture | New | Space Heating | Natural Gas | Gas Boiler - Stack Economizer | A | Standalone Impact on Baseline Summer Peak (%) | Technical Potential | 0% | 0% | 0% | 0% | 0% | 0% | 0% | 0% | 0% | 0% | 0% | 0% | 0% | 0% | 0% | 0% | 0% | 0% | 0% | 0% | 0% | 0% | 0% | 0% | 0 | 0 | 0 | 0 | 0 | 0 | 0
F6_Industrial_Agriculture_New_Space Heating_Natural Gas_Gas Boiler - Stack Economizer_A_Technical Potential | F6 | Industrial | Agriculture | New | Space Heating | Natural Gas | Gas Boiler - Stack Economizer | A | Standalone Impact on Baseline Winter Peak (%) | Technical Potential | 0% | 0% | 0% | 0% | 0% | 0% | 0% | 0% | 0% | 0% | 0% | 0% | 0% | 0% | 0% | 0% | 0% | 0% | 0% | 0% | 0% | 0% | 0% | 0% | 0 | 0 | 0 | 0 | 0 | 0 | 0
F7_Industrial_Agriculture_New_Space Heating_Natural Gas_Gas Boiler - Stack Economizer_A_Technical Potential | F7 | Industrial | Agriculture | New | Space Heating | Natural Gas | Gas Boiler - Stack Economizer | A | Incremental Energy Savings (MWh or mTherms) | Technical Potential | 0 | 0 | 0 | 0 | 0 | 0 | 0 | 0 | 0 | 0 | 0 | 0 | 0 | 0 | 0 | 0 | 0 | 0 | 0 | 0 | 0 | 0 | 0 | 0 | 0 | 0 | 0 | 0 | 0 | 0 | 0
F8_Industrial_Agriculture_New_Space Heating_Natural Gas_Gas Boiler - Stack Economizer_A_Technical Potential | F8 | Industrial | Agriculture | New | Space Heating | Natural Gas | Gas Boiler - Stack Economizer | A | Incremental Summer Peak Savings (MW) | Technical Potential | 0 | 0 | 0 | 0 | 0 | 0 | 0 | 0 | 0 | 0 | 0 | 0 | 0 | 0 | 0 | 0 | 0 | 0 | 0 | 0 | 0 | 0 | 0 | 0 | 0 | 0 | 0 | 0 | 0 | 0 | 0
F9_Industrial_Agriculture_New_Space Heating_Natural Gas_Gas Boiler - Stack Economizer_A_Technical Potential | F9 | Industrial | Agriculture | New | Space Heating | Natural Gas | Gas Boiler - Stack Economizer | A | Incremental Winter Peak Savings (MW) | Technical Potential | 0 | 0 | 0 | 0 | 0 | 0 | 0 | 0 | 0 | 0 | 0 | 0 | 0 | 0 | 0 | 0 | 0 | 0 | 0 | 0 | 0 | 0 | 0 | 0 | 0 | 0 | 0 | 0 | 0 | 0 | 0
F10_Industrial_Agriculture_New_Space Heating_Natural Gas_Gas Boiler - Stack Economizer_A_Technical Potential | F10 | Industrial | Agriculture | New | Space Heating | Natural Gas | Gas Boiler - Stack Economizer | A | Cumulative Energy Savings (MWh or mTherms) | Technical Potential | 0 | 0 | 0 | 0 | 0 | 0 | 0 | 0 | 0 | 0 | 0 | 0 | 0 | 0 | 0 | 0 | 0 | 0 | 0 | 0 | 0 | 0 | 0 | 0 | 0 | 0 | 0 | 0 | 0 | 0 | 0
F11_Industrial_Agriculture_New_Space Heating_Natural Gas_Gas Boiler - Stack Economizer_A_Technical Potential | F11 | Industrial | Agriculture | New | Space Heating | Natural Gas | Gas Boiler - Stack Economizer | A | Cumulative Summer Peak Savings (MW) | Technical Potential | 0 | 0 | 0 | 0 | 0 | 0 | 0 | 0 | 0 | 0 | 0 | 0 | 0 | 0 | 0 | 0 | 0 | 0 | 0 | 0 | 0 | 0 | 0 | 0 | 0 | 0 | 0 | 0 | 0 | 0 | 0
F12_Industrial_Agriculture_New_Space Heating_Natural Gas_Gas Boiler - Stack Economizer_A_Technical Potential | F12 | Industrial | Agriculture | New | Space Heating | Natural Gas | Gas Boiler - Stack Economizer | A | Cumulative Winter Peak Savings (MW) | Technical Potential | 0 | 0 | 0 | 0 | 0 | 0 | 0 | 0 | 0 | 0 | 0 | 0 | 0 | 0 | 0 | 0 | 0 | 0 | 0 | 0 | 0 | 0 | 0 | 0 | 0 | 0 | 0 | 0 | 0 | 0 | 0
F13_Industrial_Agriculture_New_Space Heating_Natural Gas_Gas Boiler - Stack Economizer_A_Technical Potential | F13 | Industrial | Agriculture | New | Space Heating | Natural Gas | Gas Boiler - Stack Economizer | A | Purchases (Incremental) | Technical Potential | 0 | 0 | 0 | 0 | 0 | 0 | 0 | 0 | 0 | 0 | 0 | 0 | 0 | 0 | 0 | 0 | 0 | 0 | 0 | 0 | 0 | 0 | 0 | 0 | 0 | 0 | 0 | 0 | 0 | 0 | 0
F14_Industrial_Agriculture_New_Space Heating_Natural Gas_Gas Boiler - Stack Economizer_A_Technical Potential | F14 | Industrial | Agriculture | New | Space Heating | Natural Gas | Gas Boiler - Stack Economizer | A | Purchases (Cumulative) | Technical Potential | 0 | 0 | 0 | 0 | 0 | 0 | 0 | 0 | 0 | 0 | 0 | 0 | 0 | 0 | 0 | 0 | 0 | 0 | 0 | 0 | 0 | 0 | 0 | 0 | 0 | 0 | 0 | 0 | 0 | 0 | 0
F1_Industrial_Agriculture_New_Process_Natural Gas_Gas Boiler - Stack Economizer_A_Technical Potential | F1 | Industrial | Agriculture | New | Process | Natural Gas | Gas Boiler - Stack Economizer | A | Original Unit Energy Savings (kWh or therms) | Technical Potential | 0 | 0 | 0 | 0 | 0 | 2.0368 | 2.0368 | 2.0368 | 2.0368 | 2.0368 | 2.0368 | 2.0368 | 2.0368 | 2.0368 | 2.0368 | 2.0368 | 2.0368 | 2.0368 | 2.0368 | 2.0368 | 2.0368 | 2.0368 | 2.0368 | 2.0368 | 2.0368 | 2.0368 | 2.0368 | 2.0368 | 2.0368 | 2.0368 | 2.0368
F2_Industrial_Agriculture_New_Process_Natural Gas_Gas Boiler - Stack Economizer_A_Technical Potential | F2 | Industrial | Agriculture | New | Process | Natural Gas | Gas Boiler - Stack Economizer | A | Original Unit Summer Peak Savings (kW) | Technical Potential | 0 | 0 | 0 | 0 | 0 | 0 | 0 | 0 | 0 | 0 | 0 | 0 | 0 | 0 | 0 | 0 | 0 | 0 | 0 | 0 | 0 | 0 | 0 | 0 | 0 | 0 | 0 | 0 | 0 | 0 | 0
F3_Industrial_Agriculture_New_Process_Natural Gas_Gas Boiler - Stack Economizer_A_Technical Potential | F3 | Industrial | Agriculture | New | Process | Natural Gas | Gas Boiler - Stack Economizer | A | Original Unit Winter Peak Savings (kW) | Technical Potential | 0 | 0 | 0 | 0 | 0 | 0 | 0 | 0 | 0 | 0 | 0 | 0 | 0 | 0 | 0 | 0 | 0 | 0 | 0 | 0 | 0 | 0 | 0 | 0 | 0 | 0 | 0 | 0 | 0 | 0 | 0
F4_Industrial_Agriculture_New_Process_Natural Gas_Gas Boiler - Stack Economizer_A_Technical Potential | F4 | Industrial | Agriculture | New | Process | Natural Gas | Gas Boiler - Stack Economizer | A | Standalone Impact on Baseline Energy (%) | Technical Potential | 0% | 0% | 0% | 0% | 0% | 0.0681% | 0.1256% | 0.1768% | 0.224% | 0.2684% | 0.304% | 0.3268% | 0.3401% | 0.3466% | 0.3483% | 0.3464% | 0.342% | 0.3358% | 0.3285% | 0.3205% | 0.3053% | 0.2916% | 0.2792% | 0.2677% | 0.0025725 | 0.0024759 | 0.0023865 | 0.0023035 | 0 | 0 | 0
F5_Industrial_Agriculture_New_Process_Natural Gas_Gas Boiler - Stack Economizer_A_Technical Potential | F5 | Industrial | Agriculture | New | Process | Natural Gas | Gas Boiler - Stack Economizer | A | Standalone Impact on Baseline Summer Peak (%) | Technical Potential | 0% | 0% | 0% | 0% | 0% | 0% | 0% | 0% | 0% | 0% | 0% | 0% | 0% | 0% | 0% | 0% | 0% | 0% | 0% | 0% | 0% | 0% | 0% | 0% | 0 | 0 | 0 | 0 | 0 | 0 | 0
F6_Industrial_Agriculture_New_Process_Natural Gas_Gas Boiler - Stack Economizer_A_Technical Potential | F6 | Industrial | Agriculture | New | Process | Natural Gas | Gas Boiler - Stack Economizer | A | Standalone Impact on Baseline Winter Peak (%) | Technical Potential | 0% | 0% | 0% | 0% | 0% | 0% | 0% | 0% | 0% | 0% | 0% | 0% | 0% | 0% | 0% | 0% | 0% | 0% | 0% | 0% | 0% | 0% | 0% | 0% | 0 | 0 | 0 | 0 | 0 | 0 | 0
F7_Industrial_Agriculture_New_Process_Natural Gas_Gas Boiler - Stack Economizer_A_Technical Potential | F7 | Industrial | Agriculture | New | Process | Natural Gas | Gas Boiler - Stack Economizer | A | Incremental Energy Savings (MWh or mTherms) | Technical Potential | 0 | 0 | 0 | 0 | 0 | 0.13208 | 0.15647 | 0.18086 | 0.2051 | 0.22935 | 0.22826 | 0.19987 | 0.17366 | 0.14992 | 0.12859 | 0.10982 | 0.093362 | 0.079095 | 0.066783 | 0.056206 | 0.13208 | 0.15647 | 0.18086 | 0.2051 | 0.22935 | 0.22826 | 0.19987 | 0.17366 | 0.14992 | 0.12859 | 0.10982
F8_Industrial_Agriculture_New_Process_Natural Gas_Gas Boiler - Stack Economizer_A_Technical Potential | F8 | Industrial | Agriculture | New | Process | Natural Gas | Gas Boiler - Stack Economizer | A | Incremental Summer Peak Savings (MW) | Technical Potential | 0 | 0 | 0 | 0 | 0 | 0 | 0 | 0 | 0 | 0 | 0 | 0 | 0 | 0 | 0 | 0 | 0 | 0 | 0 | 0 | 0 | 0 | 0 | 0 | 0 | 0 | 0 | 0 | 0 | 0 | 0
F9_Industrial_Agriculture_New_Process_Natural Gas_Gas Boiler - Stack Economizer_A_Technical Potential | F9 | Industrial | Agriculture | New | Process | Natural Gas | Gas Boiler - Stack Economizer | A | Incremental Winter Peak Savings (MW) | Technical Potential | 0 | 0 | 0 | 0 | 0 | 0 | 0 | 0 | 0 | 0 | 0 | 0 | 0 | 0 | 0 | 0 | 0 | 0 | 0 | 0 | 0 | 0 | 0 | 0 | 0 | 0 | 0 | 0 | 0 | 0 | 0
F10_Industrial_Agriculture_New_Process_Natural Gas_Gas Boiler - Stack Economizer_A_Technical Potential | F10 | Industrial | Agriculture | New | Process | Natural Gas | Gas Boiler - Stack Economizer | A | Cumulative Energy Savings (MWh or mTherms) | Technical Potential | 0 | 0 | 0 | 0 | 0 | 0.13208 | 0.28855 | 0.46941 | 0.67451 | 0.90386 | 1.1321 | 1.332 | 1.5057 | 1.6556 | 1.7842 | 1.894 | 1.9873 | 2.0664 | 2.1332 | 2.1894 | 2.1894 | 2.1894 | 2.1894 | 2.1894 | 2.1894 | 2.1894 | 2.1894 | 2.1894 | 2.1894 | 2.1894 | 2.1894
F11_Industrial_Agriculture_New_Process_Natural Gas_Gas Boiler - Stack Economizer_A_Technical Potential | F11 | Industrial | Agriculture | New | Process | Natural Gas | Gas Boiler - Stack Economizer | A | Cumulative Summer Peak Savings (MW) | Technical Potential | 0 | 0 | 0 | 0 | 0 | 0 | 0 | 0 | 0 | 0 | 0 | 0 | 0 | 0 | 0 | 0 | 0 | 0 | 0 | 0 | 0 | 0 | 0 | 0 | 0 | 0 | 0 | 0 | 0 | 0 | 0
F12_Industrial_Agriculture_New_Process_Natural Gas_Gas Boiler - Stack Economizer_A_Technical Potential | F12 | Industrial | Agriculture | New | Process | Natural Gas | Gas Boiler - Stack Economizer | A | Cumulative Winter Peak Savings (MW) | Technical Potential | 0 | 0 | 0 | 0 | 0 | 0 | 0 | 0 | 0 | 0 | 0 | 0 | 0 | 0 | 0 | 0 | 0 | 0 | 0 | 0 | 0 | 0 | 0 | 0 | 0 | 0 | 0 | 0 | 0 | 0 | 0
F13_Industrial_Agriculture_New_Process_Natural Gas_Gas Boiler - Stack Economizer_A_Technical Potential | F13 | Industrial | Agriculture | New | Process | Natural Gas | Gas Boiler - Stack Economizer | A | Purchases (Incremental) | Technical Potential | 0 | 0 | 0 | 0 | 0 | 64.8454 | 76.8241 | 88.7963 | 100.6978 | 112.6058 | 112.0712 | 98.1289 | 85.2621 | 73.6058 | 63.1331 | 53.9182 | 45.8379 | 38.8332 | 32.7882 | 27.5956 | 64.8454 | 76.8241 | 88.7963 | 100.6978 | 112.6058 | 112.0712 | 98.1289 | 85.2621 | 73.6058 | 63.1331 | 53.9182
F14_Industrial_Agriculture_New_Process_Natural Gas_Gas Boiler - Stack Economizer_A_Technical Potential | F14 | Industrial | Agriculture | New | Process | Natural Gas | Gas Boiler - Stack Economizer | A | Purchases (Cumulative) | Technical Potential | 0 | 0 | 0 | 0 | 0 | 64.8454 | 141.6696 | 230.4659 | 331.1637 | 443.7695 | 555.8407 | 653.9696 | 739.2316 | 812.8375 | 875.9705 | 929.8887 | 975.7266 | 1014.5598 | 1047.348 | 1074.9436 | 1074.9436 | 1074.9436 | 1074.9436 | 1074.9436 | 1074.9436 | 1074.9436 | 1074.9436 | 1074.9436 | 1074.9436 | 1074.9436 | 1074.9436
F1_Industrial_Agriculture_New_Space Heating_Natural Gas_Gas Furnace Tube Inserts_A_Technical Potential | F1 | Industrial | Agriculture | New | Space Heating | Natural Gas | Gas Furnace Tube Inserts | A | Original Unit Energy Savings (kWh or therms) | Technical Potential | 0 | 0 | 0 | 0 | 0 | 0 | 0 | 0 | 0 | 0 | 0 | 0 | 0 | 0 | 0 | 0 | 0 | 0 | 0 | 0 | 0 | 0 | 0 | 0 | 0 | 0 | 0 | 0 | 0 | 0 | 0
F2_Industrial_Agriculture_New_Space Heating_Natural Gas_Gas Furnace Tube Inserts_A_Technical Potential | F2 | Industrial | Agriculture | New | Space Heating | Natural Gas | Gas Furnace Tube Inserts | A | Original Unit Summer Peak Savings (kW) | Technical Potential | 0 | 0 | 0 | 0 | 0 | 0 | 0 | 0 | 0 | 0 | 0 | 0 | 0 | 0 | 0 | 0 | 0 | 0 | 0 | 0 | 0 | 0 | 0 | 0 | 0 | 0 | 0 | 0 | 0 | 0 | 0
F3_Industrial_Agriculture_New_Space Heating_Natural Gas_Gas Furnace Tube Inserts_A_Technical Potential | F3 | Industrial | Agriculture | New | Space Heating | Natural Gas | Gas Furnace Tube Inserts | A | Original Unit Winter Peak Savings (kW) | Technical Potential | 0 | 0 | 0 | 0 | 0 | 0 | 0 | 0 | 0 | 0 | 0 | 0 | 0 | 0 | 0 | 0 | 0 | 0 | 0 | 0 | 0 | 0 | 0 | 0 | 0 | 0 | 0 | 0 | 0 | 0 | 0
F4_Industrial_Agriculture_New_Space Heating_Natural Gas_Gas Furnace Tube Inserts_A_Technical Potential | F4 | Industrial | Agriculture | New | Space Heating | Natural Gas | Gas Furnace Tube Inserts | A | Standalone Impact on Baseline Energy (%) | Technical Potential | 0% | 0% | 0% | 0% | 0% | 0% | 0% | 0% | 0% | 0% | 0% | 0% | 0% | 0% | 0% | 0% | 0% | 0% | 0% | 0% | 0% | 0% | 0% | 0% | 0 | 0 | 0 | 0 | 0 | 0 | 0
F5_Industrial_Agriculture_New_Space Heating_Natural Gas_Gas Furnace Tube Inserts_A_Technical Potential | F5 | Industrial | Agriculture | New | Space Heating | Natural Gas | Gas Furnace Tube Inserts | A | Standalone Impact on Baseline Summer Peak (%) | Technical Potential | 0% | 0% | 0% | 0% | 0% | 0% | 0% | 0% | 0% | 0% | 0% | 0% | 0% | 0% | 0% | 0% | 0% | 0% | 0% | 0% | 0% | 0% | 0% | 0% | 0 | 0 | 0 | 0 | 0 | 0 | 0
F6_Industrial_Agriculture_New_Space Heating_Natural Gas_Gas Furnace Tube Inserts_A_Technical Potential | F6 | Industrial | Agriculture | New | Space Heating | Natural Gas | Gas Furnace Tube Inserts | A | Standalone Impact on Baseline Winter Peak (%) | Technical Potential | 0% | 0% | 0% | 0% | 0% | 0% | 0% | 0% | 0% | 0% | 0% | 0% | 0% | 0% | 0% | 0% | 0% | 0% | 0% | 0% | 0% | 0% | 0% | 0% | 0 | 0 | 0 | 0 | 0 | 0 | 0
F7_Industrial_Agriculture_New_Space Heating_Natural Gas_Gas Furnace Tube Inserts_A_Technical Potential | F7 | Industrial | Agriculture | New | Space Heating | Natural Gas | Gas Furnace Tube Inserts | A | Incremental Energy Savings (MWh or mTherms) | Technical Potential | 0 | 0 | 0 | 0 | 0 | 0 | 0 | 0 | 0 | 0 | 0 | 0 | 0 | 0 | 0 | 0 | 0 | 0 | 0 | 0 | 0 | 0 | 0 | 0 | 0 | 0 | 0 | 0 | 0 | 0 | 0
F8_Industrial_Agriculture_New_Space Heating_Natural Gas_Gas Furnace Tube Inserts_A_Technical Potential | F8 | Industrial | Agriculture | New | Space Heating | Natural Gas | Gas Furnace Tube Inserts | A | Incremental Summer Peak Savings (MW) | Technical Potential | 0 | 0 | 0 | 0 | 0 | 0 | 0 | 0 | 0 | 0 | 0 | 0 | 0 | 0 | 0 | 0 | 0 | 0 | 0 | 0 | 0 | 0 | 0 | 0 | 0 | 0 | 0 | 0 | 0 | 0 | 0
F9_Industrial_Agriculture_New_Space Heating_Natural Gas_Gas Furnace Tube Inserts_A_Technical Potential | F9 | Industrial | Agriculture | New | Space Heating | Natural Gas | Gas Furnace Tube Inserts | A | Incremental Winter Peak Savings (MW) | Technical Potential | 0 | 0 | 0 | 0 | 0 | 0 | 0 | 0 | 0 | 0 | 0 | 0 | 0 | 0 | 0 | 0 | 0 | 0 | 0 | 0 | 0 | 0 | 0 | 0 | 0 | 0 | 0 | 0 | 0 | 0 | 0
F10_Industrial_Agriculture_New_Space Heating_Natural Gas_Gas Furnace Tube Inserts_A_Technical Potential | F10 | Industrial | Agriculture | New | Space Heating | Natural Gas | Gas Furnace Tube Inserts | A | Cumulative Energy Savings (MWh or mTherms) | Technical Potential | 0 | 0 | 0 | 0 | 0 | 0 | 0 | 0 | 0 | 0 | 0 | 0 | 0 | 0 | 0 | 0 | 0 | 0 | 0 | 0 | 0 | 0 | 0 | 0 | 0 | 0 | 0 | 0 | 0 | 0 | 0
F11_Industrial_Agriculture_New_Space Heating_Natural Gas_Gas Furnace Tube Inserts_A_Technical Potential | F11 | Industrial | Agriculture | New | Space Heating | Natural Gas | Gas Furnace Tube Inserts | A | Cumulative Summer Peak Savings (MW) | Technical Potential | 0 | 0 | 0 | 0 | 0 | 0 | 0 | 0 | 0 | 0 | 0 | 0 | 0 | 0 | 0 | 0 | 0 | 0 | 0 | 0 | 0 | 0 | 0 | 0 | 0 | 0 | 0 | 0 | 0 | 0 | 0
F12_Industrial_Agriculture_New_Space Heating_Natural Gas_Gas Furnace Tube Inserts_A_Technical Potential | F12 | Industrial | Agriculture | New | Space Heating | Natural Gas | Gas Furnace Tube Inserts | A | Cumulative Winter Peak Savings (MW) | Technical Potential | 0 | 0 | 0 | 0 | 0 | 0 | 0 | 0 | 0 | 0 | 0 | 0 | 0 | 0 | 0 | 0 | 0 | 0 | 0 | 0 | 0 | 0 | 0 | 0 | 0 | 0 | 0 | 0 | 0 | 0 | 0
F13_Industrial_Agriculture_New_Space Heating_Natural Gas_Gas Furnace Tube Inserts_A_Technical Potential | F13 | Industrial | Agriculture | New | Space Heating | Natural Gas | Gas Furnace Tube Inserts | A | Purchases (Incremental) | Technical Potential | 0 | 0 | 0 | 0 | 0 | 0 | 0 | 0 | 0 | 0 | 0 | 0 | 0 | 0 | 0 | 0 | 0 | 0 | 0 | 0 | 0 | 0 | 0 | 0 | 0 | 0 | 0 | 0 | 0 | 0 | 0
F14_Industrial_Agriculture_New_Space Heating_Natural Gas_Gas Furnace Tube Inserts_A_Technical Potential | F14 | Industrial | Agriculture | New | Space Heating | Natural Gas | Gas Furnace Tube Inserts | A | Purchases (Cumulative) | Technical Potential | 0 | 0 | 0 | 0 | 0 | 0 | 0 | 0 | 0 | 0 | 0 | 0 | 0 | 0 | 0 | 0 | 0 | 0 | 0 | 0 | 0 | 0 | 0 | 0 | 0 | 0 | 0 | 0 | 0 | 0 | 0
F1_Industrial_Agriculture_New_Space Heating_Natural Gas_Space Heating - Heat Recovery Ventilator_A_Technical Potential | F1 | Industrial | Agriculture | New | Space Heating | Natural Gas | Space Heating - Heat Recovery Ventilator | A | Original Unit Energy Savings (kWh or therms) | Technical Potential | 0 | 0 | 0 | 0 | 0 | 0.012468 | 0.012307 | 0.01219 | 0.0121 | 0.01203 | 0.011973 | 0.011906 | 0.011837 | 0.011768 | 0.011701 | 0.011649 | 0.011607 | 0.011574 | 0.011522 | 0.011484 | 0.011457 | 0.011435 | 0.011435 | 0.011435 | 0.011435 | 0.011435 | 0.011435 | 0.011435 | 0 | 0 | 0
F2_Industrial_Agriculture_New_Space Heating_Natural Gas_Space Heating - Heat Recovery Ventilator_A_Technical Potential | F2 | Industrial | Agriculture | New | Space Heating | Natural Gas | Space Heating - Heat Recovery Ventilator | A | Original Unit Summer Peak Savings (kW) | Technical Potential | 0 | 0 | 0 | 0 | 0 | 0 | 0 | 0 | 0 | 0 | 0 | 0 | 0 | 0 | 0 | 0 | 0 | 0 | 0 | 0 | 0 | 0 | 0 | 0 | 0 | 0 | 0 | 0 | 0 | 0 | 0
F3_Industrial_Agriculture_New_Space Heating_Natural Gas_Space Heating - Heat Recovery Ventilator_A_Technical Potential | F3 | Industrial | Agriculture | New | Space Heating | Natural Gas | Space Heating - Heat Recovery Ventilator | A | Original Unit Winter Peak Savings (kW) | Technical Potential | 0 | 0 | 0 | 0 | 0 | 0 | 0 | 0 | 0 | 0 | 0 | 0 | 0 | 0 | 0 | 0 | 0 | 0 | 0 | 0 | 0 | 0 | 0 | 0 | 0 | 0 | 0 | 0 | 0 | 0 | 0
F4_Industrial_Agriculture_New_Space Heating_Natural Gas_Space Heating - Heat Recovery Ventilator_A_Technical Potential | F4 | Industrial | Agriculture | New | Space Heating | Natural Gas | Space Heating - Heat Recovery Ventilator | A | Standalone Impact on Baseline Energy (%) | Technical Potential | 0% | 0% | 0% | 0% | 0% | 0.01768% | 0.0326% | 0.04589% | 0.05814% | 0.06967% | 0.08068% | 0.0914% | 0.1018% | 0.112% | 0.1222% | 0.1321% | 0.142% | 0.1518% | 0.1615% | 0.1712% | 0.176% | 0.1804% | 0.1844% | 0.188% | 0.0019131 | 0.0018412 | 0.0017747 | 0.001713 | 0 | 0 | 0
F5_Industrial_Agriculture_New_Space Heating_Natural Gas_Space Heating - Heat Recovery Ventilator_A_Technical Potential | F5 | Industrial | Agriculture | New | Space Heating | Natural Gas | Space Heating - Heat Recovery Ventilator | A | Standalone Impact on Baseline Summer Peak (%) | Technical Potential | 0% | 0% | 0% | 0% | 0% | 0% | 0% | 0% | 0% | 0% | 0% | 0% | 0% | 0% | 0% | 0% | 0% | 0% | 0% | 0% | 0% | 0% | 0% | 0% | 0 | 0 | 0 | 0 | 0 | 0 | 0
F6_Industrial_Agriculture_New_Space Heating_Natural Gas_Space Heating - Heat Recovery Ventilator_A_Technical Potential | F6 | Industrial | Agriculture | New | Space Heating | Natural Gas | Space Heating - Heat Recovery Ventilator | A | Standalone Impact on Baseline Winter Peak (%) | Technical Potential | 0% | 0% | 0% | 0% | 0% | 0% | 0% | 0% | 0% | 0% | 0% | 0% | 0% | 0% | 0% | 0% | 0% | 0% | 0% | 0% | 0% | 0% | 0% | 0% | 0 | 0 | 0 | 0 | 0 | 0 | 0
F7_Industrial_Agriculture_New_Space Heating_Natural Gas_Space Heating - Heat Recovery Ventilator_A_Technical Potential | F7 | Industrial | Agriculture | New | Space Heating | Natural Gas | Space Heating - Heat Recovery Ventilator | A | Incremental Energy Savings (MWh or mTherms) | Technical Potential | 0 | 0 | 0 | 0 | 0 | 0.0016771 | 0.0019612 | 0.0022452 | 0.0025275 | 0.00281 | 0.0030927 | 0.0033661 | 0.0036344 | 0.0038991 | 0.0041567 | 0.0044177 | 0.0046779 | 0.0049398 | 0.0051901 | 0.0054421 | 0.0056979 | 0.0059545 | 0.0062207 | 0.0064859 | 0.0067503 | 0.0029537 | 0.0032328 | 0.0035112 | 0 | 0 | 0
F8_Industrial_Agriculture_New_Space Heating_Natural Gas_Space Heating - Heat Recovery Ventilator_A_Technical Potential | F8 | Industrial | Agriculture | New | Space Heating | Natural Gas | Space Heating - Heat Recovery Ventilator | A | Incremental Summer Peak Savings (MW) | Technical Potential | 0 | 0 | 0 | 0 | 0 | 0 | 0 | 0 | 0 | 0 | 0 | 0 | 0 | 0 | 0 | 0 | 0 | 0 | 0 | 0 | 0 | 0 | 0 | 0 | 0 | 0 | 0 | 0 | 0 | 0 | 0
F9_Industrial_Agriculture_New_Space Heating_Natural Gas_Space Heating - Heat Recovery Ventilator_A_Technical Potential | F9 | Industrial | Agriculture | New | Space Heating | Natural Gas | Space Heating - Heat Recovery Ventilator | A | Incremental Winter Peak Savings (MW) | Technical Potential | 0 | 0 | 0 | 0 | 0 | 0 | 0 | 0 | 0 | 0 | 0 | 0 | 0 | 0 | 0 | 0 | 0 | 0 | 0 | 0 | 0 | 0 | 0 | 0 | 0 | 0 | 0 | 0 | 0 | 0 | 0
F10_Industrial_Agriculture_New_Space Heating_Natural Gas_Space Heating - Heat Recovery Ventilator_A_Technical Potential | F10 | Industrial | Agriculture | New | Space Heating | Natural Gas | Space Heating - Heat Recovery Ventilator | A | Cumulative Energy Savings (MWh or mTherms) | Technical Potential | 0 | 0 | 0 | 0 | 0 | 0.0016771 | 0.0036167 | 0.0058273 | 0.0083123 | 0.011074 | 0.014114 | 0.017402 | 0.020934 | 0.024711 | 0.028728 | 0.033017 | 0.037578 | 0.042411 | 0.047411 | 0.052696 | 0.056726 | 0.060752 | 0.064866 | 0.068963 | 0.073043 | 0.073043 | 0.073043 | 0.073043 | 0 | 0 | 0
F11_Industrial_Agriculture_New_Space Heating_Natural Gas_Space Heating - Heat Recovery Ventilator_A_Technical Potential | F11 | Industrial | Agriculture | New | Space Heating | Natural Gas | Space Heating - Heat Recovery Ventilator | A | Cumulative Summer Peak Savings (MW) | Technical Potential | 0 | 0 | 0 | 0 | 0 | 0 | 0 | 0 | 0 | 0 | 0 | 0 | 0 | 0 | 0 | 0 | 0 | 0 | 0 | 0 | 0 | 0 | 0 | 0 | 0 | 0 | 0 | 0 | 0 | 0 | 0
F12_Industrial_Agriculture_New_Space Heating_Natural Gas_Space Heating - Heat Recovery Ventilator_A_Technical Potential | F12 | Industrial | Agriculture | New | Space Heating | Natural Gas | Space Heating - Heat Recovery Ventilator | A | Cumulative Winter Peak Savings (MW) | Technical Potential | 0 | 0 | 0 | 0 | 0 | 0 | 0 | 0 | 0 | 0 | 0 | 0 | 0 | 0 | 0 | 0 | 0 | 0 | 0 | 0 | 0 | 0 | 0 | 0 | 0 | 0 | 0 | 0 | 0 | 0 | 0
F13_Industrial_Agriculture_New_Space Heating_Natural Gas_Space Heating - Heat Recovery Ventilator_A_Technical Potential | F13 | Industrial | Agriculture | New | Space Heating | Natural Gas | Space Heating - Heat Recovery Ventilator | A | Purchases (Incremental) | Technical Potential | 0 | 0 | 0 | 0 | 0 | 134.5106 | 159.3584 | 184.1925 | 208.8802 | 233.5812 | 258.3027 | 282.7102 | 307.051 | 331.3424 | 355.248 | 379.245 | 403.013 | 426.7842 | 450.4357 | 473.8763 | 497.3446 | 520.7159 | 543.9963 | 567.1918 | 590.3085 | 258.3027 | 282.7102 | 307.051 | 331.3424 | 355.248 | 379.245
F14_Industrial_Agriculture_New_Space Heating_Natural Gas_Space Heating - Heat Recovery Ventilator_A_Technical Potential | F14 | Industrial | Agriculture | New | Space Heating | Natural Gas | Space Heating - Heat Recovery Ventilator | A | Purchases (Cumulative) | Technical Potential | 0 | 0 | 0 | 0 | 0 | 134.5106 | 293.869 | 478.0616 | 686.9418 | 920.523 | 1178.8257 | 1461.5359 | 1768.5869 | 2099.9293 | 2455.1773 | 2834.4223 | 3237.4353 | 3664.2195 | 4114.6552 | 4588.5315 | 4951.3655 | 5312.723 | 5672.5267 | 6030.8383 | 6387.5656 | 6387.5656 | 6387.5656 | 6387.5656 | 6387.5656 | 6387.5656 | 6387.5656
F1_Industrial_Agriculture_New_Space Heating_Natural Gas_Thermostat - Programmable_A_Technical Potential | F1 | Industrial | Agriculture | New | Space Heating | Natural Gas | Thermostat - Programmable | A | Original Unit Energy Savings (kWh or therms) | Technical Potential | 0 | 0 | 0 | 0 | 0 | 0.006194 | 0.006114 | 0.0060556 | 0.0060113 | 0.0059764 | 0.0059481 | 0.005915 | 0.0058802 | 0.005846 | 0.0058129 | 0.0057868 | 0.0057663 | 0.00575 | 0.0057242 | 0.0057053 | 0.0056915 | 0.0056808 | 0.0056808 | 0.0056808 | 0.0056808 | 0.0056808 | 0.0056808 | 0.0056808 | 0 | 0 | 0
F2_Industrial_Agriculture_New_Space Heating_Natural Gas_Thermostat - Programmable_A_Technical Potential | F2 | Industrial | Agriculture | New | Space Heating | Natural Gas | Thermostat - Programmable | A | Original Unit Summer Peak Savings (kW) | Technical Potential | 0 | 0 | 0 | 0 | 0 | 0 | 0 | 0 | 0 | 0 | 0 | 0 | 0 | 0 | 0 | 0 | 0 | 0 | 0 | 0 | 0 | 0 | 0 | 0 | 0 | 0 | 0 | 0 | 0 | 0 | 0
F3_Industrial_Agriculture_New_Space Heating_Natural Gas_Thermostat - Programmable_A_Technical Potential | F3 | Industrial | Agriculture | New | Space Heating | Natural Gas | Thermostat - Programmable | A | Original Unit Winter Peak Savings (kW) | Technical Potential | 0 | 0 | 0 | 0 | 0 | 0 | 0 | 0 | 0 | 0 | 0 | 0 | 0 | 0 | 0 | 0 | 0 | 0 | 0 | 0 | 0 | 0 | 0 | 0 | 0 | 0 | 0 | 0 | 0 | 0 | 0
F4_Industrial_Agriculture_New_Space Heating_Natural Gas_Thermostat - Programmable_A_Technical Potential | F4 | Industrial | Agriculture | New | Space Heating | Natural Gas | Thermostat - Programmable | A | Standalone Impact on Baseline Energy (%) | Technical Potential | 0% | 0% | 0% | 0% | 0% | 0.02635% | 0.04859% | 0.06839% | 0.08665% | 0.1038% | 0.1202% | 0.1362% | 0.1518% | 0.167% | 0.1821% | 0.1969% | 0.2029% | 0.2081% | 0.2127% | 0.2169% | 0.2207% | 0.2241% | 0.2271% | 0.2299% | 0.0023247 | 0.0022374 | 0.0021566 | 0.0020816 | 0 | 0 | 0
F5_Industrial_Agriculture_New_Space Heating_Natural Gas_Thermostat - Programmable_A_Technical Potential | F5 | Industrial | Agriculture | New | Space Heating | Natural Gas | Thermostat - Programmable | A | Standalone Impact on Baseline Summer Peak (%) | Technical Potential | 0% | 0% | 0% | 0% | 0% | 0% | 0% | 0% | 0% | 0% | 0% | 0% | 0% | 0% | 0% | 0% | 0% | 0% | 0% | 0% | 0% | 0% | 0% | 0% | 0 | 0 | 0 | 0 | 0 | 0 | 0
F6_Industrial_Agriculture_New_Space Heating_Natural Gas_Thermostat - Programmable_A_Technical Potential | F6 | Industrial | Agriculture | New | Space Heating | Natural Gas | Thermostat - Programmable | A | Standalone Impact on Baseline Winter Peak (%) | Technical Potential | 0% | 0% | 0% | 0% | 0% | 0% | 0% | 0% | 0% | 0% | 0% | 0% | 0% | 0% | 0% | 0% | 0% | 0% | 0% | 0% | 0% | 0% | 0% | 0% | 0 | 0 | 0 | 0 | 0 | 0 | 0
F7_Industrial_Agriculture_New_Space Heating_Natural Gas_Thermostat - Programmable_A_Technical Potential | F7 | Industrial | Agriculture | New | Space Heating | Natural Gas | Thermostat - Programmable | A | Incremental Energy Savings (MWh or mTherms) | Technical Potential | 0 | 0 | 0 | 0 | 0 | 0.0024995 | 0.002923 | 0.0033462 | 0.0037669 | 0.0041879 | 0.0046092 | 0.0050167 | 0.0054166 | 0.0058111 | 0.006195 | 0.0065839 | 0.0069717 | 0.0073621 | 0.0077352 | 0.0081107 | 0.008492 | 0.0088743 | 0.009271 | 0.0096663 | 0.01006 | 0.0060543 | 0.0064633 | 0.0068683 | 0 | 0 | 0
F8_Industrial_Agriculture_New_Space Heating_Natural Gas_Thermostat - Programmable_A_Technical Potential | F8 | Industrial | Agriculture | New | Space Heating | Natural Gas | Thermostat - Programmable | A | Incremental Summer Peak Savings (MW) | Technical Potential | 0 | 0 | 0 | 0 | 0 | 0 | 0 | 0 | 0 | 0 | 0 | 0 | 0 | 0 | 0 | 0 | 0 | 0 | 0 | 0 | 0 | 0 | 0 | 0 | 0 | 0 | 0 | 0 | 0 | 0 | 0
F9_Industrial_Agriculture_New_Space Heating_Natural Gas_Thermostat - Programmable_A_Technical Potential | F9 | Industrial | Agriculture | New | Space Heating | Natural Gas | Thermostat - Programmable | A | Incremental Winter Peak Savings (MW) | Technical Potential | 0 | 0 | 0 | 0 | 0 | 0 | 0 | 0 | 0 | 0 | 0 | 0 | 0 | 0 | 0 | 0 | 0 | 0 | 0 | 0 | 0 | 0 | 0 | 0 | 0 | 0 | 0 | 0 | 0 | 0 | 0
F10_Industrial_Agriculture_New_Space Heating_Natural Gas_Thermostat - Programmable_A_Technical Potential | F10 | Industrial | Agriculture | New | Space Heating | Natural Gas | Thermostat - Programmable | A | Cumulative Energy Savings (MWh or mTherms) | Technical Potential | 0 | 0 | 0 | 0 | 0 | 0.0024995 | 0.0053901 | 0.0086848 | 0.012388 | 0.016504 | 0.021035 | 0.025935 | 0.031199 | 0.036829 | 0.042815 | 0.049207 | 0.053678 | 0.058139 | 0.06245 | 0.066779 | 0.071122 | 0.07546 | 0.079913 | 0.084346 | 0.08876 | 0.08876 | 0.08876 | 0.08876 | 0 | 0 | 0
F11_Industrial_Agriculture_New_Space Heating_Natural Gas_Thermostat - Programmable_A_Technical Potential | F11 | Industrial | Agriculture | New | Space Heating | Natural Gas | Thermostat - Programmable | A | Cumulative Summer Peak Savings (MW) | Technical Potential | 0 | 0 | 0 | 0 | 0 | 0 | 0 | 0 | 0 | 0 | 0 | 0 | 0 | 0 | 0 | 0 | 0 | 0 | 0 | 0 | 0 | 0 | 0 | 0 | 0 | 0 | 0 | 0 | 0 | 0 | 0
F12_Industrial_Agriculture_New_Space Heating_Natural Gas_Thermostat - Programmable_A_Technical Potential | F12 | Industrial | Agriculture | New | Space Heating | Natural Gas | Thermostat - Programmable | A | Cumulative Winter Peak Savings (MW) | Technical Potential | 0 | 0 | 0 | 0 | 0 | 0 | 0 | 0 | 0 | 0 | 0 | 0 | 0 | 0 | 0 | 0 | 0 | 0 | 0 | 0 | 0 | 0 | 0 | 0 | 0 | 0 | 0 | 0 | 0 | 0 | 0
F13_Industrial_Agriculture_New_Space Heating_Natural Gas_Thermostat - Programmable_A_Technical Potential | F13 | Industrial | Agriculture | New | Space Heating | Natural Gas | Thermostat - Programmable | A | Purchases (Incremental) | Technical Potential | 0 | 0 | 0 | 0 | 0 | 403.5319 | 478.0752 | 552.5776 | 626.6406 | 700.7437 | 774.908 | 848.1306 | 921.153 | 994.0272 | 1065.7441 | 1137.7349 | 1209.0391 | 1280.3526 | 1351.3072 | 1421.6289 | 1492.0338 | 1562.1476 | 1631.9888 | 1701.5754 | 1770.9256 | 1065.7441 | 1137.7349 | 1209.0391 | 1280.3526 | 1351.3072 | 1421.6289
F14_Industrial_Agriculture_New_Space Heating_Natural Gas_Thermostat - Programmable_A_Technical Potential | F14 | Industrial | Agriculture | New | Space Heating | Natural Gas | Thermostat - Programmable | A | Purchases (Cumulative) | Technical Potential | 0 | 0 | 0 | 0 | 0 | 403.5319 | 881.6071 | 1434.1848 | 2060.8254 | 2761.5691 | 3536.4771 | 4384.6077 | 5305.7607 | 6299.7878 | 7365.5319 | 8503.2668 | 9308.774 | 10111.0514 | 10909.781 | 11704.7692 | 12496.0593 | 13283.2989 | 14067.1571 | 14847.5795 | 15624.4779 | 15624.4779 | 15624.4779 | 15624.4779 | 15624.4779 | 15624.4779 | 15624.4779
F1_Industrial_Agriculture_New_Space Heating_Natural Gas_ENERGY STAR Connected Thermostat_A_Technical Potential | F1 | Industrial | Agriculture | New | Space Heating | Natural Gas | ENERGY STAR Connected Thermostat | A | Original Unit Energy Savings (kWh or therms) | Technical Potential | 0 | 0 | 0 | 0 | 0 | 0.014581 | 0.014392 | 0.014255 | 0.014151 | 0.014068 | 0.014002 | 0.013924 | 0.013842 | 0.013762 | 0.013684 | 0.013622 | 0.013574 | 0.013536 | 0.013475 | 0.01343 | 0.013398 | 0.013373 | 0.013373 | 0.013373 | 0.013373 | 0.013373 | 0.013373 | 0.013373 | 0 | 0 | 0
F2_Industrial_Agriculture_New_Space Heating_Natural Gas_ENERGY STAR Connected Thermostat_A_Technical Potential | F2 | Industrial | Agriculture | New | Space Heating | Natural Gas | ENERGY STAR Connected Thermostat | A | Original Unit Summer Peak Savings (kW) | Technical Potential | 0 | 0 | 0 | 0 | 0 | 0 | 0 | 0 | 0 | 0 | 0 | 0 | 0 | 0 | 0 | 0 | 0 | 0 | 0 | 0 | 0 | 0 | 0 | 0 | 0 | 0 | 0 | 0 | 0 | 0 | 0
F3_Industrial_Agriculture_New_Space Heating_Natural Gas_ENERGY STAR Connected Thermostat_A_Technical Potential | F3 | Industrial | Agriculture | New | Space Heating | Natural Gas | ENERGY STAR Connected Thermostat | A | Original Unit Winter Peak Savings (kW) | Technical Potential | 0 | 0 | 0 | 0 | 0 | 0 | 0 | 0 | 0 | 0 | 0 | 0 | 0 | 0 | 0 | 0 | 0 | 0 | 0 | 0 | 0 | 0 | 0 | 0 | 0 | 0 | 0 | 0 | 0 | 0 | 0
F4_Industrial_Agriculture_New_Space Heating_Natural Gas_ENERGY STAR Connected Thermostat_A_Technical Potential | F4 | Industrial | Agriculture | New | Space Heating | Natural Gas | ENERGY STAR Connected Thermostat | A | Standalone Impact on Baseline Energy (%) | Technical Potential | 0% | 0% | 0% | 0% | 0% | 0.06203% | 0.1144% | 0.161% | 0.204% | 0.2444% | 0.2508% | 0.2562% | 0.2607% | 0.2645% | 0.2679% | 0.2708% | 0.2733% | 0.2755% | 0.2774% | 0.2792% | 0.2808% | 0.2822% | 0.2835% | 0.2847% | 0.0028575 | 0.0027502 | 0.0026509 | 0.0025587 | 0 | 0 | 0
F5_Industrial_Agriculture_New_Space Heating_Natural Gas_ENERGY STAR Connected Thermostat_A_Technical Potential | F5 | Industrial | Agriculture | New | Space Heating | Natural Gas | ENERGY STAR Connected Thermostat | A | Standalone Impact on Baseline Summer Peak (%) | Technical Potential | 0% | 0% | 0% | 0% | 0% | 0% | 0% | 0% | 0% | 0% | 0% | 0% | 0% | 0% | 0% | 0% | 0% | 0% | 0% | 0% | 0% | 0% | 0% | 0% | 0 | 0 | 0 | 0 | 0 | 0 | 0
F6_Industrial_Agriculture_New_Space Heating_Natural Gas_ENERGY STAR Connected Thermostat_A_Technical Potential | F6 | Industrial | Agriculture | New | Space Heating | Natural Gas | ENERGY STAR Connected Thermostat | A | Standalone Impact on Baseline Winter Peak (%) | Technical Potential | 0% | 0% | 0% | 0% | 0% | 0% | 0% | 0% | 0% | 0% | 0% | 0% | 0% | 0% | 0% | 0% | 0% | 0% | 0% | 0% | 0% | 0% | 0% | 0% | 0 | 0 | 0 | 0 | 0 | 0 | 0
F7_Industrial_Agriculture_New_Space Heating_Natural Gas_ENERGY STAR Connected Thermostat_A_Technical Potential | F7 | Industrial | Agriculture | New | Space Heating | Natural Gas | ENERGY STAR Connected Thermostat | A | Incremental Energy Savings (MWh or mTherms) | Technical Potential | 0 | 0 | 0 | 0 | 0 | 0.0058838 | 0.0068807 | 0.007877 | 0.0088674 | 0.0098584 | 0.01085 | 0.011809 | 0.012751 | 0.013679 | 0.014583 | 0.015499 | 0.016412 | 0.01733 | 0.018209 | 0.019093 | 0.01999 | 0.02089 | 0.021824 | 0.022755 | 0.023682 | 0.019953 | 0.02089 | 0.021824 | 0 | 0 | 0
F8_Industrial_Agriculture_New_Space Heating_Natural Gas_ENERGY STAR Connected Thermostat_A_Technical Potential | F8 | Industrial | Agriculture | New | Space Heating | Natural Gas | ENERGY STAR Connected Thermostat | A | Incremental Summer Peak Savings (MW) | Technical Potential | 0 | 0 | 0 | 0 | 0 | 0 | 0 | 0 | 0 | 0 | 0 | 0 | 0 | 0 | 0 | 0 | 0 | 0 | 0 | 0 | 0 | 0 | 0 | 0 | 0 | 0 | 0 | 0 | 0 | 0 | 0
F9_Industrial_Agriculture_New_Space Heating_Natural Gas_ENERGY STAR Connected Thermostat_A_Technical Potential | F9 | Industrial | Agriculture | New | Space Heating | Natural Gas | ENERGY STAR Connected Thermostat | A | Incremental Winter Peak Savings (MW) | Technical Potential | 0 | 0 | 0 | 0 | 0 | 0 | 0 | 0 | 0 | 0 | 0 | 0 | 0 | 0 | 0 | 0 | 0 | 0 | 0 | 0 | 0 | 0 | 0 | 0 | 0 | 0 | 0 | 0 | 0 | 0 | 0
F10_Industrial_Agriculture_New_Space Heating_Natural Gas_ENERGY STAR Connected Thermostat_A_Technical Potential | F10 | Industrial | Agriculture | New | Space Heating | Natural Gas | ENERGY STAR Connected Thermostat | A | Cumulative Energy Savings (MWh or mTherms) | Technical Potential | 0 | 0 | 0 | 0 | 0 | 0.0058838 | 0.012688 | 0.020444 | 0.029162 | 0.038851 | 0.043867 | 0.048776 | 0.053591 | 0.058335 | 0.062999 | 0.067659 | 0.072318 | 0.076976 | 0.081445 | 0.085955 | 0.090495 | 0.095046 | 0.099749 | 0.10443 | 0.1091 | 0.1091 | 0.1091 | 0.1091 | 0 | 0 | 0
F11_Industrial_Agriculture_New_Space Heating_Natural Gas_ENERGY STAR Connected Thermostat_A_Technical Potential | F11 | Industrial | Agriculture | New | Space Heating | Natural Gas | ENERGY STAR Connected Thermostat | A | Cumulative Summer Peak Savings (MW) | Technical Potential | 0 | 0 | 0 | 0 | 0 | 0 | 0 | 0 | 0 | 0 | 0 | 0 | 0 | 0 | 0 | 0 | 0 | 0 | 0 | 0 | 0 | 0 | 0 | 0 | 0 | 0 | 0 | 0 | 0 | 0 | 0
F12_Industrial_Agriculture_New_Space Heating_Natural Gas_ENERGY STAR Connected Thermostat_A_Technical Potential | F12 | Industrial | Agriculture | New | Space Heating | Natural Gas | ENERGY STAR Connected Thermostat | A | Cumulative Winter Peak Savings (MW) | Technical Potential | 0 | 0 | 0 | 0 | 0 | 0 | 0 | 0 | 0 | 0 | 0 | 0 | 0 | 0 | 0 | 0 | 0 | 0 | 0 | 0 | 0 | 0 | 0 | 0 | 0 | 0 | 0 | 0 | 0 | 0 | 0
F13_Industrial_Agriculture_New_Space Heating_Natural Gas_ENERGY STAR Connected Thermostat_A_Technical Potential | F13 | Industrial | Agriculture | New | Space Heating | Natural Gas | ENERGY STAR Connected Thermostat | A | Purchases (Incremental) | Technical Potential | 0 | 0 | 0 | 0 | 0 | 403.5319 | 478.0752 | 552.5776 | 626.6406 | 700.7437 | 774.908 | 848.1306 | 921.153 | 994.0272 | 1065.7441 | 1137.7349 | 1209.0391 | 1280.3526 | 1351.3072 | 1421.6289 | 1492.0338 | 1562.1476 | 1631.9888 | 1701.5754 | 1770.9256 | 1492.0338 | 1562.1476 | 1631.9888 | 1701.5754 | 1770.9256 | 1492.0338
F14_Industrial_Agriculture_New_Space Heating_Natural Gas_ENERGY STAR Connected Thermostat_A_Technical Potential | F14 | Industrial | Agriculture | New | Space Heating | Natural Gas | ENERGY STAR Connected Thermostat | A | Purchases (Cumulative) | Technical Potential | 0 | 0 | 0 | 0 | 0 | 403.5319 | 881.6071 | 1434.1848 | 2060.8254 | 2761.5691 | 3132.9452 | 3503.0005 | 3871.5759 | 4238.9624 | 4603.9629 | 4966.7897 | 5327.6983 | 5686.8979 | 6044.1779 | 6400.0627 | 6754.3616 | 7107.4701 | 7459.1062 | 7809.3744 | 8158.6712 | 8158.6712 | 8158.6712 | 8158.6712 | 8158.6712 | 8158.6712 | 8158.6712
F1_Industrial_Agriculture_New_Space Heating_Natural Gas_Destratification Fans (HVLS)_A_Technical Potential | F1 | Industrial | Agriculture | New | Space Heating | Natural Gas | Destratification Fans (HVLS) | A | Original Unit Energy Savings (kWh or therms) | Technical Potential | 0 | 0 | 0 | 0 | 0 | 0.014581 | 0.014392 | 0.014255 | 0.014151 | 0.014068 | 0.014002 | 0.013924 | 0.013842 | 0.013762 | 0.013684 | 0.013622 | 0.013574 | 0.013536 | 0.013475 | 0.01343 | 0.013398 | 0.013373 | 0.013373 | 0.013373 | 0.013373 | 0.013373 | 0.013373 | 0.013373 | 0 | 0 | 0
F2_Industrial_Agriculture_New_Space Heating_Natural Gas_Destratification Fans (HVLS)_A_Technical Potential | F2 | Industrial | Agriculture | New | Space Heating | Natural Gas | Destratification Fans (HVLS) | A | Original Unit Summer Peak Savings (kW) | Technical Potential | 0 | 0 | 0 | 0 | 0 | 0 | 0 | 0 | 0 | 0 | 0 | 0 | 0 | 0 | 0 | 0 | 0 | 0 | 0 | 0 | 0 | 0 | 0 | 0 | 0 | 0 | 0 | 0 | 0 | 0 | 0
F3_Industrial_Agriculture_New_Space Heating_Natural Gas_Destratification Fans (HVLS)_A_Technical Potential | F3 | Industrial | Agriculture | New | Space Heating | Natural Gas | Destratification Fans (HVLS) | A | Original Unit Winter Peak Savings (kW) | Technical Potential | 0 | 0 | 0 | 0 | 0 | 0 | 0 | 0 | 0 | 0 | 0 | 0 | 0 | 0 | 0 | 0 | 0 | 0 | 0 | 0 | 0 | 0 | 0 | 0 | 0 | 0 | 0 | 0 | 0 | 0 | 0
F4_Industrial_Agriculture_New_Space Heating_Natural Gas_Destratification Fans (HVLS)_A_Technical Potential | F4 | Industrial | Agriculture | New | Space Heating | Natural Gas | Destratification Fans (HVLS) | A | Standalone Impact on Baseline Energy (%) | Technical Potential | 0% | 0% | 0% | 0% | 0% | 0.06203% | 0.1144% | 0.161% | 0.204% | 0.2444% | 0.2831% | 0.3207% | 0.3573% | 0.3931% | 0.4287% | 0.4416% | 0.453% | 0.4631% | 0.472% | 0.4801% | 0.4873% | 0.4937% | 0.4996% | 0.505% | 0.0050991 | 0.0049075 | 0.0047303 | 0.0045659 | 0 | 0 | 0
F5_Industrial_Agriculture_New_Space Heating_Natural Gas_Destratification Fans (HVLS)_A_Technical Potential | F5 | Industrial | Agriculture | New | Space Heating | Natural Gas | Destratification Fans (HVLS) | A | Standalone Impact on Baseline Summer Peak (%) | Technical Potential | 0% | 0% | 0% | 0% | 0% | 0% | 0% | 0% | 0% | 0% | 0% | 0% | 0% | 0% | 0% | 0% | 0% | 0% | 0% | 0% | 0% | 0% | 0% | 0% | 0 | 0 | 0 | 0 | 0 | 0 | 0
F6_Industrial_Agriculture_New_Space Heating_Natural Gas_Destratification Fans (HVLS)_A_Technical Potential | F6 | Industrial | Agriculture | New | Space Heating | Natural Gas | Destratification Fans (HVLS) | A | Standalone Impact on Baseline Winter Peak (%) | Technical Potential | 0% | 0% | 0% | 0% | 0% | 0% | 0% | 0% | 0% | 0% | 0% | 0% | 0% | 0% | 0% | 0% | 0% | 0% | 0% | 0% | 0% | 0% | 0% | 0% | 0 | 0 | 0 | 0 | 0 | 0 | 0
F7_Industrial_Agriculture_New_Space Heating_Natural Gas_Destratification Fans (HVLS)_A_Technical Potential | F7 | Industrial | Agriculture | New | Space Heating | Natural Gas | Destratification Fans (HVLS) | A | Incremental Energy Savings (MWh or mTherms) | Technical Potential | 0 | 0 | 0 | 0 | 0 | 0.0058838 | 0.0068807 | 0.007877 | 0.0088674 | 0.0098584 | 0.01085 | 0.011809 | 0.012751 | 0.013679 | 0.014583 | 0.015499 | 0.016412 | 0.01733 | 0.018209 | 0.019093 | 0.01999 | 0.02089 | 0.021824 | 0.022755 | 0.023682 | 0.015215 | 0.016168 | 0.017122 | 0 | 0 | 0
F8_Industrial_Agriculture_New_Space Heating_Natural Gas_Destratification Fans (HVLS)_A_Technical Potential | F8 | Industrial | Agriculture | New | Space Heating | Natural Gas | Destratification Fans (HVLS) | A | Incremental Summer Peak Savings (MW) | Technical Potential | 0 | 0 | 0 | 0 | 0 | 0 | 0 | 0 | 0 | 0 | 0 | 0 | 0 | 0 | 0 | 0 | 0 | 0 | 0 | 0 | 0 | 0 | 0 | 0 | 0 | 0 | 0 | 0 | 0 | 0 | 0
F9_Industrial_Agriculture_New_Space Heating_Natural Gas_Destratification Fans (HVLS)_A_Technical Potential | F9 | Industrial | Agriculture | New | Space Heating | Natural Gas | Destratification Fans (HVLS) | A | Incremental Winter Peak Savings (MW) | Technical Potential | 0 | 0 | 0 | 0 | 0 | 0 | 0 | 0 | 0 | 0 | 0 | 0 | 0 | 0 | 0 | 0 | 0 | 0 | 0 | 0 | 0 | 0 | 0 | 0 | 0 | 0 | 0 | 0 | 0 | 0 | 0
F10_Industrial_Agriculture_New_Space Heating_Natural Gas_Destratification Fans (HVLS)_A_Technical Potential | F10 | Industrial | Agriculture | New | Space Heating | Natural Gas | Destratification Fans (HVLS) | A | Cumulative Energy Savings (MWh or mTherms) | Technical Potential | 0 | 0 | 0 | 0 | 0 | 0.0058838 | 0.012688 | 0.020444 | 0.029162 | 0.038851 | 0.049517 | 0.061051 | 0.073443 | 0.086695 | 0.10079 | 0.11034 | 0.11987 | 0.12938 | 0.13856 | 0.14779 | 0.15704 | 0.16629 | 0.1758 | 0.18526 | 0.19469 | 0.19469 | 0.19469 | 0.19469 | 0 | 0 | 0
F11_Industrial_Agriculture_New_Space Heating_Natural Gas_Destratification Fans (HVLS)_A_Technical Potential | F11 | Industrial | Agriculture | New | Space Heating | Natural Gas | Destratification Fans (HVLS) | A | Cumulative Summer Peak Savings (MW) | Technical Potential | 0 | 0 | 0 | 0 | 0 | 0 | 0 | 0 | 0 | 0 | 0 | 0 | 0 | 0 | 0 | 0 | 0 | 0 | 0 | 0 | 0 | 0 | 0 | 0 | 0 | 0 | 0 | 0 | 0 | 0 | 0
F12_Industrial_Agriculture_New_Space Heating_Natural Gas_Destratification Fans (HVLS)_A_Technical Potential | F12 | Industrial | Agriculture | New | Space Heating | Natural Gas | Destratification Fans (HVLS) | A | Cumulative Winter Peak Savings (MW) | Technical Potential | 0 | 0 | 0 | 0 | 0 | 0 | 0 | 0 | 0 | 0 | 0 | 0 | 0 | 0 | 0 | 0 | 0 | 0 | 0 | 0 | 0 | 0 | 0 | 0 | 0 | 0 | 0 | 0 | 0 | 0 | 0
F13_Industrial_Agriculture_New_Space Heating_Natural Gas_Destratification Fans (HVLS)_A_Technical Potential | F13 | Industrial | Agriculture | New | Space Heating | Natural Gas | Destratification Fans (HVLS) | A | Purchases (Incremental) | Technical Potential | 0 | 0 | 0 | 0 | 0 | 403.5319 | 478.0752 | 552.5776 | 626.6406 | 700.7437 | 774.908 | 848.1306 | 921.153 | 994.0272 | 1065.7441 | 1137.7349 | 1209.0391 | 1280.3526 | 1351.3072 | 1421.6289 | 1492.0338 | 1562.1476 | 1631.9888 | 1701.5754 | 1770.9256 | 1137.7349 | 1209.0391 | 1280.3526 | 1351.3072 | 1421.6289 | 1492.0338
F14_Industrial_Agriculture_New_Space Heating_Natural Gas_Destratification Fans (HVLS)_A_Technical Potential | F14 | Industrial | Agriculture | New | Space Heating | Natural Gas | Destratification Fans (HVLS) | A | Purchases (Cumulative) | Technical Potential | 0 | 0 | 0 | 0 | 0 | 403.5319 | 881.6071 | 1434.1848 | 2060.8254 | 2761.5691 | 3536.4771 | 4384.6077 | 5305.7607 | 6299.7878 | 7365.5319 | 8099.7349 | 8830.6988 | 9558.4738 | 10283.1404 | 11004.0255 | 11721.1513 | 12435.1684 | 13146.0041 | 13853.5524 | 14558.7338 | 14558.7338 | 14558.7338 | 14558.7338 | 14558.7338 | 14558.7338 | 14558.7338
F1_Industrial_Agriculture_New_Space Heating_Natural Gas_Gas Boiler - Insulate Steam Lines/Condensate Tank_A_Technical Potential | F1 | Industrial | Agriculture | New | Space Heating | Natural Gas | Gas Boiler - Insulate Steam Lines/Condensate Tank | A | Original Unit Energy Savings (kWh or therms) | Technical Potential | 0 | 0 | 0 | 0 | 0 | 0 | 0 | 0 | 0 | 0 | 0 | 0 | 0 | 0 | 0 | 0 | 0 | 0 | 0 | 0 | 0 | 0 | 0 | 0 | 0 | 0 | 0 | 0 | 0 | 0 | 0
F2_Industrial_Agriculture_New_Space Heating_Natural Gas_Gas Boiler - Insulate Steam Lines/Condensate Tank_A_Technical Potential | F2 | Industrial | Agriculture | New | Space Heating | Natural Gas | Gas Boiler - Insulate Steam Lines/Condensate Tank | A | Original Unit Summer Peak Savings (kW) | Technical Potential | 0 | 0 | 0 | 0 | 0 | 0 | 0 | 0 | 0 | 0 | 0 | 0 | 0 | 0 | 0 | 0 | 0 | 0 | 0 | 0 | 0 | 0 | 0 | 0 | 0 | 0 | 0 | 0 | 0 | 0 | 0
F3_Industrial_Agriculture_New_Space Heating_Natural Gas_Gas Boiler - Insulate Steam Lines/Condensate Tank_A_Technical Potential | F3 | Industrial | Agriculture | New | Space Heating | Natural Gas | Gas Boiler - Insulate Steam Lines/Condensate Tank | A | Original Unit Winter Peak Savings (kW) | Technical Potential | 0 | 0 | 0 | 0 | 0 | 0 | 0 | 0 | 0 | 0 | 0 | 0 | 0 | 0 | 0 | 0 | 0 | 0 | 0 | 0 | 0 | 0 | 0 | 0 | 0 | 0 | 0 | 0 | 0 | 0 | 0
F4_Industrial_Agriculture_New_Space Heating_Natural Gas_Gas Boiler - Insulate Steam Lines/Condensate Tank_A_Technical Potential | F4 | Industrial | Agriculture | New | Space Heating | Natural Gas | Gas Boiler - Insulate Steam Lines/Condensate Tank | A | Standalone Impact on Baseline Energy (%) | Technical Potential | 0% | 0% | 0% | 0% | 0% | 0% | 0% | 0% | 0% | 0% | 0% | 0% | 0% | 0% | 0% | 0% | 0% | 0% | 0% | 0% | 0% | 0% | 0% | 0% | 0 | 0 | 0 | 0 | 0 | 0 | 0
F5_Industrial_Agriculture_New_Space Heating_Natural Gas_Gas Boiler - Insulate Steam Lines/Condensate Tank_A_Technical Potential | F5 | Industrial | Agriculture | New | Space Heating | Natural Gas | Gas Boiler - Insulate Steam Lines/Condensate Tank | A | Standalone Impact on Baseline Summer Peak (%) | Technical Potential | 0% | 0% | 0% | 0% | 0% | 0% | 0% | 0% | 0% | 0% | 0% | 0% | 0% | 0% | 0% | 0% | 0% | 0% | 0% | 0% | 0% | 0% | 0% | 0% | 0 | 0 | 0 | 0 | 0 | 0 | 0
F6_Industrial_Agriculture_New_Space Heating_Natural Gas_Gas Boiler - Insulate Steam Lines/Condensate Tank_A_Technical Potential | F6 | Industrial | Agriculture | New | Space Heating | Natural Gas | Gas Boiler - Insulate Steam Lines/Condensate Tank | A | Standalone Impact on Baseline Winter Peak (%) | Technical Potential | 0% | 0% | 0% | 0% | 0% | 0% | 0% | 0% | 0% | 0% | 0% | 0% | 0% | 0% | 0% | 0% | 0% | 0% | 0% | 0% | 0% | 0% | 0% | 0% | 0 | 0 | 0 | 0 | 0 | 0 | 0
F7_Industrial_Agriculture_New_Space Heating_Natural Gas_Gas Boiler - Insulate Steam Lines/Condensate Tank_A_Technical Potential | F7 | Industrial | Agriculture | New | Space Heating | Natural Gas | Gas Boiler - Insulate Steam Lines/Condensate Tank | A | Incremental Energy Savings (MWh or mTherms) | Technical Potential | 0 | 0 | 0 | 0 | 0 | 0 | 0 | 0 | 0 | 0 | 0 | 0 | 0 | 0 | 0 | 0 | 0 | 0 | 0 | 0 | 0 | 0 | 0 | 0 | 0 | 0 | 0 | 0 | 0 | 0 | 0
F8_Industrial_Agriculture_New_Space Heating_Natural Gas_Gas Boiler - Insulate Steam Lines/Condensate Tank_A_Technical Potential | F8 | Industrial | Agriculture | New | Space Heating | Natural Gas | Gas Boiler - Insulate Steam Lines/Condensate Tank | A | Incremental Summer Peak Savings (MW) | Technical Potential | 0 | 0 | 0 | 0 | 0 | 0 | 0 | 0 | 0 | 0 | 0 | 0 | 0 | 0 | 0 | 0 | 0 | 0 | 0 | 0 | 0 | 0 | 0 | 0 | 0 | 0 | 0 | 0 | 0 | 0 | 0
F9_Industrial_Agriculture_New_Space Heating_Natural Gas_Gas Boiler - Insulate Steam Lines/Condensate Tank_A_Technical Potential | F9 | Industrial | Agriculture | New | Space Heating | Natural Gas | Gas Boiler - Insulate Steam Lines/Condensate Tank | A | Incremental Winter Peak Savings (MW) | Technical Potential | 0 | 0 | 0 | 0 | 0 | 0 | 0 | 0 | 0 | 0 | 0 | 0 | 0 | 0 | 0 | 0 | 0 | 0 | 0 | 0 | 0 | 0 | 0 | 0 | 0 | 0 | 0 | 0 | 0 | 0 | 0
F10_Industrial_Agriculture_New_Space Heating_Natural Gas_Gas Boiler - Insulate Steam Lines/Condensate Tank_A_Technical Potential | F10 | Industrial | Agriculture | New | Space Heating | Natural Gas | Gas Boiler - Insulate Steam Lines/Condensate Tank | A | Cumulative Energy Savings (MWh or mTherms) | Technical Potential | 0 | 0 | 0 | 0 | 0 | 0 | 0 | 0 | 0 | 0 | 0 | 0 | 0 | 0 | 0 | 0 | 0 | 0 | 0 | 0 | 0 | 0 | 0 | 0 | 0 | 0 | 0 | 0 | 0 | 0 | 0
F11_Industrial_Agriculture_New_Space Heating_Natural Gas_Gas Boiler - Insulate Steam Lines/Condensate Tank_A_Technical Potential | F11 | Industrial | Agriculture | New | Space Heating | Natural Gas | Gas Boiler - Insulate Steam Lines/Condensate Tank | A | Cumulative Summer Peak Savings (MW) | Technical Potential | 0 | 0 | 0 | 0 | 0 | 0 | 0 | 0 | 0 | 0 | 0 | 0 | 0 | 0 | 0 | 0 | 0 | 0 | 0 | 0 | 0 | 0 | 0 | 0 | 0 | 0 | 0 | 0 | 0 | 0 | 0
F12_Industrial_Agriculture_New_Space Heating_Natural Gas_Gas Boiler - Insulate Steam Lines/Condensate Tank_A_Technical Potential | F12 | Industrial | Agriculture | New | Space Heating | Natural Gas | Gas Boiler - Insulate Steam Lines/Condensate Tank | A | Cumulative Winter Peak Savings (MW) | Technical Potential | 0 | 0 | 0 | 0 | 0 | 0 | 0 | 0 | 0 | 0 | 0 | 0 | 0 | 0 | 0 | 0 | 0 | 0 | 0 | 0 | 0 | 0 | 0 | 0 | 0 | 0 | 0 | 0 | 0 | 0 | 0
F13_Industrial_Agriculture_New_Space Heating_Natural Gas_Gas Boiler - Insulate Steam Lines/Condensate Tank_A_Technical Potential | F13 | Industrial | Agriculture | New | Space Heating | Natural Gas | Gas Boiler - Insulate Steam Lines/Condensate Tank | A | Purchases (Incremental) | Technical Potential | 0 | 0 | 0 | 0 | 0 | 0 | 0 | 0 | 0 | 0 | 0 | 0 | 0 | 0 | 0 | 0 | 0 | 0 | 0 | 0 | 0 | 0 | 0 | 0 | 0 | 0 | 0 | 0 | 0 | 0 | 0
F14_Industrial_Agriculture_New_Space Heating_Natural Gas_Gas Boiler - Insulate Steam Lines/Condensate Tank_A_Technical Potential | F14 | Industrial | Agriculture | New | Space Heating | Natural Gas | Gas Boiler - Insulate Steam Lines/Condensate Tank | A | Purchases (Cumulative) | Technical Potential | 0 | 0 | 0 | 0 | 0 | 0 | 0 | 0 | 0 | 0 | 0 | 0 | 0 | 0 | 0 | 0 | 0 | 0 | 0 | 0 | 0 | 0 | 0 | 0 | 0 | 0 | 0 | 0 | 0 | 0 | 0
F1_Industrial_Agriculture_New_Process_Natural Gas_Gas Boiler - Insulate Steam Lines/Condensate Tank_A_Technical Potential | F1 | Industrial | Agriculture | New | Process | Natural Gas | Gas Boiler - Insulate Steam Lines/Condensate Tank | A | Original Unit Energy Savings (kWh or therms) | Technical Potential | 0 | 0 | 0 | 0 | 0 | 16.8499 | 16.8499 | 16.8499 | 16.8499 | 16.8499 | 16.8499 | 16.8499 | 16.8499 | 16.8499 | 16.8499 | 16.8499 | 16.8499 | 16.8499 | 16.8499 | 16.8499 | 16.8499 | 16.8499 | 16.8499 | 16.8499 | 16.8499 | 16.8499 | 16.8499 | 16.8499 | 16.8499 | 16.8499 | 16.8499
F2_Industrial_Agriculture_New_Process_Natural Gas_Gas Boiler - Insulate Steam Lines/Condensate Tank_A_Technical Potential | F2 | Industrial | Agriculture | New | Process | Natural Gas | Gas Boiler - Insulate Steam Lines/Condensate Tank | A | Original Unit Summer Peak Savings (kW) | Technical Potential | 0 | 0 | 0 | 0 | 0 | 0 | 0 | 0 | 0 | 0 | 0 | 0 | 0 | 0 | 0 | 0 | 0 | 0 | 0 | 0 | 0 | 0 | 0 | 0 | 0 | 0 | 0 | 0 | 0 | 0 | 0
F3_Industrial_Agriculture_New_Process_Natural Gas_Gas Boiler - Insulate Steam Lines/Condensate Tank_A_Technical Potential | F3 | Industrial | Agriculture | New | Process | Natural Gas | Gas Boiler - Insulate Steam Lines/Condensate Tank | A | Original Unit Winter Peak Savings (kW) | Technical Potential | 0 | 0 | 0 | 0 | 0 | 0 | 0 | 0 | 0 | 0 | 0 | 0 | 0 | 0 | 0 | 0 | 0 | 0 | 0 | 0 | 0 | 0 | 0 | 0 | 0 | 0 | 0 | 0 | 0 | 0 | 0
F4_Industrial_Agriculture_New_Process_Natural Gas_Gas Boiler - Insulate Steam Lines/Condensate Tank_A_Technical Potential | F4 | Industrial | Agriculture | New | Process | Natural Gas | Gas Boiler - Insulate Steam Lines/Condensate Tank | A | Standalone Impact on Baseline Energy (%) | Technical Potential | 0% | 0% | 0% | 0% | 0% | 0.03219% | 0.05937% | 0.08356% | 0.1059% | 0.1269% | 0.1469% | 0.1664% | 0.1854% | 0.204% | 0.2225% | 0.2406% | 0.2586% | 0.2764% | 0.2941% | 0.3117% | 0.3292% | 0.3466% | 0.364% | 0.3813% | 0.0039858 | 0.003836 | 0.0036975 | 0.003569 | 0 | 0 | 0
F5_Industrial_Agriculture_New_Process_Natural Gas_Gas Boiler - Insulate Steam Lines/Condensate Tank_A_Technical Potential | F5 | Industrial | Agriculture | New | Process | Natural Gas | Gas Boiler - Insulate Steam Lines/Condensate Tank | A | Standalone Impact on Baseline Summer Peak (%) | Technical Potential | 0% | 0% | 0% | 0% | 0% | 0% | 0% | 0% | 0% | 0% | 0% | 0% | 0% | 0% | 0% | 0% | 0% | 0% | 0% | 0% | 0% | 0% | 0% | 0% | 0 | 0 | 0 | 0 | 0 | 0 | 0
F6_Industrial_Agriculture_New_Process_Natural Gas_Gas Boiler - Insulate Steam Lines/Condensate Tank_A_Technical Potential | F6 | Industrial | Agriculture | New | Process | Natural Gas | Gas Boiler - Insulate Steam Lines/Condensate Tank | A | Standalone Impact on Baseline Winter Peak (%) | Technical Potential | 0% | 0% | 0% | 0% | 0% | 0% | 0% | 0% | 0% | 0% | 0% | 0% | 0% | 0% | 0% | 0% | 0% | 0% | 0% | 0% | 0% | 0% | 0% | 0% | 0 | 0 | 0 | 0 | 0 | 0 | 0
F7_Industrial_Agriculture_New_Process_Natural Gas_Gas Boiler - Insulate Steam Lines/Condensate Tank_A_Technical Potential | F7 | Industrial | Agriculture | New | Process | Natural Gas | Gas Boiler - Insulate Steam Lines/Condensate Tank | A | Incremental Energy Savings (MWh or mTherms) | Technical Potential | 0 | 0 | 0 | 0 | 0 | 0.062437 | 0.073971 | 0.085498 | 0.096957 | 0.10842 | 0.1199 | 0.13123 | 0.14253 | 0.1538 | 0.1649 | 0.17604 | 0.18707 | 0.1981 | 0.20908 | 0.21996 | 0.23086 | 0.2417 | 0.25251 | 0.26328 | 0.27401 | 0.062437 | 0.073971 | 0.085498 | 0.096957 | 0.10842 | 0.1199
F8_Industrial_Agriculture_New_Process_Natural Gas_Gas Boiler - Insulate Steam Lines/Condensate Tank_A_Technical Potential | F8 | Industrial | Agriculture | New | Process | Natural Gas | Gas Boiler - Insulate Steam Lines/Condensate Tank | A | Incremental Summer Peak Savings (MW) | Technical Potential | 0 | 0 | 0 | 0 | 0 | 0 | 0 | 0 | 0 | 0 | 0 | 0 | 0 | 0 | 0 | 0 | 0 | 0 | 0 | 0 | 0 | 0 | 0 | 0 | 0 | 0 | 0 | 0 | 0 | 0 | 0
F9_Industrial_Agriculture_New_Process_Natural Gas_Gas Boiler - Insulate Steam Lines/Condensate Tank_A_Technical Potential | F9 | Industrial | Agriculture | New | Process | Natural Gas | Gas Boiler - Insulate Steam Lines/Condensate Tank | A | Incremental Winter Peak Savings (MW) | Technical Potential | 0 | 0 | 0 | 0 | 0 | 0 | 0 | 0 | 0 | 0 | 0 | 0 | 0 | 0 | 0 | 0 | 0 | 0 | 0 | 0 | 0 | 0 | 0 | 0 | 0 | 0 | 0 | 0 | 0 | 0 | 0
F10_Industrial_Agriculture_New_Process_Natural Gas_Gas Boiler - Insulate Steam Lines/Condensate Tank_A_Technical Potential | F10 | Industrial | Agriculture | New | Process | Natural Gas | Gas Boiler - Insulate Steam Lines/Condensate Tank | A | Cumulative Energy Savings (MWh or mTherms) | Technical Potential | 0 | 0 | 0 | 0 | 0 | 0.062437 | 0.13641 | 0.22191 | 0.31886 | 0.42729 | 0.54718 | 0.67841 | 0.82094 | 0.97474 | 1.1396 | 1.3157 | 1.5027 | 1.7008 | 1.9099 | 2.1299 | 2.3607 | 2.6025 | 2.855 | 3.1182 | 3.3923 | 3.3923 | 3.3923 | 3.3923 | 3.3923 | 3.3923 | 3.3923
F11_Industrial_Agriculture_New_Process_Natural Gas_Gas Boiler - Insulate Steam Lines/Condensate Tank_A_Technical Potential | F11 | Industrial | Agriculture | New | Process | Natural Gas | Gas Boiler - Insulate Steam Lines/Condensate Tank | A | Cumulative Summer Peak Savings (MW) | Technical Potential | 0 | 0 | 0 | 0 | 0 | 0 | 0 | 0 | 0 | 0 | 0 | 0 | 0 | 0 | 0 | 0 | 0 | 0 | 0 | 0 | 0 | 0 | 0 | 0 | 0 | 0 | 0 | 0 | 0 | 0 | 0
F12_Industrial_Agriculture_New_Process_Natural Gas_Gas Boiler - Insulate Steam Lines/Condensate Tank_A_Technical Potential | F12 | Industrial | Agriculture | New | Process | Natural Gas | Gas Boiler - Insulate Steam Lines/Condensate Tank | A | Cumulative Winter Peak Savings (MW) | Technical Potential | 0 | 0 | 0 | 0 | 0 | 0 | 0 | 0 | 0 | 0 | 0 | 0 | 0 | 0 | 0 | 0 | 0 | 0 | 0 | 0 | 0 | 0 | 0 | 0 | 0 | 0 | 0 | 0 | 0 | 0 | 0
F13_Industrial_Agriculture_New_Process_Natural Gas_Gas Boiler - Insulate Steam Lines/Condensate Tank_A_Technical Potential | F13 | Industrial | Agriculture | New | Process | Natural Gas | Gas Boiler - Insulate Steam Lines/Condensate Tank | A | Purchases (Incremental) | Technical Potential | 0 | 0 | 0 | 0 | 0 | 3.7055 | 4.39 | 5.0741 | 5.7542 | 6.4346 | 7.1157 | 7.788 | 8.4586 | 9.1277 | 9.7863 | 10.4474 | 11.1021 | 11.757 | 12.4085 | 13.0542 | 13.7007 | 14.3446 | 14.9859 | 15.6249 | 16.2617 | 3.7055 | 4.39 | 5.0741 | 5.7542 | 6.4346 | 7.1157
F14_Industrial_Agriculture_New_Process_Natural Gas_Gas Boiler - Insulate Steam Lines/Condensate Tank_A_Technical Potential | F14 | Industrial | Agriculture | New | Process | Natural Gas | Gas Boiler - Insulate Steam Lines/Condensate Tank | A | Purchases (Cumulative) | Technical Potential | 0 | 0 | 0 | 0 | 0 | 3.7055 | 8.0954 | 13.1695 | 18.9237 | 25.3584 | 32.474 | 40.262 | 48.7206 | 57.8484 | 67.6346 | 78.082 | 89.1841 | 100.9411 | 113.3495 | 126.4038 | 140.1045 | 154.4491 | 169.4349 | 185.0598 | 201.3215 | 201.3215 | 201.3215 | 201.3215 | 201.3215 | 201.3215 | 201.3215
F1_Industrial_Agriculture_New_Space Heating_Natural Gas_Gas Boiler - Insulate Hot Water Lines_A_Technical Potential | F1 | Industrial | Agriculture | New | Space Heating | Natural Gas | Gas Boiler - Insulate Hot Water Lines | A | Original Unit Energy Savings (kWh or therms) | Technical Potential | 0 | 0 | 0 | 0 | 0 | 0 | 0 | 0 | 0 | 0 | 0 | 0 | 0 | 0 | 0 | 0 | 0 | 0 | 0 | 0 | 0 | 0 | 0 | 0 | 0 | 0 | 0 | 0 | 0 | 0 | 0
F2_Industrial_Agriculture_New_Space Heating_Natural Gas_Gas Boiler - Insulate Hot Water Lines_A_Technical Potential | F2 | Industrial | Agriculture | New | Space Heating | Natural Gas | Gas Boiler - Insulate Hot Water Lines | A | Original Unit Summer Peak Savings (kW) | Technical Potential | 0 | 0 | 0 | 0 | 0 | 0 | 0 | 0 | 0 | 0 | 0 | 0 | 0 | 0 | 0 | 0 | 0 | 0 | 0 | 0 | 0 | 0 | 0 | 0 | 0 | 0 | 0 | 0 | 0 | 0 | 0
F3_Industrial_Agriculture_New_Space Heating_Natural Gas_Gas Boiler - Insulate Hot Water Lines_A_Technical Potential | F3 | Industrial | Agriculture | New | Space Heating | Natural Gas | Gas Boiler - Insulate Hot Water Lines | A | Original Unit Winter Peak Savings (kW) | Technical Potential | 0 | 0 | 0 | 0 | 0 | 0 | 0 | 0 | 0 | 0 | 0 | 0 | 0 | 0 | 0 | 0 | 0 | 0 | 0 | 0 | 0 | 0 | 0 | 0 | 0 | 0 | 0 | 0 | 0 | 0 | 0
F4_Industrial_Agriculture_New_Space Heating_Natural Gas_Gas Boiler - Insulate Hot Water Lines_A_Technical Potential | F4 | Industrial | Agriculture | New | Space Heating | Natural Gas | Gas Boiler - Insulate Hot Water Lines | A | Standalone Impact on Baseline Energy (%) | Technical Potential | 0% | 0% | 0% | 0% | 0% | 0% | 0% | 0% | 0% | 0% | 0% | 0% | 0% | 0% | 0% | 0% | 0% | 0% | 0% | 0% | 0% | 0% | 0% | 0% | 0 | 0 | 0 | 0 | 0 | 0 | 0
F5_Industrial_Agriculture_New_Space Heating_Natural Gas_Gas Boiler - Insulate Hot Water Lines_A_Technical Potential | F5 | Industrial | Agriculture | New | Space Heating | Natural Gas | Gas Boiler - Insulate Hot Water Lines | A | Standalone Impact on Baseline Summer Peak (%) | Technical Potential | 0% | 0% | 0% | 0% | 0% | 0% | 0% | 0% | 0% | 0% | 0% | 0% | 0% | 0% | 0% | 0% | 0% | 0% | 0% | 0% | 0% | 0% | 0% | 0% | 0 | 0 | 0 | 0 | 0 | 0 | 0
F6_Industrial_Agriculture_New_Space Heating_Natural Gas_Gas Boiler - Insulate Hot Water Lines_A_Technical Potential | F6 | Industrial | Agriculture | New | Space Heating | Natural Gas | Gas Boiler - Insulate Hot Water Lines | A | Standalone Impact on Baseline Winter Peak (%) | Technical Potential | 0% | 0% | 0% | 0% | 0% | 0% | 0% | 0% | 0% | 0% | 0% | 0% | 0% | 0% | 0% | 0% | 0% | 0% | 0% | 0% | 0% | 0% | 0% | 0% | 0 | 0 | 0 | 0 | 0 | 0 | 0
F7_Industrial_Agriculture_New_Space Heating_Natural Gas_Gas Boiler - Insulate Hot Water Lines_A_Technical Potential | F7 | Industrial | Agriculture | New | Space Heating | Natural Gas | Gas Boiler - Insulate Hot Water Lines | A | Incremental Energy Savings (MWh or mTherms) | Technical Potential | 0 | 0 | 0 | 0 | 0 | 0 | 0 | 0 | 0 | 0 | 0 | 0 | 0 | 0 | 0 | 0 | 0 | 0 | 0 | 0 | 0 | 0 | 0 | 0 | 0 | 0 | 0 | 0 | 0 | 0 | 0
F8_Industrial_Agriculture_New_Space Heating_Natural Gas_Gas Boiler - Insulate Hot Water Lines_A_Technical Potential | F8 | Industrial | Agriculture | New | Space Heating | Natural Gas | Gas Boiler - Insulate Hot Water Lines | A | Incremental Summer Peak Savings (MW) | Technical Potential | 0 | 0 | 0 | 0 | 0 | 0 | 0 | 0 | 0 | 0 | 0 | 0 | 0 | 0 | 0 | 0 | 0 | 0 | 0 | 0 | 0 | 0 | 0 | 0 | 0 | 0 | 0 | 0 | 0 | 0 | 0
F9_Industrial_Agriculture_New_Space Heating_Natural Gas_Gas Boiler - Insulate Hot Water Lines_A_Technical Potential | F9 | Industrial | Agriculture | New | Space Heating | Natural Gas | Gas Boiler - Insulate Hot Water Lines | A | Incremental Winter Peak Savings (MW) | Technical Potential | 0 | 0 | 0 | 0 | 0 | 0 | 0 | 0 | 0 | 0 | 0 | 0 | 0 | 0 | 0 | 0 | 0 | 0 | 0 | 0 | 0 | 0 | 0 | 0 | 0 | 0 | 0 | 0 | 0 | 0 | 0
F10_Industrial_Agriculture_New_Space Heating_Natural Gas_Gas Boiler - Insulate Hot Water Lines_A_Technical Potential | F10 | Industrial | Agriculture | New | Space Heating | Natural Gas | Gas Boiler - Insulate Hot Water Lines | A | Cumulative Energy Savings (MWh or mTherms) | Technical Potential | 0 | 0 | 0 | 0 | 0 | 0 | 0 | 0 | 0 | 0 | 0 | 0 | 0 | 0 | 0 | 0 | 0 | 0 | 0 | 0 | 0 | 0 | 0 | 0 | 0 | 0 | 0 | 0 | 0 | 0 | 0
F11_Industrial_Agriculture_New_Space Heating_Natural Gas_Gas Boiler - Insulate Hot Water Lines_A_Technical Potential | F11 | Industrial | Agriculture | New | Space Heating | Natural Gas | Gas Boiler - Insulate Hot Water Lines | A | Cumulative Summer Peak Savings (MW) | Technical Potential | 0 | 0 | 0 | 0 | 0 | 0 | 0 | 0 | 0 | 0 | 0 | 0 | 0 | 0 | 0 | 0 | 0 | 0 | 0 | 0 | 0 | 0 | 0 | 0 | 0 | 0 | 0 | 0 | 0 | 0 | 0
F12_Industrial_Agriculture_New_Space Heating_Natural Gas_Gas Boiler - Insulate Hot Water Lines_A_Technical Potential | F12 | Industrial | Agriculture | New | Space Heating | Natural Gas | Gas Boiler - Insulate Hot Water Lines | A | Cumulative Winter Peak Savings (MW) | Technical Potential | 0 | 0 | 0 | 0 | 0 | 0 | 0 | 0 | 0 | 0 | 0 | 0 | 0 | 0 | 0 | 0 | 0 | 0 | 0 | 0 | 0 | 0 | 0 | 0 | 0 | 0 | 0 | 0 | 0 | 0 | 0
F13_Industrial_Agriculture_New_Space Heating_Natural Gas_Gas Boiler - Insulate Hot Water Lines_A_Technical Potential | F13 | Industrial | Agriculture | New | Space Heating | Natural Gas | Gas Boiler - Insulate Hot Water Lines | A | Purchases (Incremental) | Technical Potential | 0 | 0 | 0 | 0 | 0 | 0 | 0 | 0 | 0 | 0 | 0 | 0 | 0 | 0 | 0 | 0 | 0 | 0 | 0 | 0 | 0 | 0 | 0 | 0 | 0 | 0 | 0 | 0 | 0 | 0 | 0
F14_Industrial_Agriculture_New_Space Heating_Natural Gas_Gas Boiler - Insulate Hot Water Lines_A_Technical Potential | F14 | Industrial | Agriculture | New | Space Heating | Natural Gas | Gas Boiler - Insulate Hot Water Lines | A | Purchases (Cumulative) | Technical Potential | 0 | 0 | 0 | 0 | 0 | 0 | 0 | 0 | 0 | 0 | 0 | 0 | 0 | 0 | 0 | 0 | 0 | 0 | 0 | 0 | 0 | 0 | 0 | 0 | 0 | 0 | 0 | 0 | 0 | 0 | 0
F1_Industrial_Agriculture_New_Process_Natural Gas_Gas Boiler - Insulate Hot Water Lines_A_Technical Potential | F1 | Industrial | Agriculture | New | Process | Natural Gas | Gas Boiler - Insulate Hot Water Lines | A | Original Unit Energy Savings (kWh or therms) | Technical Potential | 0 | 0 | 0 | 0 | 0 | 19.0457 | 19.0457 | 19.0457 | 19.0457 | 19.0457 | 19.0457 | 19.0457 | 19.0457 | 19.0457 | 19.0457 | 19.0457 | 19.0457 | 19.0457 | 19.0457 | 19.0457 | 19.0457 | 19.0457 | 19.0457 | 19.0457 | 19.0457 | 19.0457 | 19.0457 | 19.0457 | 19.0457 | 19.0457 | 19.0457
F2_Industrial_Agriculture_New_Process_Natural Gas_Gas Boiler - Insulate Hot Water Lines_A_Technical Potential | F2 | Industrial | Agriculture | New | Process | Natural Gas | Gas Boiler - Insulate Hot Water Lines | A | Original Unit Summer Peak Savings (kW) | Technical Potential | 0 | 0 | 0 | 0 | 0 | 0 | 0 | 0 | 0 | 0 | 0 | 0 | 0 | 0 | 0 | 0 | 0 | 0 | 0 | 0 | 0 | 0 | 0 | 0 | 0 | 0 | 0 | 0 | 0 | 0 | 0
F3_Industrial_Agriculture_New_Process_Natural Gas_Gas Boiler - Insulate Hot Water Lines_A_Technical Potential | F3 | Industrial | Agriculture | New | Process | Natural Gas | Gas Boiler - Insulate Hot Water Lines | A | Original Unit Winter Peak Savings (kW) | Technical Potential | 0 | 0 | 0 | 0 | 0 | 0 | 0 | 0 | 0 | 0 | 0 | 0 | 0 | 0 | 0 | 0 | 0 | 0 | 0 | 0 | 0 | 0 | 0 | 0 | 0 | 0 | 0 | 0 | 0 | 0 | 0
F4_Industrial_Agriculture_New_Process_Natural Gas_Gas Boiler - Insulate Hot Water Lines_A_Technical Potential | F4 | Industrial | Agriculture | New | Process | Natural Gas | Gas Boiler - Insulate Hot Water Lines | A | Standalone Impact on Baseline Energy (%) | Technical Potential | 0% | 0% | 0% | 0% | 0% | 0.03639% | 0.06711% | 0.09445% | 0.1197% | 0.1434% | 0.1661% | 0.1881% | 0.2096% | 0.2306% | 0.2515% | 0.272% | 0.2923% | 0.3124% | 0.3324% | 0.3524% | 0.3721% | 0.3918% | 0.4114% | 0.431% | 0.0045052 | 0.0043359 | 0.0041794 | 0.0040341 | 0 | 0 | 0
F5_Industrial_Agriculture_New_Process_Natural Gas_Gas Boiler - Insulate Hot Water Lines_A_Technical Potential | F5 | Industrial | Agriculture | New | Process | Natural Gas | Gas Boiler - Insulate Hot Water Lines | A | Standalone Impact on Baseline Summer Peak (%) | Technical Potential | 0% | 0% | 0% | 0% | 0% | 0% | 0% | 0% | 0% | 0% | 0% | 0% | 0% | 0% | 0% | 0% | 0% | 0% | 0% | 0% | 0% | 0% | 0% | 0% | 0 | 0 | 0 | 0 | 0 | 0 | 0
F6_Industrial_Agriculture_New_Process_Natural Gas_Gas Boiler - Insulate Hot Water Lines_A_Technical Potential | F6 | Industrial | Agriculture | New | Process | Natural Gas | Gas Boiler - Insulate Hot Water Lines | A | Standalone Impact on Baseline Winter Peak (%) | Technical Potential | 0% | 0% | 0% | 0% | 0% | 0% | 0% | 0% | 0% | 0% | 0% | 0% | 0% | 0% | 0% | 0% | 0% | 0% | 0% | 0% | 0% | 0% | 0% | 0% | 0 | 0 | 0 | 0 | 0 | 0 | 0
F7_Industrial_Agriculture_New_Process_Natural Gas_Gas Boiler - Insulate Hot Water Lines_A_Technical Potential | F7 | Industrial | Agriculture | New | Process | Natural Gas | Gas Boiler - Insulate Hot Water Lines | A | Incremental Energy Savings (MWh or mTherms) | Technical Potential | 0 | 0 | 0 | 0 | 0 | 0.070573 | 0.08361 | 0.09664 | 0.10959 | 0.12255 | 0.13552 | 0.14833 | 0.1611 | 0.17384 | 0.18639 | 0.19898 | 0.21145 | 0.22392 | 0.23633 | 0.24863 | 0.26094 | 0.2732 | 0.28542 | 0.29759 | 0.30972 | 0.070573 | 0.08361 | 0.09664 | 0.10959 | 0.12255 | 0.13552
F8_Industrial_Agriculture_New_Process_Natural Gas_Gas Boiler - Insulate Hot Water Lines_A_Technical Potential | F8 | Industrial | Agriculture | New | Process | Natural Gas | Gas Boiler - Insulate Hot Water Lines | A | Incremental Summer Peak Savings (MW) | Technical Potential | 0 | 0 | 0 | 0 | 0 | 0 | 0 | 0 | 0 | 0 | 0 | 0 | 0 | 0 | 0 | 0 | 0 | 0 | 0 | 0 | 0 | 0 | 0 | 0 | 0 | 0 | 0 | 0 | 0 | 0 | 0
F9_Industrial_Agriculture_New_Process_Natural Gas_Gas Boiler - Insulate Hot Water Lines_A_Technical Potential | F9 | Industrial | Agriculture | New | Process | Natural Gas | Gas Boiler - Insulate Hot Water Lines | A | Incremental Winter Peak Savings (MW) | Technical Potential | 0 | 0 | 0 | 0 | 0 | 0 | 0 | 0 | 0 | 0 | 0 | 0 | 0 | 0 | 0 | 0 | 0 | 0 | 0 | 0 | 0 | 0 | 0 | 0 | 0 | 0 | 0 | 0 | 0 | 0 | 0
F10_Industrial_Agriculture_New_Process_Natural Gas_Gas Boiler - Insulate Hot Water Lines_A_Technical Potential | F10 | Industrial | Agriculture | New | Process | Natural Gas | Gas Boiler - Insulate Hot Water Lines | A | Cumulative Energy Savings (MWh or mTherms) | Technical Potential | 0 | 0 | 0 | 0 | 0 | 0.070573 | 0.15418 | 0.25082 | 0.36042 | 0.48297 | 0.61849 | 0.76682 | 0.92792 | 1.1018 | 1.2881 | 1.4871 | 1.6986 | 1.9225 | 2.1588 | 2.4074 | 2.6684 | 2.9416 | 3.227 | 3.5246 | 3.8343 | 3.8343 | 3.8343 | 3.8343 | 3.8343 | 3.8343 | 3.8343
F11_Industrial_Agriculture_New_Process_Natural Gas_Gas Boiler - Insulate Hot Water Lines_A_Technical Potential | F11 | Industrial | Agriculture | New | Process | Natural Gas | Gas Boiler - Insulate Hot Water Lines | A | Cumulative Summer Peak Savings (MW) | Technical Potential | 0 | 0 | 0 | 0 | 0 | 0 | 0 | 0 | 0 | 0 | 0 | 0 | 0 | 0 | 0 | 0 | 0 | 0 | 0 | 0 | 0 | 0 | 0 | 0 | 0 | 0 | 0 | 0 | 0 | 0 | 0
F12_Industrial_Agriculture_New_Process_Natural Gas_Gas Boiler - Insulate Hot Water Lines_A_Technical Potential | F12 | Industrial | Agriculture | New | Process | Natural Gas | Gas Boiler - Insulate Hot Water Lines | A | Cumulative Winter Peak Savings (MW) | Technical Potential | 0 | 0 | 0 | 0 | 0 | 0 | 0 | 0 | 0 | 0 | 0 | 0 | 0 | 0 | 0 | 0 | 0 | 0 | 0 | 0 | 0 | 0 | 0 | 0 | 0 | 0 | 0 | 0 | 0 | 0 | 0
F13_Industrial_Agriculture_New_Process_Natural Gas_Gas Boiler - Insulate Hot Water Lines_A_Technical Potential | F13 | Industrial | Agriculture | New | Process | Natural Gas | Gas Boiler - Insulate Hot Water Lines | A | Purchases (Incremental) | Technical Potential | 0 | 0 | 0 | 0 | 0 | 3.7055 | 4.39 | 5.0741 | 5.7542 | 6.4346 | 7.1157 | 7.788 | 8.4586 | 9.1277 | 9.7863 | 10.4474 | 11.1021 | 11.757 | 12.4085 | 13.0542 | 13.7007 | 14.3446 | 14.9859 | 15.6249 | 16.2617 | 3.7055 | 4.39 | 5.0741 | 5.7542 | 6.4346 | 7.1157
F14_Industrial_Agriculture_New_Process_Natural Gas_Gas Boiler - Insulate Hot Water Lines_A_Technical Potential | F14 | Industrial | Agriculture | New | Process | Natural Gas | Gas Boiler - Insulate Hot Water Lines | A | Purchases (Cumulative) | Technical Potential | 0 | 0 | 0 | 0 | 0 | 3.7055 | 8.0954 | 13.1695 | 18.9237 | 25.3584 | 32.474 | 40.262 | 48.7206 | 57.8484 | 67.6346 | 78.082 | 89.1841 | 100.9411 | 113.3495 | 126.4038 | 140.1045 | 154.4491 | 169.4349 | 185.0598 | 201.3215 | 201.3215 | 201.3215 | 201.3215 | 201.3215 | 201.3215 | 201.3215
F1_Industrial_Agriculture_New_Process_Natural Gas_Process - Insulate Heated Process Fluids_A_Technical Potential | F1 | Industrial | Agriculture | New | Process | Natural Gas | Process - Insulate Heated Process Fluids | A | Original Unit Energy Savings (kWh or therms) | Technical Potential | 0 | 0 | 0 | 0 | 0 | 13.6092 | 13.6092 | 13.6092 | 13.6092 | 13.6092 | 13.6092 | 13.6092 | 13.6092 | 13.6092 | 13.6092 | 13.6092 | 13.6092 | 13.6092 | 13.6092 | 13.6092 | 13.6092 | 13.6092 | 13.6092 | 13.6092 | 13.6092 | 13.6092 | 13.6092 | 13.6092 | 13.6092 | 13.6092 | 13.6092
F2_Industrial_Agriculture_New_Process_Natural Gas_Process - Insulate Heated Process Fluids_A_Technical Potential | F2 | Industrial | Agriculture | New | Process | Natural Gas | Process - Insulate Heated Process Fluids | A | Original Unit Summer Peak Savings (kW) | Technical Potential | 0 | 0 | 0 | 0 | 0 | 0 | 0 | 0 | 0 | 0 | 0 | 0 | 0 | 0 | 0 | 0 | 0 | 0 | 0 | 0 | 0 | 0 | 0 | 0 | 0 | 0 | 0 | 0 | 0 | 0 | 0
F3_Industrial_Agriculture_New_Process_Natural Gas_Process - Insulate Heated Process Fluids_A_Technical Potential | F3 | Industrial | Agriculture | New | Process | Natural Gas | Process - Insulate Heated Process Fluids | A | Original Unit Winter Peak Savings (kW) | Technical Potential | 0 | 0 | 0 | 0 | 0 | 0 | 0 | 0 | 0 | 0 | 0 | 0 | 0 | 0 | 0 | 0 | 0 | 0 | 0 | 0 | 0 | 0 | 0 | 0 | 0 | 0 | 0 | 0 | 0 | 0 | 0
F4_Industrial_Agriculture_New_Process_Natural Gas_Process - Insulate Heated Process Fluids_A_Technical Potential | F4 | Industrial | Agriculture | New | Process | Natural Gas | Process - Insulate Heated Process Fluids | A | Standalone Impact on Baseline Energy (%) | Technical Potential | 0% | 0% | 0% | 0% | 0% | 0.05688% | 0.1049% | 0.1476% | 0.1871% | 0.2242% | 0.2539% | 0.2729% | 0.2841% | 0.2895% | 0.2909% | 0.2893% | 0.2857% | 0.2805% | 0.2744% | 0.2677% | 0.2605% | 0.2489% | 0.2382% | 0.2285% | 0.0021954 | 0.0021129 | 0.0020366 | 0.0019658 | 0 | 0 | 0
F5_Industrial_Agriculture_New_Process_Natural Gas_Process - Insulate Heated Process Fluids_A_Technical Potential | F5 | Industrial | Agriculture | New | Process | Natural Gas | Process - Insulate Heated Process Fluids | A | Standalone Impact on Baseline Summer Peak (%) | Technical Potential | 0% | 0% | 0% | 0% | 0% | 0% | 0% | 0% | 0% | 0% | 0% | 0% | 0% | 0% | 0% | 0% | 0% | 0% | 0% | 0% | 0% | 0% | 0% | 0% | 0 | 0 | 0 | 0 | 0 | 0 | 0
F6_Industrial_Agriculture_New_Process_Natural Gas_Process - Insulate Heated Process Fluids_A_Technical Potential | F6 | Industrial | Agriculture | New | Process | Natural Gas | Process - Insulate Heated Process Fluids | A | Standalone Impact on Baseline Winter Peak (%) | Technical Potential | 0% | 0% | 0% | 0% | 0% | 0% | 0% | 0% | 0% | 0% | 0% | 0% | 0% | 0% | 0% | 0% | 0% | 0% | 0% | 0% | 0% | 0% | 0% | 0% | 0 | 0 | 0 | 0 | 0 | 0 | 0
F7_Industrial_Agriculture_New_Process_Natural Gas_Process - Insulate Heated Process Fluids_A_Technical Potential | F7 | Industrial | Agriculture | New | Process | Natural Gas | Process - Insulate Heated Process Fluids | A | Incremental Energy Savings (MWh or mTherms) | Technical Potential | 0 | 0 | 0 | 0 | 0 | 0.11031 | 0.13069 | 0.15106 | 0.1713 | 0.19156 | 0.19065 | 0.16693 | 0.14504 | 0.12521 | 0.1074 | 0.091723 | 0.077977 | 0.066061 | 0.055778 | 0.046944 | 0.039415 | 0.00028148 | 0.00010502 | 3.7329e-05 | 1.2669e-05 | 0.11031 | 0.13069 | 0.15106 | 0.1713 | 0.19156 | 0.19065
F8_Industrial_Agriculture_New_Process_Natural Gas_Process - Insulate Heated Process Fluids_A_Technical Potential | F8 | Industrial | Agriculture | New | Process | Natural Gas | Process - Insulate Heated Process Fluids | A | Incremental Summer Peak Savings (MW) | Technical Potential | 0 | 0 | 0 | 0 | 0 | 0 | 0 | 0 | 0 | 0 | 0 | 0 | 0 | 0 | 0 | 0 | 0 | 0 | 0 | 0 | 0 | 0 | 0 | 0 | 0 | 0 | 0 | 0 | 0 | 0 | 0
F9_Industrial_Agriculture_New_Process_Natural Gas_Process - Insulate Heated Process Fluids_A_Technical Potential | F9 | Industrial | Agriculture | New | Process | Natural Gas | Process - Insulate Heated Process Fluids | A | Incremental Winter Peak Savings (MW) | Technical Potential | 0 | 0 | 0 | 0 | 0 | 0 | 0 | 0 | 0 | 0 | 0 | 0 | 0 | 0 | 0 | 0 | 0 | 0 | 0 | 0 | 0 | 0 | 0 | 0 | 0 | 0 | 0 | 0 | 0 | 0 | 0
F10_Industrial_Agriculture_New_Process_Natural Gas_Process - Insulate Heated Process Fluids_A_Technical Potential | F10 | Industrial | Agriculture | New | Process | Natural Gas | Process - Insulate Heated Process Fluids | A | Cumulative Energy Savings (MWh or mTherms) | Technical Potential | 0 | 0 | 0 | 0 | 0 | 0.11031 | 0.241 | 0.39206 | 0.56336 | 0.75492 | 0.94557 | 1.1125 | 1.2575 | 1.3828 | 1.4902 | 1.5819 | 1.6599 | 1.7259 | 1.7817 | 1.8286 | 1.8681 | 1.8683 | 1.8684 | 1.8685 | 1.8685 | 1.8685 | 1.8685 | 1.8685 | 1.8685 | 1.8685 | 1.8685
F11_Industrial_Agriculture_New_Process_Natural Gas_Process - Insulate Heated Process Fluids_A_Technical Potential | F11 | Industrial | Agriculture | New | Process | Natural Gas | Process - Insulate Heated Process Fluids | A | Cumulative Summer Peak Savings (MW) | Technical Potential | 0 | 0 | 0 | 0 | 0 | 0 | 0 | 0 | 0 | 0 | 0 | 0 | 0 | 0 | 0 | 0 | 0 | 0 | 0 | 0 | 0 | 0 | 0 | 0 | 0 | 0 | 0 | 0 | 0 | 0 | 0
F12_Industrial_Agriculture_New_Process_Natural Gas_Process - Insulate Heated Process Fluids_A_Technical Potential | F12 | Industrial | Agriculture | New | Process | Natural Gas | Process - Insulate Heated Process Fluids | A | Cumulative Winter Peak Savings (MW) | Technical Potential | 0 | 0 | 0 | 0 | 0 | 0 | 0 | 0 | 0 | 0 | 0 | 0 | 0 | 0 | 0 | 0 | 0 | 0 | 0 | 0 | 0 | 0 | 0 | 0 | 0 | 0 | 0 | 0 | 0 | 0 | 0
F13_Industrial_Agriculture_New_Process_Natural Gas_Process - Insulate Heated Process Fluids_A_Technical Potential | F13 | Industrial | Agriculture | New | Process | Natural Gas | Process - Insulate Heated Process Fluids | A | Purchases (Incremental) | Technical Potential | 0 | 0 | 0 | 0 | 0 | 8.1057 | 9.603 | 11.0995 | 12.5872 | 14.0757 | 14.0089 | 12.2661 | 10.6578 | 9.2007 | 7.8916 | 6.7398 | 5.7297 | 4.8542 | 4.0985 | 3.4495 | 2.8962 | 0.020683 | 0.007717 | 0.002743 | 0.0009309 | 8.1057 | 9.603 | 11.0995 | 12.5872 | 14.0757 | 14.0089
F14_Industrial_Agriculture_New_Process_Natural Gas_Process - Insulate Heated Process Fluids_A_Technical Potential | F14 | Industrial | Agriculture | New | Process | Natural Gas | Process - Insulate Heated Process Fluids | A | Purchases (Cumulative) | Technical Potential | 0 | 0 | 0 | 0 | 0 | 8.1057 | 17.7087 | 28.8082 | 41.3955 | 55.4712 | 69.4801 | 81.7462 | 92.404 | 101.6047 | 109.4963 | 116.2361 | 121.9658 | 126.82 | 130.9185 | 134.368 | 137.2642 | 137.2849 | 137.2926 | 137.2953 | 137.2963 | 137.2963 | 137.2963 | 137.2963 | 137.2963 | 137.2963 | 137.2963
F1_Industrial_Agriculture_New_Process_Natural Gas_Process Heat Recovery_A_Technical Potential | F1 | Industrial | Agriculture | New | Process | Natural Gas | Process Heat Recovery | A | Original Unit Energy Savings (kWh or therms) | Technical Potential | 0 | 0 | 0 | 0 | 0 | 0.13629 | 0.13629 | 0.13629 | 0.13629 | 0.13629 | 0.13629 | 0.13629 | 0.13629 | 0.13629 | 0.13629 | 0.13629 | 0.13629 | 0.13629 | 0.13629 | 0.13629 | 0.13629 | 0.13629 | 0.13629 | 0.13629 | 0.13629 | 0.13629 | 0.13629 | 0.13629 | 0 | 0 | 0
F2_Industrial_Agriculture_New_Process_Natural Gas_Process Heat Recovery_A_Technical Potential | F2 | Industrial | Agriculture | New | Process | Natural Gas | Process Heat Recovery | A | Original Unit Summer Peak Savings (kW) | Technical Potential | 0 | 0 | 0 | 0 | 0 | 0 | 0 | 0 | 0 | 0 | 0 | 0 | 0 | 0 | 0 | 0 | 0 | 0 | 0 | 0 | 0 | 0 | 0 | 0 | 0 | 0 | 0 | 0 | 0 | 0 | 0
F3_Industrial_Agriculture_New_Process_Natural Gas_Process Heat Recovery_A_Technical Potential | F3 | Industrial | Agriculture | New | Process | Natural Gas | Process Heat Recovery | A | Original Unit Winter Peak Savings (kW) | Technical Potential | 0 | 0 | 0 | 0 | 0 | 0 | 0 | 0 | 0 | 0 | 0 | 0 | 0 | 0 | 0 | 0 | 0 | 0 | 0 | 0 | 0 | 0 | 0 | 0 | 0 | 0 | 0 | 0 | 0 | 0 | 0
F4_Industrial_Agriculture_New_Process_Natural Gas_Process Heat Recovery_A_Technical Potential | F4 | Industrial | Agriculture | New | Process | Natural Gas | Process Heat Recovery | A | Standalone Impact on Baseline Energy (%) | Technical Potential | 0% | 0% | 0% | 0% | 0% | 0.02051% | 0.03782% | 0.05323% | 0.06744% | 0.08082% | 0.09154% | 0.0984% | 0.1024% | 0.1044% | 0.1049% | 0.1043% | 0.103% | 0.1011% | 0.09891% | 0.0965% | 0.09194% | 0.08782% | 0.08406% | 0.08062% | 0.00077464 | 0.00074554 | 0.00071862 | 0.00069364 | 0 | 0 | 0
F5_Industrial_Agriculture_New_Process_Natural Gas_Process Heat Recovery_A_Technical Potential | F5 | Industrial | Agriculture | New | Process | Natural Gas | Process Heat Recovery | A | Standalone Impact on Baseline Summer Peak (%) | Technical Potential | 0% | 0% | 0% | 0% | 0% | 0% | 0% | 0% | 0% | 0% | 0% | 0% | 0% | 0% | 0% | 0% | 0% | 0% | 0% | 0% | 0% | 0% | 0% | 0% | 0 | 0 | 0 | 0 | 0 | 0 | 0
F6_Industrial_Agriculture_New_Process_Natural Gas_Process Heat Recovery_A_Technical Potential | F6 | Industrial | Agriculture | New | Process | Natural Gas | Process Heat Recovery | A | Standalone Impact on Baseline Winter Peak (%) | Technical Potential | 0% | 0% | 0% | 0% | 0% | 0% | 0% | 0% | 0% | 0% | 0% | 0% | 0% | 0% | 0% | 0% | 0% | 0% | 0% | 0% | 0% | 0% | 0% | 0% | 0 | 0 | 0 | 0 | 0 | 0 | 0
F7_Industrial_Agriculture_New_Process_Natural Gas_Process Heat Recovery_A_Technical Potential | F7 | Industrial | Agriculture | New | Process | Natural Gas | Process Heat Recovery | A | Incremental Energy Savings (MWh or mTherms) | Technical Potential | 0 | 0 | 0 | 0 | 0 | 0.039771 | 0.047118 | 0.054461 | 0.06176 | 0.069064 | 0.068736 | 0.060185 | 0.052293 | 0.045144 | 0.038721 | 0.033069 | 0.028113 | 0.023817 | 0.02011 | 0.016925 | 0.039771 | 0.047118 | 0.054461 | 0.06176 | 0.069064 | 0.068736 | 0.060185 | 0.052293 | 0 | 0 | 0
F8_Industrial_Agriculture_New_Process_Natural Gas_Process Heat Recovery_A_Technical Potential | F8 | Industrial | Agriculture | New | Process | Natural Gas | Process Heat Recovery | A | Incremental Summer Peak Savings (MW) | Technical Potential | 0 | 0 | 0 | 0 | 0 | 0 | 0 | 0 | 0 | 0 | 0 | 0 | 0 | 0 | 0 | 0 | 0 | 0 | 0 | 0 | 0 | 0 | 0 | 0 | 0 | 0 | 0 | 0 | 0 | 0 | 0
F9_Industrial_Agriculture_New_Process_Natural Gas_Process Heat Recovery_A_Technical Potential | F9 | Industrial | Agriculture | New | Process | Natural Gas | Process Heat Recovery | A | Incremental Winter Peak Savings (MW) | Technical Potential | 0 | 0 | 0 | 0 | 0 | 0 | 0 | 0 | 0 | 0 | 0 | 0 | 0 | 0 | 0 | 0 | 0 | 0 | 0 | 0 | 0 | 0 | 0 | 0 | 0 | 0 | 0 | 0 | 0 | 0 | 0
F10_Industrial_Agriculture_New_Process_Natural Gas_Process Heat Recovery_A_Technical Potential | F10 | Industrial | Agriculture | New | Process | Natural Gas | Process Heat Recovery | A | Cumulative Energy Savings (MWh or mTherms) | Technical Potential | 0 | 0 | 0 | 0 | 0 | 0.039771 | 0.086889 | 0.14135 | 0.20311 | 0.27217 | 0.34091 | 0.4011 | 0.45339 | 0.49853 | 0.53725 | 0.57032 | 0.59844 | 0.62225 | 0.64236 | 0.65929 | 0.65929 | 0.65929 | 0.65929 | 0.65929 | 0.65929 | 0.65929 | 0.65929 | 0.65929 | 0 | 0 | 0
F11_Industrial_Agriculture_New_Process_Natural Gas_Process Heat Recovery_A_Technical Potential | F11 | Industrial | Agriculture | New | Process | Natural Gas | Process Heat Recovery | A | Cumulative Summer Peak Savings (MW) | Technical Potential | 0 | 0 | 0 | 0 | 0 | 0 | 0 | 0 | 0 | 0 | 0 | 0 | 0 | 0 | 0 | 0 | 0 | 0 | 0 | 0 | 0 | 0 | 0 | 0 | 0 | 0 | 0 | 0 | 0 | 0 | 0
F12_Industrial_Agriculture_New_Process_Natural Gas_Process Heat Recovery_A_Technical Potential | F12 | Industrial | Agriculture | New | Process | Natural Gas | Process Heat Recovery | A | Cumulative Winter Peak Savings (MW) | Technical Potential | 0 | 0 | 0 | 0 | 0 | 0 | 0 | 0 | 0 | 0 | 0 | 0 | 0 | 0 | 0 | 0 | 0 | 0 | 0 | 0 | 0 | 0 | 0 | 0 | 0 | 0 | 0 | 0 | 0 | 0 | 0
F13_Industrial_Agriculture_New_Process_Natural Gas_Process Heat Recovery_A_Technical Potential | F13 | Industrial | Agriculture | New | Process | Natural Gas | Process Heat Recovery | A | Purchases (Incremental) | Technical Potential | 0 | 0 | 0 | 0 | 0 | 291.8045 | 345.7087 | 399.5833 | 453.1402 | 506.7261 | 504.3206 | 441.5798 | 383.6792 | 331.2263 | 284.0988 | 242.6317 | 206.2704 | 174.7495 | 147.547 | 124.1803 | 291.8045 | 345.7087 | 399.5833 | 453.1402 | 506.7261 | 504.3206 | 441.5798 | 383.6792 | 331.2263 | 284.0988 | 242.6317
F14_Industrial_Agriculture_New_Process_Natural Gas_Process Heat Recovery_A_Technical Potential | F14 | Industrial | Agriculture | New | Process | Natural Gas | Process Heat Recovery | A | Purchases (Cumulative) | Technical Potential | 0 | 0 | 0 | 0 | 0 | 291.8045 | 637.5131 | 1037.0964 | 1490.2366 | 1996.9627 | 2501.2833 | 2942.8631 | 3326.5424 | 3657.7686 | 3941.8674 | 4184.4991 | 4390.7695 | 4565.519 | 4713.0661 | 4837.2464 | 4837.2464 | 4837.2464 | 4837.2464 | 4837.2464 | 4837.2464 | 4837.2464 | 4837.2464 | 4837.2464 | 4837.2464 | 4837.2464 | 4837.2464
F1_Industrial_Agriculture_New_Space Heating_Natural Gas_Building Automation System_A_Technical Potential | F1 | Industrial | Agriculture | New | Space Heating | Natural Gas | Building Automation System | A | Original Unit Energy Savings (kWh or therms) | Technical Potential | 0 | 0 | 0 | 0 | 0 | 0.014581 | 0.014392 | 0.014255 | 0.014151 | 0.014068 | 0.014002 | 0.013924 | 0.013842 | 0.013762 | 0.013684 | 0.013622 | 0.013574 | 0.013536 | 0.013475 | 0.01343 | 0.013398 | 0.013373 | 0.013373 | 0.013373 | 0.013373 | 0.013373 | 0.013373 | 0.013373 | 0 | 0 | 0
F2_Industrial_Agriculture_New_Space Heating_Natural Gas_Building Automation System_A_Technical Potential | F2 | Industrial | Agriculture | New | Space Heating | Natural Gas | Building Automation System | A | Original Unit Summer Peak Savings (kW) | Technical Potential | 0 | 0 | 0 | 0 | 0 | 0 | 0 | 0 | 0 | 0 | 0 | 0 | 0 | 0 | 0 | 0 | 0 | 0 | 0 | 0 | 0 | 0 | 0 | 0 | 0 | 0 | 0 | 0 | 0 | 0 | 0
F3_Industrial_Agriculture_New_Space Heating_Natural Gas_Building Automation System_A_Technical Potential | F3 | Industrial | Agriculture | New | Space Heating | Natural Gas | Building Automation System | A | Original Unit Winter Peak Savings (kW) | Technical Potential | 0 | 0 | 0 | 0 | 0 | 0 | 0 | 0 | 0 | 0 | 0 | 0 | 0 | 0 | 0 | 0 | 0 | 0 | 0 | 0 | 0 | 0 | 0 | 0 | 0 | 0 | 0 | 0 | 0 | 0 | 0
F4_Industrial_Agriculture_New_Space Heating_Natural Gas_Building Automation System_A_Technical Potential | F4 | Industrial | Agriculture | New | Space Heating | Natural Gas | Building Automation System | A | Standalone Impact on Baseline Energy (%) | Technical Potential | 0% | 0% | 0% | 0% | 0% | 0.01272% | 0.03618% | 0.07646% | 0.1409% | 0.2375% | 0.3745% | 0.5594% | 0.7966% | 1.087% | 1.424% | 1.795% | 2.179% | 2.55% | 2.88% | 3.146% | 3.331% | 3.432% | 3.449% | 3.395% | 0.03292 | 0.031683 | 0.030539 | 0.029478 | 0 | 0 | 0
F5_Industrial_Agriculture_New_Space Heating_Natural Gas_Building Automation System_A_Technical Potential | F5 | Industrial | Agriculture | New | Space Heating | Natural Gas | Building Automation System | A | Standalone Impact on Baseline Summer Peak (%) | Technical Potential | 0% | 0% | 0% | 0% | 0% | 0% | 0% | 0% | 0% | 0% | 0% | 0% | 0% | 0% | 0% | 0% | 0% | 0% | 0% | 0% | 0% | 0% | 0% | 0% | 0 | 0 | 0 | 0 | 0 | 0 | 0
F6_Industrial_Agriculture_New_Space Heating_Natural Gas_Building Automation System_A_Technical Potential | F6 | Industrial | Agriculture | New | Space Heating | Natural Gas | Building Automation System | A | Standalone Impact on Baseline Winter Peak (%) | Technical Potential | 0% | 0% | 0% | 0% | 0% | 0% | 0% | 0% | 0% | 0% | 0% | 0% | 0% | 0% | 0% | 0% | 0% | 0% | 0% | 0% | 0% | 0% | 0% | 0% | 0 | 0 | 0 | 0 | 0 | 0 | 0
F7_Industrial_Agriculture_New_Space Heating_Natural Gas_Building Automation System_A_Technical Potential | F7 | Industrial | Agriculture | New | Space Heating | Natural Gas | Building Automation System | A | Incremental Energy Savings (MWh or mTherms) | Technical Potential | 0 | 0 | 0 | 0 | 0 | 0.0012071 | 0.0028217 | 0.0057354 | 0.010503 | 0.017723 | 0.027936 | 0.041361 | 0.057893 | 0.076818 | 0.096572 | 0.11515 | 0.12971 | 0.13755 | 0.13623 | 0.12559 | 0.10875 | 0.086903 | 0.062854 | 0.041869 | 0.028419 | 0.026681 | 0.039723 | 0.055929 | 0 | 0 | 0
F8_Industrial_Agriculture_New_Space Heating_Natural Gas_Building Automation System_A_Technical Potential | F8 | Industrial | Agriculture | New | Space Heating | Natural Gas | Building Automation System | A | Incremental Summer Peak Savings (MW) | Technical Potential | 0 | 0 | 0 | 0 | 0 | 0 | 0 | 0 | 0 | 0 | 0 | 0 | 0 | 0 | 0 | 0 | 0 | 0 | 0 | 0 | 0 | 0 | 0 | 0 | 0 | 0 | 0 | 0 | 0 | 0 | 0
F9_Industrial_Agriculture_New_Space Heating_Natural Gas_Building Automation System_A_Technical Potential | F9 | Industrial | Agriculture | New | Space Heating | Natural Gas | Building Automation System | A | Incremental Winter Peak Savings (MW) | Technical Potential | 0 | 0 | 0 | 0 | 0 | 0 | 0 | 0 | 0 | 0 | 0 | 0 | 0 | 0 | 0 | 0 | 0 | 0 | 0 | 0 | 0 | 0 | 0 | 0 | 0 | 0 | 0 | 0 | 0 | 0 | 0
F10_Industrial_Agriculture_New_Space Heating_Natural Gas_Building Automation System_A_Technical Potential | F10 | Industrial | Agriculture | New | Space Heating | Natural Gas | Building Automation System | A | Cumulative Energy Savings (MWh or mTherms) | Technical Potential | 0 | 0 | 0 | 0 | 0 | 0.0012071 | 0.0040131 | 0.0097102 | 0.020142 | 0.037747 | 0.065505 | 0.1065 | 0.16377 | 0.23963 | 0.33485 | 0.4485 | 0.57662 | 0.71254 | 0.84557 | 0.96836 | 1.0737 | 1.1559 | 1.2134 | 1.2453 | 1.2569 | 1.2569 | 1.2569 | 1.2569 | 0 | 0 | 0
F11_Industrial_Agriculture_New_Space Heating_Natural Gas_Building Automation System_A_Technical Potential | F11 | Industrial | Agriculture | New | Space Heating | Natural Gas | Building Automation System | A | Cumulative Summer Peak Savings (MW) | Technical Potential | 0 | 0 | 0 | 0 | 0 | 0 | 0 | 0 | 0 | 0 | 0 | 0 | 0 | 0 | 0 | 0 | 0 | 0 | 0 | 0 | 0 | 0 | 0 | 0 | 0 | 0 | 0 | 0 | 0 | 0 | 0
F12_Industrial_Agriculture_New_Space Heating_Natural Gas_Building Automation System_A_Technical Potential | F12 | Industrial | Agriculture | New | Space Heating | Natural Gas | Building Automation System | A | Cumulative Winter Peak Savings (MW) | Technical Potential | 0 | 0 | 0 | 0 | 0 | 0 | 0 | 0 | 0 | 0 | 0 | 0 | 0 | 0 | 0 | 0 | 0 | 0 | 0 | 0 | 0 | 0 | 0 | 0 | 0 | 0 | 0 | 0 | 0 | 0 | 0
F13_Industrial_Agriculture_New_Space Heating_Natural Gas_Building Automation System_A_Technical Potential | F13 | Industrial | Agriculture | New | Space Heating | Natural Gas | Building Automation System | A | Purchases (Incremental) | Technical Potential | 0 | 0 | 0 | 0 | 0 | 82.7853 | 196.0514 | 402.3452 | 742.1894 | 1259.7583 | 1995.198 | 2970.4699 | 4182.3486 | 5582.0779 | 7057.5162 | 8452.9387 | 9555.9038 | 10161.7933 | 10110.0642 | 9351.5892 | 8116.6639 | 6498.5341 | 4700.1276 | 3130.8987 | 2125.1107 | 1995.198 | 2970.4699 | 4182.3486 | 5582.0779 | 7057.5162 | 8452.9387
F14_Industrial_Agriculture_New_Space Heating_Natural Gas_Building Automation System_A_Technical Potential | F14 | Industrial | Agriculture | New | Space Heating | Natural Gas | Building Automation System | A | Purchases (Cumulative) | Technical Potential | 0 | 0 | 0 | 0 | 0 | 82.7853 | 278.8367 | 681.1819 | 1423.3714 | 2683.1297 | 4678.3277 | 7648.7976 | 11831.1462 | 17413.2241 | 24470.7404 | 32923.6791 | 42479.5829 | 52641.3763 | 62751.4405 | 72103.0297 | 80136.9083 | 86439.391 | 90737.1734 | 93125.8827 | 93991.2351 | 93991.2351 | 93991.2351 | 93991.2351 | 93991.2351 | 93991.2351 | 93991.2351
F1_Industrial_Agriculture_New_Space Heating_Natural Gas_Steam System Efficiency Improvements_A_Technical Potential | F1 | Industrial | Agriculture | New | Space Heating | Natural Gas | Steam System Efficiency Improvements | A | Original Unit Energy Savings (kWh or therms) | Technical Potential | 0 | 0 | 0 | 0 | 0 | 0 | 0 | 0 | 0 | 0 | 0 | 0 | 0 | 0 | 0 | 0 | 0 | 0 | 0 | 0 | 0 | 0 | 0 | 0 | 0 | 0 | 0 | 0 | 0 | 0 | 0
F2_Industrial_Agriculture_New_Space Heating_Natural Gas_Steam System Efficiency Improvements_A_Technical Potential | F2 | Industrial | Agriculture | New | Space Heating | Natural Gas | Steam System Efficiency Improvements | A | Original Unit Summer Peak Savings (kW) | Technical Potential | 0 | 0 | 0 | 0 | 0 | 0 | 0 | 0 | 0 | 0 | 0 | 0 | 0 | 0 | 0 | 0 | 0 | 0 | 0 | 0 | 0 | 0 | 0 | 0 | 0 | 0 | 0 | 0 | 0 | 0 | 0
F3_Industrial_Agriculture_New_Space Heating_Natural Gas_Steam System Efficiency Improvements_A_Technical Potential | F3 | Industrial | Agriculture | New | Space Heating | Natural Gas | Steam System Efficiency Improvements | A | Original Unit Winter Peak Savings (kW) | Technical Potential | 0 | 0 | 0 | 0 | 0 | 0 | 0 | 0 | 0 | 0 | 0 | 0 | 0 | 0 | 0 | 0 | 0 | 0 | 0 | 0 | 0 | 0 | 0 | 0 | 0 | 0 | 0 | 0 | 0 | 0 | 0
F4_Industrial_Agriculture_New_Space Heating_Natural Gas_Steam System Efficiency Improvements_A_Technical Potential | F4 | Industrial | Agriculture | New | Space Heating | Natural Gas | Steam System Efficiency Improvements | A | Standalone Impact on Baseline Energy (%) | Technical Potential | 0% | 0% | 0% | 0% | 0% | 0% | 0% | 0% | 0% | 0% | 0% | 0% | 0% | 0% | 0% | 0% | 0% | 0% | 0% | 0% | 0% | 0% | 0% | 0% | 0 | 0 | 0 | 0 | 0 | 0 | 0
F5_Industrial_Agriculture_New_Space Heating_Natural Gas_Steam System Efficiency Improvements_A_Technical Potential | F5 | Industrial | Agriculture | New | Space Heating | Natural Gas | Steam System Efficiency Improvements | A | Standalone Impact on Baseline Summer Peak (%) | Technical Potential | 0% | 0% | 0% | 0% | 0% | 0% | 0% | 0% | 0% | 0% | 0% | 0% | 0% | 0% | 0% | 0% | 0% | 0% | 0% | 0% | 0% | 0% | 0% | 0% | 0 | 0 | 0 | 0 | 0 | 0 | 0
F6_Industrial_Agriculture_New_Space Heating_Natural Gas_Steam System Efficiency Improvements_A_Technical Potential | F6 | Industrial | Agriculture | New | Space Heating | Natural Gas | Steam System Efficiency Improvements | A | Standalone Impact on Baseline Winter Peak (%) | Technical Potential | 0% | 0% | 0% | 0% | 0% | 0% | 0% | 0% | 0% | 0% | 0% | 0% | 0% | 0% | 0% | 0% | 0% | 0% | 0% | 0% | 0% | 0% | 0% | 0% | 0 | 0 | 0 | 0 | 0 | 0 | 0
F7_Industrial_Agriculture_New_Space Heating_Natural Gas_Steam System Efficiency Improvements_A_Technical Potential | F7 | Industrial | Agriculture | New | Space Heating | Natural Gas | Steam System Efficiency Improvements | A | Incremental Energy Savings (MWh or mTherms) | Technical Potential | 0 | 0 | 0 | 0 | 0 | 0 | 0 | 0 | 0 | 0 | 0 | 0 | 0 | 0 | 0 | 0 | 0 | 0 | 0 | 0 | 0 | 0 | 0 | 0 | 0 | 0 | 0 | 0 | 0 | 0 | 0
F8_Industrial_Agriculture_New_Space Heating_Natural Gas_Steam System Efficiency Improvements_A_Technical Potential | F8 | Industrial | Agriculture | New | Space Heating | Natural Gas | Steam System Efficiency Improvements | A | Incremental Summer Peak Savings (MW) | Technical Potential | 0 | 0 | 0 | 0 | 0 | 0 | 0 | 0 | 0 | 0 | 0 | 0 | 0 | 0 | 0 | 0 | 0 | 0 | 0 | 0 | 0 | 0 | 0 | 0 | 0 | 0 | 0 | 0 | 0 | 0 | 0
F9_Industrial_Agriculture_New_Space Heating_Natural Gas_Steam System Efficiency Improvements_A_Technical Potential | F9 | Industrial | Agriculture | New | Space Heating | Natural Gas | Steam System Efficiency Improvements | A | Incremental Winter Peak Savings (MW) | Technical Potential | 0 | 0 | 0 | 0 | 0 | 0 | 0 | 0 | 0 | 0 | 0 | 0 | 0 | 0 | 0 | 0 | 0 | 0 | 0 | 0 | 0 | 0 | 0 | 0 | 0 | 0 | 0 | 0 | 0 | 0 | 0
F10_Industrial_Agriculture_New_Space Heating_Natural Gas_Steam System Efficiency Improvements_A_Technical Potential | F10 | Industrial | Agriculture | New | Space Heating | Natural Gas | Steam System Efficiency Improvements | A | Cumulative Energy Savings (MWh or mTherms) | Technical Potential | 0 | 0 | 0 | 0 | 0 | 0 | 0 | 0 | 0 | 0 | 0 | 0 | 0 | 0 | 0 | 0 | 0 | 0 | 0 | 0 | 0 | 0 | 0 | 0 | 0 | 0 | 0 | 0 | 0 | 0 | 0
F11_Industrial_Agriculture_New_Space Heating_Natural Gas_Steam System Efficiency Improvements_A_Technical Potential | F11 | Industrial | Agriculture | New | Space Heating | Natural Gas | Steam System Efficiency Improvements | A | Cumulative Summer Peak Savings (MW) | Technical Potential | 0 | 0 | 0 | 0 | 0 | 0 | 0 | 0 | 0 | 0 | 0 | 0 | 0 | 0 | 0 | 0 | 0 | 0 | 0 | 0 | 0 | 0 | 0 | 0 | 0 | 0 | 0 | 0 | 0 | 0 | 0
F12_Industrial_Agriculture_New_Space Heating_Natural Gas_Steam System Efficiency Improvements_A_Technical Potential | F12 | Industrial | Agriculture | New | Space Heating | Natural Gas | Steam System Efficiency Improvements | A | Cumulative Winter Peak Savings (MW) | Technical Potential | 0 | 0 | 0 | 0 | 0 | 0 | 0 | 0 | 0 | 0 | 0 | 0 | 0 | 0 | 0 | 0 | 0 | 0 | 0 | 0 | 0 | 0 | 0 | 0 | 0 | 0 | 0 | 0 | 0 | 0 | 0
F13_Industrial_Agriculture_New_Space Heating_Natural Gas_Steam System Efficiency Improvements_A_Technical Potential | F13 | Industrial | Agriculture | New | Space Heating | Natural Gas | Steam System Efficiency Improvements | A | Purchases (Incremental) | Technical Potential | 0 | 0 | 0 | 0 | 0 | 0 | 0 | 0 | 0 | 0 | 0 | 0 | 0 | 0 | 0 | 0 | 0 | 0 | 0 | 0 | 0 | 0 | 0 | 0 | 0 | 0 | 0 | 0 | 0 | 0 | 0
F14_Industrial_Agriculture_New_Space Heating_Natural Gas_Steam System Efficiency Improvements_A_Technical Potential | F14 | Industrial | Agriculture | New | Space Heating | Natural Gas | Steam System Efficiency Improvements | A | Purchases (Cumulative) | Technical Potential | 0 | 0 | 0 | 0 | 0 | 0 | 0 | 0 | 0 | 0 | 0 | 0 | 0 | 0 | 0 | 0 | 0 | 0 | 0 | 0 | 0 | 0 | 0 | 0 | 0 | 0 | 0 | 0 | 0 | 0 | 0
F1_Industrial_Agriculture_New_Process_Natural Gas_Steam System Efficiency Improvements_A_Technical Potential | F1 | Industrial | Agriculture | New | Process | Natural Gas | Steam System Efficiency Improvements | A | Original Unit Energy Savings (kWh or therms) | Technical Potential | 0 | 0 | 0 | 0 | 0 | 0.18594 | 0.18594 | 0.18594 | 0.18594 | 0.18594 | 0.18594 | 0.18594 | 0.18594 | 0.18594 | 0.18594 | 0.18594 | 0.18594 | 0.18594 | 0.18594 | 0.18594 | 0.18594 | 0.18594 | 0.18594 | 0.18594 | 0.18594 | 0.18594 | 0.18594 | 0.18594 | 0.18594 | 0.18594 | 0.18594
F2_Industrial_Agriculture_New_Process_Natural Gas_Steam System Efficiency Improvements_A_Technical Potential | F2 | Industrial | Agriculture | New | Process | Natural Gas | Steam System Efficiency Improvements | A | Original Unit Summer Peak Savings (kW) | Technical Potential | 0 | 0 | 0 | 0 | 0 | 0 | 0 | 0 | 0 | 0 | 0 | 0 | 0 | 0 | 0 | 0 | 0 | 0 | 0 | 0 | 0 | 0 | 0 | 0 | 0 | 0 | 0 | 0 | 0 | 0 | 0
F3_Industrial_Agriculture_New_Process_Natural Gas_Steam System Efficiency Improvements_A_Technical Potential | F3 | Industrial | Agriculture | New | Process | Natural Gas | Steam System Efficiency Improvements | A | Original Unit Winter Peak Savings (kW) | Technical Potential | 0 | 0 | 0 | 0 | 0 | 0 | 0 | 0 | 0 | 0 | 0 | 0 | 0 | 0 | 0 | 0 | 0 | 0 | 0 | 0 | 0 | 0 | 0 | 0 | 0 | 0 | 0 | 0 | 0 | 0 | 0
F4_Industrial_Agriculture_New_Process_Natural Gas_Steam System Efficiency Improvements_A_Technical Potential | F4 | Industrial | Agriculture | New | Process | Natural Gas | Steam System Efficiency Improvements | A | Standalone Impact on Baseline Energy (%) | Technical Potential | 0% | 0% | 0% | 0% | 0% | 0.0001093% | 0.0003108% | 0.000657% | 0.00121% | 0.002041% | 0.00316% | 0.004631% | 0.006451% | 0.008573% | 0.01089% | 0.01323% | 0.01535% | 0.01699% | 0.01788% | 0.01786% | 0.01701% | 0.01625% | 0.01555% | 0.01492% | 0.00014334 | 0.00013795 | 0.00013297 | 0.00012835 | 0 | 0 | 0
F5_Industrial_Agriculture_New_Process_Natural Gas_Steam System Efficiency Improvements_A_Technical Potential | F5 | Industrial | Agriculture | New | Process | Natural Gas | Steam System Efficiency Improvements | A | Standalone Impact on Baseline Summer Peak (%) | Technical Potential | 0% | 0% | 0% | 0% | 0% | 0% | 0% | 0% | 0% | 0% | 0% | 0% | 0% | 0% | 0% | 0% | 0% | 0% | 0% | 0% | 0% | 0% | 0% | 0% | 0 | 0 | 0 | 0 | 0 | 0 | 0
F6_Industrial_Agriculture_New_Process_Natural Gas_Steam System Efficiency Improvements_A_Technical Potential | F6 | Industrial | Agriculture | New | Process | Natural Gas | Steam System Efficiency Improvements | A | Standalone Impact on Baseline Winter Peak (%) | Technical Potential | 0% | 0% | 0% | 0% | 0% | 0% | 0% | 0% | 0% | 0% | 0% | 0% | 0% | 0% | 0% | 0% | 0% | 0% | 0% | 0% | 0% | 0% | 0% | 0% | 0 | 0 | 0 | 0 | 0 | 0 | 0
F7_Industrial_Agriculture_New_Process_Natural Gas_Steam System Efficiency Improvements_A_Technical Potential | F7 | Industrial | Agriculture | New | Process | Natural Gas | Steam System Efficiency Improvements | A | Incremental Energy Savings (MWh or mTherms) | Technical Potential | 0 | 0 | 0 | 0 | 0 | 0.00021203 | 0.00050212 | 0.0010305 | 0.0019009 | 0.0032264 | 0.00511 | 0.0076079 | 0.010712 | 0.014297 | 0.018075 | 0.021649 | 0.024474 | 0.026026 | 0.025894 | 0.023951 | 0.021649 | 0.024474 | 0.026026 | 0.025894 | 0.023951 | 0.021649 | 0.024474 | 0.026026 | 0.025894 | 0.023951 | 0.021649
F8_Industrial_Agriculture_New_Process_Natural Gas_Steam System Efficiency Improvements_A_Technical Potential | F8 | Industrial | Agriculture | New | Process | Natural Gas | Steam System Efficiency Improvements | A | Incremental Summer Peak Savings (MW) | Technical Potential | 0 | 0 | 0 | 0 | 0 | 0 | 0 | 0 | 0 | 0 | 0 | 0 | 0 | 0 | 0 | 0 | 0 | 0 | 0 | 0 | 0 | 0 | 0 | 0 | 0 | 0 | 0 | 0 | 0 | 0 | 0
F9_Industrial_Agriculture_New_Process_Natural Gas_Steam System Efficiency Improvements_A_Technical Potential | F9 | Industrial | Agriculture | New | Process | Natural Gas | Steam System Efficiency Improvements | A | Incremental Winter Peak Savings (MW) | Technical Potential | 0 | 0 | 0 | 0 | 0 | 0 | 0 | 0 | 0 | 0 | 0 | 0 | 0 | 0 | 0 | 0 | 0 | 0 | 0 | 0 | 0 | 0 | 0 | 0 | 0 | 0 | 0 | 0 | 0 | 0 | 0
F10_Industrial_Agriculture_New_Process_Natural Gas_Steam System Efficiency Improvements_A_Technical Potential | F10 | Industrial | Agriculture | New | Process | Natural Gas | Steam System Efficiency Improvements | A | Cumulative Energy Savings (MWh or mTherms) | Technical Potential | 0 | 0 | 0 | 0 | 0 | 0.00021203 | 0.00071415 | 0.0017446 | 0.0036455 | 0.0068719 | 0.01177 | 0.018876 | 0.028557 | 0.040953 | 0.055802 | 0.072341 | 0.089207 | 0.10452 | 0.11612 | 0.12199 | 0.12199 | 0.12199 | 0.12199 | 0.12199 | 0.12199 | 0.12199 | 0.12199 | 0.12199 | 0.12199 | 0.12199 | 0.12199
F11_Industrial_Agriculture_New_Process_Natural Gas_Steam System Efficiency Improvements_A_Technical Potential | F11 | Industrial | Agriculture | New | Process | Natural Gas | Steam System Efficiency Improvements | A | Cumulative Summer Peak Savings (MW) | Technical Potential | 0 | 0 | 0 | 0 | 0 | 0 | 0 | 0 | 0 | 0 | 0 | 0 | 0 | 0 | 0 | 0 | 0 | 0 | 0 | 0 | 0 | 0 | 0 | 0 | 0 | 0 | 0 | 0 | 0 | 0 | 0
F12_Industrial_Agriculture_New_Process_Natural Gas_Steam System Efficiency Improvements_A_Technical Potential | F12 | Industrial | Agriculture | New | Process | Natural Gas | Steam System Efficiency Improvements | A | Cumulative Winter Peak Savings (MW) | Technical Potential | 0 | 0 | 0 | 0 | 0 | 0 | 0 | 0 | 0 | 0 | 0 | 0 | 0 | 0 | 0 | 0 | 0 | 0 | 0 | 0 | 0 | 0 | 0 | 0 | 0 | 0 | 0 | 0 | 0 | 0 | 0
F13_Industrial_Agriculture_New_Process_Natural Gas_Steam System Efficiency Improvements_A_Technical Potential | F13 | Industrial | Agriculture | New | Process | Natural Gas | Steam System Efficiency Improvements | A | Purchases (Incremental) | Technical Potential | 0 | 0 | 0 | 0 | 0 | 1.1403 | 2.7004 | 5.5419 | 10.2228 | 17.3518 | 27.4816 | 40.9149 | 57.6072 | 76.8869 | 97.2094 | 116.4298 | 131.6219 | 139.9673 | 139.2548 | 128.8077 | 116.4298 | 131.6219 | 139.9673 | 139.2548 | 128.8077 | 116.4298 | 131.6219 | 139.9673 | 139.2548 | 128.8077 | 116.4298
F14_Industrial_Agriculture_New_Process_Natural Gas_Steam System Efficiency Improvements_A_Technical Potential | F14 | Industrial | Agriculture | New | Process | Natural Gas | Steam System Efficiency Improvements | A | Purchases (Cumulative) | Technical Potential | 0 | 0 | 0 | 0 | 0 | 1.1403 | 3.8407 | 9.3825 | 19.6053 | 36.9571 | 63.2985 | 101.513 | 153.5783 | 220.2423 | 300.1 | 389.0481 | 479.7551 | 562.1153 | 624.4832 | 656.0815 | 656.0815 | 656.0815 | 656.0815 | 656.0815 | 656.0815 | 656.0815 | 656.0815 | 656.0815 | 656.0815 | 656.0815 | 656.0815
F1_Industrial_Agriculture_New_Space Heating_Natural Gas_Strategic Energy Management_A_Technical Potential | F1 | Industrial | Agriculture | New | Space Heating | Natural Gas | Strategic Energy Management | A | Original Unit Energy Savings (kWh or therms) | Technical Potential | 0 | 0 | 0 | 0 | 0 | 3.8448 | 3.7952 | 3.7589 | 3.7314 | 3.7097 | 3.6922 | 3.6716 | 3.6501 | 3.6288 | 3.6082 | 3.5921 | 3.5794 | 3.5692 | 3.5532 | 3.5414 | 3.5329 | 3.5263 | 3.5263 | 3.5263 | 3.5263 | 3.5263 | 3.5263 | 3.5263 | 0 | 0 | 0
F2_Industrial_Agriculture_New_Space Heating_Natural Gas_Strategic Energy Management_A_Technical Potential | F2 | Industrial | Agriculture | New | Space Heating | Natural Gas | Strategic Energy Management | A | Original Unit Summer Peak Savings (kW) | Technical Potential | 0 | 0 | 0 | 0 | 0 | 0 | 0 | 0 | 0 | 0 | 0 | 0 | 0 | 0 | 0 | 0 | 0 | 0 | 0 | 0 | 0 | 0 | 0 | 0 | 0 | 0 | 0 | 0 | 0 | 0 | 0
F3_Industrial_Agriculture_New_Space Heating_Natural Gas_Strategic Energy Management_A_Technical Potential | F3 | Industrial | Agriculture | New | Space Heating | Natural Gas | Strategic Energy Management | A | Original Unit Winter Peak Savings (kW) | Technical Potential | 0 | 0 | 0 | 0 | 0 | 0 | 0 | 0 | 0 | 0 | 0 | 0 | 0 | 0 | 0 | 0 | 0 | 0 | 0 | 0 | 0 | 0 | 0 | 0 | 0 | 0 | 0 | 0 | 0 | 0 | 0
F4_Industrial_Agriculture_New_Space Heating_Natural Gas_Strategic Energy Management_A_Technical Potential | F4 | Industrial | Agriculture | New | Space Heating | Natural Gas | Strategic Energy Management | A | Standalone Impact on Baseline Energy (%) | Technical Potential | 0% | 0% | 0% | 0% | 0% | 0.08001% | 0.1476% | 0.2077% | 0.2631% | 0.3153% | 0.3235% | 0.3305% | 0.3363% | 0.3412% | 0.3457% | 0.3493% | 0.3526% | 0.3554% | 0.3579% | 0.3602% | 0.3622% | 0.364% | 0.3657% | 0.3672% | 0.0036862 | 0.0035477 | 0.0034196 | 0.0033008 | 0 | 0 | 0
F5_Industrial_Agriculture_New_Space Heating_Natural Gas_Strategic Energy Management_A_Technical Potential | F5 | Industrial | Agriculture | New | Space Heating | Natural Gas | Strategic Energy Management | A | Standalone Impact on Baseline Summer Peak (%) | Technical Potential | 0% | 0% | 0% | 0% | 0% | 0% | 0% | 0% | 0% | 0% | 0% | 0% | 0% | 0% | 0% | 0% | 0% | 0% | 0% | 0% | 0% | 0% | 0% | 0% | 0 | 0 | 0 | 0 | 0 | 0 | 0
F6_Industrial_Agriculture_New_Space Heating_Natural Gas_Strategic Energy Management_A_Technical Potential | F6 | Industrial | Agriculture | New | Space Heating | Natural Gas | Strategic Energy Management | A | Standalone Impact on Baseline Winter Peak (%) | Technical Potential | 0% | 0% | 0% | 0% | 0% | 0% | 0% | 0% | 0% | 0% | 0% | 0% | 0% | 0% | 0% | 0% | 0% | 0% | 0% | 0% | 0% | 0% | 0% | 0% | 0 | 0 | 0 | 0 | 0 | 0 | 0
F7_Industrial_Agriculture_New_Space Heating_Natural Gas_Strategic Energy Management_A_Technical Potential | F7 | Industrial | Agriculture | New | Space Heating | Natural Gas | Strategic Energy Management | A | Incremental Energy Savings (MWh or mTherms) | Technical Potential | 0 | 0 | 0 | 0 | 0 | 0.0075901 | 0.0088761 | 0.010161 | 0.011439 | 0.012717 | 0.013997 | 0.015234 | 0.016449 | 0.017646 | 0.018812 | 0.019993 | 0.021171 | 0.022356 | 0.023489 | 0.02463 | 0.025787 | 0.026948 | 0.028153 | 0.029354 | 0.03055 | 0.025739 | 0.026948 | 0.028153 | 0 | 0 | 0
F8_Industrial_Agriculture_New_Space Heating_Natural Gas_Strategic Energy Management_A_Technical Potential | F8 | Industrial | Agriculture | New | Space Heating | Natural Gas | Strategic Energy Management | A | Incremental Summer Peak Savings (MW) | Technical Potential | 0 | 0 | 0 | 0 | 0 | 0 | 0 | 0 | 0 | 0 | 0 | 0 | 0 | 0 | 0 | 0 | 0 | 0 | 0 | 0 | 0 | 0 | 0 | 0 | 0 | 0 | 0 | 0 | 0 | 0 | 0
F9_Industrial_Agriculture_New_Space Heating_Natural Gas_Strategic Energy Management_A_Technical Potential | F9 | Industrial | Agriculture | New | Space Heating | Natural Gas | Strategic Energy Management | A | Incremental Winter Peak Savings (MW) | Technical Potential | 0 | 0 | 0 | 0 | 0 | 0 | 0 | 0 | 0 | 0 | 0 | 0 | 0 | 0 | 0 | 0 | 0 | 0 | 0 | 0 | 0 | 0 | 0 | 0 | 0 | 0 | 0 | 0 | 0 | 0 | 0
F10_Industrial_Agriculture_New_Space Heating_Natural Gas_Strategic Energy Management_A_Technical Potential | F10 | Industrial | Agriculture | New | Space Heating | Natural Gas | Strategic Energy Management | A | Cumulative Energy Savings (MWh or mTherms) | Technical Potential | 0 | 0 | 0 | 0 | 0 | 0.0075901 | 0.016368 | 0.026373 | 0.037619 | 0.050118 | 0.056588 | 0.062921 | 0.069133 | 0.075252 | 0.081268 | 0.08728 | 0.093291 | 0.099299 | 0.10506 | 0.11088 | 0.11674 | 0.12261 | 0.12868 | 0.13472 | 0.14074 | 0.14074 | 0.14074 | 0.14074 | 0 | 0 | 0
F11_Industrial_Agriculture_New_Space Heating_Natural Gas_Strategic Energy Management_A_Technical Potential | F11 | Industrial | Agriculture | New | Space Heating | Natural Gas | Strategic Energy Management | A | Cumulative Summer Peak Savings (MW) | Technical Potential | 0 | 0 | 0 | 0 | 0 | 0 | 0 | 0 | 0 | 0 | 0 | 0 | 0 | 0 | 0 | 0 | 0 | 0 | 0 | 0 | 0 | 0 | 0 | 0 | 0 | 0 | 0 | 0 | 0 | 0 | 0
F12_Industrial_Agriculture_New_Space Heating_Natural Gas_Strategic Energy Management_A_Technical Potential | F12 | Industrial | Agriculture | New | Space Heating | Natural Gas | Strategic Energy Management | A | Cumulative Winter Peak Savings (MW) | Technical Potential | 0 | 0 | 0 | 0 | 0 | 0 | 0 | 0 | 0 | 0 | 0 | 0 | 0 | 0 | 0 | 0 | 0 | 0 | 0 | 0 | 0 | 0 | 0 | 0 | 0 | 0 | 0 | 0 | 0 | 0 | 0
F13_Industrial_Agriculture_New_Space Heating_Natural Gas_Strategic Energy Management_A_Technical Potential | F13 | Industrial | Agriculture | New | Space Heating | Natural Gas | Strategic Energy Management | A | Purchases (Incremental) | Technical Potential | 0 | 0 | 0 | 0 | 0 | 1.9741 | 2.3388 | 2.7033 | 3.0656 | 3.4281 | 3.7909 | 4.1491 | 4.5064 | 4.8629 | 5.2137 | 5.5659 | 5.9147 | 6.2636 | 6.6107 | 6.9547 | 7.2992 | 7.6422 | 7.9838 | 8.3243 | 8.6635 | 7.2992 | 7.6422 | 7.9838 | 8.3243 | 8.6635 | 7.2992
F14_Industrial_Agriculture_New_Space Heating_Natural Gas_Strategic Energy Management_A_Technical Potential | F14 | Industrial | Agriculture | New | Space Heating | Natural Gas | Strategic Energy Management | A | Purchases (Cumulative) | Technical Potential | 0 | 0 | 0 | 0 | 0 | 1.9741 | 4.3129 | 7.0162 | 10.0818 | 13.5099 | 15.3267 | 17.137 | 18.9401 | 20.7374 | 22.523 | 24.298 | 26.0636 | 27.8209 | 29.5687 | 31.3097 | 33.043 | 34.7704 | 36.4907 | 38.2042 | 39.913 | 39.913 | 39.913 | 39.913 | 39.913 | 39.913 | 39.913
F1_Industrial_Agriculture_New_Process_Natural Gas_Strategic Energy Management_A_Technical Potential | F1 | Industrial | Agriculture | New | Process | Natural Gas | Strategic Energy Management | A | Original Unit Energy Savings (kWh or therms) | Technical Potential | 0 | 0 | 0 | 0 | 0 | 1.4066 | 1.4066 | 1.4066 | 1.4066 | 1.4066 | 1.4066 | 1.4066 | 1.4066 | 1.4066 | 1.4066 | 1.4066 | 1.4066 | 1.4066 | 1.4066 | 1.4066 | 1.4066 | 1.4066 | 1.4066 | 1.4066 | 1.4066 | 1.4066 | 1.4066 | 1.4066 | 0 | 0 | 0
F2_Industrial_Agriculture_New_Process_Natural Gas_Strategic Energy Management_A_Technical Potential | F2 | Industrial | Agriculture | New | Process | Natural Gas | Strategic Energy Management | A | Original Unit Summer Peak Savings (kW) | Technical Potential | 0 | 0 | 0 | 0 | 0 | 0 | 0 | 0 | 0 | 0 | 0 | 0 | 0 | 0 | 0 | 0 | 0 | 0 | 0 | 0 | 0 | 0 | 0 | 0 | 0 | 0 | 0 | 0 | 0 | 0 | 0
F3_Industrial_Agriculture_New_Process_Natural Gas_Strategic Energy Management_A_Technical Potential | F3 | Industrial | Agriculture | New | Process | Natural Gas | Strategic Energy Management | A | Original Unit Winter Peak Savings (kW) | Technical Potential | 0 | 0 | 0 | 0 | 0 | 0 | 0 | 0 | 0 | 0 | 0 | 0 | 0 | 0 | 0 | 0 | 0 | 0 | 0 | 0 | 0 | 0 | 0 | 0 | 0 | 0 | 0 | 0 | 0 | 0 | 0
F4_Industrial_Agriculture_New_Process_Natural Gas_Strategic Energy Management_A_Technical Potential | F4 | Industrial | Agriculture | New | Process | Natural Gas | Strategic Energy Management | A | Standalone Impact on Baseline Energy (%) | Technical Potential | 0% | 0% | 0% | 0% | 0% | 0.09675% | 0.1784% | 0.2511% | 0.3182% | 0.3813% | 0.3912% | 0.3996% | 0.4066% | 0.4126% | 0.418% | 0.4224% | 0.4263% | 0.4297% | 0.4327% | 0.4356% | 0.438% | 0.4402% | 0.4422% | 0.444% | 0.0044573 | 0.0042898 | 0.0041349 | 0.0039912 | 0 | 0 | 0
F5_Industrial_Agriculture_New_Process_Natural Gas_Strategic Energy Management_A_Technical Potential | F5 | Industrial | Agriculture | New | Process | Natural Gas | Strategic Energy Management | A | Standalone Impact on Baseline Summer Peak (%) | Technical Potential | 0% | 0% | 0% | 0% | 0% | 0% | 0% | 0% | 0% | 0% | 0% | 0% | 0% | 0% | 0% | 0% | 0% | 0% | 0% | 0% | 0% | 0% | 0% | 0% | 0 | 0 | 0 | 0 | 0 | 0 | 0
F6_Industrial_Agriculture_New_Process_Natural Gas_Strategic Energy Management_A_Technical Potential | F6 | Industrial | Agriculture | New | Process | Natural Gas | Strategic Energy Management | A | Standalone Impact on Baseline Winter Peak (%) | Technical Potential | 0% | 0% | 0% | 0% | 0% | 0% | 0% | 0% | 0% | 0% | 0% | 0% | 0% | 0% | 0% | 0% | 0% | 0% | 0% | 0% | 0% | 0% | 0% | 0% | 0 | 0 | 0 | 0 | 0 | 0 | 0
F7_Industrial_Agriculture_New_Process_Natural Gas_Strategic Energy Management_A_Technical Potential | F7 | Industrial | Agriculture | New | Process | Natural Gas | Strategic Energy Management | A | Incremental Energy Savings (MWh or mTherms) | Technical Potential | 0 | 0 | 0 | 0 | 0 | 0.18763 | 0.22229 | 0.25693 | 0.29137 | 0.32583 | 0.36031 | 0.39436 | 0.42831 | 0.46219 | 0.49554 | 0.52901 | 0.56217 | 0.59533 | 0.62832 | 0.66102 | 0.69375 | 0.72635 | 0.75883 | 0.79118 | 0.82343 | 0.69375 | 0.72635 | 0.75883 | 0 | 0 | 0
F8_Industrial_Agriculture_New_Process_Natural Gas_Strategic Energy Management_A_Technical Potential | F8 | Industrial | Agriculture | New | Process | Natural Gas | Strategic Energy Management | A | Incremental Summer Peak Savings (MW) | Technical Potential | 0 | 0 | 0 | 0 | 0 | 0 | 0 | 0 | 0 | 0 | 0 | 0 | 0 | 0 | 0 | 0 | 0 | 0 | 0 | 0 | 0 | 0 | 0 | 0 | 0 | 0 | 0 | 0 | 0 | 0 | 0
F9_Industrial_Agriculture_New_Process_Natural Gas_Strategic Energy Management_A_Technical Potential | F9 | Industrial | Agriculture | New | Process | Natural Gas | Strategic Energy Management | A | Incremental Winter Peak Savings (MW) | Technical Potential | 0 | 0 | 0 | 0 | 0 | 0 | 0 | 0 | 0 | 0 | 0 | 0 | 0 | 0 | 0 | 0 | 0 | 0 | 0 | 0 | 0 | 0 | 0 | 0 | 0 | 0 | 0 | 0 | 0 | 0 | 0
F10_Industrial_Agriculture_New_Process_Natural Gas_Strategic Energy Management_A_Technical Potential | F10 | Industrial | Agriculture | New | Process | Natural Gas | Strategic Energy Management | A | Cumulative Energy Savings (MWh or mTherms) | Technical Potential | 0 | 0 | 0 | 0 | 0 | 0.18763 | 0.40992 | 0.66685 | 0.95822 | 1.284 | 1.4567 | 1.6288 | 1.8002 | 1.971 | 2.1407 | 2.3094 | 2.4772 | 2.6442 | 2.8104 | 2.9758 | 3.1406 | 3.3048 | 3.4683 | 3.6311 | 3.7935 | 3.7935 | 3.7935 | 3.7935 | 0 | 0 | 0
F11_Industrial_Agriculture_New_Process_Natural Gas_Strategic Energy Management_A_Technical Potential | F11 | Industrial | Agriculture | New | Process | Natural Gas | Strategic Energy Management | A | Cumulative Summer Peak Savings (MW) | Technical Potential | 0 | 0 | 0 | 0 | 0 | 0 | 0 | 0 | 0 | 0 | 0 | 0 | 0 | 0 | 0 | 0 | 0 | 0 | 0 | 0 | 0 | 0 | 0 | 0 | 0 | 0 | 0 | 0 | 0 | 0 | 0
F12_Industrial_Agriculture_New_Process_Natural Gas_Strategic Energy Management_A_Technical Potential | F12 | Industrial | Agriculture | New | Process | Natural Gas | Strategic Energy Management | A | Cumulative Winter Peak Savings (MW) | Technical Potential | 0 | 0 | 0 | 0 | 0 | 0 | 0 | 0 | 0 | 0 | 0 | 0 | 0 | 0 | 0 | 0 | 0 | 0 | 0 | 0 | 0 | 0 | 0 | 0 | 0 | 0 | 0 | 0 | 0 | 0 | 0
F13_Industrial_Agriculture_New_Process_Natural Gas_Strategic Energy Management_A_Technical Potential | F13 | Industrial | Agriculture | New | Process | Natural Gas | Strategic Energy Management | A | Purchases (Incremental) | Technical Potential | 0 | 0 | 0 | 0 | 0 | 133.3968 | 158.0388 | 182.6673 | 207.1506 | 231.6471 | 256.1638 | 280.3692 | 304.5085 | 328.5987 | 352.3064 | 376.1046 | 399.6759 | 423.2502 | 446.7059 | 469.9523 | 493.2263 | 516.4041 | 539.4917 | 562.4952 | 585.4205 | 493.2263 | 516.4041 | 539.4917 | 562.4952 | 585.4205 | 493.2263
F14_Industrial_Agriculture_New_Process_Natural Gas_Strategic Energy Management_A_Technical Potential | F14 | Industrial | Agriculture | New | Process | Natural Gas | Strategic Energy Management | A | Purchases (Cumulative) | Technical Potential | 0 | 0 | 0 | 0 | 0 | 133.3968 | 291.4357 | 474.103 | 681.2536 | 912.9006 | 1035.6676 | 1157.9979 | 1279.8391 | 1401.2872 | 1521.9465 | 1641.8873 | 1761.194 | 1879.9358 | 1998.043 | 2115.6889 | 2232.8106 | 2349.5388 | 2465.7803 | 2581.5696 | 2697.0377 | 2697.0377 | 2697.0377 | 2697.0377 | 2697.0377 | 2697.0377 | 2697.0377
F1_Industrial_Agriculture_New_Miscellaneous_Natural Gas_Strategic Energy Management_A_Technical Potential | F1 | Industrial | Agriculture | New | Miscellaneous | Natural Gas | Strategic Energy Management | A | Original Unit Energy Savings (kWh or therms) | Technical Potential | 0 | 0 | 0 | 0 | 0 | 0.89787 | 0.89787 | 0.89787 | 0.89787 | 0.89787 | 0.89787 | 0.89787 | 0.89787 | 0.89787 | 0.89787 | 0.89787 | 0.89787 | 0.89787 | 0.89787 | 0.89787 | 0.89787 | 0.89787 | 0.89787 | 0.89787 | 0.89787 | 0.89787 | 0.89787 | 0.89787 | 0 | 0 | 0
F2_Industrial_Agriculture_New_Miscellaneous_Natural Gas_Strategic Energy Management_A_Technical Potential | F2 | Industrial | Agriculture | New | Miscellaneous | Natural Gas | Strategic Energy Management | A | Original Unit Summer Peak Savings (kW) | Technical Potential | 0 | 0 | 0 | 0 | 0 | 0 | 0 | 0 | 0 | 0 | 0 | 0 | 0 | 0 | 0 | 0 | 0 | 0 | 0 | 0 | 0 | 0 | 0 | 0 | 0 | 0 | 0 | 0 | 0 | 0 | 0
F3_Industrial_Agriculture_New_Miscellaneous_Natural Gas_Strategic Energy Management_A_Technical Potential | F3 | Industrial | Agriculture | New | Miscellaneous | Natural Gas | Strategic Energy Management | A | Original Unit Winter Peak Savings (kW) | Technical Potential | 0 | 0 | 0 | 0 | 0 | 0 | 0 | 0 | 0 | 0 | 0 | 0 | 0 | 0 | 0 | 0 | 0 | 0 | 0 | 0 | 0 | 0 | 0 | 0 | 0 | 0 | 0 | 0 | 0 | 0 | 0
F4_Industrial_Agriculture_New_Miscellaneous_Natural Gas_Strategic Energy Management_A_Technical Potential | F4 | Industrial | Agriculture | New | Miscellaneous | Natural Gas | Strategic Energy Management | A | Standalone Impact on Baseline Energy (%) | Technical Potential | 0% | 0% | 0% | 0% | 0% | 0.09675% | 0.1784% | 0.2511% | 0.3182% | 0.3813% | 0.3912% | 0.3996% | 0.4066% | 0.4126% | 0.418% | 0.4224% | 0.4263% | 0.4297% | 0.4327% | 0.4356% | 0.438% | 0.4402% | 0.4422% | 0.444% | 0.0044573 | 0.0042898 | 0.0041349 | 0.0039912 | 0 | 0 | 0
F5_Industrial_Agriculture_New_Miscellaneous_Natural Gas_Strategic Energy Management_A_Technical Potential | F5 | Industrial | Agriculture | New | Miscellaneous | Natural Gas | Strategic Energy Management | A | Standalone Impact on Baseline Summer Peak (%) | Technical Potential | 0% | 0% | 0% | 0% | 0% | 0% | 0% | 0% | 0% | 0% | 0% | 0% | 0% | 0% | 0% | 0% | 0% | 0% | 0% | 0% | 0% | 0% | 0% | 0% | 0 | 0 | 0 | 0 | 0 | 0 | 0
F6_Industrial_Agriculture_New_Miscellaneous_Natural Gas_Strategic Energy Management_A_Technical Potential | F6 | Industrial | Agriculture | New | Miscellaneous | Natural Gas | Strategic Energy Management | A | Standalone Impact on Baseline Winter Peak (%) | Technical Potential | 0% | 0% | 0% | 0% | 0% | 0% | 0% | 0% | 0% | 0% | 0% | 0% | 0% | 0% | 0% | 0% | 0% | 0% | 0% | 0% | 0% | 0% | 0% | 0% | 0 | 0 | 0 | 0 | 0 | 0 | 0
F7_Industrial_Agriculture_New_Miscellaneous_Natural Gas_Strategic Energy Management_A_Technical Potential | F7 | Industrial | Agriculture | New | Miscellaneous | Natural Gas | Strategic Energy Management | A | Incremental Energy Savings (MWh or mTherms) | Technical Potential | 0 | 0 | 0 | 0 | 0 | 0.029943 | 0.035475 | 0.041003 | 0.046499 | 0.051997 | 0.0575 | 0.062934 | 0.068352 | 0.07376 | 0.079081 | 0.084423 | 0.089714 | 0.095006 | 0.10027 | 0.10549 | 0.11071 | 0.11592 | 0.1211 | 0.12626 | 0.13141 | 0.11071 | 0.11592 | 0.1211 | 0 | 0 | 0
F8_Industrial_Agriculture_New_Miscellaneous_Natural Gas_Strategic Energy Management_A_Technical Potential | F8 | Industrial | Agriculture | New | Miscellaneous | Natural Gas | Strategic Energy Management | A | Incremental Summer Peak Savings (MW) | Technical Potential | 0 | 0 | 0 | 0 | 0 | 0 | 0 | 0 | 0 | 0 | 0 | 0 | 0 | 0 | 0 | 0 | 0 | 0 | 0 | 0 | 0 | 0 | 0 | 0 | 0 | 0 | 0 | 0 | 0 | 0 | 0
F9_Industrial_Agriculture_New_Miscellaneous_Natural Gas_Strategic Energy Management_A_Technical Potential | F9 | Industrial | Agriculture | New | Miscellaneous | Natural Gas | Strategic Energy Management | A | Incremental Winter Peak Savings (MW) | Technical Potential | 0 | 0 | 0 | 0 | 0 | 0 | 0 | 0 | 0 | 0 | 0 | 0 | 0 | 0 | 0 | 0 | 0 | 0 | 0 | 0 | 0 | 0 | 0 | 0 | 0 | 0 | 0 | 0 | 0 | 0 | 0
F10_Industrial_Agriculture_New_Miscellaneous_Natural Gas_Strategic Energy Management_A_Technical Potential | F10 | Industrial | Agriculture | New | Miscellaneous | Natural Gas | Strategic Energy Management | A | Cumulative Energy Savings (MWh or mTherms) | Technical Potential | 0 | 0 | 0 | 0 | 0 | 0.029943 | 0.065418 | 0.10642 | 0.15292 | 0.20492 | 0.23247 | 0.25993 | 0.28728 | 0.31454 | 0.34163 | 0.36855 | 0.39533 | 0.42198 | 0.4485 | 0.4749 | 0.50119 | 0.5274 | 0.55349 | 0.57948 | 0.6054 | 0.6054 | 0.6054 | 0.6054 | 0 | 0 | 0
F11_Industrial_Agriculture_New_Miscellaneous_Natural Gas_Strategic Energy Management_A_Technical Potential | F11 | Industrial | Agriculture | New | Miscellaneous | Natural Gas | Strategic Energy Management | A | Cumulative Summer Peak Savings (MW) | Technical Potential | 0 | 0 | 0 | 0 | 0 | 0 | 0 | 0 | 0 | 0 | 0 | 0 | 0 | 0 | 0 | 0 | 0 | 0 | 0 | 0 | 0 | 0 | 0 | 0 | 0 | 0 | 0 | 0 | 0 | 0 | 0
F12_Industrial_Agriculture_New_Miscellaneous_Natural Gas_Strategic Energy Management_A_Technical Potential | F12 | Industrial | Agriculture | New | Miscellaneous | Natural Gas | Strategic Energy Management | A | Cumulative Winter Peak Savings (MW) | Technical Potential | 0 | 0 | 0 | 0 | 0 | 0 | 0 | 0 | 0 | 0 | 0 | 0 | 0 | 0 | 0 | 0 | 0 | 0 | 0 | 0 | 0 | 0 | 0 | 0 | 0 | 0 | 0 | 0 | 0 | 0 | 0
F13_Industrial_Agriculture_New_Miscellaneous_Natural Gas_Strategic Energy Management_A_Technical Potential | F13 | Industrial | Agriculture | New | Miscellaneous | Natural Gas | Strategic Energy Management | A | Purchases (Incremental) | Technical Potential | 0 | 0 | 0 | 0 | 0 | 33.3492 | 39.5097 | 45.6668 | 51.7876 | 57.9118 | 64.0409 | 70.0923 | 76.1271 | 82.1497 | 88.0766 | 94.0262 | 99.919 | 105.8126 | 111.6765 | 117.4881 | 123.3066 | 129.101 | 134.8729 | 140.6238 | 146.3551 | 123.3066 | 129.101 | 134.8729 | 140.6238 | 146.3551 | 123.3066
F14_Industrial_Agriculture_New_Miscellaneous_Natural Gas_Strategic Energy Management_A_Technical Potential | F14 | Industrial | Agriculture | New | Miscellaneous | Natural Gas | Strategic Energy Management | A | Purchases (Cumulative) | Technical Potential | 0 | 0 | 0 | 0 | 0 | 33.3492 | 72.8589 | 118.5257 | 170.3134 | 228.2252 | 258.9169 | 289.4995 | 319.9598 | 350.3218 | 380.4866 | 410.4718 | 440.2985 | 469.9839 | 499.5107 | 528.9222 | 558.2027 | 587.3847 | 616.4451 | 645.3924 | 674.2594 | 674.2594 | 674.2594 | 674.2594 | 674.2594 | 674.2594 | 674.2594
F1_Industrial_Agriculture_New_Space Heating_Natural Gas_Commissioning_A_Technical Potential | F1 | Industrial | Agriculture | New | Space Heating | Natural Gas | Commissioning | A | Original Unit Energy Savings (kWh or therms) | Technical Potential | 0 | 0 | 0 | 0 | 0 | 3.5474 | 3.5015 | 3.4681 | 3.4427 | 3.4227 | 3.4065 | 3.3876 | 3.3677 | 3.3481 | 3.3291 | 3.3142 | 3.3024 | 3.2931 | 3.2783 | 3.2674 | 3.2596 | 3.2535 | 3.2535 | 3.2535 | 3.2535 | 3.2535 | 3.2535 | 3.2535 | 0 | 0 | 0
F2_Industrial_Agriculture_New_Space Heating_Natural Gas_Commissioning_A_Technical Potential | F2 | Industrial | Agriculture | New | Space Heating | Natural Gas | Commissioning | A | Original Unit Summer Peak Savings (kW) | Technical Potential | 0 | 0 | 0 | 0 | 0 | 0 | 0 | 0 | 0 | 0 | 0 | 0 | 0 | 0 | 0 | 0 | 0 | 0 | 0 | 0 | 0 | 0 | 0 | 0 | 0 | 0 | 0 | 0 | 0 | 0 | 0
F3_Industrial_Agriculture_New_Space Heating_Natural Gas_Commissioning_A_Technical Potential | F3 | Industrial | Agriculture | New | Space Heating | Natural Gas | Commissioning | A | Original Unit Winter Peak Savings (kW) | Technical Potential | 0 | 0 | 0 | 0 | 0 | 0 | 0 | 0 | 0 | 0 | 0 | 0 | 0 | 0 | 0 | 0 | 0 | 0 | 0 | 0 | 0 | 0 | 0 | 0 | 0 | 0 | 0 | 0 | 0 | 0 | 0
F4_Industrial_Agriculture_New_Space Heating_Natural Gas_Commissioning_A_Technical Potential | F4 | Industrial | Agriculture | New | Space Heating | Natural Gas | Commissioning | A | Standalone Impact on Baseline Energy (%) | Technical Potential | 0% | 0% | 0% | 0% | 0% | 0% | 0% | 0% | 0% | 0% | 0% | 0% | 0% | 0% | 0% | 0% | 0% | 0% | 0% | 0% | 0% | 0% | 0% | 0% | 0 | 0 | 0 | 0 | 0 | 0 | 0
F5_Industrial_Agriculture_New_Space Heating_Natural Gas_Commissioning_A_Technical Potential | F5 | Industrial | Agriculture | New | Space Heating | Natural Gas | Commissioning | A | Standalone Impact on Baseline Summer Peak (%) | Technical Potential | 0% | 0% | 0% | 0% | 0% | 0% | 0% | 0% | 0% | 0% | 0% | 0% | 0% | 0% | 0% | 0% | 0% | 0% | 0% | 0% | 0% | 0% | 0% | 0% | 0 | 0 | 0 | 0 | 0 | 0 | 0
F6_Industrial_Agriculture_New_Space Heating_Natural Gas_Commissioning_A_Technical Potential | F6 | Industrial | Agriculture | New | Space Heating | Natural Gas | Commissioning | A | Standalone Impact on Baseline Winter Peak (%) | Technical Potential | 0% | 0% | 0% | 0% | 0% | 0% | 0% | 0% | 0% | 0% | 0% | 0% | 0% | 0% | 0% | 0% | 0% | 0% | 0% | 0% | 0% | 0% | 0% | 0% | 0 | 0 | 0 | 0 | 0 | 0 | 0
F7_Industrial_Agriculture_New_Space Heating_Natural Gas_Commissioning_A_Technical Potential | F7 | Industrial | Agriculture | New | Space Heating | Natural Gas | Commissioning | A | Incremental Energy Savings (MWh or mTherms) | Technical Potential | 0 | 0 | 0 | 0 | 0 | 0 | 0 | 0 | 0 | 0 | 0 | 0 | 0 | 0 | 0 | 0 | 0 | 0 | 0 | 0 | 0 | 0 | 0 | 0 | 0 | 0 | 0 | 0 | 0 | 0 | 0
F8_Industrial_Agriculture_New_Space Heating_Natural Gas_Commissioning_A_Technical Potential | F8 | Industrial | Agriculture | New | Space Heating | Natural Gas | Commissioning | A | Incremental Summer Peak Savings (MW) | Technical Potential | 0 | 0 | 0 | 0 | 0 | 0 | 0 | 0 | 0 | 0 | 0 | 0 | 0 | 0 | 0 | 0 | 0 | 0 | 0 | 0 | 0 | 0 | 0 | 0 | 0 | 0 | 0 | 0 | 0 | 0 | 0
F9_Industrial_Agriculture_New_Space Heating_Natural Gas_Commissioning_A_Technical Potential | F9 | Industrial | Agriculture | New | Space Heating | Natural Gas | Commissioning | A | Incremental Winter Peak Savings (MW) | Technical Potential | 0 | 0 | 0 | 0 | 0 | 0 | 0 | 0 | 0 | 0 | 0 | 0 | 0 | 0 | 0 | 0 | 0 | 0 | 0 | 0 | 0 | 0 | 0 | 0 | 0 | 0 | 0 | 0 | 0 | 0 | 0
F10_Industrial_Agriculture_New_Space Heating_Natural Gas_Commissioning_A_Technical Potential | F10 | Industrial | Agriculture | New | Space Heating | Natural Gas | Commissioning | A | Cumulative Energy Savings (MWh or mTherms) | Technical Potential | 0 | 0 | 0 | 0 | 0 | 0 | 0 | 0 | 0 | 0 | 0 | 0 | 0 | 0 | 0 | 0 | 0 | 0 | 0 | 0 | 0 | 0 | 0 | 0 | 0 | 0 | 0 | 0 | 0 | 0 | 0
F11_Industrial_Agriculture_New_Space Heating_Natural Gas_Commissioning_A_Technical Potential | F11 | Industrial | Agriculture | New | Space Heating | Natural Gas | Commissioning | A | Cumulative Summer Peak Savings (MW) | Technical Potential | 0 | 0 | 0 | 0 | 0 | 0 | 0 | 0 | 0 | 0 | 0 | 0 | 0 | 0 | 0 | 0 | 0 | 0 | 0 | 0 | 0 | 0 | 0 | 0 | 0 | 0 | 0 | 0 | 0 | 0 | 0
F12_Industrial_Agriculture_New_Space Heating_Natural Gas_Commissioning_A_Technical Potential | F12 | Industrial | Agriculture | New | Space Heating | Natural Gas | Commissioning | A | Cumulative Winter Peak Savings (MW) | Technical Potential | 0 | 0 | 0 | 0 | 0 | 0 | 0 | 0 | 0 | 0 | 0 | 0 | 0 | 0 | 0 | 0 | 0 | 0 | 0 | 0 | 0 | 0 | 0 | 0 | 0 | 0 | 0 | 0 | 0 | 0 | 0
F13_Industrial_Agriculture_New_Space Heating_Natural Gas_Commissioning_A_Technical Potential | F13 | Industrial | Agriculture | New | Space Heating | Natural Gas | Commissioning | A | Purchases (Incremental) | Technical Potential | 0 | 0 | 0 | 0 | 0 | 0 | 0 | 0 | 0 | 0 | 0 | 0 | 0 | 0 | 0 | 0 | 0 | 0 | 0 | 0 | 0 | 0 | 0 | 0 | 0 | 0 | 0 | 0 | 0 | 0 | 0
F14_Industrial_Agriculture_New_Space Heating_Natural Gas_Commissioning_A_Technical Potential | F14 | Industrial | Agriculture | New | Space Heating | Natural Gas | Commissioning | A | Purchases (Cumulative) | Technical Potential | 0 | 0 | 0 | 0 | 0 | 0 | 0 | 0 | 0 | 0 | 0 | 0 | 0 | 0 | 0 | 0 | 0 | 0 | 0 | 0 | 0 | 0 | 0 | 0 | 0 | 0 | 0 | 0 | 0 | 0 | 0
F1_Industrial_Agriculture_New_Process_Natural Gas_Commissioning_A_Technical Potential | F1 | Industrial | Agriculture | New | Process | Natural Gas | Commissioning | A | Original Unit Energy Savings (kWh or therms) | Technical Potential | 0 | 0 | 0 | 0 | 0 | 7.8506 | 7.8506 | 7.8506 | 7.8506 | 7.8506 | 7.8506 | 7.8506 | 7.8506 | 7.8506 | 7.8506 | 7.8506 | 7.8506 | 7.8506 | 7.8506 | 7.8506 | 7.8506 | 7.8506 | 7.8506 | 7.8506 | 7.8506 | 7.8506 | 7.8506 | 7.8506 | 0 | 0 | 0
F2_Industrial_Agriculture_New_Process_Natural Gas_Commissioning_A_Technical Potential | F2 | Industrial | Agriculture | New | Process | Natural Gas | Commissioning | A | Original Unit Summer Peak Savings (kW) | Technical Potential | 0 | 0 | 0 | 0 | 0 | 0 | 0 | 0 | 0 | 0 | 0 | 0 | 0 | 0 | 0 | 0 | 0 | 0 | 0 | 0 | 0 | 0 | 0 | 0 | 0 | 0 | 0 | 0 | 0 | 0 | 0
F3_Industrial_Agriculture_New_Process_Natural Gas_Commissioning_A_Technical Potential | F3 | Industrial | Agriculture | New | Process | Natural Gas | Commissioning | A | Original Unit Winter Peak Savings (kW) | Technical Potential | 0 | 0 | 0 | 0 | 0 | 0 | 0 | 0 | 0 | 0 | 0 | 0 | 0 | 0 | 0 | 0 | 0 | 0 | 0 | 0 | 0 | 0 | 0 | 0 | 0 | 0 | 0 | 0 | 0 | 0 | 0
F4_Industrial_Agriculture_New_Process_Natural Gas_Commissioning_A_Technical Potential | F4 | Industrial | Agriculture | New | Process | Natural Gas | Commissioning | A | Standalone Impact on Baseline Energy (%) | Technical Potential | 0% | 0% | 0% | 0% | 0% | 0% | 0% | 0% | 0% | 0% | 0% | 0% | 0% | 0% | 0% | 0% | 0% | 0% | 0% | 0% | 0% | 0% | 0% | 0% | 0 | 0 | 0 | 0 | 0 | 0 | 0
F5_Industrial_Agriculture_New_Process_Natural Gas_Commissioning_A_Technical Potential | F5 | Industrial | Agriculture | New | Process | Natural Gas | Commissioning | A | Standalone Impact on Baseline Summer Peak (%) | Technical Potential | 0% | 0% | 0% | 0% | 0% | 0% | 0% | 0% | 0% | 0% | 0% | 0% | 0% | 0% | 0% | 0% | 0% | 0% | 0% | 0% | 0% | 0% | 0% | 0% | 0 | 0 | 0 | 0 | 0 | 0 | 0
F6_Industrial_Agriculture_New_Process_Natural Gas_Commissioning_A_Technical Potential | F6 | Industrial | Agriculture | New | Process | Natural Gas | Commissioning | A | Standalone Impact on Baseline Winter Peak (%) | Technical Potential | 0% | 0% | 0% | 0% | 0% | 0% | 0% | 0% | 0% | 0% | 0% | 0% | 0% | 0% | 0% | 0% | 0% | 0% | 0% | 0% | 0% | 0% | 0% | 0% | 0 | 0 | 0 | 0 | 0 | 0 | 0
F7_Industrial_Agriculture_New_Process_Natural Gas_Commissioning_A_Technical Potential | F7 | Industrial | Agriculture | New | Process | Natural Gas | Commissioning | A | Incremental Energy Savings (MWh or mTherms) | Technical Potential | 0 | 0 | 0 | 0 | 0 | 0 | 0 | 0 | 0 | 0 | 0 | 0 | 0 | 0 | 0 | 0 | 0 | 0 | 0 | 0 | 0 | 0 | 0 | 0 | 0 | 0 | 0 | 0 | 0 | 0 | 0
F8_Industrial_Agriculture_New_Process_Natural Gas_Commissioning_A_Technical Potential | F8 | Industrial | Agriculture | New | Process | Natural Gas | Commissioning | A | Incremental Summer Peak Savings (MW) | Technical Potential | 0 | 0 | 0 | 0 | 0 | 0 | 0 | 0 | 0 | 0 | 0 | 0 | 0 | 0 | 0 | 0 | 0 | 0 | 0 | 0 | 0 | 0 | 0 | 0 | 0 | 0 | 0 | 0 | 0 | 0 | 0
F9_Industrial_Agriculture_New_Process_Natural Gas_Commissioning_A_Technical Potential | F9 | Industrial | Agriculture | New | Process | Natural Gas | Commissioning | A | Incremental Winter Peak Savings (MW) | Technical Potential | 0 | 0 | 0 | 0 | 0 | 0 | 0 | 0 | 0 | 0 | 0 | 0 | 0 | 0 | 0 | 0 | 0 | 0 | 0 | 0 | 0 | 0 | 0 | 0 | 0 | 0 | 0 | 0 | 0 | 0 | 0
F10_Industrial_Agriculture_New_Process_Natural Gas_Commissioning_A_Technical Potential | F10 | Industrial | Agriculture | New | Process | Natural Gas | Commissioning | A | Cumulative Energy Savings (MWh or mTherms) | Technical Potential | 0 | 0 | 0 | 0 | 0 | 0 | 0 | 0 | 0 | 0 | 0 | 0 | 0 | 0 | 0 | 0 | 0 | 0 | 0 | 0 | 0 | 0 | 0 | 0 | 0 | 0 | 0 | 0 | 0 | 0 | 0
F11_Industrial_Agriculture_New_Process_Natural Gas_Commissioning_A_Technical Potential | F11 | Industrial | Agriculture | New | Process | Natural Gas | Commissioning | A | Cumulative Summer Peak Savings (MW) | Technical Potential | 0 | 0 | 0 | 0 | 0 | 0 | 0 | 0 | 0 | 0 | 0 | 0 | 0 | 0 | 0 | 0 | 0 | 0 | 0 | 0 | 0 | 0 | 0 | 0 | 0 | 0 | 0 | 0 | 0 | 0 | 0
F12_Industrial_Agriculture_New_Process_Natural Gas_Commissioning_A_Technical Potential | F12 | Industrial | Agriculture | New | Process | Natural Gas | Commissioning | A | Cumulative Winter Peak Savings (MW) | Technical Potential | 0 | 0 | 0 | 0 | 0 | 0 | 0 | 0 | 0 | 0 | 0 | 0 | 0 | 0 | 0 | 0 | 0 | 0 | 0 | 0 | 0 | 0 | 0 | 0 | 0 | 0 | 0 | 0 | 0 | 0 | 0
F13_Industrial_Agriculture_New_Process_Natural Gas_Commissioning_A_Technical Potential | F13 | Industrial | Agriculture | New | Process | Natural Gas | Commissioning | A | Purchases (Incremental) | Technical Potential | 0 | 0 | 0 | 0 | 0 | 0 | 0 | 0 | 0 | 0 | 0 | 0 | 0 | 0 | 0 | 0 | 0 | 0 | 0 | 0 | 0 | 0 | 0 | 0 | 0 | 0 | 0 | 0 | 0 | 0 | 0
F14_Industrial_Agriculture_New_Process_Natural Gas_Commissioning_A_Technical Potential | F14 | Industrial | Agriculture | New | Process | Natural Gas | Commissioning | A | Purchases (Cumulative) | Technical Potential | 0 | 0 | 0 | 0 | 0 | 0 | 0 | 0 | 0 | 0 | 0 | 0 | 0 | 0 | 0 | 0 | 0 | 0 | 0 | 0 | 0 | 0 | 0 | 0 | 0 | 0 | 0 | 0 | 0 | 0 | 0
F1_Industrial_Agriculture_New_Space Heating_Natural Gas_Retrocommissioning_A_Technical Potential | F1 | Industrial | Agriculture | New | Space Heating | Natural Gas | Retrocommissioning | A | Original Unit Energy Savings (kWh or therms) | Technical Potential | 0 | 0 | 0 | 0 | 0 | 0 | 0 | 0 | 0 | 0 | 0 | 0 | 0 | 0 | 0 | 0 | 0 | 0 | 0 | 0 | 0 | 0 | 0 | 0 | 0 | 0 | 0 | 0 | 0 | 0 | 0
F2_Industrial_Agriculture_New_Space Heating_Natural Gas_Retrocommissioning_A_Technical Potential | F2 | Industrial | Agriculture | New | Space Heating | Natural Gas | Retrocommissioning | A | Original Unit Summer Peak Savings (kW) | Technical Potential | 0 | 0 | 0 | 0 | 0 | 0 | 0 | 0 | 0 | 0 | 0 | 0 | 0 | 0 | 0 | 0 | 0 | 0 | 0 | 0 | 0 | 0 | 0 | 0 | 0 | 0 | 0 | 0 | 0 | 0 | 0
F3_Industrial_Agriculture_New_Space Heating_Natural Gas_Retrocommissioning_A_Technical Potential | F3 | Industrial | Agriculture | New | Space Heating | Natural Gas | Retrocommissioning | A | Original Unit Winter Peak Savings (kW) | Technical Potential | 0 | 0 | 0 | 0 | 0 | 0 | 0 | 0 | 0 | 0 | 0 | 0 | 0 | 0 | 0 | 0 | 0 | 0 | 0 | 0 | 0 | 0 | 0 | 0 | 0 | 0 | 0 | 0 | 0 | 0 | 0
F4_Industrial_Agriculture_New_Space Heating_Natural Gas_Retrocommissioning_A_Technical Potential | F4 | Industrial | Agriculture | New | Space Heating | Natural Gas | Retrocommissioning | A | Standalone Impact on Baseline Energy (%) | Technical Potential | 0% | 0% | 0% | 0% | 0% | 0% | 0% | 0% | 0% | 0% | 0% | 0% | 0% | 0% | 0% | 0% | 0% | 0% | 0% | 0% | 0% | 0% | 0% | 0% | 0 | 0 | 0 | 0 | 0 | 0 | 0
F5_Industrial_Agriculture_New_Space Heating_Natural Gas_Retrocommissioning_A_Technical Potential | F5 | Industrial | Agriculture | New | Space Heating | Natural Gas | Retrocommissioning | A | Standalone Impact on Baseline Summer Peak (%) | Technical Potential | 0% | 0% | 0% | 0% | 0% | 0% | 0% | 0% | 0% | 0% | 0% | 0% | 0% | 0% | 0% | 0% | 0% | 0% | 0% | 0% | 0% | 0% | 0% | 0% | 0 | 0 | 0 | 0 | 0 | 0 | 0
F6_Industrial_Agriculture_New_Space Heating_Natural Gas_Retrocommissioning_A_Technical Potential | F6 | Industrial | Agriculture | New | Space Heating | Natural Gas | Retrocommissioning | A | Standalone Impact on Baseline Winter Peak (%) | Technical Potential | 0% | 0% | 0% | 0% | 0% | 0% | 0% | 0% | 0% | 0% | 0% | 0% | 0% | 0% | 0% | 0% | 0% | 0% | 0% | 0% | 0% | 0% | 0% | 0% | 0 | 0 | 0 | 0 | 0 | 0 | 0
F7_Industrial_Agriculture_New_Space Heating_Natural Gas_Retrocommissioning_A_Technical Potential | F7 | Industrial | Agriculture | New | Space Heating | Natural Gas | Retrocommissioning | A | Incremental Energy Savings (MWh or mTherms) | Technical Potential | 0 | 0 | 0 | 0 | 0 | 0 | 0 | 0 | 0 | 0 | 0 | 0 | 0 | 0 | 0 | 0 | 0 | 0 | 0 | 0 | 0 | 0 | 0 | 0 | 0 | 0 | 0 | 0 | 0 | 0 | 0
F8_Industrial_Agriculture_New_Space Heating_Natural Gas_Retrocommissioning_A_Technical Potential | F8 | Industrial | Agriculture | New | Space Heating | Natural Gas | Retrocommissioning | A | Incremental Summer Peak Savings (MW) | Technical Potential | 0 | 0 | 0 | 0 | 0 | 0 | 0 | 0 | 0 | 0 | 0 | 0 | 0 | 0 | 0 | 0 | 0 | 0 | 0 | 0 | 0 | 0 | 0 | 0 | 0 | 0 | 0 | 0 | 0 | 0 | 0
F9_Industrial_Agriculture_New_Space Heating_Natural Gas_Retrocommissioning_A_Technical Potential | F9 | Industrial | Agriculture | New | Space Heating | Natural Gas | Retrocommissioning | A | Incremental Winter Peak Savings (MW) | Technical Potential | 0 | 0 | 0 | 0 | 0 | 0 | 0 | 0 | 0 | 0 | 0 | 0 | 0 | 0 | 0 | 0 | 0 | 0 | 0 | 0 | 0 | 0 | 0 | 0 | 0 | 0 | 0 | 0 | 0 | 0 | 0
F10_Industrial_Agriculture_New_Space Heating_Natural Gas_Retrocommissioning_A_Technical Potential | F10 | Industrial | Agriculture | New | Space Heating | Natural Gas | Retrocommissioning | A | Cumulative Energy Savings (MWh or mTherms) | Technical Potential | 0 | 0 | 0 | 0 | 0 | 0 | 0 | 0 | 0 | 0 | 0 | 0 | 0 | 0 | 0 | 0 | 0 | 0 | 0 | 0 | 0 | 0 | 0 | 0 | 0 | 0 | 0 | 0 | 0 | 0 | 0
F11_Industrial_Agriculture_New_Space Heating_Natural Gas_Retrocommissioning_A_Technical Potential | F11 | Industrial | Agriculture | New | Space Heating | Natural Gas | Retrocommissioning | A | Cumulative Summer Peak Savings (MW) | Technical Potential | 0 | 0 | 0 | 0 | 0 | 0 | 0 | 0 | 0 | 0 | 0 | 0 | 0 | 0 | 0 | 0 | 0 | 0 | 0 | 0 | 0 | 0 | 0 | 0 | 0 | 0 | 0 | 0 | 0 | 0 | 0
F12_Industrial_Agriculture_New_Space Heating_Natural Gas_Retrocommissioning_A_Technical Potential | F12 | Industrial | Agriculture | New | Space Heating | Natural Gas | Retrocommissioning | A | Cumulative Winter Peak Savings (MW) | Technical Potential | 0 | 0 | 0 | 0 | 0 | 0 | 0 | 0 | 0 | 0 | 0 | 0 | 0 | 0 | 0 | 0 | 0 | 0 | 0 | 0 | 0 | 0 | 0 | 0 | 0 | 0 | 0 | 0 | 0 | 0 | 0
F13_Industrial_Agriculture_New_Space Heating_Natural Gas_Retrocommissioning_A_Technical Potential | F13 | Industrial | Agriculture | New | Space Heating | Natural Gas | Retrocommissioning | A | Purchases (Incremental) | Technical Potential | 0 | 0 | 0 | 0 | 0 | 0 | 0 | 0 | 0 | 0 | 0 | 0 | 0 | 0 | 0 | 0 | 0 | 0 | 0 | 0 | 0 | 0 | 0 | 0 | 0 | 0 | 0 | 0 | 0 | 0 | 0
F14_Industrial_Agriculture_New_Space Heating_Natural Gas_Retrocommissioning_A_Technical Potential | F14 | Industrial | Agriculture | New | Space Heating | Natural Gas | Retrocommissioning | A | Purchases (Cumulative) | Technical Potential | 0 | 0 | 0 | 0 | 0 | 0 | 0 | 0 | 0 | 0 | 0 | 0 | 0 | 0 | 0 | 0 | 0 | 0 | 0 | 0 | 0 | 0 | 0 | 0 | 0 | 0 | 0 | 0 | 0 | 0 | 0
F1_Industrial_Agriculture_New_Process_Natural Gas_Retrocommissioning_A_Technical Potential | F1 | Industrial | Agriculture | New | Process | Natural Gas | Retrocommissioning | A | Original Unit Energy Savings (kWh or therms) | Technical Potential | 0 | 0 | 0 | 0 | 0 | 0 | 0 | 0 | 0 | 0 | 0 | 0 | 0 | 0 | 0 | 0 | 0 | 0 | 0 | 0 | 0 | 0 | 0 | 0 | 0 | 0 | 0 | 0 | 0 | 0 | 0
F2_Industrial_Agriculture_New_Process_Natural Gas_Retrocommissioning_A_Technical Potential | F2 | Industrial | Agriculture | New | Process | Natural Gas | Retrocommissioning | A | Original Unit Summer Peak Savings (kW) | Technical Potential | 0 | 0 | 0 | 0 | 0 | 0 | 0 | 0 | 0 | 0 | 0 | 0 | 0 | 0 | 0 | 0 | 0 | 0 | 0 | 0 | 0 | 0 | 0 | 0 | 0 | 0 | 0 | 0 | 0 | 0 | 0
F3_Industrial_Agriculture_New_Process_Natural Gas_Retrocommissioning_A_Technical Potential | F3 | Industrial | Agriculture | New | Process | Natural Gas | Retrocommissioning | A | Original Unit Winter Peak Savings (kW) | Technical Potential | 0 | 0 | 0 | 0 | 0 | 0 | 0 | 0 | 0 | 0 | 0 | 0 | 0 | 0 | 0 | 0 | 0 | 0 | 0 | 0 | 0 | 0 | 0 | 0 | 0 | 0 | 0 | 0 | 0 | 0 | 0
F4_Industrial_Agriculture_New_Process_Natural Gas_Retrocommissioning_A_Technical Potential | F4 | Industrial | Agriculture | New | Process | Natural Gas | Retrocommissioning | A | Standalone Impact on Baseline Energy (%) | Technical Potential | 0% | 0% | 0% | 0% | 0% | 0% | 0% | 0% | 0% | 0% | 0% | 0% | 0% | 0% | 0% | 0% | 0% | 0% | 0% | 0% | 0% | 0% | 0% | 0% | 0 | 0 | 0 | 0 | 0 | 0 | 0
F5_Industrial_Agriculture_New_Process_Natural Gas_Retrocommissioning_A_Technical Potential | F5 | Industrial | Agriculture | New | Process | Natural Gas | Retrocommissioning | A | Standalone Impact on Baseline Summer Peak (%) | Technical Potential | 0% | 0% | 0% | 0% | 0% | 0% | 0% | 0% | 0% | 0% | 0% | 0% | 0% | 0% | 0% | 0% | 0% | 0% | 0% | 0% | 0% | 0% | 0% | 0% | 0 | 0 | 0 | 0 | 0 | 0 | 0
F6_Industrial_Agriculture_New_Process_Natural Gas_Retrocommissioning_A_Technical Potential | F6 | Industrial | Agriculture | New | Process | Natural Gas | Retrocommissioning | A | Standalone Impact on Baseline Winter Peak (%) | Technical Potential | 0% | 0% | 0% | 0% | 0% | 0% | 0% | 0% | 0% | 0% | 0% | 0% | 0% | 0% | 0% | 0% | 0% | 0% | 0% | 0% | 0% | 0% | 0% | 0% | 0 | 0 | 0 | 0 | 0 | 0 | 0
F7_Industrial_Agriculture_New_Process_Natural Gas_Retrocommissioning_A_Technical Potential | F7 | Industrial | Agriculture | New | Process | Natural Gas | Retrocommissioning | A | Incremental Energy Savings (MWh or mTherms) | Technical Potential | 0 | 0 | 0 | 0 | 0 | 0 | 0 | 0 | 0 | 0 | 0 | 0 | 0 | 0 | 0 | 0 | 0 | 0 | 0 | 0 | 0 | 0 | 0 | 0 | 0 | 0 | 0 | 0 | 0 | 0 | 0
F8_Industrial_Agriculture_New_Process_Natural Gas_Retrocommissioning_A_Technical Potential | F8 | Industrial | Agriculture | New | Process | Natural Gas | Retrocommissioning | A | Incremental Summer Peak Savings (MW) | Technical Potential | 0 | 0 | 0 | 0 | 0 | 0 | 0 | 0 | 0 | 0 | 0 | 0 | 0 | 0 | 0 | 0 | 0 | 0 | 0 | 0 | 0 | 0 | 0 | 0 | 0 | 0 | 0 | 0 | 0 | 0 | 0
F9_Industrial_Agriculture_New_Process_Natural Gas_Retrocommissioning_A_Technical Potential | F9 | Industrial | Agriculture | New | Process | Natural Gas | Retrocommissioning | A | Incremental Winter Peak Savings (MW) | Technical Potential | 0 | 0 | 0 | 0 | 0 | 0 | 0 | 0 | 0 | 0 | 0 | 0 | 0 | 0 | 0 | 0 | 0 | 0 | 0 | 0 | 0 | 0 | 0 | 0 | 0 | 0 | 0 | 0 | 0 | 0 | 0
F10_Industrial_Agriculture_New_Process_Natural Gas_Retrocommissioning_A_Technical Potential | F10 | Industrial | Agriculture | New | Process | Natural Gas | Retrocommissioning | A | Cumulative Energy Savings (MWh or mTherms) | Technical Potential | 0 | 0 | 0 | 0 | 0 | 0 | 0 | 0 | 0 | 0 | 0 | 0 | 0 | 0 | 0 | 0 | 0 | 0 | 0 | 0 | 0 | 0 | 0 | 0 | 0 | 0 | 0 | 0 | 0 | 0 | 0
F11_Industrial_Agriculture_New_Process_Natural Gas_Retrocommissioning_A_Technical Potential | F11 | Industrial | Agriculture | New | Process | Natural Gas | Retrocommissioning | A | Cumulative Summer Peak Savings (MW) | Technical Potential | 0 | 0 | 0 | 0 | 0 | 0 | 0 | 0 | 0 | 0 | 0 | 0 | 0 | 0 | 0 | 0 | 0 | 0 | 0 | 0 | 0 | 0 | 0 | 0 | 0 | 0 | 0 | 0 | 0 | 0 | 0
F12_Industrial_Agriculture_New_Process_Natural Gas_Retrocommissioning_A_Technical Potential | F12 | Industrial | Agriculture | New | Process | Natural Gas | Retrocommissioning | A | Cumulative Winter Peak Savings (MW) | Technical Potential | 0 | 0 | 0 | 0 | 0 | 0 | 0 | 0 | 0 | 0 | 0 | 0 | 0 | 0 | 0 | 0 | 0 | 0 | 0 | 0 | 0 | 0 | 0 | 0 | 0 | 0 | 0 | 0 | 0 | 0 | 0
F13_Industrial_Agriculture_New_Process_Natural Gas_Retrocommissioning_A_Technical Potential | F13 | Industrial | Agriculture | New | Process | Natural Gas | Retrocommissioning | A | Purchases (Incremental) | Technical Potential | 0 | 0 | 0 | 0 | 0 | 0 | 0 | 0 | 0 | 0 | 0 | 0 | 0 | 0 | 0 | 0 | 0 | 0 | 0 | 0 | 0 | 0 | 0 | 0 | 0 | 0 | 0 | 0 | 0 | 0 | 0
F14_Industrial_Agriculture_New_Process_Natural Gas_Retrocommissioning_A_Technical Potential | F14 | Industrial | Agriculture | New | Process | Natural Gas | Retrocommissioning | A | Purchases (Cumulative) | Technical Potential | 0 | 0 | 0 | 0 | 0 | 0 | 0 | 0 | 0 | 0 | 0 | 0 | 0 | 0 | 0 | 0 | 0 | 0 | 0 | 0 | 0 | 0 | 0 | 0 | 0 | 0 | 0 | 0 | 0 | 0 | 0
F1_Industrial_Primary Metals_Existing_Space Heating_Natural Gas_Insulation - Roof/Ceiling_A_Technical Potential | F1 | Industrial | Primary Metals | Existing | Space Heating | Natural Gas | Insulation - Roof/Ceiling | A | Original Unit Energy Savings (kWh or therms) | Technical Potential | 0 | 0 | 0 | 0 | 0 | 0.099591 | 0.099104 | 0.098502 | 0.097865 | 0.097198 | 0.096522 | 0.095828 | 0.095137 | 0.094449 | 0.093706 | 0.093019 | 0.09234 | 0.09171 | 0.091123 | 0.090551 | 0.090011 | 0.089458 | 0.08896 | 0.088489 | 0.088041 | 0.087626 | 0.087242 | 0.086887 | 0 | 0 | 0
F2_Industrial_Primary Metals_Existing_Space Heating_Natural Gas_Insulation - Roof/Ceiling_A_Technical Potential | F2 | Industrial | Primary Metals | Existing | Space Heating | Natural Gas | Insulation - Roof/Ceiling | A | Original Unit Summer Peak Savings (kW) | Technical Potential | 0 | 0 | 0 | 0 | 0 | 0 | 0 | 0 | 0 | 0 | 0 | 0 | 0 | 0 | 0 | 0 | 0 | 0 | 0 | 0 | 0 | 0 | 0 | 0 | 0 | 0 | 0 | 0 | 0 | 0 | 0
F3_Industrial_Primary Metals_Existing_Space Heating_Natural Gas_Insulation - Roof/Ceiling_A_Technical Potential | F3 | Industrial | Primary Metals | Existing | Space Heating | Natural Gas | Insulation - Roof/Ceiling | A | Original Unit Winter Peak Savings (kW) | Technical Potential | 0 | 0 | 0 | 0 | 0 | 0 | 0 | 0 | 0 | 0 | 0 | 0 | 0 | 0 | 0 | 0 | 0 | 0 | 0 | 0 | 0 | 0 | 0 | 0 | 0 | 0 | 0 | 0 | 0 | 0 | 0
F4_Industrial_Primary Metals_Existing_Space Heating_Natural Gas_Insulation - Roof/Ceiling_A_Technical Potential | F4 | Industrial | Primary Metals | Existing | Space Heating | Natural Gas | Insulation - Roof/Ceiling | A | Standalone Impact on Baseline Energy (%) | Technical Potential | 0% | 0% | 0% | 0% | 0% | 0.448% | 1.232% | 2.459% | 4.165% | 6.334% | 8.951% | 11.71% | 14.46% | 17.24% | 19.4% | 21.43% | 22.85% | 24.02% | 24.97% | 25.43% | 25.85% | 26.14% | 26.37% | 26.46% | 0.26542 | 0.2662 | 0.26691 | 0.26756 | 0 | 0 | 0
F5_Industrial_Primary Metals_Existing_Space Heating_Natural Gas_Insulation - Roof/Ceiling_A_Technical Potential | F5 | Industrial | Primary Metals | Existing | Space Heating | Natural Gas | Insulation - Roof/Ceiling | A | Standalone Impact on Baseline Summer Peak (%) | Technical Potential | 0% | 0% | 0% | 0% | 0% | 0% | 0% | 0% | 0% | 0% | 0% | 0% | 0% | 0% | 0% | 0% | 0% | 0% | 0% | 0% | 0% | 0% | 0% | 0% | 0 | 0 | 0 | 0 | 0 | 0 | 0
F6_Industrial_Primary Metals_Existing_Space Heating_Natural Gas_Insulation - Roof/Ceiling_A_Technical Potential | F6 | Industrial | Primary Metals | Existing | Space Heating | Natural Gas | Insulation - Roof/Ceiling | A | Standalone Impact on Baseline Winter Peak (%) | Technical Potential | 0% | 0% | 0% | 0% | 0% | 0% | 0% | 0% | 0% | 0% | 0% | 0% | 0% | 0% | 0% | 0% | 0% | 0% | 0% | 0% | 0% | 0% | 0% | 0% | 0 | 0 | 0 | 0 | 0 | 0 | 0
F7_Industrial_Primary Metals_Existing_Space Heating_Natural Gas_Insulation - Roof/Ceiling_A_Technical Potential | F7 | Industrial | Primary Metals | Existing | Space Heating | Natural Gas | Insulation - Roof/Ceiling | A | Incremental Energy Savings (MWh or mTherms) | Technical Potential | 0 | 0 | 0 | 0 | 0 | 0.34854 | 0.60662 | 0.93237 | 1.2976 | 1.6416 | 1.8777 | 2.0021 | 1.9836 | 1.8088 | 1.5763 | 1.2763 | 0.98555 | 0.71761 | 0.49466 | 0.32809 | 0.20668 | 0.12455 | 0.083554 | 0 | 0 | 0 | 0 | 0 | 0 | 0 | 0
F8_Industrial_Primary Metals_Existing_Space Heating_Natural Gas_Insulation - Roof/Ceiling_A_Technical Potential | F8 | Industrial | Primary Metals | Existing | Space Heating | Natural Gas | Insulation - Roof/Ceiling | A | Incremental Summer Peak Savings (MW) | Technical Potential | 0 | 0 | 0 | 0 | 0 | 0 | 0 | 0 | 0 | 0 | 0 | 0 | 0 | 0 | 0 | 0 | 0 | 0 | 0 | 0 | 0 | 0 | 0 | 0 | 0 | 0 | 0 | 0 | 0 | 0 | 0
F9_Industrial_Primary Metals_Existing_Space Heating_Natural Gas_Insulation - Roof/Ceiling_A_Technical Potential | F9 | Industrial | Primary Metals | Existing | Space Heating | Natural Gas | Insulation - Roof/Ceiling | A | Incremental Winter Peak Savings (MW) | Technical Potential | 0 | 0 | 0 | 0 | 0 | 0 | 0 | 0 | 0 | 0 | 0 | 0 | 0 | 0 | 0 | 0 | 0 | 0 | 0 | 0 | 0 | 0 | 0 | 0 | 0 | 0 | 0 | 0 | 0 | 0 | 0
F10_Industrial_Primary Metals_Existing_Space Heating_Natural Gas_Insulation - Roof/Ceiling_A_Technical Potential | F10 | Industrial | Primary Metals | Existing | Space Heating | Natural Gas | Insulation - Roof/Ceiling | A | Cumulative Energy Savings (MWh or mTherms) | Technical Potential | 0 | 0 | 0 | 0 | 0 | 0.34854 | 0.95346 | 1.88 | 3.1655 | 4.7855 | 6.6299 | 8.5843 | 10.5061 | 12.2389 | 13.7188 | 14.8945 | 15.7714 | 16.3815 | 16.7713 | 16.994 | 17.0993 | 17.1189 | 17.1071 | 17.0165 | 16.9303 | 16.8506 | 16.7768 | 16.7085 | 0 | 0 | 0
F11_Industrial_Primary Metals_Existing_Space Heating_Natural Gas_Insulation - Roof/Ceiling_A_Technical Potential | F11 | Industrial | Primary Metals | Existing | Space Heating | Natural Gas | Insulation - Roof/Ceiling | A | Cumulative Summer Peak Savings (MW) | Technical Potential | 0 | 0 | 0 | 0 | 0 | 0 | 0 | 0 | 0 | 0 | 0 | 0 | 0 | 0 | 0 | 0 | 0 | 0 | 0 | 0 | 0 | 0 | 0 | 0 | 0 | 0 | 0 | 0 | 0 | 0 | 0
F12_Industrial_Primary Metals_Existing_Space Heating_Natural Gas_Insulation - Roof/Ceiling_A_Technical Potential | F12 | Industrial | Primary Metals | Existing | Space Heating | Natural Gas | Insulation - Roof/Ceiling | A | Cumulative Winter Peak Savings (MW) | Technical Potential | 0 | 0 | 0 | 0 | 0 | 0 | 0 | 0 | 0 | 0 | 0 | 0 | 0 | 0 | 0 | 0 | 0 | 0 | 0 | 0 | 0 | 0 | 0 | 0 | 0 | 0 | 0 | 0 | 0 | 0 | 0
F13_Industrial_Primary Metals_Existing_Space Heating_Natural Gas_Insulation - Roof/Ceiling_A_Technical Potential | F13 | Industrial | Primary Metals | Existing | Space Heating | Natural Gas | Insulation - Roof/Ceiling | A | Purchases (Incremental) | Technical Potential | 0 | 0 | 0 | 0 | 0 | 3499.6854 | 6121.0881 | 9465.5397 | 13258.92 | 16888.9427 | 19453.5489 | 20892.7264 | 20850.3052 | 19151.2622 | 16821.3346 | 13720.7587 | 10673.0861 | 7824.7975 | 5428.5005 | 3623.2872 | 2296.1935 | 1392.247 | 939.233 | 0 | 0 | 0 | 0 | 0 | 0 | 0 | 0
F14_Industrial_Primary Metals_Existing_Space Heating_Natural Gas_Insulation - Roof/Ceiling_A_Technical Potential | F14 | Industrial | Primary Metals | Existing | Space Heating | Natural Gas | Insulation - Roof/Ceiling | A | Purchases (Cumulative) | Technical Potential | 0 | 0 | 0 | 0 | 0 | 3499.6854 | 9620.7734 | 19086.3131 | 32345.2331 | 49234.1758 | 68687.7248 | 89580.4512 | 110430.7563 | 129582.0185 | 146403.3531 | 160124.1117 | 170797.1978 | 178621.9953 | 184050.4958 | 187673.7831 | 189969.9766 | 191362.2235 | 192301.4565 | 192301.4565 | 192301.4565 | 192301.4565 | 192301.4565 | 192301.4565 | 192301.4565 | 192301.4565 | 192301.4565
F1_Industrial_Primary Metals_Existing_Space Heating_Natural Gas_Insulation - Wall Cavity_A_Technical Potential | F1 | Industrial | Primary Metals | Existing | Space Heating | Natural Gas | Insulation - Wall Cavity | A | Original Unit Energy Savings (kWh or therms) | Technical Potential | 0 | 0 | 0 | 0 | 0 | 0.017935 | 0.017848 | 0.017739 | 0.017625 | 0.017505 | 0.017383 | 0.017258 | 0.017133 | 0.017009 | 0.016876 | 0.016752 | 0.01663 | 0.016516 | 0.01641 | 0.016307 | 0.01621 | 0.016111 | 0.016021 | 0.015936 | 0.015855 | 0.015781 | 0.015712 | 0.015648 | 0 | 0 | 0
F2_Industrial_Primary Metals_Existing_Space Heating_Natural Gas_Insulation - Wall Cavity_A_Technical Potential | F2 | Industrial | Primary Metals | Existing | Space Heating | Natural Gas | Insulation - Wall Cavity | A | Original Unit Summer Peak Savings (kW) | Technical Potential | 0 | 0 | 0 | 0 | 0 | 0 | 0 | 0 | 0 | 0 | 0 | 0 | 0 | 0 | 0 | 0 | 0 | 0 | 0 | 0 | 0 | 0 | 0 | 0 | 0 | 0 | 0 | 0 | 0 | 0 | 0
F3_Industrial_Primary Metals_Existing_Space Heating_Natural Gas_Insulation - Wall Cavity_A_Technical Potential | F3 | Industrial | Primary Metals | Existing | Space Heating | Natural Gas | Insulation - Wall Cavity | A | Original Unit Winter Peak Savings (kW) | Technical Potential | 0 | 0 | 0 | 0 | 0 | 0 | 0 | 0 | 0 | 0 | 0 | 0 | 0 | 0 | 0 | 0 | 0 | 0 | 0 | 0 | 0 | 0 | 0 | 0 | 0 | 0 | 0 | 0 | 0 | 0 | 0
F4_Industrial_Primary Metals_Existing_Space Heating_Natural Gas_Insulation - Wall Cavity_A_Technical Potential | F4 | Industrial | Primary Metals | Existing | Space Heating | Natural Gas | Insulation - Wall Cavity | A | Standalone Impact on Baseline Energy (%) | Technical Potential | 0% | 0% | 0% | 0% | 0% | 0.08068% | 0.2219% | 0.4428% | 0.7501% | 1.141% | 1.612% | 2.108% | 2.604% | 3.105% | 3.495% | 3.859% | 4.116% | 4.326% | 4.497% | 4.581% | 4.656% | 4.708% | 4.749% | 4.765% | 0.0478 | 0.047939 | 0.048068 | 0.048184 | 0 | 0 | 0
F5_Industrial_Primary Metals_Existing_Space Heating_Natural Gas_Insulation - Wall Cavity_A_Technical Potential | F5 | Industrial | Primary Metals | Existing | Space Heating | Natural Gas | Insulation - Wall Cavity | A | Standalone Impact on Baseline Summer Peak (%) | Technical Potential | 0% | 0% | 0% | 0% | 0% | 0% | 0% | 0% | 0% | 0% | 0% | 0% | 0% | 0% | 0% | 0% | 0% | 0% | 0% | 0% | 0% | 0% | 0% | 0% | 0 | 0 | 0 | 0 | 0 | 0 | 0
F6_Industrial_Primary Metals_Existing_Space Heating_Natural Gas_Insulation - Wall Cavity_A_Technical Potential | F6 | Industrial | Primary Metals | Existing | Space Heating | Natural Gas | Insulation - Wall Cavity | A | Standalone Impact on Baseline Winter Peak (%) | Technical Potential | 0% | 0% | 0% | 0% | 0% | 0% | 0% | 0% | 0% | 0% | 0% | 0% | 0% | 0% | 0% | 0% | 0% | 0% | 0% | 0% | 0% | 0% | 0% | 0% | 0 | 0 | 0 | 0 | 0 | 0 | 0
F7_Industrial_Primary Metals_Existing_Space Heating_Natural Gas_Insulation - Wall Cavity_A_Technical Potential | F7 | Industrial | Primary Metals | Existing | Space Heating | Natural Gas | Insulation - Wall Cavity | A | Incremental Energy Savings (MWh or mTherms) | Technical Potential | 0 | 0 | 0 | 0 | 0 | 0.062768 | 0.10925 | 0.16791 | 0.23368 | 0.29563 | 0.33816 | 0.36056 | 0.35724 | 0.32575 | 0.28387 | 0.22985 | 0.17749 | 0.12924 | 0.089084 | 0.059087 | 0.037222 | 0.02243 | 0.015047 | 0 | 0 | 0 | 0 | 0 | 0 | 0 | 0
F8_Industrial_Primary Metals_Existing_Space Heating_Natural Gas_Insulation - Wall Cavity_A_Technical Potential | F8 | Industrial | Primary Metals | Existing | Space Heating | Natural Gas | Insulation - Wall Cavity | A | Incremental Summer Peak Savings (MW) | Technical Potential | 0 | 0 | 0 | 0 | 0 | 0 | 0 | 0 | 0 | 0 | 0 | 0 | 0 | 0 | 0 | 0 | 0 | 0 | 0 | 0 | 0 | 0 | 0 | 0 | 0 | 0 | 0 | 0 | 0 | 0 | 0
F9_Industrial_Primary Metals_Existing_Space Heating_Natural Gas_Insulation - Wall Cavity_A_Technical Potential | F9 | Industrial | Primary Metals | Existing | Space Heating | Natural Gas | Insulation - Wall Cavity | A | Incremental Winter Peak Savings (MW) | Technical Potential | 0 | 0 | 0 | 0 | 0 | 0 | 0 | 0 | 0 | 0 | 0 | 0 | 0 | 0 | 0 | 0 | 0 | 0 | 0 | 0 | 0 | 0 | 0 | 0 | 0 | 0 | 0 | 0 | 0 | 0 | 0
F10_Industrial_Primary Metals_Existing_Space Heating_Natural Gas_Insulation - Wall Cavity_A_Technical Potential | F10 | Industrial | Primary Metals | Existing | Space Heating | Natural Gas | Insulation - Wall Cavity | A | Cumulative Energy Savings (MWh or mTherms) | Technical Potential | 0 | 0 | 0 | 0 | 0 | 0.062768 | 0.17171 | 0.33858 | 0.57007 | 0.86182 | 1.194 | 1.546 | 1.892 | 2.2041 | 2.4706 | 2.6824 | 2.8403 | 2.9502 | 3.0204 | 3.0605 | 3.0794 | 3.083 | 3.0808 | 3.0645 | 3.049 | 3.0346 | 3.0214 | 3.009 | 0 | 0 | 0
F11_Industrial_Primary Metals_Existing_Space Heating_Natural Gas_Insulation - Wall Cavity_A_Technical Potential | F11 | Industrial | Primary Metals | Existing | Space Heating | Natural Gas | Insulation - Wall Cavity | A | Cumulative Summer Peak Savings (MW) | Technical Potential | 0 | 0 | 0 | 0 | 0 | 0 | 0 | 0 | 0 | 0 | 0 | 0 | 0 | 0 | 0 | 0 | 0 | 0 | 0 | 0 | 0 | 0 | 0 | 0 | 0 | 0 | 0 | 0 | 0 | 0 | 0
F12_Industrial_Primary Metals_Existing_Space Heating_Natural Gas_Insulation - Wall Cavity_A_Technical Potential | F12 | Industrial | Primary Metals | Existing | Space Heating | Natural Gas | Insulation - Wall Cavity | A | Cumulative Winter Peak Savings (MW) | Technical Potential | 0 | 0 | 0 | 0 | 0 | 0 | 0 | 0 | 0 | 0 | 0 | 0 | 0 | 0 | 0 | 0 | 0 | 0 | 0 | 0 | 0 | 0 | 0 | 0 | 0 | 0 | 0 | 0 | 0 | 0 | 0
F13_Industrial_Primary Metals_Existing_Space Heating_Natural Gas_Insulation - Wall Cavity_A_Technical Potential | F13 | Industrial | Primary Metals | Existing | Space Heating | Natural Gas | Insulation - Wall Cavity | A | Purchases (Incremental) | Technical Potential | 0 | 0 | 0 | 0 | 0 | 3499.6854 | 6121.0881 | 9465.5397 | 13258.92 | 16888.9427 | 19453.5489 | 20892.7264 | 20850.3052 | 19151.2622 | 16821.3346 | 13720.7587 | 10673.0861 | 7824.7975 | 5428.5005 | 3623.2872 | 2296.1935 | 1392.247 | 939.233 | 0 | 0 | 0 | 0 | 0 | 0 | 0 | 0
F14_Industrial_Primary Metals_Existing_Space Heating_Natural Gas_Insulation - Wall Cavity_A_Technical Potential | F14 | Industrial | Primary Metals | Existing | Space Heating | Natural Gas | Insulation - Wall Cavity | A | Purchases (Cumulative) | Technical Potential | 0 | 0 | 0 | 0 | 0 | 3499.6854 | 9620.7734 | 19086.3131 | 32345.2331 | 49234.1758 | 68687.7248 | 89580.4512 | 110430.7563 | 129582.0185 | 146403.3531 | 160124.1117 | 170797.1978 | 178621.9953 | 184050.4958 | 187673.7831 | 189969.9766 | 191362.2235 | 192301.4565 | 192301.4565 | 192301.4565 | 192301.4565 | 192301.4565 | 192301.4565 | 192301.4565 | 192301.4565 | 192301.4565
F1_Industrial_Primary Metals_Existing_Space Heating_Natural Gas_Insulation - Ducting_A_Technical Potential | F1 | Industrial | Primary Metals | Existing | Space Heating | Natural Gas | Insulation - Ducting | A | Original Unit Energy Savings (kWh or therms) | Technical Potential | 0 | 0 | 0 | 0 | 0 | 0.0016309 | 0.0016162 | 0.0015975 | 0.0015784 | 0.0015594 | 0.0015407 | 0.0015222 | 0.0015048 | 0.0014884 | 0.0014718 | 0.0014574 | 0.0014437 | 0.0014309 | 0.0014188 | 0.0014066 | 0.0013948 | 0.001383 | 0.0013709 | 0.0013593 | 0.0013481 | 0.0013376 | 0.0013278 | 0.0013186 | 0.00131 | 0.0013019 | 0.0012943
F2_Industrial_Primary Metals_Existing_Space Heating_Natural Gas_Insulation - Ducting_A_Technical Potential | F2 | Industrial | Primary Metals | Existing | Space Heating | Natural Gas | Insulation - Ducting | A | Original Unit Summer Peak Savings (kW) | Technical Potential | 0 | 0 | 0 | 0 | 0 | 0 | 0 | 0 | 0 | 0 | 0 | 0 | 0 | 0 | 0 | 0 | 0 | 0 | 0 | 0 | 0 | 0 | 0 | 0 | 0 | 0 | 0 | 0 | 0 | 0 | 0
F3_Industrial_Primary Metals_Existing_Space Heating_Natural Gas_Insulation - Ducting_A_Technical Potential | F3 | Industrial | Primary Metals | Existing | Space Heating | Natural Gas | Insulation - Ducting | A | Original Unit Winter Peak Savings (kW) | Technical Potential | 0 | 0 | 0 | 0 | 0 | 0 | 0 | 0 | 0 | 0 | 0 | 0 | 0 | 0 | 0 | 0 | 0 | 0 | 0 | 0 | 0 | 0 | 0 | 0 | 0 | 0 | 0 | 0 | 0 | 0 | 0
F4_Industrial_Primary Metals_Existing_Space Heating_Natural Gas_Insulation - Ducting_A_Technical Potential | F4 | Industrial | Primary Metals | Existing | Space Heating | Natural Gas | Insulation - Ducting | A | Standalone Impact on Baseline Energy (%) | Technical Potential | 0% | 0% | 0% | 0% | 0% | 0.0009263% | 0.002055% | 0.003434% | 0.005005% | 0.00678% | 0.008932% | 0.01121% | 0.01351% | 0.01587% | 0.01763% | 0.01921% | 0.02012% | 0.02073% | 0.02114% | 0.02118% | 0.02126% | 0.0213% | 0.02132% | 0.02132% | 0.00021321 | 0.00021317 | 0.0002131 | 0.00021301 | 0 | 0 | 0
F5_Industrial_Primary Metals_Existing_Space Heating_Natural Gas_Insulation - Ducting_A_Technical Potential | F5 | Industrial | Primary Metals | Existing | Space Heating | Natural Gas | Insulation - Ducting | A | Standalone Impact on Baseline Summer Peak (%) | Technical Potential | 0% | 0% | 0% | 0% | 0% | 0% | 0% | 0% | 0% | 0% | 0% | 0% | 0% | 0% | 0% | 0% | 0% | 0% | 0% | 0% | 0% | 0% | 0% | 0% | 0 | 0 | 0 | 0 | 0 | 0 | 0
F6_Industrial_Primary Metals_Existing_Space Heating_Natural Gas_Insulation - Ducting_A_Technical Potential | F6 | Industrial | Primary Metals | Existing | Space Heating | Natural Gas | Insulation - Ducting | A | Standalone Impact on Baseline Winter Peak (%) | Technical Potential | 0% | 0% | 0% | 0% | 0% | 0% | 0% | 0% | 0% | 0% | 0% | 0% | 0% | 0% | 0% | 0% | 0% | 0% | 0% | 0% | 0% | 0% | 0% | 0% | 0 | 0 | 0 | 0 | 0 | 0 | 0
F7_Industrial_Primary Metals_Existing_Space Heating_Natural Gas_Insulation - Ducting_A_Technical Potential | F7 | Industrial | Primary Metals | Existing | Space Heating | Natural Gas | Insulation - Ducting | A | Incremental Energy Savings (MWh or mTherms) | Technical Potential | 0 | 0 | 0 | 0 | 0 | 0.00072066 | 0.00087638 | 0.0010538 | 0.0012094 | 0.0013639 | 0.0015554 | 0.0016812 | 0.0016944 | 0.0015543 | 0.0013262 | 0.0010065 | 0.00065997 | 0.0003779 | 0.00017881 | 7.5088e-05 | 2.6963e-05 | 8.3186e-06 | 1.7907e-06 | 2.9084e-07 | 3.4514e-08 | 0 | 0 | 0 | 0 | 0 | 0
F8_Industrial_Primary Metals_Existing_Space Heating_Natural Gas_Insulation - Ducting_A_Technical Potential | F8 | Industrial | Primary Metals | Existing | Space Heating | Natural Gas | Insulation - Ducting | A | Incremental Summer Peak Savings (MW) | Technical Potential | 0 | 0 | 0 | 0 | 0 | 0 | 0 | 0 | 0 | 0 | 0 | 0 | 0 | 0 | 0 | 0 | 0 | 0 | 0 | 0 | 0 | 0 | 0 | 0 | 0 | 0 | 0 | 0 | 0 | 0 | 0
F9_Industrial_Primary Metals_Existing_Space Heating_Natural Gas_Insulation - Ducting_A_Technical Potential | F9 | Industrial | Primary Metals | Existing | Space Heating | Natural Gas | Insulation - Ducting | A | Incremental Winter Peak Savings (MW) | Technical Potential | 0 | 0 | 0 | 0 | 0 | 0 | 0 | 0 | 0 | 0 | 0 | 0 | 0 | 0 | 0 | 0 | 0 | 0 | 0 | 0 | 0 | 0 | 0 | 0 | 0 | 0 | 0 | 0 | 0 | 0 | 0
F10_Industrial_Primary Metals_Existing_Space Heating_Natural Gas_Insulation - Ducting_A_Technical Potential | F10 | Industrial | Primary Metals | Existing | Space Heating | Natural Gas | Insulation - Ducting | A | Cumulative Energy Savings (MWh or mTherms) | Technical Potential | 0 | 0 | 0 | 0 | 0 | 0.00072066 | 0.0015905 | 0.0026259 | 0.003804 | 0.0051219 | 0.006616 | 0.0082177 | 0.0098181 | 0.011265 | 0.012466 | 0.01335 | 0.013885 | 0.01414 | 0.014199 | 0.014152 | 0.01406 | 0.01395 | 0.01383 | 0.013713 | 0.0136 | 0.013494 | 0.013395 | 0.013302 | 0.013215 | 0.013134 | 0.013057
F11_Industrial_Primary Metals_Existing_Space Heating_Natural Gas_Insulation - Ducting_A_Technical Potential | F11 | Industrial | Primary Metals | Existing | Space Heating | Natural Gas | Insulation - Ducting | A | Cumulative Summer Peak Savings (MW) | Technical Potential | 0 | 0 | 0 | 0 | 0 | 0 | 0 | 0 | 0 | 0 | 0 | 0 | 0 | 0 | 0 | 0 | 0 | 0 | 0 | 0 | 0 | 0 | 0 | 0 | 0 | 0 | 0 | 0 | 0 | 0 | 0
F12_Industrial_Primary Metals_Existing_Space Heating_Natural Gas_Insulation - Ducting_A_Technical Potential | F12 | Industrial | Primary Metals | Existing | Space Heating | Natural Gas | Insulation - Ducting | A | Cumulative Winter Peak Savings (MW) | Technical Potential | 0 | 0 | 0 | 0 | 0 | 0 | 0 | 0 | 0 | 0 | 0 | 0 | 0 | 0 | 0 | 0 | 0 | 0 | 0 | 0 | 0 | 0 | 0 | 0 | 0 | 0 | 0 | 0 | 0 | 0 | 0
F13_Industrial_Primary Metals_Existing_Space Heating_Natural Gas_Insulation - Ducting_A_Technical Potential | F13 | Industrial | Primary Metals | Existing | Space Heating | Natural Gas | Insulation - Ducting | A | Purchases (Incremental) | Technical Potential | 0 | 0 | 0 | 0 | 0 | 441.8772 | 542.257 | 659.6506 | 766.1644 | 874.6301 | 1009.5624 | 1104.4792 | 1126.0126 | 1044.2813 | 901.0755 | 690.6407 | 457.14 | 264.1002 | 126.0251 | 53.3815 | 19.3312 | 6.0147 | 1.3062 | 0.21397 | 0.025602 | 0 | 0 | 0 | 0 | 0 | 0
F14_Industrial_Primary Metals_Existing_Space Heating_Natural Gas_Insulation - Ducting_A_Technical Potential | F14 | Industrial | Primary Metals | Existing | Space Heating | Natural Gas | Insulation - Ducting | A | Purchases (Cumulative) | Technical Potential | 0 | 0 | 0 | 0 | 0 | 441.8772 | 984.1342 | 1643.7847 | 2409.9491 | 3284.5792 | 4294.1416 | 5398.6208 | 6524.6334 | 7568.9147 | 8469.9902 | 9160.6309 | 9617.7709 | 9881.8711 | 10007.8961 | 10061.2776 | 10080.6088 | 10086.6235 | 10087.9296 | 10088.1436 | 10088.1692 | 10088.1692 | 10088.1692 | 10088.1692 | 10088.1692 | 10088.1692 | 10088.1692
F1_Industrial_Primary Metals_Existing_Space Heating_Natural Gas_HVAC - Duct Repair and Sealing_A_Technical Potential | F1 | Industrial | Primary Metals | Existing | Space Heating | Natural Gas | HVAC - Duct Repair and Sealing | A | Original Unit Energy Savings (kWh or therms) | Technical Potential | 0 | 0 | 0 | 0 | 0 | 0.0038394 | 0.0038048 | 0.0037607 | 0.003716 | 0.0036711 | 0.0036271 | 0.0035835 | 0.0035425 | 0.0035039 | 0.003465 | 0.0034309 | 0.0033988 | 0.0033686 | 0.0033402 | 0.0033115 | 0.0032836 | 0.003256 | 0.0032274 | 0.0032 | 0.0031737 | 0.003149 | 0.0031259 | 0.0031042 | 0.0030839 | 0.0030649 | 0.0030471
F2_Industrial_Primary Metals_Existing_Space Heating_Natural Gas_HVAC - Duct Repair and Sealing_A_Technical Potential | F2 | Industrial | Primary Metals | Existing | Space Heating | Natural Gas | HVAC - Duct Repair and Sealing | A | Original Unit Summer Peak Savings (kW) | Technical Potential | 0 | 0 | 0 | 0 | 0 | 0 | 0 | 0 | 0 | 0 | 0 | 0 | 0 | 0 | 0 | 0 | 0 | 0 | 0 | 0 | 0 | 0 | 0 | 0 | 0 | 0 | 0 | 0 | 0 | 0 | 0
F3_Industrial_Primary Metals_Existing_Space Heating_Natural Gas_HVAC - Duct Repair and Sealing_A_Technical Potential | F3 | Industrial | Primary Metals | Existing | Space Heating | Natural Gas | HVAC - Duct Repair and Sealing | A | Original Unit Winter Peak Savings (kW) | Technical Potential | 0 | 0 | 0 | 0 | 0 | 0 | 0 | 0 | 0 | 0 | 0 | 0 | 0 | 0 | 0 | 0 | 0 | 0 | 0 | 0 | 0 | 0 | 0 | 0 | 0 | 0 | 0 | 0 | 0 | 0 | 0
F4_Industrial_Primary Metals_Existing_Space Heating_Natural Gas_HVAC - Duct Repair and Sealing_A_Technical Potential | F4 | Industrial | Primary Metals | Existing | Space Heating | Natural Gas | HVAC - Duct Repair and Sealing | A | Standalone Impact on Baseline Energy (%) | Technical Potential | 0% | 0% | 0% | 0% | 0% | 0.004437% | 0.00884% | 0.01324% | 0.01753% | 0.02177% | 0.02626% | 0.03051% | 0.03473% | 0.03943% | 0.0434% | 0.04796% | 0.05209% | 0.05647% | 0.06108% | 0.06508% | 0.06938% | 0.07368% | 0.07789% | 0.08207% | 0.00086214 | 0.00086199 | 0.00086172 | 0.00086133 | 0 | 0 | 0
F5_Industrial_Primary Metals_Existing_Space Heating_Natural Gas_HVAC - Duct Repair and Sealing_A_Technical Potential | F5 | Industrial | Primary Metals | Existing | Space Heating | Natural Gas | HVAC - Duct Repair and Sealing | A | Standalone Impact on Baseline Summer Peak (%) | Technical Potential | 0% | 0% | 0% | 0% | 0% | 0% | 0% | 0% | 0% | 0% | 0% | 0% | 0% | 0% | 0% | 0% | 0% | 0% | 0% | 0% | 0% | 0% | 0% | 0% | 0 | 0 | 0 | 0 | 0 | 0 | 0
F6_Industrial_Primary Metals_Existing_Space Heating_Natural Gas_HVAC - Duct Repair and Sealing_A_Technical Potential | F6 | Industrial | Primary Metals | Existing | Space Heating | Natural Gas | HVAC - Duct Repair and Sealing | A | Standalone Impact on Baseline Winter Peak (%) | Technical Potential | 0% | 0% | 0% | 0% | 0% | 0% | 0% | 0% | 0% | 0% | 0% | 0% | 0% | 0% | 0% | 0% | 0% | 0% | 0% | 0% | 0% | 0% | 0% | 0% | 0 | 0 | 0 | 0 | 0 | 0 | 0
F7_Industrial_Primary Metals_Existing_Space Heating_Natural Gas_HVAC - Duct Repair and Sealing_A_Technical Potential | F7 | Industrial | Primary Metals | Existing | Space Heating | Natural Gas | HVAC - Duct Repair and Sealing | A | Incremental Energy Savings (MWh or mTherms) | Technical Potential | 0 | 0 | 0 | 0 | 0 | 0.0034523 | 0.0034193 | 0.0033597 | 0.0033216 | 0.0032841 | 0.0032036 | 0.0031565 | 0.003114 | 0.0030312 | 0.0030089 | 0.0029509 | 0.0029236 | 0.0028831 | 0.0028333 | 0.0028123 | 0.0027771 | 0.002743 | 0.002709 | 0.0026769 | 0.0026465 | 0 | 0 | 0 | 0 | 0 | 0
F8_Industrial_Primary Metals_Existing_Space Heating_Natural Gas_HVAC - Duct Repair and Sealing_A_Technical Potential | F8 | Industrial | Primary Metals | Existing | Space Heating | Natural Gas | HVAC - Duct Repair and Sealing | A | Incremental Summer Peak Savings (MW) | Technical Potential | 0 | 0 | 0 | 0 | 0 | 0 | 0 | 0 | 0 | 0 | 0 | 0 | 0 | 0 | 0 | 0 | 0 | 0 | 0 | 0 | 0 | 0 | 0 | 0 | 0 | 0 | 0 | 0 | 0 | 0 | 0
F9_Industrial_Primary Metals_Existing_Space Heating_Natural Gas_HVAC - Duct Repair and Sealing_A_Technical Potential | F9 | Industrial | Primary Metals | Existing | Space Heating | Natural Gas | HVAC - Duct Repair and Sealing | A | Incremental Winter Peak Savings (MW) | Technical Potential | 0 | 0 | 0 | 0 | 0 | 0 | 0 | 0 | 0 | 0 | 0 | 0 | 0 | 0 | 0 | 0 | 0 | 0 | 0 | 0 | 0 | 0 | 0 | 0 | 0 | 0 | 0 | 0 | 0 | 0 | 0
F10_Industrial_Primary Metals_Existing_Space Heating_Natural Gas_HVAC - Duct Repair and Sealing_A_Technical Potential | F10 | Industrial | Primary Metals | Existing | Space Heating | Natural Gas | HVAC - Duct Repair and Sealing | A | Cumulative Energy Savings (MWh or mTherms) | Technical Potential | 0 | 0 | 0 | 0 | 0 | 0.0034523 | 0.0068404 | 0.010121 | 0.013322 | 0.016445 | 0.019452 | 0.022375 | 0.025233 | 0.027989 | 0.030686 | 0.033336 | 0.035947 | 0.038511 | 0.04102 | 0.043479 | 0.045891 | 0.048247 | 0.050534 | 0.052782 | 0.054993 | 0.054565 | 0.054165 | 0.053789 | 0.053438 | 0.053108 | 0.052799
F11_Industrial_Primary Metals_Existing_Space Heating_Natural Gas_HVAC - Duct Repair and Sealing_A_Technical Potential | F11 | Industrial | Primary Metals | Existing | Space Heating | Natural Gas | HVAC - Duct Repair and Sealing | A | Cumulative Summer Peak Savings (MW) | Technical Potential | 0 | 0 | 0 | 0 | 0 | 0 | 0 | 0 | 0 | 0 | 0 | 0 | 0 | 0 | 0 | 0 | 0 | 0 | 0 | 0 | 0 | 0 | 0 | 0 | 0 | 0 | 0 | 0 | 0 | 0 | 0
F12_Industrial_Primary Metals_Existing_Space Heating_Natural Gas_HVAC - Duct Repair and Sealing_A_Technical Potential | F12 | Industrial | Primary Metals | Existing | Space Heating | Natural Gas | HVAC - Duct Repair and Sealing | A | Cumulative Winter Peak Savings (MW) | Technical Potential | 0 | 0 | 0 | 0 | 0 | 0 | 0 | 0 | 0 | 0 | 0 | 0 | 0 | 0 | 0 | 0 | 0 | 0 | 0 | 0 | 0 | 0 | 0 | 0 | 0 | 0 | 0 | 0 | 0 | 0 | 0
F13_Industrial_Primary Metals_Existing_Space Heating_Natural Gas_HVAC - Duct Repair and Sealing_A_Technical Potential | F13 | Industrial | Primary Metals | Existing | Space Heating | Natural Gas | HVAC - Duct Repair and Sealing | A | Purchases (Incremental) | Technical Potential | 0 | 0 | 0 | 0 | 0 | 899.1687 | 898.6752 | 893.3754 | 893.8584 | 894.5975 | 883.2371 | 880.8235 | 879.035 | 865.0763 | 868.3791 | 860.098 | 860.2096 | 855.8802 | 848.2458 | 849.2506 | 845.7387 | 842.4493 | 839.3798 | 836.5273 | 833.8893 | 0 | 0 | 0 | 0 | 0 | 0
F14_Industrial_Primary Metals_Existing_Space Heating_Natural Gas_HVAC - Duct Repair and Sealing_A_Technical Potential | F14 | Industrial | Primary Metals | Existing | Space Heating | Natural Gas | HVAC - Duct Repair and Sealing | A | Purchases (Cumulative) | Technical Potential | 0 | 0 | 0 | 0 | 0 | 899.1687 | 1797.844 | 2691.2194 | 3585.0779 | 4479.6754 | 5362.9125 | 6243.736 | 7122.771 | 7987.8472 | 8856.2264 | 9716.3244 | 10576.534 | 11432.4142 | 12280.66 | 13129.9105 | 13975.6492 | 14818.0986 | 15657.4783 | 16494.0056 | 17327.8949 | 17327.8949 | 17327.8949 | 17327.8949 | 17327.8949 | 17327.8949 | 17327.8949
F1_Industrial_Primary Metals_Existing_Space Heating_Natural Gas_Windows - High Efficiency_A_Technical Potential | F1 | Industrial | Primary Metals | Existing | Space Heating | Natural Gas | Windows - High Efficiency | A | Original Unit Energy Savings (kWh or therms) | Technical Potential | 0 | 0 | 0 | 0 | 0 | 0.0056921 | 0.0056642 | 0.0056298 | 0.0055934 | 0.0055553 | 0.0055167 | 0.005477 | 0.0054375 | 0.0053982 | 0.0053557 | 0.0053164 | 0.0052777 | 0.0052417 | 0.0052081 | 0.0051754 | 0.0051445 | 0.005113 | 0.0050845 | 0.0050575 | 0.0050319 | 0.0050082 | 0.0049863 | 0.004966 | 0 | 0 | 0
F2_Industrial_Primary Metals_Existing_Space Heating_Natural Gas_Windows - High Efficiency_A_Technical Potential | F2 | Industrial | Primary Metals | Existing | Space Heating | Natural Gas | Windows - High Efficiency | A | Original Unit Summer Peak Savings (kW) | Technical Potential | 0 | 0 | 0 | 0 | 0 | 0 | 0 | 0 | 0 | 0 | 0 | 0 | 0 | 0 | 0 | 0 | 0 | 0 | 0 | 0 | 0 | 0 | 0 | 0 | 0 | 0 | 0 | 0 | 0 | 0 | 0
F3_Industrial_Primary Metals_Existing_Space Heating_Natural Gas_Windows - High Efficiency_A_Technical Potential | F3 | Industrial | Primary Metals | Existing | Space Heating | Natural Gas | Windows - High Efficiency | A | Original Unit Winter Peak Savings (kW) | Technical Potential | 0 | 0 | 0 | 0 | 0 | 0 | 0 | 0 | 0 | 0 | 0 | 0 | 0 | 0 | 0 | 0 | 0 | 0 | 0 | 0 | 0 | 0 | 0 | 0 | 0 | 0 | 0 | 0 | 0 | 0 | 0
F4_Industrial_Primary Metals_Existing_Space Heating_Natural Gas_Windows - High Efficiency_A_Technical Potential | F4 | Industrial | Primary Metals | Existing | Space Heating | Natural Gas | Windows - High Efficiency | A | Standalone Impact on Baseline Energy (%) | Technical Potential | 0% | 0% | 0% | 0% | 0% | 0.005191% | 0.01557% | 0.03409% | 0.06404% | 0.1095% | 0.176% | 0.2651% | 0.3806% | 0.5288% | 0.6943% | 0.889% | 1.089% | 1.295% | 1.496% | 1.661% | 1.805% | 1.918% | 1.998% | 2.051% | 0.020878 | 0.020939 | 0.020995 | 0.021046 | 0 | 0 | 0
F5_Industrial_Primary Metals_Existing_Space Heating_Natural Gas_Windows - High Efficiency_A_Technical Potential | F5 | Industrial | Primary Metals | Existing | Space Heating | Natural Gas | Windows - High Efficiency | A | Standalone Impact on Baseline Summer Peak (%) | Technical Potential | 0% | 0% | 0% | 0% | 0% | 0% | 0% | 0% | 0% | 0% | 0% | 0% | 0% | 0% | 0% | 0% | 0% | 0% | 0% | 0% | 0% | 0% | 0% | 0% | 0 | 0 | 0 | 0 | 0 | 0 | 0
F6_Industrial_Primary Metals_Existing_Space Heating_Natural Gas_Windows - High Efficiency_A_Technical Potential | F6 | Industrial | Primary Metals | Existing | Space Heating | Natural Gas | Windows - High Efficiency | A | Standalone Impact on Baseline Winter Peak (%) | Technical Potential | 0% | 0% | 0% | 0% | 0% | 0% | 0% | 0% | 0% | 0% | 0% | 0% | 0% | 0% | 0% | 0% | 0% | 0% | 0% | 0% | 0% | 0% | 0% | 0% | 0 | 0 | 0 | 0 | 0 | 0 | 0
F7_Industrial_Primary Metals_Existing_Space Heating_Natural Gas_Windows - High Efficiency_A_Technical Potential | F7 | Industrial | Primary Metals | Existing | Space Heating | Natural Gas | Windows - High Efficiency | A | Incremental Energy Savings (MWh or mTherms) | Technical Potential | 0 | 0 | 0 | 0 | 0 | 0.0040387 | 0.0080293 | 0.014086 | 0.022777 | 0.034366 | 0.048256 | 0.064991 | 0.083474 | 0.10087 | 0.11846 | 0.13068 | 0.13802 | 0.13696 | 0.12713 | 0.11121 | 0.091041 | 0.068923 | 0.047277 | 0.029943 | 0.019368 | 0 | 0 | 0 | 0 | 0 | 0
F8_Industrial_Primary Metals_Existing_Space Heating_Natural Gas_Windows - High Efficiency_A_Technical Potential | F8 | Industrial | Primary Metals | Existing | Space Heating | Natural Gas | Windows - High Efficiency | A | Incremental Summer Peak Savings (MW) | Technical Potential | 0 | 0 | 0 | 0 | 0 | 0 | 0 | 0 | 0 | 0 | 0 | 0 | 0 | 0 | 0 | 0 | 0 | 0 | 0 | 0 | 0 | 0 | 0 | 0 | 0 | 0 | 0 | 0 | 0 | 0 | 0
F9_Industrial_Primary Metals_Existing_Space Heating_Natural Gas_Windows - High Efficiency_A_Technical Potential | F9 | Industrial | Primary Metals | Existing | Space Heating | Natural Gas | Windows - High Efficiency | A | Incremental Winter Peak Savings (MW) | Technical Potential | 0 | 0 | 0 | 0 | 0 | 0 | 0 | 0 | 0 | 0 | 0 | 0 | 0 | 0 | 0 | 0 | 0 | 0 | 0 | 0 | 0 | 0 | 0 | 0 | 0 | 0 | 0 | 0 | 0 | 0 | 0
F10_Industrial_Primary Metals_Existing_Space Heating_Natural Gas_Windows - High Efficiency_A_Technical Potential | F10 | Industrial | Primary Metals | Existing | Space Heating | Natural Gas | Windows - High Efficiency | A | Cumulative Energy Savings (MWh or mTherms) | Technical Potential | 0 | 0 | 0 | 0 | 0 | 0.0040387 | 0.012048 | 0.026061 | 0.04867 | 0.082704 | 0.13038 | 0.19444 | 0.27651 | 0.37538 | 0.49089 | 0.61796 | 0.75147 | 0.8833 | 1.0048 | 1.1097 | 1.1941 | 1.2557 | 1.296 | 1.3191 | 1.3317 | 1.3255 | 1.3197 | 1.3143 | 0 | 0 | 0
F11_Industrial_Primary Metals_Existing_Space Heating_Natural Gas_Windows - High Efficiency_A_Technical Potential | F11 | Industrial | Primary Metals | Existing | Space Heating | Natural Gas | Windows - High Efficiency | A | Cumulative Summer Peak Savings (MW) | Technical Potential | 0 | 0 | 0 | 0 | 0 | 0 | 0 | 0 | 0 | 0 | 0 | 0 | 0 | 0 | 0 | 0 | 0 | 0 | 0 | 0 | 0 | 0 | 0 | 0 | 0 | 0 | 0 | 0 | 0 | 0 | 0
F12_Industrial_Primary Metals_Existing_Space Heating_Natural Gas_Windows - High Efficiency_A_Technical Potential | F12 | Industrial | Primary Metals | Existing | Space Heating | Natural Gas | Windows - High Efficiency | A | Cumulative Winter Peak Savings (MW) | Technical Potential | 0 | 0 | 0 | 0 | 0 | 0 | 0 | 0 | 0 | 0 | 0 | 0 | 0 | 0 | 0 | 0 | 0 | 0 | 0 | 0 | 0 | 0 | 0 | 0 | 0 | 0 | 0 | 0 | 0 | 0 | 0
F13_Industrial_Primary Metals_Existing_Space Heating_Natural Gas_Windows - High Efficiency_A_Technical Potential | F13 | Industrial | Primary Metals | Existing | Space Heating | Natural Gas | Windows - High Efficiency | A | Purchases (Incremental) | Technical Potential | 0 | 0 | 0 | 0 | 0 | 709.5353 | 1417.5361 | 2502.0565 | 4072.1382 | 6186.0479 | 8747.2327 | 11866.1237 | 15351.5483 | 18685.709 | 22119.0197 | 24579.4487 | 26151.299 | 26128.3071 | 24410.6348 | 21487.8309 | 17696.7147 | 13480.1484 | 9298.4064 | 5920.4603 | 3848.9938 | 0 | 0 | 0 | 0 | 0 | 0
F14_Industrial_Primary Metals_Existing_Space Heating_Natural Gas_Windows - High Efficiency_A_Technical Potential | F14 | Industrial | Primary Metals | Existing | Space Heating | Natural Gas | Windows - High Efficiency | A | Purchases (Cumulative) | Technical Potential | 0 | 0 | 0 | 0 | 0 | 709.5353 | 2127.0714 | 4629.1279 | 8701.266 | 14887.3139 | 23634.5466 | 35500.6703 | 50852.2186 | 69537.9276 | 91656.9472 | 116236.3959 | 142387.6949 | 168516.002 | 192926.6368 | 214414.4677 | 232111.1824 | 245591.3308 | 254889.7372 | 260810.1975 | 264659.1913 | 264659.1913 | 264659.1913 | 264659.1913 | 264659.1913 | 264659.1913 | 264659.1913
F1_Industrial_Primary Metals_Existing_Space Heating_Natural Gas_Gas Boiler - Maintenance_A_Technical Potential | F1 | Industrial | Primary Metals | Existing | Space Heating | Natural Gas | Gas Boiler - Maintenance | A | Original Unit Energy Savings (kWh or therms) | Technical Potential | 0 | 0 | 0 | 0 | 0 | 28.8206 | 28.6253 | 28.4313 | 28.2362 | 28.0417 | 27.8526 | 27.6655 | 27.4803 | 27.2972 | 27.1035 | 26.9256 | 26.7498 | 26.5768 | 26.4064 | 26.2357 | 26.0707 | 25.8991 | 25.7333 | 25.5728 | 25.4113 | 25.2639 | 25.1294 | 25.0066 | 24.8946 | 24.7923 | 24.699
F2_Industrial_Primary Metals_Existing_Space Heating_Natural Gas_Gas Boiler - Maintenance_A_Technical Potential | F2 | Industrial | Primary Metals | Existing | Space Heating | Natural Gas | Gas Boiler - Maintenance | A | Original Unit Summer Peak Savings (kW) | Technical Potential | 0 | 0 | 0 | 0 | 0 | 0 | 0 | 0 | 0 | 0 | 0 | 0 | 0 | 0 | 0 | 0 | 0 | 0 | 0 | 0 | 0 | 0 | 0 | 0 | 0 | 0 | 0 | 0 | 0 | 0 | 0
F3_Industrial_Primary Metals_Existing_Space Heating_Natural Gas_Gas Boiler - Maintenance_A_Technical Potential | F3 | Industrial | Primary Metals | Existing | Space Heating | Natural Gas | Gas Boiler - Maintenance | A | Original Unit Winter Peak Savings (kW) | Technical Potential | 0 | 0 | 0 | 0 | 0 | 0 | 0 | 0 | 0 | 0 | 0 | 0 | 0 | 0 | 0 | 0 | 0 | 0 | 0 | 0 | 0 | 0 | 0 | 0 | 0 | 0 | 0 | 0 | 0 | 0 | 0
F4_Industrial_Primary Metals_Existing_Space Heating_Natural Gas_Gas Boiler - Maintenance_A_Technical Potential | F4 | Industrial | Primary Metals | Existing | Space Heating | Natural Gas | Gas Boiler - Maintenance | A | Standalone Impact on Baseline Energy (%) | Technical Potential | 0% | 0% | 0% | 0% | 0% | 0.004916% | 0.008349% | 0.01077% | 0.01261% | 0.01423% | 0.01582% | 0.01707% | 0.01814% | 0.01931% | 0.01997% | 0.02079% | 0.02127% | 0.02175% | 0.02224% | 0.02243% | 0.02272% | 0.02296% | 0.02316% | 0.02333% | 0.0002347 | 0.00023512 | 0.00023553 | 0.00023591 | 0 | 0 | 0
F5_Industrial_Primary Metals_Existing_Space Heating_Natural Gas_Gas Boiler - Maintenance_A_Technical Potential | F5 | Industrial | Primary Metals | Existing | Space Heating | Natural Gas | Gas Boiler - Maintenance | A | Standalone Impact on Baseline Summer Peak (%) | Technical Potential | 0% | 0% | 0% | 0% | 0% | 0% | 0% | 0% | 0% | 0% | 0% | 0% | 0% | 0% | 0% | 0% | 0% | 0% | 0% | 0% | 0% | 0% | 0% | 0% | 0 | 0 | 0 | 0 | 0 | 0 | 0
F6_Industrial_Primary Metals_Existing_Space Heating_Natural Gas_Gas Boiler - Maintenance_A_Technical Potential | F6 | Industrial | Primary Metals | Existing | Space Heating | Natural Gas | Gas Boiler - Maintenance | A | Standalone Impact on Baseline Winter Peak (%) | Technical Potential | 0% | 0% | 0% | 0% | 0% | 0% | 0% | 0% | 0% | 0% | 0% | 0% | 0% | 0% | 0% | 0% | 0% | 0% | 0% | 0% | 0% | 0% | 0% | 0% | 0 | 0 | 0 | 0 | 0 | 0 | 0
F7_Industrial_Primary Metals_Existing_Space Heating_Natural Gas_Gas Boiler - Maintenance_A_Technical Potential | F7 | Industrial | Primary Metals | Existing | Space Heating | Natural Gas | Gas Boiler - Maintenance | A | Incremental Energy Savings (MWh or mTherms) | Technical Potential | 0 | 0 | 0 | 0 | 0 | 0.0038252 | 0.0026615 | 0.0018192 | 0.0014078 | 0.001226 | 0.0010404 | 0.00088285 | 0.00074354 | 0.00061325 | 0.00051264 | 0.0004209 | 0.0003257 | 0.00025075 | 0.0001923 | 0.00014897 | 0.00013536 | 0.00010483 | 8.9366e-05 | 7.4232e-05 | 5.939e-05 | 0 | 0 | 0 | 0 | 0 | 0
F8_Industrial_Primary Metals_Existing_Space Heating_Natural Gas_Gas Boiler - Maintenance_A_Technical Potential | F8 | Industrial | Primary Metals | Existing | Space Heating | Natural Gas | Gas Boiler - Maintenance | A | Incremental Summer Peak Savings (MW) | Technical Potential | 0 | 0 | 0 | 0 | 0 | 0 | 0 | 0 | 0 | 0 | 0 | 0 | 0 | 0 | 0 | 0 | 0 | 0 | 0 | 0 | 0 | 0 | 0 | 0 | 0 | 0 | 0 | 0 | 0 | 0 | 0
F9_Industrial_Primary Metals_Existing_Space Heating_Natural Gas_Gas Boiler - Maintenance_A_Technical Potential | F9 | Industrial | Primary Metals | Existing | Space Heating | Natural Gas | Gas Boiler - Maintenance | A | Incremental Winter Peak Savings (MW) | Technical Potential | 0 | 0 | 0 | 0 | 0 | 0 | 0 | 0 | 0 | 0 | 0 | 0 | 0 | 0 | 0 | 0 | 0 | 0 | 0 | 0 | 0 | 0 | 0 | 0 | 0 | 0 | 0 | 0 | 0 | 0 | 0
F10_Industrial_Primary Metals_Existing_Space Heating_Natural Gas_Gas Boiler - Maintenance_A_Technical Potential | F10 | Industrial | Primary Metals | Existing | Space Heating | Natural Gas | Gas Boiler - Maintenance | A | Cumulative Energy Savings (MWh or mTherms) | Technical Potential | 0 | 0 | 0 | 0 | 0 | 0.0038252 | 0.0064608 | 0.0082362 | 0.0095876 | 0.010748 | 0.011715 | 0.01252 | 0.013179 | 0.013705 | 0.01412 | 0.014448 | 0.01468 | 0.014836 | 0.014933 | 0.014985 | 0.015026 | 0.015032 | 0.015025 | 0.015006 | 0.01497 | 0.014884 | 0.014804 | 0.014732 | 0.014666 | 0.014606 | 0.014551
F11_Industrial_Primary Metals_Existing_Space Heating_Natural Gas_Gas Boiler - Maintenance_A_Technical Potential | F11 | Industrial | Primary Metals | Existing | Space Heating | Natural Gas | Gas Boiler - Maintenance | A | Cumulative Summer Peak Savings (MW) | Technical Potential | 0 | 0 | 0 | 0 | 0 | 0 | 0 | 0 | 0 | 0 | 0 | 0 | 0 | 0 | 0 | 0 | 0 | 0 | 0 | 0 | 0 | 0 | 0 | 0 | 0 | 0 | 0 | 0 | 0 | 0 | 0
F12_Industrial_Primary Metals_Existing_Space Heating_Natural Gas_Gas Boiler - Maintenance_A_Technical Potential | F12 | Industrial | Primary Metals | Existing | Space Heating | Natural Gas | Gas Boiler - Maintenance | A | Cumulative Winter Peak Savings (MW) | Technical Potential | 0 | 0 | 0 | 0 | 0 | 0 | 0 | 0 | 0 | 0 | 0 | 0 | 0 | 0 | 0 | 0 | 0 | 0 | 0 | 0 | 0 | 0 | 0 | 0 | 0 | 0 | 0 | 0 | 0 | 0 | 0
F13_Industrial_Primary Metals_Existing_Space Heating_Natural Gas_Gas Boiler - Maintenance_A_Technical Potential | F13 | Industrial | Primary Metals | Existing | Space Heating | Natural Gas | Gas Boiler - Maintenance | A | Purchases (Incremental) | Technical Potential | 0 | 0 | 0 | 0 | 0 | 0.13272 | 0.092978 | 0.063986 | 0.04986 | 0.043721 | 0.037353 | 0.031912 | 0.027057 | 0.022466 | 0.018914 | 0.015632 | 0.012176 | 0.0094348 | 0.0072823 | 0.0056782 | 0.0051922 | 0.0040477 | 0.0034728 | 0.0029028 | 0.0023371 | 0 | 0 | 0 | 0 | 0 | 0
F14_Industrial_Primary Metals_Existing_Space Heating_Natural Gas_Gas Boiler - Maintenance_A_Technical Potential | F14 | Industrial | Primary Metals | Existing | Space Heating | Natural Gas | Gas Boiler - Maintenance | A | Purchases (Cumulative) | Technical Potential | 0 | 0 | 0 | 0 | 0 | 0.13272 | 0.2257 | 0.28969 | 0.33955 | 0.38327 | 0.42062 | 0.45253 | 0.47959 | 0.50206 | 0.52097 | 0.5366 | 0.54878 | 0.55821 | 0.5655 | 0.57117 | 0.57637 | 0.58041 | 0.58389 | 0.58679 | 0.58913 | 0.58913 | 0.58913 | 0.58913 | 0.58913 | 0.58913 | 0.58913
F1_Industrial_Primary Metals_Existing_Process_Natural Gas_Gas Boiler - Maintenance_A_Technical Potential | F1 | Industrial | Primary Metals | Existing | Process | Natural Gas | Gas Boiler - Maintenance | A | Original Unit Energy Savings (kWh or therms) | Technical Potential | 0 | 0 | 0 | 0 | 0 | 28.0317 | 28.0317 | 28.0317 | 28.0317 | 28.0317 | 28.0317 | 28.0317 | 28.0317 | 28.0317 | 28.0317 | 28.0317 | 28.0317 | 28.0317 | 28.0317 | 28.0317 | 28.0317 | 28.0317 | 28.0317 | 28.0317 | 28.0317 | 28.0317 | 28.0317 | 28.0317 | 28.0317 | 28.0317 | 28.0317
F2_Industrial_Primary Metals_Existing_Process_Natural Gas_Gas Boiler - Maintenance_A_Technical Potential | F2 | Industrial | Primary Metals | Existing | Process | Natural Gas | Gas Boiler - Maintenance | A | Original Unit Summer Peak Savings (kW) | Technical Potential | 0 | 0 | 0 | 0 | 0 | 0 | 0 | 0 | 0 | 0 | 0 | 0 | 0 | 0 | 0 | 0 | 0 | 0 | 0 | 0 | 0 | 0 | 0 | 0 | 0 | 0 | 0 | 0 | 0 | 0 | 0
F3_Industrial_Primary Metals_Existing_Process_Natural Gas_Gas Boiler - Maintenance_A_Technical Potential | F3 | Industrial | Primary Metals | Existing | Process | Natural Gas | Gas Boiler - Maintenance | A | Original Unit Winter Peak Savings (kW) | Technical Potential | 0 | 0 | 0 | 0 | 0 | 0 | 0 | 0 | 0 | 0 | 0 | 0 | 0 | 0 | 0 | 0 | 0 | 0 | 0 | 0 | 0 | 0 | 0 | 0 | 0 | 0 | 0 | 0 | 0 | 0 | 0
F4_Industrial_Primary Metals_Existing_Process_Natural Gas_Gas Boiler - Maintenance_A_Technical Potential | F4 | Industrial | Primary Metals | Existing | Process | Natural Gas | Gas Boiler - Maintenance | A | Standalone Impact on Baseline Energy (%) | Technical Potential | 0% | 0% | 0% | 0% | 0% | 0.006613% | 0.01125% | 0.01453% | 0.01702% | 0.0192% | 0.02134% | 0.02302% | 0.02444% | 0.026% | 0.02688% | 0.02795% | 0.02858% | 0.02922% | 0.02987% | 0.03013% | 0.03053% | 0.03087% | 0.03117% | 0.03143% | 0.00031653 | 0.00031746 | 0.0003183 | 0.00031908 | 0 | 0 | 0
F5_Industrial_Primary Metals_Existing_Process_Natural Gas_Gas Boiler - Maintenance_A_Technical Potential | F5 | Industrial | Primary Metals | Existing | Process | Natural Gas | Gas Boiler - Maintenance | A | Standalone Impact on Baseline Summer Peak (%) | Technical Potential | 0% | 0% | 0% | 0% | 0% | 0% | 0% | 0% | 0% | 0% | 0% | 0% | 0% | 0% | 0% | 0% | 0% | 0% | 0% | 0% | 0% | 0% | 0% | 0% | 0 | 0 | 0 | 0 | 0 | 0 | 0
F6_Industrial_Primary Metals_Existing_Process_Natural Gas_Gas Boiler - Maintenance_A_Technical Potential | F6 | Industrial | Primary Metals | Existing | Process | Natural Gas | Gas Boiler - Maintenance | A | Standalone Impact on Baseline Winter Peak (%) | Technical Potential | 0% | 0% | 0% | 0% | 0% | 0% | 0% | 0% | 0% | 0% | 0% | 0% | 0% | 0% | 0% | 0% | 0% | 0% | 0% | 0% | 0% | 0% | 0% | 0% | 0 | 0 | 0 | 0 | 0 | 0 | 0
F7_Industrial_Primary Metals_Existing_Process_Natural Gas_Gas Boiler - Maintenance_A_Technical Potential | F7 | Industrial | Primary Metals | Existing | Process | Natural Gas | Gas Boiler - Maintenance | A | Incremental Energy Savings (MWh or mTherms) | Technical Potential | 0 | 0 | 0 | 0 | 0 | 0.13475 | 0.0944 | 0.064964 | 0.050622 | 0.044389 | 0.037924 | 0.0324 | 0.027471 | 0.022809 | 0.019203 | 0.015871 | 0.012362 | 0.009579 | 0.0073936 | 0.005765 | 0.0052716 | 0.0041095 | 0.0035259 | 0.0029471 | 0.0023729 | 0 | 0 | 0 | 0 | 0 | 0
F8_Industrial_Primary Metals_Existing_Process_Natural Gas_Gas Boiler - Maintenance_A_Technical Potential | F8 | Industrial | Primary Metals | Existing | Process | Natural Gas | Gas Boiler - Maintenance | A | Incremental Summer Peak Savings (MW) | Technical Potential | 0 | 0 | 0 | 0 | 0 | 0 | 0 | 0 | 0 | 0 | 0 | 0 | 0 | 0 | 0 | 0 | 0 | 0 | 0 | 0 | 0 | 0 | 0 | 0 | 0 | 0 | 0 | 0 | 0 | 0 | 0
F9_Industrial_Primary Metals_Existing_Process_Natural Gas_Gas Boiler - Maintenance_A_Technical Potential | F9 | Industrial | Primary Metals | Existing | Process | Natural Gas | Gas Boiler - Maintenance | A | Incremental Winter Peak Savings (MW) | Technical Potential | 0 | 0 | 0 | 0 | 0 | 0 | 0 | 0 | 0 | 0 | 0 | 0 | 0 | 0 | 0 | 0 | 0 | 0 | 0 | 0 | 0 | 0 | 0 | 0 | 0 | 0 | 0 | 0 | 0 | 0 | 0
F10_Industrial_Primary Metals_Existing_Process_Natural Gas_Gas Boiler - Maintenance_A_Technical Potential | F10 | Industrial | Primary Metals | Existing | Process | Natural Gas | Gas Boiler - Maintenance | A | Cumulative Energy Savings (MWh or mTherms) | Technical Potential | 0 | 0 | 0 | 0 | 0 | 0.13475 | 0.22915 | 0.29412 | 0.34474 | 0.38913 | 0.42705 | 0.45945 | 0.48692 | 0.50973 | 0.52893 | 0.54481 | 0.55717 | 0.56675 | 0.57414 | 0.57991 | 0.58518 | 0.58929 | 0.59281 | 0.59576 | 0.59813 | 0.59813 | 0.59813 | 0.59813 | 0.59813 | 0.59813 | 0.59813
F11_Industrial_Primary Metals_Existing_Process_Natural Gas_Gas Boiler - Maintenance_A_Technical Potential | F11 | Industrial | Primary Metals | Existing | Process | Natural Gas | Gas Boiler - Maintenance | A | Cumulative Summer Peak Savings (MW) | Technical Potential | 0 | 0 | 0 | 0 | 0 | 0 | 0 | 0 | 0 | 0 | 0 | 0 | 0 | 0 | 0 | 0 | 0 | 0 | 0 | 0 | 0 | 0 | 0 | 0 | 0 | 0 | 0 | 0 | 0 | 0 | 0
F12_Industrial_Primary Metals_Existing_Process_Natural Gas_Gas Boiler - Maintenance_A_Technical Potential | F12 | Industrial | Primary Metals | Existing | Process | Natural Gas | Gas Boiler - Maintenance | A | Cumulative Winter Peak Savings (MW) | Technical Potential | 0 | 0 | 0 | 0 | 0 | 0 | 0 | 0 | 0 | 0 | 0 | 0 | 0 | 0 | 0 | 0 | 0 | 0 | 0 | 0 | 0 | 0 | 0 | 0 | 0 | 0 | 0 | 0 | 0 | 0 | 0
F13_Industrial_Primary Metals_Existing_Process_Natural Gas_Gas Boiler - Maintenance_A_Technical Potential | F13 | Industrial | Primary Metals | Existing | Process | Natural Gas | Gas Boiler - Maintenance | A | Purchases (Incremental) | Technical Potential | 0 | 0 | 0 | 0 | 0 | 4.8072 | 3.3676 | 2.3175 | 1.8059 | 1.5835 | 1.3529 | 1.1558 | 0.97999 | 0.81369 | 0.68505 | 0.56618 | 0.441 | 0.34172 | 0.26376 | 0.20566 | 0.18806 | 0.1466 | 0.12578 | 0.10514 | 0.084649 | 0 | 0 | 0 | 0 | 0 | 0
F14_Industrial_Primary Metals_Existing_Process_Natural Gas_Gas Boiler - Maintenance_A_Technical Potential | F14 | Industrial | Primary Metals | Existing | Process | Natural Gas | Gas Boiler - Maintenance | A | Purchases (Cumulative) | Technical Potential | 0 | 0 | 0 | 0 | 0 | 4.8072 | 8.1748 | 10.4923 | 12.2982 | 13.8817 | 15.2346 | 16.3904 | 17.3704 | 18.1841 | 18.8692 | 19.4353 | 19.8763 | 20.2181 | 20.4818 | 20.6875 | 20.8755 | 21.0221 | 21.1479 | 21.2531 | 21.3377 | 21.3377 | 21.3377 | 21.3377 | 21.3377 | 21.3377 | 21.3377
F1_Industrial_Primary Metals_Existing_Space Heating_Natural Gas_Gas Furnace - Maintenance_A_Technical Potential | F1 | Industrial | Primary Metals | Existing | Space Heating | Natural Gas | Gas Furnace - Maintenance | A | Original Unit Energy Savings (kWh or therms) | Technical Potential | 0 | 0 | 0 | 0 | 0 | 0.0091939 | 0.0091109 | 0.0090054 | 0.0088982 | 0.0087907 | 0.0086854 | 0.0085811 | 0.0084829 | 0.0083904 | 0.0082972 | 0.0082156 | 0.0081386 | 0.0080664 | 0.0079984 | 0.0079296 | 0.007863 | 0.0077967 | 0.0077284 | 0.0076628 | 0.0075997 | 0.0075405 | 0.0074852 | 0.0074333 | 0.0073847 | 0.0073392 | 0.0072965
F2_Industrial_Primary Metals_Existing_Space Heating_Natural Gas_Gas Furnace - Maintenance_A_Technical Potential | F2 | Industrial | Primary Metals | Existing | Space Heating | Natural Gas | Gas Furnace - Maintenance | A | Original Unit Summer Peak Savings (kW) | Technical Potential | 0 | 0 | 0 | 0 | 0 | 0 | 0 | 0 | 0 | 0 | 0 | 0 | 0 | 0 | 0 | 0 | 0 | 0 | 0 | 0 | 0 | 0 | 0 | 0 | 0 | 0 | 0 | 0 | 0 | 0 | 0
F3_Industrial_Primary Metals_Existing_Space Heating_Natural Gas_Gas Furnace - Maintenance_A_Technical Potential | F3 | Industrial | Primary Metals | Existing | Space Heating | Natural Gas | Gas Furnace - Maintenance | A | Original Unit Winter Peak Savings (kW) | Technical Potential | 0 | 0 | 0 | 0 | 0 | 0 | 0 | 0 | 0 | 0 | 0 | 0 | 0 | 0 | 0 | 0 | 0 | 0 | 0 | 0 | 0 | 0 | 0 | 0 | 0 | 0 | 0 | 0 | 0 | 0 | 0
F4_Industrial_Primary Metals_Existing_Space Heating_Natural Gas_Gas Furnace - Maintenance_A_Technical Potential | F4 | Industrial | Primary Metals | Existing | Space Heating | Natural Gas | Gas Furnace - Maintenance | A | Standalone Impact on Baseline Energy (%) | Technical Potential | 0% | 0% | 0% | 0% | 0% | 2.417e-05% | 4.096e-05% | 5.259e-05% | 6.128e-05% | 6.874e-05% | 7.602e-05% | 8.162e-05% | 8.63e-05% | 9.147e-05% | 9.424e-05% | 9.776e-05% | 9.975e-05% | 0.0001018% | 0.0001038% | 0.0001045% | 0.0001056% | 0.0001065% | 0.0001072% | 0.0001078% | 1.0819e-06 | 1.0817e-06 | 1.0814e-06 | 1.0809e-06 | 0 | 0 | 0
F5_Industrial_Primary Metals_Existing_Space Heating_Natural Gas_Gas Furnace - Maintenance_A_Technical Potential | F5 | Industrial | Primary Metals | Existing | Space Heating | Natural Gas | Gas Furnace - Maintenance | A | Standalone Impact on Baseline Summer Peak (%) | Technical Potential | 0% | 0% | 0% | 0% | 0% | 0% | 0% | 0% | 0% | 0% | 0% | 0% | 0% | 0% | 0% | 0% | 0% | 0% | 0% | 0% | 0% | 0% | 0% | 0% | 0 | 0 | 0 | 0 | 0 | 0 | 0
F6_Industrial_Primary Metals_Existing_Space Heating_Natural Gas_Gas Furnace - Maintenance_A_Technical Potential | F6 | Industrial | Primary Metals | Existing | Space Heating | Natural Gas | Gas Furnace - Maintenance | A | Standalone Impact on Baseline Winter Peak (%) | Technical Potential | 0% | 0% | 0% | 0% | 0% | 0% | 0% | 0% | 0% | 0% | 0% | 0% | 0% | 0% | 0% | 0% | 0% | 0% | 0% | 0% | 0% | 0% | 0% | 0% | 0 | 0 | 0 | 0 | 0 | 0 | 0
F7_Industrial_Primary Metals_Existing_Space Heating_Natural Gas_Gas Furnace - Maintenance_A_Technical Potential | F7 | Industrial | Primary Metals | Existing | Space Heating | Natural Gas | Gas Furnace - Maintenance | A | Incremental Energy Savings (MWh or mTherms) | Technical Potential | 0 | 0 | 0 | 0 | 0 | 1.8809e-05 | 1.3057e-05 | 8.8818e-06 | 6.8386e-06 | 5.9241e-06 | 5.0006e-06 | 4.2209e-06 | 3.5379e-06 | 2.9055e-06 | 2.419e-06 | 1.9795e-06 | 1.5274e-06 | 1.1731e-06 | 8.9781e-07 | 6.9402e-07 | 6.2929e-07 | 4.8644e-07 | 4.1369e-07 | 3.4286e-07 | 2.7377e-07 | 0 | 0 | 0 | 0 | 0 | 0
F8_Industrial_Primary Metals_Existing_Space Heating_Natural Gas_Gas Furnace - Maintenance_A_Technical Potential | F8 | Industrial | Primary Metals | Existing | Space Heating | Natural Gas | Gas Furnace - Maintenance | A | Incremental Summer Peak Savings (MW) | Technical Potential | 0 | 0 | 0 | 0 | 0 | 0 | 0 | 0 | 0 | 0 | 0 | 0 | 0 | 0 | 0 | 0 | 0 | 0 | 0 | 0 | 0 | 0 | 0 | 0 | 0 | 0 | 0 | 0 | 0 | 0 | 0
F9_Industrial_Primary Metals_Existing_Space Heating_Natural Gas_Gas Furnace - Maintenance_A_Technical Potential | F9 | Industrial | Primary Metals | Existing | Space Heating | Natural Gas | Gas Furnace - Maintenance | A | Incremental Winter Peak Savings (MW) | Technical Potential | 0 | 0 | 0 | 0 | 0 | 0 | 0 | 0 | 0 | 0 | 0 | 0 | 0 | 0 | 0 | 0 | 0 | 0 | 0 | 0 | 0 | 0 | 0 | 0 | 0 | 0 | 0 | 0 | 0 | 0 | 0
F10_Industrial_Primary Metals_Existing_Space Heating_Natural Gas_Gas Furnace - Maintenance_A_Technical Potential | F10 | Industrial | Primary Metals | Existing | Space Heating | Natural Gas | Gas Furnace - Maintenance | A | Cumulative Energy Savings (MWh or mTherms) | Technical Potential | 0 | 0 | 0 | 0 | 0 | 1.8809e-05 | 3.1697e-05 | 4.0211e-05 | 4.6571e-05 | 5.1933e-05 | 5.6312e-05 | 5.9856e-05 | 6.2709e-05 | 6.4931e-05 | 6.6628e-05 | 6.7953e-05 | 6.8843e-05 | 6.9405e-05 | 6.9718e-05 | 6.9813e-05 | 6.9855e-05 | 6.9753e-05 | 6.9555e-05 | 6.9308e-05 | 6.9011e-05 | 6.8474e-05 | 6.7971e-05 | 6.75e-05 | 6.7058e-05 | 6.6645e-05 | 6.6258e-05
F11_Industrial_Primary Metals_Existing_Space Heating_Natural Gas_Gas Furnace - Maintenance_A_Technical Potential | F11 | Industrial | Primary Metals | Existing | Space Heating | Natural Gas | Gas Furnace - Maintenance | A | Cumulative Summer Peak Savings (MW) | Technical Potential | 0 | 0 | 0 | 0 | 0 | 0 | 0 | 0 | 0 | 0 | 0 | 0 | 0 | 0 | 0 | 0 | 0 | 0 | 0 | 0 | 0 | 0 | 0 | 0 | 0 | 0 | 0 | 0 | 0 | 0 | 0
F12_Industrial_Primary Metals_Existing_Space Heating_Natural Gas_Gas Furnace - Maintenance_A_Technical Potential | F12 | Industrial | Primary Metals | Existing | Space Heating | Natural Gas | Gas Furnace - Maintenance | A | Cumulative Winter Peak Savings (MW) | Technical Potential | 0 | 0 | 0 | 0 | 0 | 0 | 0 | 0 | 0 | 0 | 0 | 0 | 0 | 0 | 0 | 0 | 0 | 0 | 0 | 0 | 0 | 0 | 0 | 0 | 0 | 0 | 0 | 0 | 0 | 0 | 0
F13_Industrial_Primary Metals_Existing_Space Heating_Natural Gas_Gas Furnace - Maintenance_A_Technical Potential | F13 | Industrial | Primary Metals | Existing | Space Heating | Natural Gas | Gas Furnace - Maintenance | A | Purchases (Incremental) | Technical Potential | 0 | 0 | 0 | 0 | 0 | 2.0458 | 1.4332 | 0.98628 | 0.76853 | 0.67391 | 0.57575 | 0.49189 | 0.41706 | 0.34628 | 0.29154 | 0.24095 | 0.18768 | 0.14543 | 0.11225 | 0.087523 | 0.080032 | 0.06239 | 0.053529 | 0.044743 | 0.036025 | 0 | 0 | 0 | 0 | 0 | 0
F14_Industrial_Primary Metals_Existing_Space Heating_Natural Gas_Gas Furnace - Maintenance_A_Technical Potential | F14 | Industrial | Primary Metals | Existing | Space Heating | Natural Gas | Gas Furnace - Maintenance | A | Purchases (Cumulative) | Technical Potential | 0 | 0 | 0 | 0 | 0 | 2.0458 | 3.479 | 4.4653 | 5.2338 | 5.9077 | 6.4834 | 6.9753 | 7.3924 | 7.7387 | 8.0302 | 8.2712 | 8.4588 | 8.6043 | 8.7165 | 8.804 | 8.8841 | 8.9465 | 9 | 9.0447 | 9.0808 | 9.0808 | 9.0808 | 9.0808 | 9.0808 | 9.0808 | 9.0808
F1_Industrial_Primary Metals_Existing_Space Heating_Natural Gas_Gas Boiler - Hot Water Reset_A_Technical Potential | F1 | Industrial | Primary Metals | Existing | Space Heating | Natural Gas | Gas Boiler - Hot Water Reset | A | Original Unit Energy Savings (kWh or therms) | Technical Potential | 0 | 0 | 0 | 0 | 0 | 104.8023 | 104.0922 | 103.3865 | 102.6771 | 101.9698 | 101.2823 | 100.6016 | 99.9283 | 99.2626 | 98.558 | 97.9113 | 97.2719 | 96.643 | 96.0234 | 95.4024 | 94.8026 | 94.1784 | 93.5758 | 92.9921 | 92.4047 | 91.8687 | 91.3795 | 90.9331 | 90.5257 | 90.1539 | 89.8145
F2_Industrial_Primary Metals_Existing_Space Heating_Natural Gas_Gas Boiler - Hot Water Reset_A_Technical Potential | F2 | Industrial | Primary Metals | Existing | Space Heating | Natural Gas | Gas Boiler - Hot Water Reset | A | Original Unit Summer Peak Savings (kW) | Technical Potential | 0 | 0 | 0 | 0 | 0 | 0 | 0 | 0 | 0 | 0 | 0 | 0 | 0 | 0 | 0 | 0 | 0 | 0 | 0 | 0 | 0 | 0 | 0 | 0 | 0 | 0 | 0 | 0 | 0 | 0 | 0
F3_Industrial_Primary Metals_Existing_Space Heating_Natural Gas_Gas Boiler - Hot Water Reset_A_Technical Potential | F3 | Industrial | Primary Metals | Existing | Space Heating | Natural Gas | Gas Boiler - Hot Water Reset | A | Original Unit Winter Peak Savings (kW) | Technical Potential | 0 | 0 | 0 | 0 | 0 | 0 | 0 | 0 | 0 | 0 | 0 | 0 | 0 | 0 | 0 | 0 | 0 | 0 | 0 | 0 | 0 | 0 | 0 | 0 | 0 | 0 | 0 | 0 | 0 | 0 | 0
F4_Industrial_Primary Metals_Existing_Space Heating_Natural Gas_Gas Boiler - Hot Water Reset_A_Technical Potential | F4 | Industrial | Primary Metals | Existing | Space Heating | Natural Gas | Gas Boiler - Hot Water Reset | A | Standalone Impact on Baseline Energy (%) | Technical Potential | 0% | 0% | 0% | 0% | 0% | 0.008689% | 0.01932% | 0.03245% | 0.04752% | 0.06471% | 0.08571% | 0.1081% | 0.131% | 0.1545% | 0.1724% | 0.1884% | 0.1979% | 0.2044% | 0.2089% | 0.2097% | 0.2109% | 0.2118% | 0.2124% | 0.2129% | 0.0021333 | 0.0021372 | 0.0021409 | 0.0021443 | 0 | 0 | 0
F5_Industrial_Primary Metals_Existing_Space Heating_Natural Gas_Gas Boiler - Hot Water Reset_A_Technical Potential | F5 | Industrial | Primary Metals | Existing | Space Heating | Natural Gas | Gas Boiler - Hot Water Reset | A | Standalone Impact on Baseline Summer Peak (%) | Technical Potential | 0% | 0% | 0% | 0% | 0% | 0% | 0% | 0% | 0% | 0% | 0% | 0% | 0% | 0% | 0% | 0% | 0% | 0% | 0% | 0% | 0% | 0% | 0% | 0% | 0 | 0 | 0 | 0 | 0 | 0 | 0
F6_Industrial_Primary Metals_Existing_Space Heating_Natural Gas_Gas Boiler - Hot Water Reset_A_Technical Potential | F6 | Industrial | Primary Metals | Existing | Space Heating | Natural Gas | Gas Boiler - Hot Water Reset | A | Standalone Impact on Baseline Winter Peak (%) | Technical Potential | 0% | 0% | 0% | 0% | 0% | 0% | 0% | 0% | 0% | 0% | 0% | 0% | 0% | 0% | 0% | 0% | 0% | 0% | 0% | 0% | 0% | 0% | 0% | 0% | 0 | 0 | 0 | 0 | 0 | 0 | 0
F7_Industrial_Primary Metals_Existing_Space Heating_Natural Gas_Gas Boiler - Hot Water Reset_A_Technical Potential | F7 | Industrial | Primary Metals | Existing | Space Heating | Natural Gas | Gas Boiler - Hot Water Reset | A | Incremental Energy Savings (MWh or mTherms) | Technical Potential | 0 | 0 | 0 | 0 | 0 | 0.00676 | 0.0082395 | 0.0099553 | 0.011483 | 0.013019 | 0.014926 | 0.01622 | 0.016425 | 0.015131 | 0.012964 | 0.009871 | 0.006491 | 0.0037258 | 0.0017665 | 0.0007434 | 0.00026752 | 8.2688e-05 | 1.7842e-05 | 2.9045e-06 | 3.4534e-07 | 0 | 0 | 0 | 0 | 0 | 0
F8_Industrial_Primary Metals_Existing_Space Heating_Natural Gas_Gas Boiler - Hot Water Reset_A_Technical Potential | F8 | Industrial | Primary Metals | Existing | Space Heating | Natural Gas | Gas Boiler - Hot Water Reset | A | Incremental Summer Peak Savings (MW) | Technical Potential | 0 | 0 | 0 | 0 | 0 | 0 | 0 | 0 | 0 | 0 | 0 | 0 | 0 | 0 | 0 | 0 | 0 | 0 | 0 | 0 | 0 | 0 | 0 | 0 | 0 | 0 | 0 | 0 | 0 | 0 | 0
F9_Industrial_Primary Metals_Existing_Space Heating_Natural Gas_Gas Boiler - Hot Water Reset_A_Technical Potential | F9 | Industrial | Primary Metals | Existing | Space Heating | Natural Gas | Gas Boiler - Hot Water Reset | A | Incremental Winter Peak Savings (MW) | Technical Potential | 0 | 0 | 0 | 0 | 0 | 0 | 0 | 0 | 0 | 0 | 0 | 0 | 0 | 0 | 0 | 0 | 0 | 0 | 0 | 0 | 0 | 0 | 0 | 0 | 0 | 0 | 0 | 0 | 0 | 0 | 0
F10_Industrial_Primary Metals_Existing_Space Heating_Natural Gas_Gas Boiler - Hot Water Reset_A_Technical Potential | F10 | Industrial | Primary Metals | Existing | Space Heating | Natural Gas | Gas Boiler - Hot Water Reset | A | Cumulative Energy Savings (MWh or mTherms) | Technical Potential | 0 | 0 | 0 | 0 | 0 | 0.00676 | 0.014954 | 0.024808 | 0.036121 | 0.048891 | 0.063487 | 0.07928 | 0.095174 | 0.10967 | 0.12186 | 0.13093 | 0.13656 | 0.13941 | 0.14028 | 0.14012 | 0.1395 | 0.13867 | 0.1378 | 0.13694 | 0.13608 | 0.13529 | 0.13457 | 0.13391 | 0.13331 | 0.13276 | 0.13226
F11_Industrial_Primary Metals_Existing_Space Heating_Natural Gas_Gas Boiler - Hot Water Reset_A_Technical Potential | F11 | Industrial | Primary Metals | Existing | Space Heating | Natural Gas | Gas Boiler - Hot Water Reset | A | Cumulative Summer Peak Savings (MW) | Technical Potential | 0 | 0 | 0 | 0 | 0 | 0 | 0 | 0 | 0 | 0 | 0 | 0 | 0 | 0 | 0 | 0 | 0 | 0 | 0 | 0 | 0 | 0 | 0 | 0 | 0 | 0 | 0 | 0 | 0 | 0 | 0
F12_Industrial_Primary Metals_Existing_Space Heating_Natural Gas_Gas Boiler - Hot Water Reset_A_Technical Potential | F12 | Industrial | Primary Metals | Existing | Space Heating | Natural Gas | Gas Boiler - Hot Water Reset | A | Cumulative Winter Peak Savings (MW) | Technical Potential | 0 | 0 | 0 | 0 | 0 | 0 | 0 | 0 | 0 | 0 | 0 | 0 | 0 | 0 | 0 | 0 | 0 | 0 | 0 | 0 | 0 | 0 | 0 | 0 | 0 | 0 | 0 | 0 | 0 | 0 | 0
F13_Industrial_Primary Metals_Existing_Space Heating_Natural Gas_Gas Boiler - Hot Water Reset_A_Technical Potential | F13 | Industrial | Primary Metals | Existing | Space Heating | Natural Gas | Gas Boiler - Hot Water Reset | A | Purchases (Incremental) | Technical Potential | 0 | 0 | 0 | 0 | 0 | 0.064503 | 0.079155 | 0.096292 | 0.11184 | 0.12767 | 0.14737 | 0.16123 | 0.16437 | 0.15244 | 0.13153 | 0.10082 | 0.066731 | 0.038552 | 0.018396 | 0.0077923 | 0.0028218 | 0.00087799 | 0.00019066 | 3.1233e-05 | 3.7373e-06 | 0 | 0 | 0 | 0 | 0 | 0
F14_Industrial_Primary Metals_Existing_Space Heating_Natural Gas_Gas Boiler - Hot Water Reset_A_Technical Potential | F14 | Industrial | Primary Metals | Existing | Space Heating | Natural Gas | Gas Boiler - Hot Water Reset | A | Purchases (Cumulative) | Technical Potential | 0 | 0 | 0 | 0 | 0 | 0.064503 | 0.14366 | 0.23995 | 0.35179 | 0.47946 | 0.62683 | 0.78806 | 0.95243 | 1.1049 | 1.2364 | 1.3372 | 1.4039 | 1.4425 | 1.4609 | 1.4687 | 1.4715 | 1.4724 | 1.4726 | 1.4726 | 1.4726 | 1.4726 | 1.4726 | 1.4726 | 1.4726 | 1.4726 | 1.4726
F1_Industrial_Primary Metals_Existing_Process_Natural Gas_Gas Boiler - Hot Water Reset_A_Technical Potential | F1 | Industrial | Primary Metals | Existing | Process | Natural Gas | Gas Boiler - Hot Water Reset | A | Original Unit Energy Savings (kWh or therms) | Technical Potential | 0 | 0 | 0 | 0 | 0 | 50.9667 | 50.9667 | 50.9667 | 50.9667 | 50.9667 | 50.9667 | 50.9667 | 50.9667 | 50.9667 | 50.9667 | 50.9667 | 50.9667 | 50.9667 | 50.9667 | 50.9667 | 50.9667 | 50.9667 | 50.9667 | 50.9667 | 50.9667 | 50.9667 | 50.9667 | 50.9667 | 50.9667 | 50.9667 | 50.9667
F2_Industrial_Primary Metals_Existing_Process_Natural Gas_Gas Boiler - Hot Water Reset_A_Technical Potential | F2 | Industrial | Primary Metals | Existing | Process | Natural Gas | Gas Boiler - Hot Water Reset | A | Original Unit Summer Peak Savings (kW) | Technical Potential | 0 | 0 | 0 | 0 | 0 | 0 | 0 | 0 | 0 | 0 | 0 | 0 | 0 | 0 | 0 | 0 | 0 | 0 | 0 | 0 | 0 | 0 | 0 | 0 | 0 | 0 | 0 | 0 | 0 | 0 | 0
F3_Industrial_Primary Metals_Existing_Process_Natural Gas_Gas Boiler - Hot Water Reset_A_Technical Potential | F3 | Industrial | Primary Metals | Existing | Process | Natural Gas | Gas Boiler - Hot Water Reset | A | Original Unit Winter Peak Savings (kW) | Technical Potential | 0 | 0 | 0 | 0 | 0 | 0 | 0 | 0 | 0 | 0 | 0 | 0 | 0 | 0 | 0 | 0 | 0 | 0 | 0 | 0 | 0 | 0 | 0 | 0 | 0 | 0 | 0 | 0 | 0 | 0 | 0
F4_Industrial_Primary Metals_Existing_Process_Natural Gas_Gas Boiler - Hot Water Reset_A_Technical Potential | F4 | Industrial | Primary Metals | Existing | Process | Natural Gas | Gas Boiler - Hot Water Reset | A | Standalone Impact on Baseline Energy (%) | Technical Potential | 0% | 0% | 0% | 0% | 0% | 0.005844% | 0.01302% | 0.02188% | 0.03206% | 0.04366% | 0.05781% | 0.07288% | 0.08826% | 0.104% | 0.116% | 0.1267% | 0.133% | 0.1373% | 0.1403% | 0.1409% | 0.1417% | 0.1424% | 0.1429% | 0.1434% | 0.0014386 | 0.0014428 | 0.0014466 | 0.0014501 | 0 | 0 | 0
F5_Industrial_Primary Metals_Existing_Process_Natural Gas_Gas Boiler - Hot Water Reset_A_Technical Potential | F5 | Industrial | Primary Metals | Existing | Process | Natural Gas | Gas Boiler - Hot Water Reset | A | Standalone Impact on Baseline Summer Peak (%) | Technical Potential | 0% | 0% | 0% | 0% | 0% | 0% | 0% | 0% | 0% | 0% | 0% | 0% | 0% | 0% | 0% | 0% | 0% | 0% | 0% | 0% | 0% | 0% | 0% | 0% | 0 | 0 | 0 | 0 | 0 | 0 | 0
F6_Industrial_Primary Metals_Existing_Process_Natural Gas_Gas Boiler - Hot Water Reset_A_Technical Potential | F6 | Industrial | Primary Metals | Existing | Process | Natural Gas | Gas Boiler - Hot Water Reset | A | Standalone Impact on Baseline Winter Peak (%) | Technical Potential | 0% | 0% | 0% | 0% | 0% | 0% | 0% | 0% | 0% | 0% | 0% | 0% | 0% | 0% | 0% | 0% | 0% | 0% | 0% | 0% | 0% | 0% | 0% | 0% | 0 | 0 | 0 | 0 | 0 | 0 | 0
F7_Industrial_Primary Metals_Existing_Process_Natural Gas_Gas Boiler - Hot Water Reset_A_Technical Potential | F7 | Industrial | Primary Metals | Existing | Process | Natural Gas | Gas Boiler - Hot Water Reset | A | Incremental Energy Savings (MWh or mTherms) | Technical Potential | 0 | 0 | 0 | 0 | 0 | 0.11907 | 0.14612 | 0.17775 | 0.20645 | 0.23568 | 0.27204 | 0.29762 | 0.30342 | 0.2814 | 0.24281 | 0.1861 | 0.12318 | 0.071166 | 0.033959 | 0.014384 | 0.0052091 | 0.0016207 | 0.00035196 | 5.7656e-05 | 6.8989e-06 | 0 | 0 | 0 | 0 | 0 | 0
F8_Industrial_Primary Metals_Existing_Process_Natural Gas_Gas Boiler - Hot Water Reset_A_Technical Potential | F8 | Industrial | Primary Metals | Existing | Process | Natural Gas | Gas Boiler - Hot Water Reset | A | Incremental Summer Peak Savings (MW) | Technical Potential | 0 | 0 | 0 | 0 | 0 | 0 | 0 | 0 | 0 | 0 | 0 | 0 | 0 | 0 | 0 | 0 | 0 | 0 | 0 | 0 | 0 | 0 | 0 | 0 | 0 | 0 | 0 | 0 | 0 | 0 | 0
F9_Industrial_Primary Metals_Existing_Process_Natural Gas_Gas Boiler - Hot Water Reset_A_Technical Potential | F9 | Industrial | Primary Metals | Existing | Process | Natural Gas | Gas Boiler - Hot Water Reset | A | Incremental Winter Peak Savings (MW) | Technical Potential | 0 | 0 | 0 | 0 | 0 | 0 | 0 | 0 | 0 | 0 | 0 | 0 | 0 | 0 | 0 | 0 | 0 | 0 | 0 | 0 | 0 | 0 | 0 | 0 | 0 | 0 | 0 | 0 | 0 | 0 | 0
F10_Industrial_Primary Metals_Existing_Process_Natural Gas_Gas Boiler - Hot Water Reset_A_Technical Potential | F10 | Industrial | Primary Metals | Existing | Process | Natural Gas | Gas Boiler - Hot Water Reset | A | Cumulative Energy Savings (MWh or mTherms) | Technical Potential | 0 | 0 | 0 | 0 | 0 | 0.11907 | 0.26519 | 0.44294 | 0.6494 | 0.88508 | 1.1571 | 1.4547 | 1.7582 | 2.0396 | 2.2824 | 2.4685 | 2.5916 | 2.6628 | 2.6968 | 2.7112 | 2.7164 | 2.718 | 2.7183 | 2.7184 | 2.7184 | 2.7184 | 2.7184 | 2.7184 | 2.7184 | 2.7184 | 2.7184
F11_Industrial_Primary Metals_Existing_Process_Natural Gas_Gas Boiler - Hot Water Reset_A_Technical Potential | F11 | Industrial | Primary Metals | Existing | Process | Natural Gas | Gas Boiler - Hot Water Reset | A | Cumulative Summer Peak Savings (MW) | Technical Potential | 0 | 0 | 0 | 0 | 0 | 0 | 0 | 0 | 0 | 0 | 0 | 0 | 0 | 0 | 0 | 0 | 0 | 0 | 0 | 0 | 0 | 0 | 0 | 0 | 0 | 0 | 0 | 0 | 0 | 0 | 0
F12_Industrial_Primary Metals_Existing_Process_Natural Gas_Gas Boiler - Hot Water Reset_A_Technical Potential | F12 | Industrial | Primary Metals | Existing | Process | Natural Gas | Gas Boiler - Hot Water Reset | A | Cumulative Winter Peak Savings (MW) | Technical Potential | 0 | 0 | 0 | 0 | 0 | 0 | 0 | 0 | 0 | 0 | 0 | 0 | 0 | 0 | 0 | 0 | 0 | 0 | 0 | 0 | 0 | 0 | 0 | 0 | 0 | 0 | 0 | 0 | 0 | 0 | 0
F13_Industrial_Primary Metals_Existing_Process_Natural Gas_Gas Boiler - Hot Water Reset_A_Technical Potential | F13 | Industrial | Primary Metals | Existing | Process | Natural Gas | Gas Boiler - Hot Water Reset | A | Purchases (Incremental) | Technical Potential | 0 | 0 | 0 | 0 | 0 | 2.3362 | 2.8669 | 3.4876 | 4.0508 | 4.6242 | 5.3376 | 5.8394 | 5.9533 | 5.5212 | 4.764 | 3.6515 | 2.4169 | 1.3963 | 0.6663 | 0.28223 | 0.10221 | 0.0318 | 0.0069057 | 0.0011313 | 0.00013536 | 0 | 0 | 0 | 0 | 0 | 0
F14_Industrial_Primary Metals_Existing_Process_Natural Gas_Gas Boiler - Hot Water Reset_A_Technical Potential | F14 | Industrial | Primary Metals | Existing | Process | Natural Gas | Gas Boiler - Hot Water Reset | A | Purchases (Cumulative) | Technical Potential | 0 | 0 | 0 | 0 | 0 | 2.3362 | 5.2032 | 8.6908 | 12.7415 | 17.3658 | 22.7034 | 28.5428 | 34.4961 | 40.0173 | 44.7814 | 48.4328 | 50.8497 | 52.2461 | 52.9124 | 53.1946 | 53.2968 | 53.3286 | 53.3355 | 53.3366 | 53.3368 | 53.3368 | 53.3368 | 53.3368 | 53.3368 | 53.3368 | 53.3368
F1_Industrial_Primary Metals_Existing_Space Heating_Natural Gas_Steam Trap Maintenance_A_Technical Potential | F1 | Industrial | Primary Metals | Existing | Space Heating | Natural Gas | Steam Trap Maintenance | A | Original Unit Energy Savings (kWh or therms) | Technical Potential | 0 | 0 | 0 | 0 | 0 | 37.0244 | 36.7736 | 36.5243 | 36.2737 | 36.0238 | 35.7809 | 35.5404 | 35.3026 | 35.0674 | 34.8185 | 34.59 | 34.3641 | 34.142 | 33.923 | 33.7037 | 33.4918 | 33.2713 | 33.0584 | 32.8522 | 32.6447 | 32.4553 | 32.2825 | 32.1248 | 31.9808 | 31.8495 | 31.7296
F2_Industrial_Primary Metals_Existing_Space Heating_Natural Gas_Steam Trap Maintenance_A_Technical Potential | F2 | Industrial | Primary Metals | Existing | Space Heating | Natural Gas | Steam Trap Maintenance | A | Original Unit Summer Peak Savings (kW) | Technical Potential | 0 | 0 | 0 | 0 | 0 | 0 | 0 | 0 | 0 | 0 | 0 | 0 | 0 | 0 | 0 | 0 | 0 | 0 | 0 | 0 | 0 | 0 | 0 | 0 | 0 | 0 | 0 | 0 | 0 | 0 | 0
F3_Industrial_Primary Metals_Existing_Space Heating_Natural Gas_Steam Trap Maintenance_A_Technical Potential | F3 | Industrial | Primary Metals | Existing | Space Heating | Natural Gas | Steam Trap Maintenance | A | Original Unit Winter Peak Savings (kW) | Technical Potential | 0 | 0 | 0 | 0 | 0 | 0 | 0 | 0 | 0 | 0 | 0 | 0 | 0 | 0 | 0 | 0 | 0 | 0 | 0 | 0 | 0 | 0 | 0 | 0 | 0 | 0 | 0 | 0 | 0 | 0 | 0
F4_Industrial_Primary Metals_Existing_Space Heating_Natural Gas_Steam Trap Maintenance_A_Technical Potential | F4 | Industrial | Primary Metals | Existing | Space Heating | Natural Gas | Steam Trap Maintenance | A | Standalone Impact on Baseline Energy (%) | Technical Potential | 0% | 0% | 0% | 0% | 0% | 0.001713% | 0.003421% | 0.005147% | 0.006851% | 0.008552% | 0.01037% | 0.01212% | 0.01386% | 0.0158% | 0.01746% | 0.01936% | 0.02109% | 0.02292% | 0.02484% | 0.02652% | 0.02833% | 0.03015% | 0.03194% | 0.03373% | 0.00035506 | 0.00035571 | 0.00035632 | 0.0003569 | 0 | 0 | 0
F5_Industrial_Primary Metals_Existing_Space Heating_Natural Gas_Steam Trap Maintenance_A_Technical Potential | F5 | Industrial | Primary Metals | Existing | Space Heating | Natural Gas | Steam Trap Maintenance | A | Standalone Impact on Baseline Summer Peak (%) | Technical Potential | 0% | 0% | 0% | 0% | 0% | 0% | 0% | 0% | 0% | 0% | 0% | 0% | 0% | 0% | 0% | 0% | 0% | 0% | 0% | 0% | 0% | 0% | 0% | 0% | 0 | 0 | 0 | 0 | 0 | 0 | 0
F6_Industrial_Primary Metals_Existing_Space Heating_Natural Gas_Steam Trap Maintenance_A_Technical Potential | F6 | Industrial | Primary Metals | Existing | Space Heating | Natural Gas | Steam Trap Maintenance | A | Standalone Impact on Baseline Winter Peak (%) | Technical Potential | 0% | 0% | 0% | 0% | 0% | 0% | 0% | 0% | 0% | 0% | 0% | 0% | 0% | 0% | 0% | 0% | 0% | 0% | 0% | 0% | 0% | 0% | 0% | 0% | 0 | 0 | 0 | 0 | 0 | 0 | 0
F7_Industrial_Primary Metals_Existing_Space Heating_Natural Gas_Steam Trap Maintenance_A_Technical Potential | F7 | Industrial | Primary Metals | Existing | Space Heating | Natural Gas | Steam Trap Maintenance | A | Incremental Energy Savings (MWh or mTherms) | Technical Potential | 0 | 0 | 0 | 0 | 0 | 0.0013329 | 0.0013232 | 0.0013065 | 0.0012982 | 0.0012903 | 0.0012653 | 0.0012534 | 0.0012425 | 0.0012146 | 0.0012106 | 0.0011912 | 0.0011836 | 0.00117 | 0.0011521 | 0.001146 | 0.0011341 | 0.0011223 | 0.001111 | 0.0011003 | 0.0010899 | 0 | 0 | 0 | 0 | 0 | 0
F8_Industrial_Primary Metals_Existing_Space Heating_Natural Gas_Steam Trap Maintenance_A_Technical Potential | F8 | Industrial | Primary Metals | Existing | Space Heating | Natural Gas | Steam Trap Maintenance | A | Incremental Summer Peak Savings (MW) | Technical Potential | 0 | 0 | 0 | 0 | 0 | 0 | 0 | 0 | 0 | 0 | 0 | 0 | 0 | 0 | 0 | 0 | 0 | 0 | 0 | 0 | 0 | 0 | 0 | 0 | 0 | 0 | 0 | 0 | 0 | 0 | 0
F9_Industrial_Primary Metals_Existing_Space Heating_Natural Gas_Steam Trap Maintenance_A_Technical Potential | F9 | Industrial | Primary Metals | Existing | Space Heating | Natural Gas | Steam Trap Maintenance | A | Incremental Winter Peak Savings (MW) | Technical Potential | 0 | 0 | 0 | 0 | 0 | 0 | 0 | 0 | 0 | 0 | 0 | 0 | 0 | 0 | 0 | 0 | 0 | 0 | 0 | 0 | 0 | 0 | 0 | 0 | 0 | 0 | 0 | 0 | 0 | 0 | 0
F10_Industrial_Primary Metals_Existing_Space Heating_Natural Gas_Steam Trap Maintenance_A_Technical Potential | F10 | Industrial | Primary Metals | Existing | Space Heating | Natural Gas | Steam Trap Maintenance | A | Cumulative Energy Savings (MWh or mTherms) | Technical Potential | 0 | 0 | 0 | 0 | 0 | 0.0013329 | 0.0026471 | 0.0039356 | 0.0052068 | 0.0064612 | 0.007683 | 0.0088848 | 0.010068 | 0.011215 | 0.012346 | 0.013456 | 0.014552 | 0.015628 | 0.01668 | 0.017718 | 0.018741 | 0.01974 | 0.020724 | 0.021695 | 0.022648 | 0.022517 | 0.022397 | 0.022288 | 0.022188 | 0.022097 | 0.022013
F11_Industrial_Primary Metals_Existing_Space Heating_Natural Gas_Steam Trap Maintenance_A_Technical Potential | F11 | Industrial | Primary Metals | Existing | Space Heating | Natural Gas | Steam Trap Maintenance | A | Cumulative Summer Peak Savings (MW) | Technical Potential | 0 | 0 | 0 | 0 | 0 | 0 | 0 | 0 | 0 | 0 | 0 | 0 | 0 | 0 | 0 | 0 | 0 | 0 | 0 | 0 | 0 | 0 | 0 | 0 | 0 | 0 | 0 | 0 | 0 | 0 | 0
F12_Industrial_Primary Metals_Existing_Space Heating_Natural Gas_Steam Trap Maintenance_A_Technical Potential | F12 | Industrial | Primary Metals | Existing | Space Heating | Natural Gas | Steam Trap Maintenance | A | Cumulative Winter Peak Savings (MW) | Technical Potential | 0 | 0 | 0 | 0 | 0 | 0 | 0 | 0 | 0 | 0 | 0 | 0 | 0 | 0 | 0 | 0 | 0 | 0 | 0 | 0 | 0 | 0 | 0 | 0 | 0 | 0 | 0 | 0 | 0 | 0 | 0
F13_Industrial_Primary Metals_Existing_Space Heating_Natural Gas_Steam Trap Maintenance_A_Technical Potential | F13 | Industrial | Primary Metals | Existing | Space Heating | Natural Gas | Steam Trap Maintenance | A | Purchases (Incremental) | Technical Potential | 0 | 0 | 0 | 0 | 0 | 0.036001 | 0.035982 | 0.035769 | 0.035789 | 0.035818 | 0.035364 | 0.035267 | 0.035195 | 0.034636 | 0.034769 | 0.034437 | 0.034442 | 0.034268 | 0.033963 | 0.034003 | 0.033862 | 0.03373 | 0.033608 | 0.033493 | 0.033388 | 0 | 0 | 0 | 0 | 0 | 0
F14_Industrial_Primary Metals_Existing_Space Heating_Natural Gas_Steam Trap Maintenance_A_Technical Potential | F14 | Industrial | Primary Metals | Existing | Space Heating | Natural Gas | Steam Trap Maintenance | A | Purchases (Cumulative) | Technical Potential | 0 | 0 | 0 | 0 | 0 | 0.036001 | 0.071983 | 0.10775 | 0.14354 | 0.17936 | 0.21472 | 0.24999 | 0.28519 | 0.31982 | 0.35459 | 0.38903 | 0.42347 | 0.45774 | 0.4917 | 0.5257 | 0.55956 | 0.5933 | 0.6269 | 0.6604 | 0.69378 | 0.69378 | 0.69378 | 0.69378 | 0.69378 | 0.69378 | 0.69378
F1_Industrial_Primary Metals_Existing_Process_Natural Gas_Steam Trap Maintenance_A_Technical Potential | F1 | Industrial | Primary Metals | Existing | Process | Natural Gas | Steam Trap Maintenance | A | Original Unit Energy Savings (kWh or therms) | Technical Potential | 0 | 0 | 0 | 0 | 0 | 36.0109 | 36.0109 | 36.0109 | 36.0109 | 36.0109 | 36.0109 | 36.0109 | 36.0109 | 36.0109 | 36.0109 | 36.0109 | 36.0109 | 36.0109 | 36.0109 | 36.0109 | 36.0109 | 36.0109 | 36.0109 | 36.0109 | 36.0109 | 36.0109 | 36.0109 | 36.0109 | 36.0109 | 36.0109 | 36.0109
F2_Industrial_Primary Metals_Existing_Process_Natural Gas_Steam Trap Maintenance_A_Technical Potential | F2 | Industrial | Primary Metals | Existing | Process | Natural Gas | Steam Trap Maintenance | A | Original Unit Summer Peak Savings (kW) | Technical Potential | 0 | 0 | 0 | 0 | 0 | 0 | 0 | 0 | 0 | 0 | 0 | 0 | 0 | 0 | 0 | 0 | 0 | 0 | 0 | 0 | 0 | 0 | 0 | 0 | 0 | 0 | 0 | 0 | 0 | 0 | 0
F3_Industrial_Primary Metals_Existing_Process_Natural Gas_Steam Trap Maintenance_A_Technical Potential | F3 | Industrial | Primary Metals | Existing | Process | Natural Gas | Steam Trap Maintenance | A | Original Unit Winter Peak Savings (kW) | Technical Potential | 0 | 0 | 0 | 0 | 0 | 0 | 0 | 0 | 0 | 0 | 0 | 0 | 0 | 0 | 0 | 0 | 0 | 0 | 0 | 0 | 0 | 0 | 0 | 0 | 0 | 0 | 0 | 0 | 0 | 0 | 0
F4_Industrial_Primary Metals_Existing_Process_Natural Gas_Steam Trap Maintenance_A_Technical Potential | F4 | Industrial | Primary Metals | Existing | Process | Natural Gas | Steam Trap Maintenance | A | Standalone Impact on Baseline Energy (%) | Technical Potential | 0% | 0% | 0% | 0% | 0% | 0.002305% | 0.00461% | 0.006942% | 0.009243% | 0.01154% | 0.01399% | 0.01634% | 0.01867% | 0.02128% | 0.0235% | 0.02603% | 0.02833% | 0.03078% | 0.03336% | 0.03563% | 0.03808% | 0.04053% | 0.04299% | 0.04544% | 0.00047887 | 0.00048027 | 0.00048155 | 0.00048272 | 0 | 0 | 0
F5_Industrial_Primary Metals_Existing_Process_Natural Gas_Steam Trap Maintenance_A_Technical Potential | F5 | Industrial | Primary Metals | Existing | Process | Natural Gas | Steam Trap Maintenance | A | Standalone Impact on Baseline Summer Peak (%) | Technical Potential | 0% | 0% | 0% | 0% | 0% | 0% | 0% | 0% | 0% | 0% | 0% | 0% | 0% | 0% | 0% | 0% | 0% | 0% | 0% | 0% | 0% | 0% | 0% | 0% | 0 | 0 | 0 | 0 | 0 | 0 | 0
F6_Industrial_Primary Metals_Existing_Process_Natural Gas_Steam Trap Maintenance_A_Technical Potential | F6 | Industrial | Primary Metals | Existing | Process | Natural Gas | Steam Trap Maintenance | A | Standalone Impact on Baseline Winter Peak (%) | Technical Potential | 0% | 0% | 0% | 0% | 0% | 0% | 0% | 0% | 0% | 0% | 0% | 0% | 0% | 0% | 0% | 0% | 0% | 0% | 0% | 0% | 0% | 0% | 0% | 0% | 0 | 0 | 0 | 0 | 0 | 0 | 0
F7_Industrial_Primary Metals_Existing_Process_Natural Gas_Steam Trap Maintenance_A_Technical Potential | F7 | Industrial | Primary Metals | Existing | Process | Natural Gas | Steam Trap Maintenance | A | Incremental Energy Savings (MWh or mTherms) | Technical Potential | 0 | 0 | 0 | 0 | 0 | 0.046956 | 0.04693 | 0.046654 | 0.046679 | 0.046718 | 0.046124 | 0.045998 | 0.045905 | 0.045176 | 0.045348 | 0.044916 | 0.044922 | 0.044696 | 0.044297 | 0.044349 | 0.044166 | 0.043994 | 0.043834 | 0.043685 | 0.043547 | 0 | 0 | 0 | 0 | 0 | 0
F8_Industrial_Primary Metals_Existing_Process_Natural Gas_Steam Trap Maintenance_A_Technical Potential | F8 | Industrial | Primary Metals | Existing | Process | Natural Gas | Steam Trap Maintenance | A | Incremental Summer Peak Savings (MW) | Technical Potential | 0 | 0 | 0 | 0 | 0 | 0 | 0 | 0 | 0 | 0 | 0 | 0 | 0 | 0 | 0 | 0 | 0 | 0 | 0 | 0 | 0 | 0 | 0 | 0 | 0 | 0 | 0 | 0 | 0 | 0 | 0
F9_Industrial_Primary Metals_Existing_Process_Natural Gas_Steam Trap Maintenance_A_Technical Potential | F9 | Industrial | Primary Metals | Existing | Process | Natural Gas | Steam Trap Maintenance | A | Incremental Winter Peak Savings (MW) | Technical Potential | 0 | 0 | 0 | 0 | 0 | 0 | 0 | 0 | 0 | 0 | 0 | 0 | 0 | 0 | 0 | 0 | 0 | 0 | 0 | 0 | 0 | 0 | 0 | 0 | 0 | 0 | 0 | 0 | 0 | 0 | 0
F10_Industrial_Primary Metals_Existing_Process_Natural Gas_Steam Trap Maintenance_A_Technical Potential | F10 | Industrial | Primary Metals | Existing | Process | Natural Gas | Steam Trap Maintenance | A | Cumulative Energy Savings (MWh or mTherms) | Technical Potential | 0 | 0 | 0 | 0 | 0 | 0.046956 | 0.093887 | 0.14054 | 0.18722 | 0.23394 | 0.28006 | 0.32606 | 0.37196 | 0.41714 | 0.46249 | 0.5074 | 0.55233 | 0.59702 | 0.64132 | 0.68567 | 0.72983 | 0.77383 | 0.81766 | 0.86135 | 0.90489 | 0.90489 | 0.90489 | 0.90489 | 0.90489 | 0.90489 | 0.90489
F11_Industrial_Primary Metals_Existing_Process_Natural Gas_Steam Trap Maintenance_A_Technical Potential | F11 | Industrial | Primary Metals | Existing | Process | Natural Gas | Steam Trap Maintenance | A | Cumulative Summer Peak Savings (MW) | Technical Potential | 0 | 0 | 0 | 0 | 0 | 0 | 0 | 0 | 0 | 0 | 0 | 0 | 0 | 0 | 0 | 0 | 0 | 0 | 0 | 0 | 0 | 0 | 0 | 0 | 0 | 0 | 0 | 0 | 0 | 0 | 0
F12_Industrial_Primary Metals_Existing_Process_Natural Gas_Steam Trap Maintenance_A_Technical Potential | F12 | Industrial | Primary Metals | Existing | Process | Natural Gas | Steam Trap Maintenance | A | Cumulative Winter Peak Savings (MW) | Technical Potential | 0 | 0 | 0 | 0 | 0 | 0 | 0 | 0 | 0 | 0 | 0 | 0 | 0 | 0 | 0 | 0 | 0 | 0 | 0 | 0 | 0 | 0 | 0 | 0 | 0 | 0 | 0 | 0 | 0 | 0 | 0
F13_Industrial_Primary Metals_Existing_Process_Natural Gas_Steam Trap Maintenance_A_Technical Potential | F13 | Industrial | Primary Metals | Existing | Process | Natural Gas | Steam Trap Maintenance | A | Purchases (Incremental) | Technical Potential | 0 | 0 | 0 | 0 | 0 | 1.3039 | 1.3032 | 1.2955 | 1.2962 | 1.2973 | 1.2808 | 1.2773 | 1.2747 | 1.2545 | 1.2593 | 1.2473 | 1.2474 | 1.2412 | 1.2301 | 1.2316 | 1.2265 | 1.2217 | 1.2172 | 1.2131 | 1.2093 | 0 | 0 | 0 | 0 | 0 | 0
F14_Industrial_Primary Metals_Existing_Process_Natural Gas_Steam Trap Maintenance_A_Technical Potential | F14 | Industrial | Primary Metals | Existing | Process | Natural Gas | Steam Trap Maintenance | A | Purchases (Cumulative) | Technical Potential | 0 | 0 | 0 | 0 | 0 | 1.3039 | 2.6072 | 3.9027 | 5.199 | 6.4963 | 7.7771 | 9.0545 | 10.3292 | 11.5837 | 12.843 | 14.0903 | 15.3377 | 16.5789 | 17.809 | 19.0405 | 20.267 | 21.4887 | 22.7059 | 23.919 | 25.1283 | 25.1283 | 25.1283 | 25.1283 | 25.1283 | 25.1283 | 25.1283
F1_Industrial_Primary Metals_Existing_Space Heating_Natural Gas_Gas Boiler - High Turndown_A_Technical Potential | F1 | Industrial | Primary Metals | Existing | Space Heating | Natural Gas | Gas Boiler - High Turndown | A | Original Unit Energy Savings (kWh or therms) | Technical Potential | 0 | 0 | 0 | 0 | 0 | 39.3009 | 39.0346 | 38.7699 | 38.5039 | 38.2387 | 37.9809 | 37.7256 | 37.4731 | 37.2235 | 36.9593 | 36.7168 | 36.477 | 36.2411 | 36.0088 | 35.7759 | 35.551 | 35.3169 | 35.0909 | 34.8721 | 34.6518 | 34.4508 | 34.2673 | 34.0999 | 33.9471 | 33.8077 | 33.6804
F2_Industrial_Primary Metals_Existing_Space Heating_Natural Gas_Gas Boiler - High Turndown_A_Technical Potential | F2 | Industrial | Primary Metals | Existing | Space Heating | Natural Gas | Gas Boiler - High Turndown | A | Original Unit Summer Peak Savings (kW) | Technical Potential | 0 | 0 | 0 | 0 | 0 | 0 | 0 | 0 | 0 | 0 | 0 | 0 | 0 | 0 | 0 | 0 | 0 | 0 | 0 | 0 | 0 | 0 | 0 | 0 | 0 | 0 | 0 | 0 | 0 | 0 | 0
F3_Industrial_Primary Metals_Existing_Space Heating_Natural Gas_Gas Boiler - High Turndown_A_Technical Potential | F3 | Industrial | Primary Metals | Existing | Space Heating | Natural Gas | Gas Boiler - High Turndown | A | Original Unit Winter Peak Savings (kW) | Technical Potential | 0 | 0 | 0 | 0 | 0 | 0 | 0 | 0 | 0 | 0 | 0 | 0 | 0 | 0 | 0 | 0 | 0 | 0 | 0 | 0 | 0 | 0 | 0 | 0 | 0 | 0 | 0 | 0 | 0 | 0 | 0
F4_Industrial_Primary Metals_Existing_Space Heating_Natural Gas_Gas Boiler - High Turndown_A_Technical Potential | F4 | Industrial | Primary Metals | Existing | Space Heating | Natural Gas | Gas Boiler - High Turndown | A | Standalone Impact on Baseline Energy (%) | Technical Potential | 0% | 0% | 0% | 0% | 0% | 0.004973% | 0.009929% | 0.01494% | 0.01988% | 0.02482% | 0.02961% | 0.03328% | 0.03622% | 0.03912% | 0.04083% | 0.04272% | 0.04392% | 0.0451% | 0.04626% | 0.0468% | 0.04746% | 0.04762% | 0.04776% | 0.04788% | 0.00047967 | 0.00048055 | 0.00048138 | 0.00048215 | 0 | 0 | 0
F5_Industrial_Primary Metals_Existing_Space Heating_Natural Gas_Gas Boiler - High Turndown_A_Technical Potential | F5 | Industrial | Primary Metals | Existing | Space Heating | Natural Gas | Gas Boiler - High Turndown | A | Standalone Impact on Baseline Summer Peak (%) | Technical Potential | 0% | 0% | 0% | 0% | 0% | 0% | 0% | 0% | 0% | 0% | 0% | 0% | 0% | 0% | 0% | 0% | 0% | 0% | 0% | 0% | 0% | 0% | 0% | 0% | 0 | 0 | 0 | 0 | 0 | 0 | 0
F6_Industrial_Primary Metals_Existing_Space Heating_Natural Gas_Gas Boiler - High Turndown_A_Technical Potential | F6 | Industrial | Primary Metals | Existing | Space Heating | Natural Gas | Gas Boiler - High Turndown | A | Standalone Impact on Baseline Winter Peak (%) | Technical Potential | 0% | 0% | 0% | 0% | 0% | 0% | 0% | 0% | 0% | 0% | 0% | 0% | 0% | 0% | 0% | 0% | 0% | 0% | 0% | 0% | 0% | 0% | 0% | 0% | 0 | 0 | 0 | 0 | 0 | 0 | 0
F7_Industrial_Primary Metals_Existing_Space Heating_Natural Gas_Gas Boiler - High Turndown_A_Technical Potential | F7 | Industrial | Primary Metals | Existing | Space Heating | Natural Gas | Gas Boiler - High Turndown | A | Incremental Energy Savings (MWh or mTherms) | Technical Potential | 0 | 0 | 0 | 0 | 0 | 0.0038688 | 0.0038405 | 0.003792 | 0.003768 | 0.0037451 | 0.0033054 | 0.0026193 | 0.0020772 | 0.0016245 | 0.0012953 | 0.0010196 | 0.00081048 | 0.00064095 | 0.00050493 | 0.0004018 | 0.0003181 | 2.147e-06 | 7.5911e-07 | 2.563e-07 | 8.2786e-08 | 6.9757e-08 | 6.92e-08 | 6.8695e-08 | 6.8238e-08 | 6.7826e-08 | 6.7456e-08
F8_Industrial_Primary Metals_Existing_Space Heating_Natural Gas_Gas Boiler - High Turndown_A_Technical Potential | F8 | Industrial | Primary Metals | Existing | Space Heating | Natural Gas | Gas Boiler - High Turndown | A | Incremental Summer Peak Savings (MW) | Technical Potential | 0 | 0 | 0 | 0 | 0 | 0 | 0 | 0 | 0 | 0 | 0 | 0 | 0 | 0 | 0 | 0 | 0 | 0 | 0 | 0 | 0 | 0 | 0 | 0 | 0 | 0 | 0 | 0 | 0 | 0 | 0
F9_Industrial_Primary Metals_Existing_Space Heating_Natural Gas_Gas Boiler - High Turndown_A_Technical Potential | F9 | Industrial | Primary Metals | Existing | Space Heating | Natural Gas | Gas Boiler - High Turndown | A | Incremental Winter Peak Savings (MW) | Technical Potential | 0 | 0 | 0 | 0 | 0 | 0 | 0 | 0 | 0 | 0 | 0 | 0 | 0 | 0 | 0 | 0 | 0 | 0 | 0 | 0 | 0 | 0 | 0 | 0 | 0 | 0 | 0 | 0 | 0 | 0 | 0
F10_Industrial_Primary Metals_Existing_Space Heating_Natural Gas_Gas Boiler - High Turndown_A_Technical Potential | F10 | Industrial | Primary Metals | Existing | Space Heating | Natural Gas | Gas Boiler - High Turndown | A | Cumulative Energy Savings (MWh or mTherms) | Technical Potential | 0 | 0 | 0 | 0 | 0 | 0.0038688 | 0.0076831 | 0.011423 | 0.015113 | 0.018754 | 0.021933 | 0.024404 | 0.026318 | 0.027768 | 0.028866 | 0.029696 | 0.030312 | 0.030757 | 0.031065 | 0.031266 | 0.031388 | 0.031183 | 0.030984 | 0.030791 | 0.030597 | 0.030419 | 0.030258 | 0.03011 | 0.029975 | 0.029852 | 0.02974
F11_Industrial_Primary Metals_Existing_Space Heating_Natural Gas_Gas Boiler - High Turndown_A_Technical Potential | F11 | Industrial | Primary Metals | Existing | Space Heating | Natural Gas | Gas Boiler - High Turndown | A | Cumulative Summer Peak Savings (MW) | Technical Potential | 0 | 0 | 0 | 0 | 0 | 0 | 0 | 0 | 0 | 0 | 0 | 0 | 0 | 0 | 0 | 0 | 0 | 0 | 0 | 0 | 0 | 0 | 0 | 0 | 0 | 0 | 0 | 0 | 0 | 0 | 0
F12_Industrial_Primary Metals_Existing_Space Heating_Natural Gas_Gas Boiler - High Turndown_A_Technical Potential | F12 | Industrial | Primary Metals | Existing | Space Heating | Natural Gas | Gas Boiler - High Turndown | A | Cumulative Winter Peak Savings (MW) | Technical Potential | 0 | 0 | 0 | 0 | 0 | 0 | 0 | 0 | 0 | 0 | 0 | 0 | 0 | 0 | 0 | 0 | 0 | 0 | 0 | 0 | 0 | 0 | 0 | 0 | 0 | 0 | 0 | 0 | 0 | 0 | 0
F13_Industrial_Primary Metals_Existing_Space Heating_Natural Gas_Gas Boiler - High Turndown_A_Technical Potential | F13 | Industrial | Primary Metals | Existing | Space Heating | Natural Gas | Gas Boiler - High Turndown | A | Purchases (Incremental) | Technical Potential | 0 | 0 | 0 | 0 | 0 | 0.098441 | 0.098387 | 0.097807 | 0.09786 | 0.097941 | 0.087027 | 0.069431 | 0.055432 | 0.043642 | 0.035047 | 0.02777 | 0.022219 | 0.017686 | 0.014022 | 0.011231 | 0.0089477 | 6.0793e-05 | 2.1633e-05 | 7.3497e-06 | 2.3891e-06 | 2.0248e-06 | 2.0194e-06 | 2.0145e-06 | 2.0101e-06 | 2.0062e-06 | 2.0028e-06
F14_Industrial_Primary Metals_Existing_Space Heating_Natural Gas_Gas Boiler - High Turndown_A_Technical Potential | F14 | Industrial | Primary Metals | Existing | Space Heating | Natural Gas | Gas Boiler - High Turndown | A | Purchases (Cumulative) | Technical Potential | 0 | 0 | 0 | 0 | 0 | 0.098441 | 0.19683 | 0.29463 | 0.39249 | 0.49043 | 0.57746 | 0.64689 | 0.70233 | 0.74597 | 0.78101 | 0.80878 | 0.831 | 0.84869 | 0.86271 | 0.87394 | 0.88289 | 0.88295 | 0.88297 | 0.88298 | 0.88298 | 0.88298 | 0.88299 | 0.88299 | 0.88299 | 0.88299 | 0.88299
F1_Industrial_Primary Metals_Existing_Process_Natural Gas_Gas Boiler - High Turndown_A_Technical Potential | F1 | Industrial | Primary Metals | Existing | Process | Natural Gas | Gas Boiler - High Turndown | A | Original Unit Energy Savings (kWh or therms) | Technical Potential | 0 | 0 | 0 | 0 | 0 | 38.225 | 38.225 | 38.225 | 38.225 | 38.225 | 38.225 | 38.225 | 38.225 | 38.225 | 38.225 | 38.225 | 38.225 | 38.225 | 38.225 | 38.225 | 38.225 | 38.225 | 38.225 | 38.225 | 38.225 | 38.225 | 38.225 | 38.225 | 38.225 | 38.225 | 38.225
F2_Industrial_Primary Metals_Existing_Process_Natural Gas_Gas Boiler - High Turndown_A_Technical Potential | F2 | Industrial | Primary Metals | Existing | Process | Natural Gas | Gas Boiler - High Turndown | A | Original Unit Summer Peak Savings (kW) | Technical Potential | 0 | 0 | 0 | 0 | 0 | 0 | 0 | 0 | 0 | 0 | 0 | 0 | 0 | 0 | 0 | 0 | 0 | 0 | 0 | 0 | 0 | 0 | 0 | 0 | 0 | 0 | 0 | 0 | 0 | 0 | 0
F3_Industrial_Primary Metals_Existing_Process_Natural Gas_Gas Boiler - High Turndown_A_Technical Potential | F3 | Industrial | Primary Metals | Existing | Process | Natural Gas | Gas Boiler - High Turndown | A | Original Unit Winter Peak Savings (kW) | Technical Potential | 0 | 0 | 0 | 0 | 0 | 0 | 0 | 0 | 0 | 0 | 0 | 0 | 0 | 0 | 0 | 0 | 0 | 0 | 0 | 0 | 0 | 0 | 0 | 0 | 0 | 0 | 0 | 0 | 0 | 0 | 0
F4_Industrial_Primary Metals_Existing_Process_Natural Gas_Gas Boiler - High Turndown_A_Technical Potential | F4 | Industrial | Primary Metals | Existing | Process | Natural Gas | Gas Boiler - High Turndown | A | Standalone Impact on Baseline Energy (%) | Technical Potential | 0% | 0% | 0% | 0% | 0% | 0.006689% | 0.01338% | 0.02015% | 0.02683% | 0.03349% | 0.03994% | 0.04487% | 0.04881% | 0.05268% | 0.05495% | 0.05745% | 0.05902% | 0.06058% | 0.06214% | 0.06287% | 0.06378% | 0.06403% | 0.06427% | 0.06449% | 0.00064693 | 0.00064882 | 0.00065056 | 0.00065214 | 0 | 0 | 0
F5_Industrial_Primary Metals_Existing_Process_Natural Gas_Gas Boiler - High Turndown_A_Technical Potential | F5 | Industrial | Primary Metals | Existing | Process | Natural Gas | Gas Boiler - High Turndown | A | Standalone Impact on Baseline Summer Peak (%) | Technical Potential | 0% | 0% | 0% | 0% | 0% | 0% | 0% | 0% | 0% | 0% | 0% | 0% | 0% | 0% | 0% | 0% | 0% | 0% | 0% | 0% | 0% | 0% | 0% | 0% | 0 | 0 | 0 | 0 | 0 | 0 | 0
F6_Industrial_Primary Metals_Existing_Process_Natural Gas_Gas Boiler - High Turndown_A_Technical Potential | F6 | Industrial | Primary Metals | Existing | Process | Natural Gas | Gas Boiler - High Turndown | A | Standalone Impact on Baseline Winter Peak (%) | Technical Potential | 0% | 0% | 0% | 0% | 0% | 0% | 0% | 0% | 0% | 0% | 0% | 0% | 0% | 0% | 0% | 0% | 0% | 0% | 0% | 0% | 0% | 0% | 0% | 0% | 0 | 0 | 0 | 0 | 0 | 0 | 0
F7_Industrial_Primary Metals_Existing_Process_Natural Gas_Gas Boiler - High Turndown_A_Technical Potential | F7 | Industrial | Primary Metals | Existing | Process | Natural Gas | Gas Boiler - High Turndown | A | Incremental Energy Savings (MWh or mTherms) | Technical Potential | 0 | 0 | 0 | 0 | 0 | 0.13629 | 0.13621 | 0.13541 | 0.13548 | 0.1356 | 0.12049 | 0.096127 | 0.076745 | 0.060421 | 0.048521 | 0.038447 | 0.030762 | 0.024485 | 0.019414 | 0.015549 | 0.012388 | 8.4167e-05 | 2.995e-05 | 1.0176e-05 | 3.3077e-06 | 2.8033e-06 | 2.7959e-06 | 2.7891e-06 | 2.783e-06 | 2.7776e-06 | 2.7729e-06
F8_Industrial_Primary Metals_Existing_Process_Natural Gas_Gas Boiler - High Turndown_A_Technical Potential | F8 | Industrial | Primary Metals | Existing | Process | Natural Gas | Gas Boiler - High Turndown | A | Incremental Summer Peak Savings (MW) | Technical Potential | 0 | 0 | 0 | 0 | 0 | 0 | 0 | 0 | 0 | 0 | 0 | 0 | 0 | 0 | 0 | 0 | 0 | 0 | 0 | 0 | 0 | 0 | 0 | 0 | 0 | 0 | 0 | 0 | 0 | 0 | 0
F9_Industrial_Primary Metals_Existing_Process_Natural Gas_Gas Boiler - High Turndown_A_Technical Potential | F9 | Industrial | Primary Metals | Existing | Process | Natural Gas | Gas Boiler - High Turndown | A | Incremental Winter Peak Savings (MW) | Technical Potential | 0 | 0 | 0 | 0 | 0 | 0 | 0 | 0 | 0 | 0 | 0 | 0 | 0 | 0 | 0 | 0 | 0 | 0 | 0 | 0 | 0 | 0 | 0 | 0 | 0 | 0 | 0 | 0 | 0 | 0 | 0
F10_Industrial_Primary Metals_Existing_Process_Natural Gas_Gas Boiler - High Turndown_A_Technical Potential | F10 | Industrial | Primary Metals | Existing | Process | Natural Gas | Gas Boiler - High Turndown | A | Cumulative Energy Savings (MWh or mTherms) | Technical Potential | 0 | 0 | 0 | 0 | 0 | 0.13629 | 0.2725 | 0.40792 | 0.5434 | 0.679 | 0.79949 | 0.89561 | 0.97236 | 1.0328 | 1.0813 | 1.1197 | 1.1505 | 1.175 | 1.1944 | 1.21 | 1.2223 | 1.2224 | 1.2225 | 1.2225 | 1.2225 | 1.2225 | 1.2225 | 1.2225 | 1.2225 | 1.2225 | 1.2225
F11_Industrial_Primary Metals_Existing_Process_Natural Gas_Gas Boiler - High Turndown_A_Technical Potential | F11 | Industrial | Primary Metals | Existing | Process | Natural Gas | Gas Boiler - High Turndown | A | Cumulative Summer Peak Savings (MW) | Technical Potential | 0 | 0 | 0 | 0 | 0 | 0 | 0 | 0 | 0 | 0 | 0 | 0 | 0 | 0 | 0 | 0 | 0 | 0 | 0 | 0 | 0 | 0 | 0 | 0 | 0 | 0 | 0 | 0 | 0 | 0 | 0
F12_Industrial_Primary Metals_Existing_Process_Natural Gas_Gas Boiler - High Turndown_A_Technical Potential | F12 | Industrial | Primary Metals | Existing | Process | Natural Gas | Gas Boiler - High Turndown | A | Cumulative Winter Peak Savings (MW) | Technical Potential | 0 | 0 | 0 | 0 | 0 | 0 | 0 | 0 | 0 | 0 | 0 | 0 | 0 | 0 | 0 | 0 | 0 | 0 | 0 | 0 | 0 | 0 | 0 | 0 | 0 | 0 | 0 | 0 | 0 | 0 | 0
F13_Industrial_Primary Metals_Existing_Process_Natural Gas_Gas Boiler - High Turndown_A_Technical Potential | F13 | Industrial | Primary Metals | Existing | Process | Natural Gas | Gas Boiler - High Turndown | A | Purchases (Incremental) | Technical Potential | 0 | 0 | 0 | 0 | 0 | 3.5655 | 3.5635 | 3.5425 | 3.5444 | 3.5473 | 3.1521 | 2.5148 | 2.0077 | 1.5807 | 1.2694 | 1.0058 | 0.80475 | 0.64056 | 0.50788 | 0.40678 | 0.32408 | 0.0022019 | 0.00078352 | 0.0002662 | 8.6531e-05 | 7.3337e-05 | 7.3142e-05 | 7.2965e-05 | 7.2806e-05 | 7.2664e-05 | 7.2541e-05
F14_Industrial_Primary Metals_Existing_Process_Natural Gas_Gas Boiler - High Turndown_A_Technical Potential | F14 | Industrial | Primary Metals | Existing | Process | Natural Gas | Gas Boiler - High Turndown | A | Purchases (Cumulative) | Technical Potential | 0 | 0 | 0 | 0 | 0 | 3.5655 | 7.129 | 10.6714 | 14.2158 | 17.7632 | 20.9152 | 23.43 | 25.4377 | 27.0184 | 28.2877 | 29.2935 | 30.0983 | 30.7388 | 31.2467 | 31.6535 | 31.9776 | 31.9798 | 31.9806 | 31.9808 | 31.9809 | 31.981 | 31.9811 | 31.9811 | 31.9812 | 31.9813 | 31.9814
F1_Industrial_Primary Metals_Existing_Space Heating_Natural Gas_Gas Boiler - Burner Control Optimization_A_Technical Potential | F1 | Industrial | Primary Metals | Existing | Space Heating | Natural Gas | Gas Boiler - Burner Control Optimization | A | Original Unit Energy Savings (kWh or therms) | Technical Potential | 0 | 0 | 0 | 0 | 0 | 11.3972 | 11.32 | 11.2433 | 11.1661 | 11.0892 | 11.0144 | 10.9404 | 10.8672 | 10.7948 | 10.7182 | 10.6479 | 10.5783 | 10.5099 | 10.4425 | 10.375 | 10.3098 | 10.2419 | 10.1764 | 10.1129 | 10.049 | 9.9907 | 9.9375 | 9.889 | 9.8447 | 9.8042 | 9.7673
F2_Industrial_Primary Metals_Existing_Space Heating_Natural Gas_Gas Boiler - Burner Control Optimization_A_Technical Potential | F2 | Industrial | Primary Metals | Existing | Space Heating | Natural Gas | Gas Boiler - Burner Control Optimization | A | Original Unit Summer Peak Savings (kW) | Technical Potential | 0 | 0 | 0 | 0 | 0 | 0 | 0 | 0 | 0 | 0 | 0 | 0 | 0 | 0 | 0 | 0 | 0 | 0 | 0 | 0 | 0 | 0 | 0 | 0 | 0 | 0 | 0 | 0 | 0 | 0 | 0
F3_Industrial_Primary Metals_Existing_Space Heating_Natural Gas_Gas Boiler - Burner Control Optimization_A_Technical Potential | F3 | Industrial | Primary Metals | Existing | Space Heating | Natural Gas | Gas Boiler - Burner Control Optimization | A | Original Unit Winter Peak Savings (kW) | Technical Potential | 0 | 0 | 0 | 0 | 0 | 0 | 0 | 0 | 0 | 0 | 0 | 0 | 0 | 0 | 0 | 0 | 0 | 0 | 0 | 0 | 0 | 0 | 0 | 0 | 0 | 0 | 0 | 0 | 0 | 0 | 0
F4_Industrial_Primary Metals_Existing_Space Heating_Natural Gas_Gas Boiler - Burner Control Optimization_A_Technical Potential | F4 | Industrial | Primary Metals | Existing | Space Heating | Natural Gas | Gas Boiler - Burner Control Optimization | A | Standalone Impact on Baseline Energy (%) | Technical Potential | 0% | 0% | 0% | 0% | 0% | 0.000389% | 0.0009988% | 0.002224% | 0.004355% | 0.00767% | 0.01242% | 0.01838% | 0.02533% | 0.0332% | 0.04055% | 0.04793% | 0.05405% | 0.05936% | 0.0638% | 0.06659% | 0.06885% | 0.07043% | 0.07148% | 0.07218% | 0.00072667 | 0.00072799 | 0.00072924 | 0.00073042 | 0 | 0 | 0
F5_Industrial_Primary Metals_Existing_Space Heating_Natural Gas_Gas Boiler - Burner Control Optimization_A_Technical Potential | F5 | Industrial | Primary Metals | Existing | Space Heating | Natural Gas | Gas Boiler - Burner Control Optimization | A | Standalone Impact on Baseline Summer Peak (%) | Technical Potential | 0% | 0% | 0% | 0% | 0% | 0% | 0% | 0% | 0% | 0% | 0% | 0% | 0% | 0% | 0% | 0% | 0% | 0% | 0% | 0% | 0% | 0% | 0% | 0% | 0 | 0 | 0 | 0 | 0 | 0 | 0
F6_Industrial_Primary Metals_Existing_Space Heating_Natural Gas_Gas Boiler - Burner Control Optimization_A_Technical Potential | F6 | Industrial | Primary Metals | Existing | Space Heating | Natural Gas | Gas Boiler - Burner Control Optimization | A | Standalone Impact on Baseline Winter Peak (%) | Technical Potential | 0% | 0% | 0% | 0% | 0% | 0% | 0% | 0% | 0% | 0% | 0% | 0% | 0% | 0% | 0% | 0% | 0% | 0% | 0% | 0% | 0% | 0% | 0% | 0% | 0 | 0 | 0 | 0 | 0 | 0 | 0
F7_Industrial_Primary Metals_Existing_Space Heating_Natural Gas_Gas Boiler - Burner Control Optimization_A_Technical Potential | F7 | Industrial | Primary Metals | Existing | Space Heating | Natural Gas | Gas Boiler - Burner Control Optimization | A | Incremental Energy Savings (MWh or mTherms) | Technical Potential | 0 | 0 | 0 | 0 | 0 | 0.00030265 | 0.00047226 | 0.00093258 | 0.0016217 | 0.0025073 | 0.0034423 | 0.0043398 | 0.005019 | 0.0052838 | 0.0052663 | 0.0048364 | 0.0042048 | 0.0034231 | 0.0026217 | 0.0019216 | 0.0013311 | 0.00087814 | 0.00055322 | 0.0003335 | 0.00022368 | 0 | 0 | 0 | 0 | 0 | 0
F8_Industrial_Primary Metals_Existing_Space Heating_Natural Gas_Gas Boiler - Burner Control Optimization_A_Technical Potential | F8 | Industrial | Primary Metals | Existing | Space Heating | Natural Gas | Gas Boiler - Burner Control Optimization | A | Incremental Summer Peak Savings (MW) | Technical Potential | 0 | 0 | 0 | 0 | 0 | 0 | 0 | 0 | 0 | 0 | 0 | 0 | 0 | 0 | 0 | 0 | 0 | 0 | 0 | 0 | 0 | 0 | 0 | 0 | 0 | 0 | 0 | 0 | 0 | 0 | 0
F9_Industrial_Primary Metals_Existing_Space Heating_Natural Gas_Gas Boiler - Burner Control Optimization_A_Technical Potential | F9 | Industrial | Primary Metals | Existing | Space Heating | Natural Gas | Gas Boiler - Burner Control Optimization | A | Incremental Winter Peak Savings (MW) | Technical Potential | 0 | 0 | 0 | 0 | 0 | 0 | 0 | 0 | 0 | 0 | 0 | 0 | 0 | 0 | 0 | 0 | 0 | 0 | 0 | 0 | 0 | 0 | 0 | 0 | 0 | 0 | 0 | 0 | 0 | 0 | 0
F10_Industrial_Primary Metals_Existing_Space Heating_Natural Gas_Gas Boiler - Burner Control Optimization_A_Technical Potential | F10 | Industrial | Primary Metals | Existing | Space Heating | Natural Gas | Gas Boiler - Burner Control Optimization | A | Cumulative Energy Savings (MWh or mTherms) | Technical Potential | 0 | 0 | 0 | 0 | 0 | 0.00030265 | 0.00077286 | 0.0017002 | 0.0033102 | 0.0057948 | 0.009198 | 0.013476 | 0.018405 | 0.023566 | 0.028665 | 0.033313 | 0.037301 | 0.040483 | 0.042845 | 0.044489 | 0.045541 | 0.046119 | 0.046377 | 0.046421 | 0.046352 | 0.046083 | 0.045838 | 0.045614 | 0.045409 | 0.045223 | 0.045052
F11_Industrial_Primary Metals_Existing_Space Heating_Natural Gas_Gas Boiler - Burner Control Optimization_A_Technical Potential | F11 | Industrial | Primary Metals | Existing | Space Heating | Natural Gas | Gas Boiler - Burner Control Optimization | A | Cumulative Summer Peak Savings (MW) | Technical Potential | 0 | 0 | 0 | 0 | 0 | 0 | 0 | 0 | 0 | 0 | 0 | 0 | 0 | 0 | 0 | 0 | 0 | 0 | 0 | 0 | 0 | 0 | 0 | 0 | 0 | 0 | 0 | 0 | 0 | 0 | 0
F12_Industrial_Primary Metals_Existing_Space Heating_Natural Gas_Gas Boiler - Burner Control Optimization_A_Technical Potential | F12 | Industrial | Primary Metals | Existing | Space Heating | Natural Gas | Gas Boiler - Burner Control Optimization | A | Cumulative Winter Peak Savings (MW) | Technical Potential | 0 | 0 | 0 | 0 | 0 | 0 | 0 | 0 | 0 | 0 | 0 | 0 | 0 | 0 | 0 | 0 | 0 | 0 | 0 | 0 | 0 | 0 | 0 | 0 | 0 | 0 | 0 | 0 | 0 | 0 | 0
F13_Industrial_Primary Metals_Existing_Space Heating_Natural Gas_Gas Boiler - Burner Control Optimization_A_Technical Potential | F13 | Industrial | Primary Metals | Existing | Space Heating | Natural Gas | Gas Boiler - Burner Control Optimization | A | Purchases (Incremental) | Technical Potential | 0 | 0 | 0 | 0 | 0 | 0.026555 | 0.041719 | 0.082946 | 0.14523 | 0.22611 | 0.31253 | 0.39668 | 0.46185 | 0.48948 | 0.49135 | 0.45422 | 0.39749 | 0.3257 | 0.25106 | 0.18521 | 0.12911 | 0.08574 | 0.054363 | 0.032978 | 0.022258 | 0 | 0 | 0 | 0 | 0 | 0
F14_Industrial_Primary Metals_Existing_Space Heating_Natural Gas_Gas Boiler - Burner Control Optimization_A_Technical Potential | F14 | Industrial | Primary Metals | Existing | Space Heating | Natural Gas | Gas Boiler - Burner Control Optimization | A | Purchases (Cumulative) | Technical Potential | 0 | 0 | 0 | 0 | 0 | 0.026555 | 0.068274 | 0.15122 | 0.29645 | 0.52256 | 0.83509 | 1.2318 | 1.6936 | 2.1831 | 2.6744 | 3.1287 | 3.5261 | 3.8518 | 4.1029 | 4.2881 | 4.4172 | 4.503 | 4.5573 | 4.5903 | 4.6126 | 4.6126 | 4.6126 | 4.6126 | 4.6126 | 4.6126 | 4.6126
F1_Industrial_Primary Metals_Existing_Process_Natural Gas_Gas Boiler - Burner Control Optimization_A_Technical Potential | F1 | Industrial | Primary Metals | Existing | Process | Natural Gas | Gas Boiler - Burner Control Optimization | A | Original Unit Energy Savings (kWh or therms) | Technical Potential | 0 | 0 | 0 | 0 | 0 | 11.0853 | 11.0853 | 11.0853 | 11.0853 | 11.0853 | 11.0853 | 11.0853 | 11.0853 | 11.0853 | 11.0853 | 11.0853 | 11.0853 | 11.0853 | 11.0853 | 11.0853 | 11.0853 | 11.0853 | 11.0853 | 11.0853 | 11.0853 | 11.0853 | 11.0853 | 11.0853 | 11.0853 | 11.0853 | 11.0853
F2_Industrial_Primary Metals_Existing_Process_Natural Gas_Gas Boiler - Burner Control Optimization_A_Technical Potential | F2 | Industrial | Primary Metals | Existing | Process | Natural Gas | Gas Boiler - Burner Control Optimization | A | Original Unit Summer Peak Savings (kW) | Technical Potential | 0 | 0 | 0 | 0 | 0 | 0 | 0 | 0 | 0 | 0 | 0 | 0 | 0 | 0 | 0 | 0 | 0 | 0 | 0 | 0 | 0 | 0 | 0 | 0 | 0 | 0 | 0 | 0 | 0 | 0 | 0
F3_Industrial_Primary Metals_Existing_Process_Natural Gas_Gas Boiler - Burner Control Optimization_A_Technical Potential | F3 | Industrial | Primary Metals | Existing | Process | Natural Gas | Gas Boiler - Burner Control Optimization | A | Original Unit Winter Peak Savings (kW) | Technical Potential | 0 | 0 | 0 | 0 | 0 | 0 | 0 | 0 | 0 | 0 | 0 | 0 | 0 | 0 | 0 | 0 | 0 | 0 | 0 | 0 | 0 | 0 | 0 | 0 | 0 | 0 | 0 | 0 | 0 | 0 | 0
F4_Industrial_Primary Metals_Existing_Process_Natural Gas_Gas Boiler - Burner Control Optimization_A_Technical Potential | F4 | Industrial | Primary Metals | Existing | Process | Natural Gas | Gas Boiler - Burner Control Optimization | A | Standalone Impact on Baseline Energy (%) | Technical Potential | 0% | 0% | 0% | 0% | 0% | 0.0005233% | 0.001346% | 0.002999% | 0.005876% | 0.01035% | 0.01675% | 0.02478% | 0.03414% | 0.04471% | 0.05457% | 0.06445% | 0.07263% | 0.07974% | 0.0857% | 0.08946% | 0.09254% | 0.0947% | 0.0962% | 0.09722% | 0.00098005 | 0.00098291 | 0.00098554 | 0.00098793 | 0 | 0 | 0
F5_Industrial_Primary Metals_Existing_Process_Natural Gas_Gas Boiler - Burner Control Optimization_A_Technical Potential | F5 | Industrial | Primary Metals | Existing | Process | Natural Gas | Gas Boiler - Burner Control Optimization | A | Standalone Impact on Baseline Summer Peak (%) | Technical Potential | 0% | 0% | 0% | 0% | 0% | 0% | 0% | 0% | 0% | 0% | 0% | 0% | 0% | 0% | 0% | 0% | 0% | 0% | 0% | 0% | 0% | 0% | 0% | 0% | 0 | 0 | 0 | 0 | 0 | 0 | 0
F6_Industrial_Primary Metals_Existing_Process_Natural Gas_Gas Boiler - Burner Control Optimization_A_Technical Potential | F6 | Industrial | Primary Metals | Existing | Process | Natural Gas | Gas Boiler - Burner Control Optimization | A | Standalone Impact on Baseline Winter Peak (%) | Technical Potential | 0% | 0% | 0% | 0% | 0% | 0% | 0% | 0% | 0% | 0% | 0% | 0% | 0% | 0% | 0% | 0% | 0% | 0% | 0% | 0% | 0% | 0% | 0% | 0% | 0 | 0 | 0 | 0 | 0 | 0 | 0
F7_Industrial_Primary Metals_Existing_Process_Natural Gas_Gas Boiler - Burner Control Optimization_A_Technical Potential | F7 | Industrial | Primary Metals | Existing | Process | Natural Gas | Gas Boiler - Burner Control Optimization | A | Incremental Energy Savings (MWh or mTherms) | Technical Potential | 0 | 0 | 0 | 0 | 0 | 0.010662 | 0.01675 | 0.033303 | 0.058311 | 0.090781 | 0.12548 | 0.15927 | 0.18543 | 0.19653 | 0.19728 | 0.18237 | 0.15959 | 0.13077 | 0.1008 | 0.074362 | 0.051838 | 0.034425 | 0.021827 | 0.013241 | 0.0089368 | 0 | 0 | 0 | 0 | 0 | 0
F8_Industrial_Primary Metals_Existing_Process_Natural Gas_Gas Boiler - Burner Control Optimization_A_Technical Potential | F8 | Industrial | Primary Metals | Existing | Process | Natural Gas | Gas Boiler - Burner Control Optimization | A | Incremental Summer Peak Savings (MW) | Technical Potential | 0 | 0 | 0 | 0 | 0 | 0 | 0 | 0 | 0 | 0 | 0 | 0 | 0 | 0 | 0 | 0 | 0 | 0 | 0 | 0 | 0 | 0 | 0 | 0 | 0 | 0 | 0 | 0 | 0 | 0 | 0
F9_Industrial_Primary Metals_Existing_Process_Natural Gas_Gas Boiler - Burner Control Optimization_A_Technical Potential | F9 | Industrial | Primary Metals | Existing | Process | Natural Gas | Gas Boiler - Burner Control Optimization | A | Incremental Winter Peak Savings (MW) | Technical Potential | 0 | 0 | 0 | 0 | 0 | 0 | 0 | 0 | 0 | 0 | 0 | 0 | 0 | 0 | 0 | 0 | 0 | 0 | 0 | 0 | 0 | 0 | 0 | 0 | 0 | 0 | 0 | 0 | 0 | 0 | 0
F10_Industrial_Primary Metals_Existing_Process_Natural Gas_Gas Boiler - Burner Control Optimization_A_Technical Potential | F10 | Industrial | Primary Metals | Existing | Process | Natural Gas | Gas Boiler - Burner Control Optimization | A | Cumulative Energy Savings (MWh or mTherms) | Technical Potential | 0 | 0 | 0 | 0 | 0 | 0.010662 | 0.027412 | 0.060715 | 0.11903 | 0.20981 | 0.33529 | 0.49455 | 0.67998 | 0.87651 | 1.0738 | 1.2562 | 1.4157 | 1.5465 | 1.6473 | 1.7217 | 1.7735 | 1.8079 | 1.8298 | 1.843 | 1.8519 | 1.8519 | 1.8519 | 1.8519 | 1.8519 | 1.8519 | 1.8519
F11_Industrial_Primary Metals_Existing_Process_Natural Gas_Gas Boiler - Burner Control Optimization_A_Technical Potential | F11 | Industrial | Primary Metals | Existing | Process | Natural Gas | Gas Boiler - Burner Control Optimization | A | Cumulative Summer Peak Savings (MW) | Technical Potential | 0 | 0 | 0 | 0 | 0 | 0 | 0 | 0 | 0 | 0 | 0 | 0 | 0 | 0 | 0 | 0 | 0 | 0 | 0 | 0 | 0 | 0 | 0 | 0 | 0 | 0 | 0 | 0 | 0 | 0 | 0
F12_Industrial_Primary Metals_Existing_Process_Natural Gas_Gas Boiler - Burner Control Optimization_A_Technical Potential | F12 | Industrial | Primary Metals | Existing | Process | Natural Gas | Gas Boiler - Burner Control Optimization | A | Cumulative Winter Peak Savings (MW) | Technical Potential | 0 | 0 | 0 | 0 | 0 | 0 | 0 | 0 | 0 | 0 | 0 | 0 | 0 | 0 | 0 | 0 | 0 | 0 | 0 | 0 | 0 | 0 | 0 | 0 | 0 | 0 | 0 | 0 | 0 | 0 | 0
F13_Industrial_Primary Metals_Existing_Process_Natural Gas_Gas Boiler - Burner Control Optimization_A_Technical Potential | F13 | Industrial | Primary Metals | Existing | Process | Natural Gas | Gas Boiler - Burner Control Optimization | A | Purchases (Incremental) | Technical Potential | 0 | 0 | 0 | 0 | 0 | 0.9618 | 1.511 | 3.0042 | 5.2602 | 8.1894 | 11.3195 | 14.3673 | 16.7278 | 17.7285 | 17.7962 | 16.4514 | 14.3968 | 11.7965 | 9.0932 | 6.7082 | 4.6763 | 3.1054 | 1.969 | 1.1944 | 0.80619 | 0 | 0 | 0 | 0 | 0 | 0
F14_Industrial_Primary Metals_Existing_Process_Natural Gas_Gas Boiler - Burner Control Optimization_A_Technical Potential | F14 | Industrial | Primary Metals | Existing | Process | Natural Gas | Gas Boiler - Burner Control Optimization | A | Purchases (Cumulative) | Technical Potential | 0 | 0 | 0 | 0 | 0 | 0.9618 | 2.4728 | 5.4771 | 10.7373 | 18.9267 | 30.2462 | 44.6135 | 61.3413 | 79.0698 | 96.866 | 113.3174 | 127.7142 | 139.5108 | 148.604 | 155.3122 | 159.9886 | 163.094 | 165.063 | 166.2574 | 167.0636 | 167.0636 | 167.0636 | 167.0636 | 167.0636 | 167.0636 | 167.0636
F1_Industrial_Primary Metals_Existing_Space Heating_Natural Gas_HVAC - Demand Controlled Ventilation_A_Technical Potential | F1 | Industrial | Primary Metals | Existing | Space Heating | Natural Gas | HVAC - Demand Controlled Ventilation | A | Original Unit Energy Savings (kWh or therms) | Technical Potential | 0 | 0 | 0 | 0 | 0 | 0.045714 | 0.045302 | 0.044777 | 0.044244 | 0.043709 | 0.043186 | 0.042667 | 0.042179 | 0.041719 | 0.041255 | 0.04085 | 0.040467 | 0.040108 | 0.03977 | 0.039428 | 0.039096 | 0.038767 | 0.038427 | 0.038101 | 0.037787 | 0.037493 | 0.037218 | 0.03696 | 0.036718 | 0.036492 | 0.03628
F2_Industrial_Primary Metals_Existing_Space Heating_Natural Gas_HVAC - Demand Controlled Ventilation_A_Technical Potential | F2 | Industrial | Primary Metals | Existing | Space Heating | Natural Gas | HVAC - Demand Controlled Ventilation | A | Original Unit Summer Peak Savings (kW) | Technical Potential | 0 | 0 | 0 | 0 | 0 | 0 | 0 | 0 | 0 | 0 | 0 | 0 | 0 | 0 | 0 | 0 | 0 | 0 | 0 | 0 | 0 | 0 | 0 | 0 | 0 | 0 | 0 | 0 | 0 | 0 | 0
F3_Industrial_Primary Metals_Existing_Space Heating_Natural Gas_HVAC - Demand Controlled Ventilation_A_Technical Potential | F3 | Industrial | Primary Metals | Existing | Space Heating | Natural Gas | HVAC - Demand Controlled Ventilation | A | Original Unit Winter Peak Savings (kW) | Technical Potential | 0 | 0 | 0 | 0 | 0 | 0 | 0 | 0 | 0 | 0 | 0 | 0 | 0 | 0 | 0 | 0 | 0 | 0 | 0 | 0 | 0 | 0 | 0 | 0 | 0 | 0 | 0 | 0 | 0 | 0 | 0
F4_Industrial_Primary Metals_Existing_Space Heating_Natural Gas_HVAC - Demand Controlled Ventilation_A_Technical Potential | F4 | Industrial | Primary Metals | Existing | Space Heating | Natural Gas | HVAC - Demand Controlled Ventilation | A | Standalone Impact on Baseline Energy (%) | Technical Potential | 0% | 0% | 0% | 0% | 0% | 0.03019% | 0.06014% | 0.09006% | 0.1193% | 0.1481% | 0.1787% | 0.2076% | 0.2363% | 0.2682% | 0.2953% | 0.3263% | 0.3544% | 0.3842% | 0.4156% | 0.4427% | 0.4721% | 0.5013% | 0.5299% | 0.5584% | 0.0058657 | 0.0058647 | 0.0058629 | 0.0058602 | 0 | 0 | 0
F5_Industrial_Primary Metals_Existing_Space Heating_Natural Gas_HVAC - Demand Controlled Ventilation_A_Technical Potential | F5 | Industrial | Primary Metals | Existing | Space Heating | Natural Gas | HVAC - Demand Controlled Ventilation | A | Standalone Impact on Baseline Summer Peak (%) | Technical Potential | 0% | 0% | 0% | 0% | 0% | 0% | 0% | 0% | 0% | 0% | 0% | 0% | 0% | 0% | 0% | 0% | 0% | 0% | 0% | 0% | 0% | 0% | 0% | 0% | 0 | 0 | 0 | 0 | 0 | 0 | 0
F6_Industrial_Primary Metals_Existing_Space Heating_Natural Gas_HVAC - Demand Controlled Ventilation_A_Technical Potential | F6 | Industrial | Primary Metals | Existing | Space Heating | Natural Gas | HVAC - Demand Controlled Ventilation | A | Standalone Impact on Baseline Winter Peak (%) | Technical Potential | 0% | 0% | 0% | 0% | 0% | 0% | 0% | 0% | 0% | 0% | 0% | 0% | 0% | 0% | 0% | 0% | 0% | 0% | 0% | 0% | 0% | 0% | 0% | 0% | 0 | 0 | 0 | 0 | 0 | 0 | 0
F7_Industrial_Primary Metals_Existing_Space Heating_Natural Gas_HVAC - Demand Controlled Ventilation_A_Technical Potential | F7 | Industrial | Primary Metals | Existing | Space Heating | Natural Gas | HVAC - Demand Controlled Ventilation | A | Incremental Energy Savings (MWh or mTherms) | Technical Potential | 0 | 0 | 0 | 0 | 0 | 0.023488 | 0.023264 | 0.022858 | 0.022599 | 0.022344 | 0.021796 | 0.021476 | 0.021187 | 0.020623 | 0.020472 | 0.020077 | 0.019891 | 0.019616 | 0.019277 | 0.019134 | 0.018894 | 0.018662 | 0.018431 | 0.018213 | 0.018006 | 0 | 0 | 0 | 0 | 0 | 0
F8_Industrial_Primary Metals_Existing_Space Heating_Natural Gas_HVAC - Demand Controlled Ventilation_A_Technical Potential | F8 | Industrial | Primary Metals | Existing | Space Heating | Natural Gas | HVAC - Demand Controlled Ventilation | A | Incremental Summer Peak Savings (MW) | Technical Potential | 0 | 0 | 0 | 0 | 0 | 0 | 0 | 0 | 0 | 0 | 0 | 0 | 0 | 0 | 0 | 0 | 0 | 0 | 0 | 0 | 0 | 0 | 0 | 0 | 0 | 0 | 0 | 0 | 0 | 0 | 0
F9_Industrial_Primary Metals_Existing_Space Heating_Natural Gas_HVAC - Demand Controlled Ventilation_A_Technical Potential | F9 | Industrial | Primary Metals | Existing | Space Heating | Natural Gas | HVAC - Demand Controlled Ventilation | A | Incremental Winter Peak Savings (MW) | Technical Potential | 0 | 0 | 0 | 0 | 0 | 0 | 0 | 0 | 0 | 0 | 0 | 0 | 0 | 0 | 0 | 0 | 0 | 0 | 0 | 0 | 0 | 0 | 0 | 0 | 0 | 0 | 0 | 0 | 0 | 0 | 0
F10_Industrial_Primary Metals_Existing_Space Heating_Natural Gas_HVAC - Demand Controlled Ventilation_A_Technical Potential | F10 | Industrial | Primary Metals | Existing | Space Heating | Natural Gas | HVAC - Demand Controlled Ventilation | A | Cumulative Energy Savings (MWh or mTherms) | Technical Potential | 0 | 0 | 0 | 0 | 0 | 0.023488 | 0.04654 | 0.068859 | 0.090639 | 0.11189 | 0.13234 | 0.15223 | 0.17167 | 0.19043 | 0.20878 | 0.22681 | 0.24457 | 0.26202 | 0.27908 | 0.29582 | 0.31223 | 0.32826 | 0.34381 | 0.35911 | 0.37416 | 0.37124 | 0.36852 | 0.36596 | 0.36357 | 0.36133 | 0.35923
F11_Industrial_Primary Metals_Existing_Space Heating_Natural Gas_HVAC - Demand Controlled Ventilation_A_Technical Potential | F11 | Industrial | Primary Metals | Existing | Space Heating | Natural Gas | HVAC - Demand Controlled Ventilation | A | Cumulative Summer Peak Savings (MW) | Technical Potential | 0 | 0 | 0 | 0 | 0 | 0 | 0 | 0 | 0 | 0 | 0 | 0 | 0 | 0 | 0 | 0 | 0 | 0 | 0 | 0 | 0 | 0 | 0 | 0 | 0 | 0 | 0 | 0 | 0 | 0 | 0
F12_Industrial_Primary Metals_Existing_Space Heating_Natural Gas_HVAC - Demand Controlled Ventilation_A_Technical Potential | F12 | Industrial | Primary Metals | Existing | Space Heating | Natural Gas | HVAC - Demand Controlled Ventilation | A | Cumulative Winter Peak Savings (MW) | Technical Potential | 0 | 0 | 0 | 0 | 0 | 0 | 0 | 0 | 0 | 0 | 0 | 0 | 0 | 0 | 0 | 0 | 0 | 0 | 0 | 0 | 0 | 0 | 0 | 0 | 0 | 0 | 0 | 0 | 0 | 0 | 0
F13_Industrial_Primary Metals_Existing_Space Heating_Natural Gas_HVAC - Demand Controlled Ventilation_A_Technical Potential | F13 | Industrial | Primary Metals | Existing | Space Heating | Natural Gas | HVAC - Demand Controlled Ventilation | A | Purchases (Incremental) | Technical Potential | 0 | 0 | 0 | 0 | 0 | 513.8107 | 513.5287 | 510.5002 | 510.7762 | 511.1986 | 504.7069 | 503.3277 | 502.3057 | 494.3293 | 496.2167 | 491.4846 | 491.5484 | 489.0744 | 484.7119 | 485.286 | 483.2793 | 481.3996 | 479.6456 | 478.0156 | 476.5082 | 0 | 0 | 0 | 0 | 0 | 0
F14_Industrial_Primary Metals_Existing_Space Heating_Natural Gas_HVAC - Demand Controlled Ventilation_A_Technical Potential | F14 | Industrial | Primary Metals | Existing | Space Heating | Natural Gas | HVAC - Demand Controlled Ventilation | A | Purchases (Cumulative) | Technical Potential | 0 | 0 | 0 | 0 | 0 | 513.8107 | 1027.3394 | 1537.8397 | 2048.6159 | 2559.8145 | 3064.5214 | 3567.8491 | 4070.1548 | 4564.4841 | 5060.7008 | 5552.1854 | 6043.7337 | 6532.8081 | 7017.52 | 7502.806 | 7986.0853 | 8467.4849 | 8947.1305 | 9425.1461 | 9901.6543 | 9901.6543 | 9901.6543 | 9901.6543 | 9901.6543 | 9901.6543 | 9901.6543
F1_Industrial_Primary Metals_Existing_Space Heating_Natural Gas_Gas Boiler - Stack Economizer_A_Technical Potential | F1 | Industrial | Primary Metals | Existing | Space Heating | Natural Gas | Gas Boiler - Stack Economizer | A | Original Unit Energy Savings (kWh or therms) | Technical Potential | 0 | 0 | 0 | 0 | 0 | 28.6896 | 28.4952 | 28.3021 | 28.1079 | 27.9142 | 27.726 | 27.5397 | 27.3554 | 27.1731 | 26.9803 | 26.8032 | 26.6282 | 26.456 | 26.2864 | 26.1164 | 25.9522 | 25.7813 | 25.6164 | 25.4566 | 25.2958 | 25.1491 | 25.0151 | 24.8929 | 24.7814 | 24.6796 | 24.5867
F2_Industrial_Primary Metals_Existing_Space Heating_Natural Gas_Gas Boiler - Stack Economizer_A_Technical Potential | F2 | Industrial | Primary Metals | Existing | Space Heating | Natural Gas | Gas Boiler - Stack Economizer | A | Original Unit Summer Peak Savings (kW) | Technical Potential | 0 | 0 | 0 | 0 | 0 | 0 | 0 | 0 | 0 | 0 | 0 | 0 | 0 | 0 | 0 | 0 | 0 | 0 | 0 | 0 | 0 | 0 | 0 | 0 | 0 | 0 | 0 | 0 | 0 | 0 | 0
F3_Industrial_Primary Metals_Existing_Space Heating_Natural Gas_Gas Boiler - Stack Economizer_A_Technical Potential | F3 | Industrial | Primary Metals | Existing | Space Heating | Natural Gas | Gas Boiler - Stack Economizer | A | Original Unit Winter Peak Savings (kW) | Technical Potential | 0 | 0 | 0 | 0 | 0 | 0 | 0 | 0 | 0 | 0 | 0 | 0 | 0 | 0 | 0 | 0 | 0 | 0 | 0 | 0 | 0 | 0 | 0 | 0 | 0 | 0 | 0 | 0 | 0 | 0 | 0
F4_Industrial_Primary Metals_Existing_Space Heating_Natural Gas_Gas Boiler - Stack Economizer_A_Technical Potential | F4 | Industrial | Primary Metals | Existing | Space Heating | Natural Gas | Gas Boiler - Stack Economizer | A | Standalone Impact on Baseline Energy (%) | Technical Potential | 0% | 0% | 0% | 0% | 0% | 0.00968% | 0.01933% | 0.02908% | 0.03871% | 0.04832% | 0.05764% | 0.06478% | 0.07051% | 0.07614% | 0.07948% | 0.08316% | 0.0855% | 0.0878% | 0.09005% | 0.0911% | 0.09238% | 0.09271% | 0.09297% | 0.0932% | 0.00093377 | 0.00093547 | 0.00093708 | 0.00093859 | 0 | 0 | 0
F5_Industrial_Primary Metals_Existing_Space Heating_Natural Gas_Gas Boiler - Stack Economizer_A_Technical Potential | F5 | Industrial | Primary Metals | Existing | Space Heating | Natural Gas | Gas Boiler - Stack Economizer | A | Standalone Impact on Baseline Summer Peak (%) | Technical Potential | 0% | 0% | 0% | 0% | 0% | 0% | 0% | 0% | 0% | 0% | 0% | 0% | 0% | 0% | 0% | 0% | 0% | 0% | 0% | 0% | 0% | 0% | 0% | 0% | 0 | 0 | 0 | 0 | 0 | 0 | 0
F6_Industrial_Primary Metals_Existing_Space Heating_Natural Gas_Gas Boiler - Stack Economizer_A_Technical Potential | F6 | Industrial | Primary Metals | Existing | Space Heating | Natural Gas | Gas Boiler - Stack Economizer | A | Standalone Impact on Baseline Winter Peak (%) | Technical Potential | 0% | 0% | 0% | 0% | 0% | 0% | 0% | 0% | 0% | 0% | 0% | 0% | 0% | 0% | 0% | 0% | 0% | 0% | 0% | 0% | 0% | 0% | 0% | 0% | 0 | 0 | 0 | 0 | 0 | 0 | 0
F7_Industrial_Primary Metals_Existing_Space Heating_Natural Gas_Gas Boiler - Stack Economizer_A_Technical Potential | F7 | Industrial | Primary Metals | Existing | Space Heating | Natural Gas | Gas Boiler - Stack Economizer | A | Incremental Energy Savings (MWh or mTherms) | Technical Potential | 0 | 0 | 0 | 0 | 0 | 0.0075313 | 0.0074762 | 0.0073817 | 0.007335 | 0.0072905 | 0.0064344 | 0.005099 | 0.0040437 | 0.0031624 | 0.0025215 | 0.0019849 | 0.0015777 | 0.0012477 | 0.00098292 | 0.00078218 | 0.00061924 | 4.1795e-06 | 1.4777e-06 | 4.9893e-07 | 1.6116e-07 | 1.3579e-07 | 1.3471e-07 | 1.3373e-07 | 1.3284e-07 | 1.3204e-07 | 1.3131e-07
F8_Industrial_Primary Metals_Existing_Space Heating_Natural Gas_Gas Boiler - Stack Economizer_A_Technical Potential | F8 | Industrial | Primary Metals | Existing | Space Heating | Natural Gas | Gas Boiler - Stack Economizer | A | Incremental Summer Peak Savings (MW) | Technical Potential | 0 | 0 | 0 | 0 | 0 | 0 | 0 | 0 | 0 | 0 | 0 | 0 | 0 | 0 | 0 | 0 | 0 | 0 | 0 | 0 | 0 | 0 | 0 | 0 | 0 | 0 | 0 | 0 | 0 | 0 | 0
F9_Industrial_Primary Metals_Existing_Space Heating_Natural Gas_Gas Boiler - Stack Economizer_A_Technical Potential | F9 | Industrial | Primary Metals | Existing | Space Heating | Natural Gas | Gas Boiler - Stack Economizer | A | Incremental Winter Peak Savings (MW) | Technical Potential | 0 | 0 | 0 | 0 | 0 | 0 | 0 | 0 | 0 | 0 | 0 | 0 | 0 | 0 | 0 | 0 | 0 | 0 | 0 | 0 | 0 | 0 | 0 | 0 | 0 | 0 | 0 | 0 | 0 | 0 | 0
F10_Industrial_Primary Metals_Existing_Space Heating_Natural Gas_Gas Boiler - Stack Economizer_A_Technical Potential | F10 | Industrial | Primary Metals | Existing | Space Heating | Natural Gas | Gas Boiler - Stack Economizer | A | Cumulative Energy Savings (MWh or mTherms) | Technical Potential | 0 | 0 | 0 | 0 | 0 | 0.0075313 | 0.014956 | 0.022237 | 0.029419 | 0.036507 | 0.042695 | 0.047507 | 0.051233 | 0.054054 | 0.056192 | 0.057808 | 0.059008 | 0.059874 | 0.060474 | 0.060865 | 0.061101 | 0.060703 | 0.060316 | 0.05994 | 0.059562 | 0.059217 | 0.058901 | 0.058614 | 0.058351 | 0.058112 | 0.057893
F11_Industrial_Primary Metals_Existing_Space Heating_Natural Gas_Gas Boiler - Stack Economizer_A_Technical Potential | F11 | Industrial | Primary Metals | Existing | Space Heating | Natural Gas | Gas Boiler - Stack Economizer | A | Cumulative Summer Peak Savings (MW) | Technical Potential | 0 | 0 | 0 | 0 | 0 | 0 | 0 | 0 | 0 | 0 | 0 | 0 | 0 | 0 | 0 | 0 | 0 | 0 | 0 | 0 | 0 | 0 | 0 | 0 | 0 | 0 | 0 | 0 | 0 | 0 | 0
F12_Industrial_Primary Metals_Existing_Space Heating_Natural Gas_Gas Boiler - Stack Economizer_A_Technical Potential | F12 | Industrial | Primary Metals | Existing | Space Heating | Natural Gas | Gas Boiler - Stack Economizer | A | Cumulative Winter Peak Savings (MW) | Technical Potential | 0 | 0 | 0 | 0 | 0 | 0 | 0 | 0 | 0 | 0 | 0 | 0 | 0 | 0 | 0 | 0 | 0 | 0 | 0 | 0 | 0 | 0 | 0 | 0 | 0 | 0 | 0 | 0 | 0 | 0 | 0
F13_Industrial_Primary Metals_Existing_Space Heating_Natural Gas_Gas Boiler - Stack Economizer_A_Technical Potential | F13 | Industrial | Primary Metals | Existing | Space Heating | Natural Gas | Gas Boiler - Stack Economizer | A | Purchases (Incremental) | Technical Potential | 0 | 0 | 0 | 0 | 0 | 0.26251 | 0.26237 | 0.26082 | 0.26096 | 0.26117 | 0.23207 | 0.18515 | 0.14782 | 0.11638 | 0.093458 | 0.074053 | 0.05925 | 0.047162 | 0.037393 | 0.02995 | 0.023861 | 0.00016211 | 5.7687e-05 | 1.9599e-05 | 6.3709e-06 | 5.3995e-06 | 5.3851e-06 | 5.3721e-06 | 5.3604e-06 | 5.35e-06 | 5.3409e-06
F14_Industrial_Primary Metals_Existing_Space Heating_Natural Gas_Gas Boiler - Stack Economizer_A_Technical Potential | F14 | Industrial | Primary Metals | Existing | Space Heating | Natural Gas | Gas Boiler - Stack Economizer | A | Purchases (Cumulative) | Technical Potential | 0 | 0 | 0 | 0 | 0 | 0.26251 | 0.52487 | 0.78569 | 1.0467 | 1.3078 | 1.5399 | 1.725 | 1.8729 | 1.9892 | 2.0827 | 2.1568 | 2.216 | 2.2632 | 2.3006 | 2.3305 | 2.3544 | 2.3545 | 2.3546 | 2.3546 | 2.3546 | 2.3546 | 2.3546 | 2.3546 | 2.3546 | 2.3546 | 2.3547
F1_Industrial_Primary Metals_Existing_Process_Natural Gas_Gas Boiler - Stack Economizer_A_Technical Potential | F1 | Industrial | Primary Metals | Existing | Process | Natural Gas | Gas Boiler - Stack Economizer | A | Original Unit Energy Savings (kWh or therms) | Technical Potential | 0 | 0 | 0 | 0 | 0 | 36.696 | 36.696 | 36.696 | 36.696 | 36.696 | 36.696 | 36.696 | 36.696 | 36.696 | 36.696 | 36.696 | 36.696 | 36.696 | 36.696 | 36.696 | 36.696 | 36.696 | 36.696 | 36.696 | 36.696 | 36.696 | 36.696 | 36.696 | 36.696 | 36.696 | 36.696
F2_Industrial_Primary Metals_Existing_Process_Natural Gas_Gas Boiler - Stack Economizer_A_Technical Potential | F2 | Industrial | Primary Metals | Existing | Process | Natural Gas | Gas Boiler - Stack Economizer | A | Original Unit Summer Peak Savings (kW) | Technical Potential | 0 | 0 | 0 | 0 | 0 | 0 | 0 | 0 | 0 | 0 | 0 | 0 | 0 | 0 | 0 | 0 | 0 | 0 | 0 | 0 | 0 | 0 | 0 | 0 | 0 | 0 | 0 | 0 | 0 | 0 | 0
F3_Industrial_Primary Metals_Existing_Process_Natural Gas_Gas Boiler - Stack Economizer_A_Technical Potential | F3 | Industrial | Primary Metals | Existing | Process | Natural Gas | Gas Boiler - Stack Economizer | A | Original Unit Winter Peak Savings (kW) | Technical Potential | 0 | 0 | 0 | 0 | 0 | 0 | 0 | 0 | 0 | 0 | 0 | 0 | 0 | 0 | 0 | 0 | 0 | 0 | 0 | 0 | 0 | 0 | 0 | 0 | 0 | 0 | 0 | 0 | 0 | 0 | 0
F4_Industrial_Primary Metals_Existing_Process_Natural Gas_Gas Boiler - Stack Economizer_A_Technical Potential | F4 | Industrial | Primary Metals | Existing | Process | Natural Gas | Gas Boiler - Stack Economizer | A | Standalone Impact on Baseline Energy (%) | Technical Potential | 0% | 0% | 0% | 0% | 0% | 0.01712% | 0.03426% | 0.05158% | 0.06868% | 0.08575% | 0.1023% | 0.1149% | 0.125% | 0.1349% | 0.1407% | 0.1471% | 0.1511% | 0.1551% | 0.1591% | 0.161% | 0.1633% | 0.1639% | 0.1645% | 0.1651% | 0.0016561 | 0.001661 | 0.0016654 | 0.0016695 | 0 | 0 | 0
F5_Industrial_Primary Metals_Existing_Process_Natural Gas_Gas Boiler - Stack Economizer_A_Technical Potential | F5 | Industrial | Primary Metals | Existing | Process | Natural Gas | Gas Boiler - Stack Economizer | A | Standalone Impact on Baseline Summer Peak (%) | Technical Potential | 0% | 0% | 0% | 0% | 0% | 0% | 0% | 0% | 0% | 0% | 0% | 0% | 0% | 0% | 0% | 0% | 0% | 0% | 0% | 0% | 0% | 0% | 0% | 0% | 0 | 0 | 0 | 0 | 0 | 0 | 0
F6_Industrial_Primary Metals_Existing_Process_Natural Gas_Gas Boiler - Stack Economizer_A_Technical Potential | F6 | Industrial | Primary Metals | Existing | Process | Natural Gas | Gas Boiler - Stack Economizer | A | Standalone Impact on Baseline Winter Peak (%) | Technical Potential | 0% | 0% | 0% | 0% | 0% | 0% | 0% | 0% | 0% | 0% | 0% | 0% | 0% | 0% | 0% | 0% | 0% | 0% | 0% | 0% | 0% | 0% | 0% | 0% | 0 | 0 | 0 | 0 | 0 | 0 | 0
F7_Industrial_Primary Metals_Existing_Process_Natural Gas_Gas Boiler - Stack Economizer_A_Technical Potential | F7 | Industrial | Primary Metals | Existing | Process | Natural Gas | Gas Boiler - Stack Economizer | A | Incremental Energy Savings (MWh or mTherms) | Technical Potential | 0 | 0 | 0 | 0 | 0 | 0.3489 | 0.34871 | 0.34665 | 0.34684 | 0.34713 | 0.30845 | 0.24608 | 0.19647 | 0.15468 | 0.12421 | 0.098424 | 0.07875 | 0.062683 | 0.049699 | 0.039806 | 0.031713 | 0.00021547 | 7.6672e-05 | 2.6049e-05 | 8.4676e-06 | 7.1765e-06 | 7.1574e-06 | 7.14e-06 | 7.1245e-06 | 7.1106e-06 | 7.0986e-06
F8_Industrial_Primary Metals_Existing_Process_Natural Gas_Gas Boiler - Stack Economizer_A_Technical Potential | F8 | Industrial | Primary Metals | Existing | Process | Natural Gas | Gas Boiler - Stack Economizer | A | Incremental Summer Peak Savings (MW) | Technical Potential | 0 | 0 | 0 | 0 | 0 | 0 | 0 | 0 | 0 | 0 | 0 | 0 | 0 | 0 | 0 | 0 | 0 | 0 | 0 | 0 | 0 | 0 | 0 | 0 | 0 | 0 | 0 | 0 | 0 | 0 | 0
F9_Industrial_Primary Metals_Existing_Process_Natural Gas_Gas Boiler - Stack Economizer_A_Technical Potential | F9 | Industrial | Primary Metals | Existing | Process | Natural Gas | Gas Boiler - Stack Economizer | A | Incremental Winter Peak Savings (MW) | Technical Potential | 0 | 0 | 0 | 0 | 0 | 0 | 0 | 0 | 0 | 0 | 0 | 0 | 0 | 0 | 0 | 0 | 0 | 0 | 0 | 0 | 0 | 0 | 0 | 0 | 0 | 0 | 0 | 0 | 0 | 0 | 0
F10_Industrial_Primary Metals_Existing_Process_Natural Gas_Gas Boiler - Stack Economizer_A_Technical Potential | F10 | Industrial | Primary Metals | Existing | Process | Natural Gas | Gas Boiler - Stack Economizer | A | Cumulative Energy Savings (MWh or mTherms) | Technical Potential | 0 | 0 | 0 | 0 | 0 | 0.3489 | 0.69761 | 1.0443 | 1.3911 | 1.7382 | 2.0467 | 2.2928 | 2.4892 | 2.6439 | 2.7681 | 2.8666 | 2.9453 | 3.008 | 3.0577 | 3.0975 | 3.1292 | 3.1294 | 3.1295 | 3.1295 | 3.1295 | 3.1295 | 3.1295 | 3.1296 | 3.1296 | 3.1296 | 3.1296
F11_Industrial_Primary Metals_Existing_Process_Natural Gas_Gas Boiler - Stack Economizer_A_Technical Potential | F11 | Industrial | Primary Metals | Existing | Process | Natural Gas | Gas Boiler - Stack Economizer | A | Cumulative Summer Peak Savings (MW) | Technical Potential | 0 | 0 | 0 | 0 | 0 | 0 | 0 | 0 | 0 | 0 | 0 | 0 | 0 | 0 | 0 | 0 | 0 | 0 | 0 | 0 | 0 | 0 | 0 | 0 | 0 | 0 | 0 | 0 | 0 | 0 | 0
F12_Industrial_Primary Metals_Existing_Process_Natural Gas_Gas Boiler - Stack Economizer_A_Technical Potential | F12 | Industrial | Primary Metals | Existing | Process | Natural Gas | Gas Boiler - Stack Economizer | A | Cumulative Winter Peak Savings (MW) | Technical Potential | 0 | 0 | 0 | 0 | 0 | 0 | 0 | 0 | 0 | 0 | 0 | 0 | 0 | 0 | 0 | 0 | 0 | 0 | 0 | 0 | 0 | 0 | 0 | 0 | 0 | 0 | 0 | 0 | 0 | 0 | 0
F13_Industrial_Primary Metals_Existing_Process_Natural Gas_Gas Boiler - Stack Economizer_A_Technical Potential | F13 | Industrial | Primary Metals | Existing | Process | Natural Gas | Gas Boiler - Stack Economizer | A | Purchases (Incremental) | Technical Potential | 0 | 0 | 0 | 0 | 0 | 9.5079 | 9.5027 | 9.4466 | 9.4517 | 9.4595 | 8.4055 | 6.706 | 5.3539 | 4.2151 | 3.385 | 2.6822 | 2.146 | 1.7082 | 1.3543 | 1.0848 | 0.86421 | 0.0058717 | 0.0020894 | 0.00070987 | 0.00023075 | 0.00019557 | 0.00019505 | 0.00019457 | 0.00019415 | 0.00019377 | 0.00019344
F14_Industrial_Primary Metals_Existing_Process_Natural Gas_Gas Boiler - Stack Economizer_A_Technical Potential | F14 | Industrial | Primary Metals | Existing | Process | Natural Gas | Gas Boiler - Stack Economizer | A | Purchases (Cumulative) | Technical Potential | 0 | 0 | 0 | 0 | 0 | 9.5079 | 19.0106 | 28.4572 | 37.9089 | 47.3685 | 55.7739 | 62.48 | 67.8339 | 72.049 | 75.434 | 78.1161 | 80.2621 | 81.9703 | 83.3246 | 84.4094 | 85.2736 | 85.2794 | 85.2815 | 85.2822 | 85.2825 | 85.2827 | 85.2829 | 85.2831 | 85.2832 | 85.2834 | 85.2836
F1_Industrial_Primary Metals_Existing_Space Heating_Natural Gas_Gas Furnace Tube Inserts_A_Technical Potential | F1 | Industrial | Primary Metals | Existing | Space Heating | Natural Gas | Gas Furnace Tube Inserts | A | Original Unit Energy Savings (kWh or therms) | Technical Potential | 0 | 0 | 0 | 0 | 0 | 0.086193 | 0.085415 | 0.084425 | 0.083421 | 0.082413 | 0.081426 | 0.080448 | 0.079527 | 0.07866 | 0.077786 | 0.077021 | 0.0763 | 0.075622 | 0.074985 | 0.07434 | 0.073715 | 0.073094 | 0.072454 | 0.071839 | 0.071247 | 0.070693 | 0.070173 | 0.069687 | 0.069231 | 0.068805 | 0.068405
F2_Industrial_Primary Metals_Existing_Space Heating_Natural Gas_Gas Furnace Tube Inserts_A_Technical Potential | F2 | Industrial | Primary Metals | Existing | Space Heating | Natural Gas | Gas Furnace Tube Inserts | A | Original Unit Summer Peak Savings (kW) | Technical Potential | 0 | 0 | 0 | 0 | 0 | 0 | 0 | 0 | 0 | 0 | 0 | 0 | 0 | 0 | 0 | 0 | 0 | 0 | 0 | 0 | 0 | 0 | 0 | 0 | 0 | 0 | 0 | 0 | 0 | 0 | 0
F3_Industrial_Primary Metals_Existing_Space Heating_Natural Gas_Gas Furnace Tube Inserts_A_Technical Potential | F3 | Industrial | Primary Metals | Existing | Space Heating | Natural Gas | Gas Furnace Tube Inserts | A | Original Unit Winter Peak Savings (kW) | Technical Potential | 0 | 0 | 0 | 0 | 0 | 0 | 0 | 0 | 0 | 0 | 0 | 0 | 0 | 0 | 0 | 0 | 0 | 0 | 0 | 0 | 0 | 0 | 0 | 0 | 0 | 0 | 0 | 0 | 0 | 0 | 0
F4_Industrial_Primary Metals_Existing_Space Heating_Natural Gas_Gas Furnace Tube Inserts_A_Technical Potential | F4 | Industrial | Primary Metals | Existing | Space Heating | Natural Gas | Gas Furnace Tube Inserts | A | Standalone Impact on Baseline Energy (%) | Technical Potential | 0% | 0% | 0% | 0% | 0% | 0% | 0% | 0% | 0% | 0% | 0% | 0% | 0% | 0% | 0% | 0% | 0% | 0% | 0% | 0% | 0% | 0% | 0% | 0% | 0 | 0 | 0 | 0 | 0 | 0 | 0
F5_Industrial_Primary Metals_Existing_Space Heating_Natural Gas_Gas Furnace Tube Inserts_A_Technical Potential | F5 | Industrial | Primary Metals | Existing | Space Heating | Natural Gas | Gas Furnace Tube Inserts | A | Standalone Impact on Baseline Summer Peak (%) | Technical Potential | 0% | 0% | 0% | 0% | 0% | 0% | 0% | 0% | 0% | 0% | 0% | 0% | 0% | 0% | 0% | 0% | 0% | 0% | 0% | 0% | 0% | 0% | 0% | 0% | 0 | 0 | 0 | 0 | 0 | 0 | 0
F6_Industrial_Primary Metals_Existing_Space Heating_Natural Gas_Gas Furnace Tube Inserts_A_Technical Potential | F6 | Industrial | Primary Metals | Existing | Space Heating | Natural Gas | Gas Furnace Tube Inserts | A | Standalone Impact on Baseline Winter Peak (%) | Technical Potential | 0% | 0% | 0% | 0% | 0% | 0% | 0% | 0% | 0% | 0% | 0% | 0% | 0% | 0% | 0% | 0% | 0% | 0% | 0% | 0% | 0% | 0% | 0% | 0% | 0 | 0 | 0 | 0 | 0 | 0 | 0
F7_Industrial_Primary Metals_Existing_Space Heating_Natural Gas_Gas Furnace Tube Inserts_A_Technical Potential | F7 | Industrial | Primary Metals | Existing | Space Heating | Natural Gas | Gas Furnace Tube Inserts | A | Incremental Energy Savings (MWh or mTherms) | Technical Potential | 0 | 0 | 0 | 0 | 0 | 0 | 0 | 0 | 0 | 0 | 0 | 0 | 0 | 0 | 0 | 0 | 0 | 0 | 0 | 0 | 0 | 0 | 0 | 0 | 0 | 0 | 0 | 0 | 0 | 0 | 0
F8_Industrial_Primary Metals_Existing_Space Heating_Natural Gas_Gas Furnace Tube Inserts_A_Technical Potential | F8 | Industrial | Primary Metals | Existing | Space Heating | Natural Gas | Gas Furnace Tube Inserts | A | Incremental Summer Peak Savings (MW) | Technical Potential | 0 | 0 | 0 | 0 | 0 | 0 | 0 | 0 | 0 | 0 | 0 | 0 | 0 | 0 | 0 | 0 | 0 | 0 | 0 | 0 | 0 | 0 | 0 | 0 | 0 | 0 | 0 | 0 | 0 | 0 | 0
F9_Industrial_Primary Metals_Existing_Space Heating_Natural Gas_Gas Furnace Tube Inserts_A_Technical Potential | F9 | Industrial | Primary Metals | Existing | Space Heating | Natural Gas | Gas Furnace Tube Inserts | A | Incremental Winter Peak Savings (MW) | Technical Potential | 0 | 0 | 0 | 0 | 0 | 0 | 0 | 0 | 0 | 0 | 0 | 0 | 0 | 0 | 0 | 0 | 0 | 0 | 0 | 0 | 0 | 0 | 0 | 0 | 0 | 0 | 0 | 0 | 0 | 0 | 0
F10_Industrial_Primary Metals_Existing_Space Heating_Natural Gas_Gas Furnace Tube Inserts_A_Technical Potential | F10 | Industrial | Primary Metals | Existing | Space Heating | Natural Gas | Gas Furnace Tube Inserts | A | Cumulative Energy Savings (MWh or mTherms) | Technical Potential | 0 | 0 | 0 | 0 | 0 | 0 | 0 | 0 | 0 | 0 | 0 | 0 | 0 | 0 | 0 | 0 | 0 | 0 | 0 | 0 | 0 | 0 | 0 | 0 | 0 | 0 | 0 | 0 | 0 | 0 | 0
F11_Industrial_Primary Metals_Existing_Space Heating_Natural Gas_Gas Furnace Tube Inserts_A_Technical Potential | F11 | Industrial | Primary Metals | Existing | Space Heating | Natural Gas | Gas Furnace Tube Inserts | A | Cumulative Summer Peak Savings (MW) | Technical Potential | 0 | 0 | 0 | 0 | 0 | 0 | 0 | 0 | 0 | 0 | 0 | 0 | 0 | 0 | 0 | 0 | 0 | 0 | 0 | 0 | 0 | 0 | 0 | 0 | 0 | 0 | 0 | 0 | 0 | 0 | 0
F12_Industrial_Primary Metals_Existing_Space Heating_Natural Gas_Gas Furnace Tube Inserts_A_Technical Potential | F12 | Industrial | Primary Metals | Existing | Space Heating | Natural Gas | Gas Furnace Tube Inserts | A | Cumulative Winter Peak Savings (MW) | Technical Potential | 0 | 0 | 0 | 0 | 0 | 0 | 0 | 0 | 0 | 0 | 0 | 0 | 0 | 0 | 0 | 0 | 0 | 0 | 0 | 0 | 0 | 0 | 0 | 0 | 0 | 0 | 0 | 0 | 0 | 0 | 0
F13_Industrial_Primary Metals_Existing_Space Heating_Natural Gas_Gas Furnace Tube Inserts_A_Technical Potential | F13 | Industrial | Primary Metals | Existing | Space Heating | Natural Gas | Gas Furnace Tube Inserts | A | Purchases (Incremental) | Technical Potential | 0 | 0 | 0 | 0 | 0 | 0 | 0 | 0 | 0 | 0 | 0 | 0 | 0 | 0 | 0 | 0 | 0 | 0 | 0 | 0 | 0 | 0 | 0 | 0 | 0 | 0 | 0 | 0 | 0 | 0 | 0
F14_Industrial_Primary Metals_Existing_Space Heating_Natural Gas_Gas Furnace Tube Inserts_A_Technical Potential | F14 | Industrial | Primary Metals | Existing | Space Heating | Natural Gas | Gas Furnace Tube Inserts | A | Purchases (Cumulative) | Technical Potential | 0 | 0 | 0 | 0 | 0 | 0 | 0 | 0 | 0 | 0 | 0 | 0 | 0 | 0 | 0 | 0 | 0 | 0 | 0 | 0 | 0 | 0 | 0 | 0 | 0 | 0 | 0 | 0 | 0 | 0 | 0
F1_Industrial_Primary Metals_Existing_Space Heating_Natural Gas_Space Heating - Heat Recovery Ventilator_A_Technical Potential | F1 | Industrial | Primary Metals | Existing | Space Heating | Natural Gas | Space Heating - Heat Recovery Ventilator | A | Original Unit Energy Savings (kWh or therms) | Technical Potential | 0 | 0 | 0 | 0 | 0 | 0.013225 | 0.01316 | 0.01308 | 0.012996 | 0.012907 | 0.012817 | 0.012725 | 0.012634 | 0.012542 | 0.012443 | 0.012352 | 0.012262 | 0.012178 | 0.0121 | 0.012025 | 0.011953 | 0.011879 | 0.011813 | 0.011751 | 0.011691 | 0.011636 | 0.011585 | 0.011538 | 0 | 0 | 0
F2_Industrial_Primary Metals_Existing_Space Heating_Natural Gas_Space Heating - Heat Recovery Ventilator_A_Technical Potential | F2 | Industrial | Primary Metals | Existing | Space Heating | Natural Gas | Space Heating - Heat Recovery Ventilator | A | Original Unit Summer Peak Savings (kW) | Technical Potential | 0 | 0 | 0 | 0 | 0 | 0 | 0 | 0 | 0 | 0 | 0 | 0 | 0 | 0 | 0 | 0 | 0 | 0 | 0 | 0 | 0 | 0 | 0 | 0 | 0 | 0 | 0 | 0 | 0 | 0 | 0
F3_Industrial_Primary Metals_Existing_Space Heating_Natural Gas_Space Heating - Heat Recovery Ventilator_A_Technical Potential | F3 | Industrial | Primary Metals | Existing | Space Heating | Natural Gas | Space Heating - Heat Recovery Ventilator | A | Original Unit Winter Peak Savings (kW) | Technical Potential | 0 | 0 | 0 | 0 | 0 | 0 | 0 | 0 | 0 | 0 | 0 | 0 | 0 | 0 | 0 | 0 | 0 | 0 | 0 | 0 | 0 | 0 | 0 | 0 | 0 | 0 | 0 | 0 | 0 | 0 | 0
F4_Industrial_Primary Metals_Existing_Space Heating_Natural Gas_Space Heating - Heat Recovery Ventilator_A_Technical Potential | F4 | Industrial | Primary Metals | Existing | Space Heating | Natural Gas | Space Heating - Heat Recovery Ventilator | A | Standalone Impact on Baseline Energy (%) | Technical Potential | 0% | 0% | 0% | 0% | 0% | 0.02138% | 0.04277% | 0.0644% | 0.08574% | 0.107% | 0.1298% | 0.1515% | 0.1732% | 0.1974% | 0.218% | 0.2415% | 0.2628% | 0.2856% | 0.3095% | 0.3305% | 0.3533% | 0.376% | 0.3988% | 0.4215% | 0.0044422 | 0.0044552 | 0.0044671 | 0.0044779 | 0 | 0 | 0
F5_Industrial_Primary Metals_Existing_Space Heating_Natural Gas_Space Heating - Heat Recovery Ventilator_A_Technical Potential | F5 | Industrial | Primary Metals | Existing | Space Heating | Natural Gas | Space Heating - Heat Recovery Ventilator | A | Standalone Impact on Baseline Summer Peak (%) | Technical Potential | 0% | 0% | 0% | 0% | 0% | 0% | 0% | 0% | 0% | 0% | 0% | 0% | 0% | 0% | 0% | 0% | 0% | 0% | 0% | 0% | 0% | 0% | 0% | 0% | 0 | 0 | 0 | 0 | 0 | 0 | 0
F6_Industrial_Primary Metals_Existing_Space Heating_Natural Gas_Space Heating - Heat Recovery Ventilator_A_Technical Potential | F6 | Industrial | Primary Metals | Existing | Space Heating | Natural Gas | Space Heating - Heat Recovery Ventilator | A | Standalone Impact on Baseline Winter Peak (%) | Technical Potential | 0% | 0% | 0% | 0% | 0% | 0% | 0% | 0% | 0% | 0% | 0% | 0% | 0% | 0% | 0% | 0% | 0% | 0% | 0% | 0% | 0% | 0% | 0% | 0% | 0 | 0 | 0 | 0 | 0 | 0 | 0
F7_Industrial_Primary Metals_Existing_Space Heating_Natural Gas_Space Heating - Heat Recovery Ventilator_A_Technical Potential | F7 | Industrial | Primary Metals | Existing | Space Heating | Natural Gas | Space Heating - Heat Recovery Ventilator | A | Incremental Energy Savings (MWh or mTherms) | Technical Potential | 0 | 0 | 0 | 0 | 0 | 0.016633 | 0.016542 | 0.016345 | 0.016248 | 0.01615 | 0.015835 | 0.015678 | 0.015533 | 0.015176 | 0.015114 | 0.01486 | 0.014753 | 0.014579 | 0.014357 | 0.014283 | 0.014139 | 0.013998 | 0.013869 | 0.013749 | 0.013636 | 0 | 0 | 0 | 0 | 0 | 0
F8_Industrial_Primary Metals_Existing_Space Heating_Natural Gas_Space Heating - Heat Recovery Ventilator_A_Technical Potential | F8 | Industrial | Primary Metals | Existing | Space Heating | Natural Gas | Space Heating - Heat Recovery Ventilator | A | Incremental Summer Peak Savings (MW) | Technical Potential | 0 | 0 | 0 | 0 | 0 | 0 | 0 | 0 | 0 | 0 | 0 | 0 | 0 | 0 | 0 | 0 | 0 | 0 | 0 | 0 | 0 | 0 | 0 | 0 | 0 | 0 | 0 | 0 | 0 | 0 | 0
F9_Industrial_Primary Metals_Existing_Space Heating_Natural Gas_Space Heating - Heat Recovery Ventilator_A_Technical Potential | F9 | Industrial | Primary Metals | Existing | Space Heating | Natural Gas | Space Heating - Heat Recovery Ventilator | A | Incremental Winter Peak Savings (MW) | Technical Potential | 0 | 0 | 0 | 0 | 0 | 0 | 0 | 0 | 0 | 0 | 0 | 0 | 0 | 0 | 0 | 0 | 0 | 0 | 0 | 0 | 0 | 0 | 0 | 0 | 0 | 0 | 0 | 0 | 0 | 0 | 0
F10_Industrial_Primary Metals_Existing_Space Heating_Natural Gas_Space Heating - Heat Recovery Ventilator_A_Technical Potential | F10 | Industrial | Primary Metals | Existing | Space Heating | Natural Gas | Space Heating - Heat Recovery Ventilator | A | Cumulative Energy Savings (MWh or mTherms) | Technical Potential | 0 | 0 | 0 | 0 | 0 | 0.016633 | 0.033094 | 0.049237 | 0.065167 | 0.080873 | 0.096145 | 0.11113 | 0.12586 | 0.14013 | 0.15414 | 0.16787 | 0.1814 | 0.19474 | 0.20785 | 0.22083 | 0.23365 | 0.24621 | 0.25871 | 0.27109 | 0.28335 | 0.28202 | 0.28078 | 0.27964 | 0 | 0 | 0
F11_Industrial_Primary Metals_Existing_Space Heating_Natural Gas_Space Heating - Heat Recovery Ventilator_A_Technical Potential | F11 | Industrial | Primary Metals | Existing | Space Heating | Natural Gas | Space Heating - Heat Recovery Ventilator | A | Cumulative Summer Peak Savings (MW) | Technical Potential | 0 | 0 | 0 | 0 | 0 | 0 | 0 | 0 | 0 | 0 | 0 | 0 | 0 | 0 | 0 | 0 | 0 | 0 | 0 | 0 | 0 | 0 | 0 | 0 | 0 | 0 | 0 | 0 | 0 | 0 | 0
F12_Industrial_Primary Metals_Existing_Space Heating_Natural Gas_Space Heating - Heat Recovery Ventilator_A_Technical Potential | F12 | Industrial | Primary Metals | Existing | Space Heating | Natural Gas | Space Heating - Heat Recovery Ventilator | A | Cumulative Winter Peak Savings (MW) | Technical Potential | 0 | 0 | 0 | 0 | 0 | 0 | 0 | 0 | 0 | 0 | 0 | 0 | 0 | 0 | 0 | 0 | 0 | 0 | 0 | 0 | 0 | 0 | 0 | 0 | 0 | 0 | 0 | 0 | 0 | 0 | 0
F13_Industrial_Primary Metals_Existing_Space Heating_Natural Gas_Space Heating - Heat Recovery Ventilator_A_Technical Potential | F13 | Industrial | Primary Metals | Existing | Space Heating | Natural Gas | Space Heating - Heat Recovery Ventilator | A | Purchases (Incremental) | Technical Potential | 0 | 0 | 0 | 0 | 0 | 1257.6681 | 1256.9779 | 1249.565 | 1250.2406 | 1251.2744 | 1235.3845 | 1232.0086 | 1229.5071 | 1209.9829 | 1214.6027 | 1203.0199 | 1203.176 | 1197.1203 | 1186.4421 | 1187.8475 | 1182.9355 | 1178.3346 | 1174.0412 | 1170.0514 | 1166.3617 | 0 | 0 | 0 | 0 | 0 | 0
F14_Industrial_Primary Metals_Existing_Space Heating_Natural Gas_Space Heating - Heat Recovery Ventilator_A_Technical Potential | F14 | Industrial | Primary Metals | Existing | Space Heating | Natural Gas | Space Heating - Heat Recovery Ventilator | A | Purchases (Cumulative) | Technical Potential | 0 | 0 | 0 | 0 | 0 | 1257.6681 | 2514.646 | 3764.211 | 5014.4516 | 6265.726 | 7501.1104 | 8733.119 | 9962.6261 | 11172.609 | 12387.2117 | 13590.2316 | 14793.4075 | 15990.5279 | 17176.97 | 18364.8175 | 19547.753 | 20726.0876 | 21900.1288 | 23070.1803 | 24236.542 | 24236.542 | 24236.542 | 24236.542 | 24236.542 | 24236.542 | 24236.542
F1_Industrial_Primary Metals_Existing_Space Heating_Natural Gas_Thermostat - Programmable_A_Technical Potential | F1 | Industrial | Primary Metals | Existing | Space Heating | Natural Gas | Thermostat - Programmable | A | Original Unit Energy Savings (kWh or therms) | Technical Potential | 0 | 0 | 0 | 0 | 0 | 0.00657 | 0.0065379 | 0.0064981 | 0.0064561 | 0.0064121 | 0.0063676 | 0.0063217 | 0.0062762 | 0.0062308 | 0.0061817 | 0.0061364 | 0.0060916 | 0.0060501 | 0.0060114 | 0.0059736 | 0.005938 | 0.0059015 | 0.0058686 | 0.0058376 | 0.005808 | 0.0057807 | 0.0057553 | 0.0057319 | 0 | 0 | 0
F2_Industrial_Primary Metals_Existing_Space Heating_Natural Gas_Thermostat - Programmable_A_Technical Potential | F2 | Industrial | Primary Metals | Existing | Space Heating | Natural Gas | Thermostat - Programmable | A | Original Unit Summer Peak Savings (kW) | Technical Potential | 0 | 0 | 0 | 0 | 0 | 0 | 0 | 0 | 0 | 0 | 0 | 0 | 0 | 0 | 0 | 0 | 0 | 0 | 0 | 0 | 0 | 0 | 0 | 0 | 0 | 0 | 0 | 0 | 0 | 0 | 0
F3_Industrial_Primary Metals_Existing_Space Heating_Natural Gas_Thermostat - Programmable_A_Technical Potential | F3 | Industrial | Primary Metals | Existing | Space Heating | Natural Gas | Thermostat - Programmable | A | Original Unit Winter Peak Savings (kW) | Technical Potential | 0 | 0 | 0 | 0 | 0 | 0 | 0 | 0 | 0 | 0 | 0 | 0 | 0 | 0 | 0 | 0 | 0 | 0 | 0 | 0 | 0 | 0 | 0 | 0 | 0 | 0 | 0 | 0 | 0 | 0 | 0
F4_Industrial_Primary Metals_Existing_Space Heating_Natural Gas_Thermostat - Programmable_A_Technical Potential | F4 | Industrial | Primary Metals | Existing | Space Heating | Natural Gas | Thermostat - Programmable | A | Standalone Impact on Baseline Energy (%) | Technical Potential | 0% | 0% | 0% | 0% | 0% | 0.03186% | 0.06374% | 0.09598% | 0.1278% | 0.1595% | 0.1935% | 0.2258% | 0.2582% | 0.2942% | 0.3249% | 0.3599% | 0.3917% | 0.4256% | 0.4613% | 0.4926% | 0.5265% | 0.5604% | 0.5943% | 0.6282% | 0.0066205 | 0.0066398 | 0.0066575 | 0.0066737 | 0 | 0 | 0
F5_Industrial_Primary Metals_Existing_Space Heating_Natural Gas_Thermostat - Programmable_A_Technical Potential | F5 | Industrial | Primary Metals | Existing | Space Heating | Natural Gas | Thermostat - Programmable | A | Standalone Impact on Baseline Summer Peak (%) | Technical Potential | 0% | 0% | 0% | 0% | 0% | 0% | 0% | 0% | 0% | 0% | 0% | 0% | 0% | 0% | 0% | 0% | 0% | 0% | 0% | 0% | 0% | 0% | 0% | 0% | 0 | 0 | 0 | 0 | 0 | 0 | 0
F6_Industrial_Primary Metals_Existing_Space Heating_Natural Gas_Thermostat - Programmable_A_Technical Potential | F6 | Industrial | Primary Metals | Existing | Space Heating | Natural Gas | Thermostat - Programmable | A | Standalone Impact on Baseline Winter Peak (%) | Technical Potential | 0% | 0% | 0% | 0% | 0% | 0% | 0% | 0% | 0% | 0% | 0% | 0% | 0% | 0% | 0% | 0% | 0% | 0% | 0% | 0% | 0% | 0% | 0% | 0% | 0 | 0 | 0 | 0 | 0 | 0 | 0
F7_Industrial_Primary Metals_Existing_Space Heating_Natural Gas_Thermostat - Programmable_A_Technical Potential | F7 | Industrial | Primary Metals | Existing | Space Heating | Natural Gas | Thermostat - Programmable | A | Incremental Energy Savings (MWh or mTherms) | Technical Potential | 0 | 0 | 0 | 0 | 0 | 0.024789 | 0.024654 | 0.02436 | 0.024215 | 0.02407 | 0.023599 | 0.023365 | 0.02315 | 0.022617 | 0.022525 | 0.022147 | 0.021988 | 0.021728 | 0.021396 | 0.021287 | 0.021073 | 0.020862 | 0.02067 | 0.020491 | 0.020323 | 0 | 0 | 0 | 0 | 0 | 0
F8_Industrial_Primary Metals_Existing_Space Heating_Natural Gas_Thermostat - Programmable_A_Technical Potential | F8 | Industrial | Primary Metals | Existing | Space Heating | Natural Gas | Thermostat - Programmable | A | Incremental Summer Peak Savings (MW) | Technical Potential | 0 | 0 | 0 | 0 | 0 | 0 | 0 | 0 | 0 | 0 | 0 | 0 | 0 | 0 | 0 | 0 | 0 | 0 | 0 | 0 | 0 | 0 | 0 | 0 | 0 | 0 | 0 | 0 | 0 | 0 | 0
F9_Industrial_Primary Metals_Existing_Space Heating_Natural Gas_Thermostat - Programmable_A_Technical Potential | F9 | Industrial | Primary Metals | Existing | Space Heating | Natural Gas | Thermostat - Programmable | A | Incremental Winter Peak Savings (MW) | Technical Potential | 0 | 0 | 0 | 0 | 0 | 0 | 0 | 0 | 0 | 0 | 0 | 0 | 0 | 0 | 0 | 0 | 0 | 0 | 0 | 0 | 0 | 0 | 0 | 0 | 0 | 0 | 0 | 0 | 0 | 0 | 0
F10_Industrial_Primary Metals_Existing_Space Heating_Natural Gas_Thermostat - Programmable_A_Technical Potential | F10 | Industrial | Primary Metals | Existing | Space Heating | Natural Gas | Thermostat - Programmable | A | Cumulative Energy Savings (MWh or mTherms) | Technical Potential | 0 | 0 | 0 | 0 | 0 | 0.024789 | 0.049321 | 0.073381 | 0.097122 | 0.12053 | 0.14329 | 0.16563 | 0.18758 | 0.20884 | 0.22972 | 0.25019 | 0.27035 | 0.29023 | 0.30977 | 0.32911 | 0.34822 | 0.36695 | 0.38557 | 0.40402 | 0.4223 | 0.42031 | 0.41847 | 0.41676 | 0 | 0 | 0
F11_Industrial_Primary Metals_Existing_Space Heating_Natural Gas_Thermostat - Programmable_A_Technical Potential | F11 | Industrial | Primary Metals | Existing | Space Heating | Natural Gas | Thermostat - Programmable | A | Cumulative Summer Peak Savings (MW) | Technical Potential | 0 | 0 | 0 | 0 | 0 | 0 | 0 | 0 | 0 | 0 | 0 | 0 | 0 | 0 | 0 | 0 | 0 | 0 | 0 | 0 | 0 | 0 | 0 | 0 | 0 | 0 | 0 | 0 | 0 | 0 | 0
F12_Industrial_Primary Metals_Existing_Space Heating_Natural Gas_Thermostat - Programmable_A_Technical Potential | F12 | Industrial | Primary Metals | Existing | Space Heating | Natural Gas | Thermostat - Programmable | A | Cumulative Winter Peak Savings (MW) | Technical Potential | 0 | 0 | 0 | 0 | 0 | 0 | 0 | 0 | 0 | 0 | 0 | 0 | 0 | 0 | 0 | 0 | 0 | 0 | 0 | 0 | 0 | 0 | 0 | 0 | 0 | 0 | 0 | 0 | 0 | 0 | 0
F13_Industrial_Primary Metals_Existing_Space Heating_Natural Gas_Thermostat - Programmable_A_Technical Potential | F13 | Industrial | Primary Metals | Existing | Space Heating | Natural Gas | Thermostat - Programmable | A | Purchases (Incremental) | Technical Potential | 0 | 0 | 0 | 0 | 0 | 3773.0044 | 3770.9336 | 3748.695 | 3750.7217 | 3753.8231 | 3706.1534 | 3696.0257 | 3688.5212 | 3629.9488 | 3643.808 | 3609.0596 | 3609.528 | 3591.361 | 3559.3263 | 3563.5425 | 3548.8064 | 3535.0039 | 3522.1236 | 3510.1543 | 3499.0852 | 0 | 0 | 0 | 0 | 0 | 0
F14_Industrial_Primary Metals_Existing_Space Heating_Natural Gas_Thermostat - Programmable_A_Technical Potential | F14 | Industrial | Primary Metals | Existing | Space Heating | Natural Gas | Thermostat - Programmable | A | Purchases (Cumulative) | Technical Potential | 0 | 0 | 0 | 0 | 0 | 3773.0044 | 7543.9379 | 11292.633 | 15043.3547 | 18797.1779 | 22503.3313 | 26199.3571 | 29887.8783 | 33517.8271 | 37161.6351 | 40770.6947 | 44380.2226 | 47971.5837 | 51530.91 | 55094.4525 | 58643.259 | 62178.2629 | 65700.3865 | 69210.5409 | 72709.6261 | 72709.6261 | 72709.6261 | 72709.6261 | 72709.6261 | 72709.6261 | 72709.6261
F1_Industrial_Primary Metals_Existing_Space Heating_Natural Gas_ENERGY STAR Connected Thermostat_A_Technical Potential | F1 | Industrial | Primary Metals | Existing | Space Heating | Natural Gas | ENERGY STAR Connected Thermostat | A | Original Unit Energy Savings (kWh or therms) | Technical Potential | 0 | 0 | 0 | 0 | 0 | 0.015466 | 0.01539 | 0.015297 | 0.015198 | 0.015094 | 0.014989 | 0.014881 | 0.014774 | 0.014667 | 0.014552 | 0.014445 | 0.01434 | 0.014242 | 0.014151 | 0.014062 | 0.013978 | 0.013892 | 0.013815 | 0.013742 | 0.013672 | 0.013608 | 0.013548 | 0.013493 | 0 | 0 | 0
F2_Industrial_Primary Metals_Existing_Space Heating_Natural Gas_ENERGY STAR Connected Thermostat_A_Technical Potential | F2 | Industrial | Primary Metals | Existing | Space Heating | Natural Gas | ENERGY STAR Connected Thermostat | A | Original Unit Summer Peak Savings (kW) | Technical Potential | 0 | 0 | 0 | 0 | 0 | 0 | 0 | 0 | 0 | 0 | 0 | 0 | 0 | 0 | 0 | 0 | 0 | 0 | 0 | 0 | 0 | 0 | 0 | 0 | 0 | 0 | 0 | 0 | 0 | 0 | 0
F3_Industrial_Primary Metals_Existing_Space Heating_Natural Gas_ENERGY STAR Connected Thermostat_A_Technical Potential | F3 | Industrial | Primary Metals | Existing | Space Heating | Natural Gas | ENERGY STAR Connected Thermostat | A | Original Unit Winter Peak Savings (kW) | Technical Potential | 0 | 0 | 0 | 0 | 0 | 0 | 0 | 0 | 0 | 0 | 0 | 0 | 0 | 0 | 0 | 0 | 0 | 0 | 0 | 0 | 0 | 0 | 0 | 0 | 0 | 0 | 0 | 0 | 0 | 0 | 0
F4_Industrial_Primary Metals_Existing_Space Heating_Natural Gas_ENERGY STAR Connected Thermostat_A_Technical Potential | F4 | Industrial | Primary Metals | Existing | Space Heating | Natural Gas | ENERGY STAR Connected Thermostat | A | Standalone Impact on Baseline Energy (%) | Technical Potential | 0% | 0% | 0% | 0% | 0% | 0.075% | 0.15% | 0.2259% | 0.3008% | 0.3756% | 0.4554% | 0.5316% | 0.6077% | 0.6925% | 0.7649% | 0.8473% | 0.9221% | 1.002% | 1.086% | 1.16% | 1.239% | 1.319% | 1.399% | 1.479% | 0.015585 | 0.01563 | 0.015672 | 0.01571 | 0 | 0 | 0
F5_Industrial_Primary Metals_Existing_Space Heating_Natural Gas_ENERGY STAR Connected Thermostat_A_Technical Potential | F5 | Industrial | Primary Metals | Existing | Space Heating | Natural Gas | ENERGY STAR Connected Thermostat | A | Standalone Impact on Baseline Summer Peak (%) | Technical Potential | 0% | 0% | 0% | 0% | 0% | 0% | 0% | 0% | 0% | 0% | 0% | 0% | 0% | 0% | 0% | 0% | 0% | 0% | 0% | 0% | 0% | 0% | 0% | 0% | 0 | 0 | 0 | 0 | 0 | 0 | 0
F6_Industrial_Primary Metals_Existing_Space Heating_Natural Gas_ENERGY STAR Connected Thermostat_A_Technical Potential | F6 | Industrial | Primary Metals | Existing | Space Heating | Natural Gas | ENERGY STAR Connected Thermostat | A | Standalone Impact on Baseline Winter Peak (%) | Technical Potential | 0% | 0% | 0% | 0% | 0% | 0% | 0% | 0% | 0% | 0% | 0% | 0% | 0% | 0% | 0% | 0% | 0% | 0% | 0% | 0% | 0% | 0% | 0% | 0% | 0 | 0 | 0 | 0 | 0 | 0 | 0
F7_Industrial_Primary Metals_Existing_Space Heating_Natural Gas_ENERGY STAR Connected Thermostat_A_Technical Potential | F7 | Industrial | Primary Metals | Existing | Space Heating | Natural Gas | ENERGY STAR Connected Thermostat | A | Incremental Energy Savings (MWh or mTherms) | Technical Potential | 0 | 0 | 0 | 0 | 0 | 0.058353 | 0.058036 | 0.057343 | 0.057003 | 0.056661 | 0.055553 | 0.055002 | 0.054495 | 0.053242 | 0.053024 | 0.052134 | 0.05176 | 0.051148 | 0.050368 | 0.050111 | 0.049605 | 0.049109 | 0.048658 | 0.048236 | 0.04784 | 0 | 0 | 0 | 0 | 0 | 0
F8_Industrial_Primary Metals_Existing_Space Heating_Natural Gas_ENERGY STAR Connected Thermostat_A_Technical Potential | F8 | Industrial | Primary Metals | Existing | Space Heating | Natural Gas | ENERGY STAR Connected Thermostat | A | Incremental Summer Peak Savings (MW) | Technical Potential | 0 | 0 | 0 | 0 | 0 | 0 | 0 | 0 | 0 | 0 | 0 | 0 | 0 | 0 | 0 | 0 | 0 | 0 | 0 | 0 | 0 | 0 | 0 | 0 | 0 | 0 | 0 | 0 | 0 | 0 | 0
F9_Industrial_Primary Metals_Existing_Space Heating_Natural Gas_ENERGY STAR Connected Thermostat_A_Technical Potential | F9 | Industrial | Primary Metals | Existing | Space Heating | Natural Gas | ENERGY STAR Connected Thermostat | A | Incremental Winter Peak Savings (MW) | Technical Potential | 0 | 0 | 0 | 0 | 0 | 0 | 0 | 0 | 0 | 0 | 0 | 0 | 0 | 0 | 0 | 0 | 0 | 0 | 0 | 0 | 0 | 0 | 0 | 0 | 0 | 0 | 0 | 0 | 0 | 0 | 0
F10_Industrial_Primary Metals_Existing_Space Heating_Natural Gas_ENERGY STAR Connected Thermostat_A_Technical Potential | F10 | Industrial | Primary Metals | Existing | Space Heating | Natural Gas | ENERGY STAR Connected Thermostat | A | Cumulative Energy Savings (MWh or mTherms) | Technical Potential | 0 | 0 | 0 | 0 | 0 | 0.058353 | 0.1161 | 0.17274 | 0.22863 | 0.28373 | 0.33731 | 0.38988 | 0.44157 | 0.49162 | 0.54077 | 0.58894 | 0.6364 | 0.68321 | 0.72921 | 0.77474 | 0.81972 | 0.8638 | 0.90764 | 0.95107 | 0.9941 | 0.98942 | 0.98508 | 0.98107 | 0 | 0 | 0
F11_Industrial_Primary Metals_Existing_Space Heating_Natural Gas_ENERGY STAR Connected Thermostat_A_Technical Potential | F11 | Industrial | Primary Metals | Existing | Space Heating | Natural Gas | ENERGY STAR Connected Thermostat | A | Cumulative Summer Peak Savings (MW) | Technical Potential | 0 | 0 | 0 | 0 | 0 | 0 | 0 | 0 | 0 | 0 | 0 | 0 | 0 | 0 | 0 | 0 | 0 | 0 | 0 | 0 | 0 | 0 | 0 | 0 | 0 | 0 | 0 | 0 | 0 | 0 | 0
F12_Industrial_Primary Metals_Existing_Space Heating_Natural Gas_ENERGY STAR Connected Thermostat_A_Technical Potential | F12 | Industrial | Primary Metals | Existing | Space Heating | Natural Gas | ENERGY STAR Connected Thermostat | A | Cumulative Winter Peak Savings (MW) | Technical Potential | 0 | 0 | 0 | 0 | 0 | 0 | 0 | 0 | 0 | 0 | 0 | 0 | 0 | 0 | 0 | 0 | 0 | 0 | 0 | 0 | 0 | 0 | 0 | 0 | 0 | 0 | 0 | 0 | 0 | 0 | 0
F13_Industrial_Primary Metals_Existing_Space Heating_Natural Gas_ENERGY STAR Connected Thermostat_A_Technical Potential | F13 | Industrial | Primary Metals | Existing | Space Heating | Natural Gas | ENERGY STAR Connected Thermostat | A | Purchases (Incremental) | Technical Potential | 0 | 0 | 0 | 0 | 0 | 3773.0044 | 3770.9336 | 3748.695 | 3750.7217 | 3753.8231 | 3706.1534 | 3696.0257 | 3688.5212 | 3629.9488 | 3643.808 | 3609.0596 | 3609.528 | 3591.361 | 3559.3263 | 3563.5425 | 3548.8064 | 3535.0039 | 3522.1236 | 3510.1543 | 3499.0852 | 0 | 0 | 0 | 0 | 0 | 0
F14_Industrial_Primary Metals_Existing_Space Heating_Natural Gas_ENERGY STAR Connected Thermostat_A_Technical Potential | F14 | Industrial | Primary Metals | Existing | Space Heating | Natural Gas | ENERGY STAR Connected Thermostat | A | Purchases (Cumulative) | Technical Potential | 0 | 0 | 0 | 0 | 0 | 3773.0044 | 7543.9379 | 11292.633 | 15043.3547 | 18797.1779 | 22503.3313 | 26199.3571 | 29887.8783 | 33517.8271 | 37161.6351 | 40770.6947 | 44380.2226 | 47971.5837 | 51530.91 | 55094.4525 | 58643.259 | 62178.2629 | 65700.3865 | 69210.5409 | 72709.6261 | 72709.6261 | 72709.6261 | 72709.6261 | 72709.6261 | 72709.6261 | 72709.6261
F1_Industrial_Primary Metals_Existing_Space Heating_Natural Gas_Destratification Fans (HVLS)_A_Technical Potential | F1 | Industrial | Primary Metals | Existing | Space Heating | Natural Gas | Destratification Fans (HVLS) | A | Original Unit Energy Savings (kWh or therms) | Technical Potential | 0 | 0 | 0 | 0 | 0 | 0.015466 | 0.01539 | 0.015297 | 0.015198 | 0.015094 | 0.014989 | 0.014881 | 0.014774 | 0.014667 | 0.014552 | 0.014445 | 0.01434 | 0.014242 | 0.014151 | 0.014062 | 0.013978 | 0.013892 | 0.013815 | 0.013742 | 0.013672 | 0.013608 | 0.013548 | 0.013493 | 0 | 0 | 0
F2_Industrial_Primary Metals_Existing_Space Heating_Natural Gas_Destratification Fans (HVLS)_A_Technical Potential | F2 | Industrial | Primary Metals | Existing | Space Heating | Natural Gas | Destratification Fans (HVLS) | A | Original Unit Summer Peak Savings (kW) | Technical Potential | 0 | 0 | 0 | 0 | 0 | 0 | 0 | 0 | 0 | 0 | 0 | 0 | 0 | 0 | 0 | 0 | 0 | 0 | 0 | 0 | 0 | 0 | 0 | 0 | 0 | 0 | 0 | 0 | 0 | 0 | 0
F3_Industrial_Primary Metals_Existing_Space Heating_Natural Gas_Destratification Fans (HVLS)_A_Technical Potential | F3 | Industrial | Primary Metals | Existing | Space Heating | Natural Gas | Destratification Fans (HVLS) | A | Original Unit Winter Peak Savings (kW) | Technical Potential | 0 | 0 | 0 | 0 | 0 | 0 | 0 | 0 | 0 | 0 | 0 | 0 | 0 | 0 | 0 | 0 | 0 | 0 | 0 | 0 | 0 | 0 | 0 | 0 | 0 | 0 | 0 | 0 | 0 | 0 | 0
F4_Industrial_Primary Metals_Existing_Space Heating_Natural Gas_Destratification Fans (HVLS)_A_Technical Potential | F4 | Industrial | Primary Metals | Existing | Space Heating | Natural Gas | Destratification Fans (HVLS) | A | Standalone Impact on Baseline Energy (%) | Technical Potential | 0% | 0% | 0% | 0% | 0% | 0.075% | 0.15% | 0.2259% | 0.3008% | 0.3756% | 0.4554% | 0.5316% | 0.6077% | 0.6925% | 0.7649% | 0.8473% | 0.9221% | 1.002% | 1.086% | 1.16% | 1.239% | 1.319% | 1.399% | 1.479% | 0.015585 | 0.01563 | 0.015672 | 0.01571 | 0 | 0 | 0
F5_Industrial_Primary Metals_Existing_Space Heating_Natural Gas_Destratification Fans (HVLS)_A_Technical Potential | F5 | Industrial | Primary Metals | Existing | Space Heating | Natural Gas | Destratification Fans (HVLS) | A | Standalone Impact on Baseline Summer Peak (%) | Technical Potential | 0% | 0% | 0% | 0% | 0% | 0% | 0% | 0% | 0% | 0% | 0% | 0% | 0% | 0% | 0% | 0% | 0% | 0% | 0% | 0% | 0% | 0% | 0% | 0% | 0 | 0 | 0 | 0 | 0 | 0 | 0
F6_Industrial_Primary Metals_Existing_Space Heating_Natural Gas_Destratification Fans (HVLS)_A_Technical Potential | F6 | Industrial | Primary Metals | Existing | Space Heating | Natural Gas | Destratification Fans (HVLS) | A | Standalone Impact on Baseline Winter Peak (%) | Technical Potential | 0% | 0% | 0% | 0% | 0% | 0% | 0% | 0% | 0% | 0% | 0% | 0% | 0% | 0% | 0% | 0% | 0% | 0% | 0% | 0% | 0% | 0% | 0% | 0% | 0 | 0 | 0 | 0 | 0 | 0 | 0
F7_Industrial_Primary Metals_Existing_Space Heating_Natural Gas_Destratification Fans (HVLS)_A_Technical Potential | F7 | Industrial | Primary Metals | Existing | Space Heating | Natural Gas | Destratification Fans (HVLS) | A | Incremental Energy Savings (MWh or mTherms) | Technical Potential | 0 | 0 | 0 | 0 | 0 | 0.058353 | 0.058036 | 0.057343 | 0.057003 | 0.056661 | 0.055553 | 0.055002 | 0.054495 | 0.053242 | 0.053024 | 0.052134 | 0.05176 | 0.051148 | 0.050368 | 0.050111 | 0.049605 | 0.049109 | 0.048658 | 0.048236 | 0.04784 | 0 | 0 | 0 | 0 | 0 | 0
F8_Industrial_Primary Metals_Existing_Space Heating_Natural Gas_Destratification Fans (HVLS)_A_Technical Potential | F8 | Industrial | Primary Metals | Existing | Space Heating | Natural Gas | Destratification Fans (HVLS) | A | Incremental Summer Peak Savings (MW) | Technical Potential | 0 | 0 | 0 | 0 | 0 | 0 | 0 | 0 | 0 | 0 | 0 | 0 | 0 | 0 | 0 | 0 | 0 | 0 | 0 | 0 | 0 | 0 | 0 | 0 | 0 | 0 | 0 | 0 | 0 | 0 | 0
F9_Industrial_Primary Metals_Existing_Space Heating_Natural Gas_Destratification Fans (HVLS)_A_Technical Potential | F9 | Industrial | Primary Metals | Existing | Space Heating | Natural Gas | Destratification Fans (HVLS) | A | Incremental Winter Peak Savings (MW) | Technical Potential | 0 | 0 | 0 | 0 | 0 | 0 | 0 | 0 | 0 | 0 | 0 | 0 | 0 | 0 | 0 | 0 | 0 | 0 | 0 | 0 | 0 | 0 | 0 | 0 | 0 | 0 | 0 | 0 | 0 | 0 | 0
F10_Industrial_Primary Metals_Existing_Space Heating_Natural Gas_Destratification Fans (HVLS)_A_Technical Potential | F10 | Industrial | Primary Metals | Existing | Space Heating | Natural Gas | Destratification Fans (HVLS) | A | Cumulative Energy Savings (MWh or mTherms) | Technical Potential | 0 | 0 | 0 | 0 | 0 | 0.058353 | 0.1161 | 0.17274 | 0.22863 | 0.28373 | 0.33731 | 0.38988 | 0.44157 | 0.49162 | 0.54077 | 0.58894 | 0.6364 | 0.68321 | 0.72921 | 0.77474 | 0.81972 | 0.8638 | 0.90764 | 0.95107 | 0.9941 | 0.98942 | 0.98508 | 0.98107 | 0 | 0 | 0
F11_Industrial_Primary Metals_Existing_Space Heating_Natural Gas_Destratification Fans (HVLS)_A_Technical Potential | F11 | Industrial | Primary Metals | Existing | Space Heating | Natural Gas | Destratification Fans (HVLS) | A | Cumulative Summer Peak Savings (MW) | Technical Potential | 0 | 0 | 0 | 0 | 0 | 0 | 0 | 0 | 0 | 0 | 0 | 0 | 0 | 0 | 0 | 0 | 0 | 0 | 0 | 0 | 0 | 0 | 0 | 0 | 0 | 0 | 0 | 0 | 0 | 0 | 0
F12_Industrial_Primary Metals_Existing_Space Heating_Natural Gas_Destratification Fans (HVLS)_A_Technical Potential | F12 | Industrial | Primary Metals | Existing | Space Heating | Natural Gas | Destratification Fans (HVLS) | A | Cumulative Winter Peak Savings (MW) | Technical Potential | 0 | 0 | 0 | 0 | 0 | 0 | 0 | 0 | 0 | 0 | 0 | 0 | 0 | 0 | 0 | 0 | 0 | 0 | 0 | 0 | 0 | 0 | 0 | 0 | 0 | 0 | 0 | 0 | 0 | 0 | 0
F13_Industrial_Primary Metals_Existing_Space Heating_Natural Gas_Destratification Fans (HVLS)_A_Technical Potential | F13 | Industrial | Primary Metals | Existing | Space Heating | Natural Gas | Destratification Fans (HVLS) | A | Purchases (Incremental) | Technical Potential | 0 | 0 | 0 | 0 | 0 | 3773.0044 | 3770.9336 | 3748.695 | 3750.7217 | 3753.8231 | 3706.1534 | 3696.0257 | 3688.5212 | 3629.9488 | 3643.808 | 3609.0596 | 3609.528 | 3591.361 | 3559.3263 | 3563.5425 | 3548.8064 | 3535.0039 | 3522.1236 | 3510.1543 | 3499.0852 | 0 | 0 | 0 | 0 | 0 | 0
F14_Industrial_Primary Metals_Existing_Space Heating_Natural Gas_Destratification Fans (HVLS)_A_Technical Potential | F14 | Industrial | Primary Metals | Existing | Space Heating | Natural Gas | Destratification Fans (HVLS) | A | Purchases (Cumulative) | Technical Potential | 0 | 0 | 0 | 0 | 0 | 3773.0044 | 7543.9379 | 11292.633 | 15043.3547 | 18797.1779 | 22503.3313 | 26199.3571 | 29887.8783 | 33517.8271 | 37161.6351 | 40770.6947 | 44380.2226 | 47971.5837 | 51530.91 | 55094.4525 | 58643.259 | 62178.2629 | 65700.3865 | 69210.5409 | 72709.6261 | 72709.6261 | 72709.6261 | 72709.6261 | 72709.6261 | 72709.6261 | 72709.6261
F1_Industrial_Primary Metals_Existing_Space Heating_Natural Gas_Gas Boiler - Insulate Steam Lines/Condensate Tank_A_Technical Potential | F1 | Industrial | Primary Metals | Existing | Space Heating | Natural Gas | Gas Boiler - Insulate Steam Lines/Condensate Tank | A | Original Unit Energy Savings (kWh or therms) | Technical Potential | 0 | 0 | 0 | 0 | 0 | 312.1233 | 310.0084 | 307.9068 | 305.7941 | 303.6874 | 301.64 | 299.6129 | 297.6075 | 295.625 | 293.5265 | 291.6006 | 289.6963 | 287.8233 | 285.9779 | 284.1283 | 282.3422 | 280.4831 | 278.6885 | 276.9502 | 275.2007 | 273.6043 | 272.1475 | 270.818 | 269.6047 | 268.4972 | 267.4865
F2_Industrial_Primary Metals_Existing_Space Heating_Natural Gas_Gas Boiler - Insulate Steam Lines/Condensate Tank_A_Technical Potential | F2 | Industrial | Primary Metals | Existing | Space Heating | Natural Gas | Gas Boiler - Insulate Steam Lines/Condensate Tank | A | Original Unit Summer Peak Savings (kW) | Technical Potential | 0 | 0 | 0 | 0 | 0 | 0 | 0 | 0 | 0 | 0 | 0 | 0 | 0 | 0 | 0 | 0 | 0 | 0 | 0 | 0 | 0 | 0 | 0 | 0 | 0 | 0 | 0 | 0 | 0 | 0 | 0
F3_Industrial_Primary Metals_Existing_Space Heating_Natural Gas_Gas Boiler - Insulate Steam Lines/Condensate Tank_A_Technical Potential | F3 | Industrial | Primary Metals | Existing | Space Heating | Natural Gas | Gas Boiler - Insulate Steam Lines/Condensate Tank | A | Original Unit Winter Peak Savings (kW) | Technical Potential | 0 | 0 | 0 | 0 | 0 | 0 | 0 | 0 | 0 | 0 | 0 | 0 | 0 | 0 | 0 | 0 | 0 | 0 | 0 | 0 | 0 | 0 | 0 | 0 | 0 | 0 | 0 | 0 | 0 | 0 | 0
F4_Industrial_Primary Metals_Existing_Space Heating_Natural Gas_Gas Boiler - Insulate Steam Lines/Condensate Tank_A_Technical Potential | F4 | Industrial | Primary Metals | Existing | Space Heating | Natural Gas | Gas Boiler - Insulate Steam Lines/Condensate Tank | A | Standalone Impact on Baseline Energy (%) | Technical Potential | 0% | 0% | 0% | 0% | 0% | 0.006018% | 0.01202% | 0.01808% | 0.02406% | 0.03004% | 0.03643% | 0.04256% | 0.04867% | 0.05549% | 0.06134% | 0.068% | 0.07407% | 0.08049% | 0.08724% | 0.09315% | 0.09953% | 0.1059% | 0.1122% | 0.1185% | 0.0012472 | 0.0012495 | 0.0012516 | 0.0012536 | 0 | 0 | 0
F5_Industrial_Primary Metals_Existing_Space Heating_Natural Gas_Gas Boiler - Insulate Steam Lines/Condensate Tank_A_Technical Potential | F5 | Industrial | Primary Metals | Existing | Space Heating | Natural Gas | Gas Boiler - Insulate Steam Lines/Condensate Tank | A | Standalone Impact on Baseline Summer Peak (%) | Technical Potential | 0% | 0% | 0% | 0% | 0% | 0% | 0% | 0% | 0% | 0% | 0% | 0% | 0% | 0% | 0% | 0% | 0% | 0% | 0% | 0% | 0% | 0% | 0% | 0% | 0 | 0 | 0 | 0 | 0 | 0 | 0
F6_Industrial_Primary Metals_Existing_Space Heating_Natural Gas_Gas Boiler - Insulate Steam Lines/Condensate Tank_A_Technical Potential | F6 | Industrial | Primary Metals | Existing | Space Heating | Natural Gas | Gas Boiler - Insulate Steam Lines/Condensate Tank | A | Standalone Impact on Baseline Winter Peak (%) | Technical Potential | 0% | 0% | 0% | 0% | 0% | 0% | 0% | 0% | 0% | 0% | 0% | 0% | 0% | 0% | 0% | 0% | 0% | 0% | 0% | 0% | 0% | 0% | 0% | 0% | 0 | 0 | 0 | 0 | 0 | 0 | 0
F7_Industrial_Primary Metals_Existing_Space Heating_Natural Gas_Gas Boiler - Insulate Steam Lines/Condensate Tank_A_Technical Potential | F7 | Industrial | Primary Metals | Existing | Space Heating | Natural Gas | Gas Boiler - Insulate Steam Lines/Condensate Tank | A | Incremental Energy Savings (MWh or mTherms) | Technical Potential | 0 | 0 | 0 | 0 | 0 | 0.004682 | 0.0046478 | 0.004589 | 0.00456 | 0.0045323 | 0.0044446 | 0.0044027 | 0.0043643 | 0.0042664 | 0.0042523 | 0.0041841 | 0.0041573 | 0.0041097 | 0.0040469 | 0.0040255 | 0.0039836 | 0.003942 | 0.0039025 | 0.003865 | 0.0038285 | 0 | 0 | 0 | 0 | 0 | 0
F8_Industrial_Primary Metals_Existing_Space Heating_Natural Gas_Gas Boiler - Insulate Steam Lines/Condensate Tank_A_Technical Potential | F8 | Industrial | Primary Metals | Existing | Space Heating | Natural Gas | Gas Boiler - Insulate Steam Lines/Condensate Tank | A | Incremental Summer Peak Savings (MW) | Technical Potential | 0 | 0 | 0 | 0 | 0 | 0 | 0 | 0 | 0 | 0 | 0 | 0 | 0 | 0 | 0 | 0 | 0 | 0 | 0 | 0 | 0 | 0 | 0 | 0 | 0 | 0 | 0 | 0 | 0 | 0 | 0
F9_Industrial_Primary Metals_Existing_Space Heating_Natural Gas_Gas Boiler - Insulate Steam Lines/Condensate Tank_A_Technical Potential | F9 | Industrial | Primary Metals | Existing | Space Heating | Natural Gas | Gas Boiler - Insulate Steam Lines/Condensate Tank | A | Incremental Winter Peak Savings (MW) | Technical Potential | 0 | 0 | 0 | 0 | 0 | 0 | 0 | 0 | 0 | 0 | 0 | 0 | 0 | 0 | 0 | 0 | 0 | 0 | 0 | 0 | 0 | 0 | 0 | 0 | 0 | 0 | 0 | 0 | 0 | 0 | 0
F10_Industrial_Primary Metals_Existing_Space Heating_Natural Gas_Gas Boiler - Insulate Steam Lines/Condensate Tank_A_Technical Potential | F10 | Industrial | Primary Metals | Existing | Space Heating | Natural Gas | Gas Boiler - Insulate Steam Lines/Condensate Tank | A | Cumulative Energy Savings (MWh or mTherms) | Technical Potential | 0 | 0 | 0 | 0 | 0 | 0.004682 | 0.0092981 | 0.013824 | 0.018289 | 0.022696 | 0.026987 | 0.031208 | 0.035364 | 0.039395 | 0.043367 | 0.047267 | 0.051116 | 0.054895 | 0.05859 | 0.062236 | 0.065829 | 0.069337 | 0.072796 | 0.076207 | 0.079554 | 0.079093 | 0.078671 | 0.078287 | 0.077936 | 0.077616 | 0.077324
F11_Industrial_Primary Metals_Existing_Space Heating_Natural Gas_Gas Boiler - Insulate Steam Lines/Condensate Tank_A_Technical Potential | F11 | Industrial | Primary Metals | Existing | Space Heating | Natural Gas | Gas Boiler - Insulate Steam Lines/Condensate Tank | A | Cumulative Summer Peak Savings (MW) | Technical Potential | 0 | 0 | 0 | 0 | 0 | 0 | 0 | 0 | 0 | 0 | 0 | 0 | 0 | 0 | 0 | 0 | 0 | 0 | 0 | 0 | 0 | 0 | 0 | 0 | 0 | 0 | 0 | 0 | 0 | 0 | 0
F12_Industrial_Primary Metals_Existing_Space Heating_Natural Gas_Gas Boiler - Insulate Steam Lines/Condensate Tank_A_Technical Potential | F12 | Industrial | Primary Metals | Existing | Space Heating | Natural Gas | Gas Boiler - Insulate Steam Lines/Condensate Tank | A | Cumulative Winter Peak Savings (MW) | Technical Potential | 0 | 0 | 0 | 0 | 0 | 0 | 0 | 0 | 0 | 0 | 0 | 0 | 0 | 0 | 0 | 0 | 0 | 0 | 0 | 0 | 0 | 0 | 0 | 0 | 0 | 0 | 0 | 0 | 0 | 0 | 0
F13_Industrial_Primary Metals_Existing_Space Heating_Natural Gas_Gas Boiler - Insulate Steam Lines/Condensate Tank_A_Technical Potential | F13 | Industrial | Primary Metals | Existing | Space Heating | Natural Gas | Gas Boiler - Insulate Steam Lines/Condensate Tank | A | Purchases (Incremental) | Technical Potential | 0 | 0 | 0 | 0 | 0 | 0.015001 | 0.014992 | 0.014904 | 0.014912 | 0.014924 | 0.014735 | 0.014695 | 0.014665 | 0.014432 | 0.014487 | 0.014349 | 0.014351 | 0.014278 | 0.014151 | 0.014168 | 0.014109 | 0.014054 | 0.014003 | 0.013956 | 0.013912 | 0 | 0 | 0 | 0 | 0 | 0
F14_Industrial_Primary Metals_Existing_Space Heating_Natural Gas_Gas Boiler - Insulate Steam Lines/Condensate Tank_A_Technical Potential | F14 | Industrial | Primary Metals | Existing | Space Heating | Natural Gas | Gas Boiler - Insulate Steam Lines/Condensate Tank | A | Purchases (Cumulative) | Technical Potential | 0 | 0 | 0 | 0 | 0 | 0.015001 | 0.029993 | 0.044897 | 0.059809 | 0.074733 | 0.089468 | 0.10416 | 0.11883 | 0.13326 | 0.14775 | 0.16209 | 0.17645 | 0.19072 | 0.20487 | 0.21904 | 0.23315 | 0.24721 | 0.26121 | 0.27517 | 0.28908 | 0.28908 | 0.28908 | 0.28908 | 0.28908 | 0.28908 | 0.28908
F1_Industrial_Primary Metals_Existing_Process_Natural Gas_Gas Boiler - Insulate Steam Lines/Condensate Tank_A_Technical Potential | F1 | Industrial | Primary Metals | Existing | Process | Natural Gas | Gas Boiler - Insulate Steam Lines/Condensate Tank | A | Original Unit Energy Savings (kWh or therms) | Technical Potential | 0 | 0 | 0 | 0 | 0 | 303.5793 | 303.5793 | 303.5793 | 303.5793 | 303.5793 | 303.5793 | 303.5793 | 303.5793 | 303.5793 | 303.5793 | 303.5793 | 303.5793 | 303.5793 | 303.5793 | 303.5793 | 303.5793 | 303.5793 | 303.5793 | 303.5793 | 303.5793 | 303.5793 | 303.5793 | 303.5793 | 303.5793 | 303.5793 | 303.5793
F2_Industrial_Primary Metals_Existing_Process_Natural Gas_Gas Boiler - Insulate Steam Lines/Condensate Tank_A_Technical Potential | F2 | Industrial | Primary Metals | Existing | Process | Natural Gas | Gas Boiler - Insulate Steam Lines/Condensate Tank | A | Original Unit Summer Peak Savings (kW) | Technical Potential | 0 | 0 | 0 | 0 | 0 | 0 | 0 | 0 | 0 | 0 | 0 | 0 | 0 | 0 | 0 | 0 | 0 | 0 | 0 | 0 | 0 | 0 | 0 | 0 | 0 | 0 | 0 | 0 | 0 | 0 | 0
F3_Industrial_Primary Metals_Existing_Process_Natural Gas_Gas Boiler - Insulate Steam Lines/Condensate Tank_A_Technical Potential | F3 | Industrial | Primary Metals | Existing | Process | Natural Gas | Gas Boiler - Insulate Steam Lines/Condensate Tank | A | Original Unit Winter Peak Savings (kW) | Technical Potential | 0 | 0 | 0 | 0 | 0 | 0 | 0 | 0 | 0 | 0 | 0 | 0 | 0 | 0 | 0 | 0 | 0 | 0 | 0 | 0 | 0 | 0 | 0 | 0 | 0 | 0 | 0 | 0 | 0 | 0 | 0
F4_Industrial_Primary Metals_Existing_Process_Natural Gas_Gas Boiler - Insulate Steam Lines/Condensate Tank_A_Technical Potential | F4 | Industrial | Primary Metals | Existing | Process | Natural Gas | Gas Boiler - Insulate Steam Lines/Condensate Tank | A | Standalone Impact on Baseline Energy (%) | Technical Potential | 0% | 0% | 0% | 0% | 0% | 0.008095% | 0.01619% | 0.02438% | 0.03247% | 0.04053% | 0.04915% | 0.05738% | 0.06559% | 0.07475% | 0.08256% | 0.09145% | 0.09953% | 0.1081% | 0.1172% | 0.1252% | 0.1338% | 0.1424% | 0.151% | 0.1596% | 0.0016821 | 0.001687 | 0.0016915 | 0.0016956 | 0 | 0 | 0
F5_Industrial_Primary Metals_Existing_Process_Natural Gas_Gas Boiler - Insulate Steam Lines/Condensate Tank_A_Technical Potential | F5 | Industrial | Primary Metals | Existing | Process | Natural Gas | Gas Boiler - Insulate Steam Lines/Condensate Tank | A | Standalone Impact on Baseline Summer Peak (%) | Technical Potential | 0% | 0% | 0% | 0% | 0% | 0% | 0% | 0% | 0% | 0% | 0% | 0% | 0% | 0% | 0% | 0% | 0% | 0% | 0% | 0% | 0% | 0% | 0% | 0% | 0 | 0 | 0 | 0 | 0 | 0 | 0
F6_Industrial_Primary Metals_Existing_Process_Natural Gas_Gas Boiler - Insulate Steam Lines/Condensate Tank_A_Technical Potential | F6 | Industrial | Primary Metals | Existing | Process | Natural Gas | Gas Boiler - Insulate Steam Lines/Condensate Tank | A | Standalone Impact on Baseline Winter Peak (%) | Technical Potential | 0% | 0% | 0% | 0% | 0% | 0% | 0% | 0% | 0% | 0% | 0% | 0% | 0% | 0% | 0% | 0% | 0% | 0% | 0% | 0% | 0% | 0% | 0% | 0% | 0 | 0 | 0 | 0 | 0 | 0 | 0
F7_Industrial_Primary Metals_Existing_Process_Natural Gas_Gas Boiler - Insulate Steam Lines/Condensate Tank_A_Technical Potential | F7 | Industrial | Primary Metals | Existing | Process | Natural Gas | Gas Boiler - Insulate Steam Lines/Condensate Tank | A | Incremental Energy Savings (MWh or mTherms) | Technical Potential | 0 | 0 | 0 | 0 | 0 | 0.16494 | 0.16485 | 0.16387 | 0.16396 | 0.1641 | 0.16202 | 0.16157 | 0.16124 | 0.15868 | 0.15929 | 0.15777 | 0.15779 | 0.157 | 0.1556 | 0.15578 | 0.15514 | 0.15453 | 0.15397 | 0.15345 | 0.15296 | 0 | 0 | 0 | 0 | 0 | 0
F8_Industrial_Primary Metals_Existing_Process_Natural Gas_Gas Boiler - Insulate Steam Lines/Condensate Tank_A_Technical Potential | F8 | Industrial | Primary Metals | Existing | Process | Natural Gas | Gas Boiler - Insulate Steam Lines/Condensate Tank | A | Incremental Summer Peak Savings (MW) | Technical Potential | 0 | 0 | 0 | 0 | 0 | 0 | 0 | 0 | 0 | 0 | 0 | 0 | 0 | 0 | 0 | 0 | 0 | 0 | 0 | 0 | 0 | 0 | 0 | 0 | 0 | 0 | 0 | 0 | 0 | 0 | 0
F9_Industrial_Primary Metals_Existing_Process_Natural Gas_Gas Boiler - Insulate Steam Lines/Condensate Tank_A_Technical Potential | F9 | Industrial | Primary Metals | Existing | Process | Natural Gas | Gas Boiler - Insulate Steam Lines/Condensate Tank | A | Incremental Winter Peak Savings (MW) | Technical Potential | 0 | 0 | 0 | 0 | 0 | 0 | 0 | 0 | 0 | 0 | 0 | 0 | 0 | 0 | 0 | 0 | 0 | 0 | 0 | 0 | 0 | 0 | 0 | 0 | 0 | 0 | 0 | 0 | 0 | 0 | 0
F10_Industrial_Primary Metals_Existing_Process_Natural Gas_Gas Boiler - Insulate Steam Lines/Condensate Tank_A_Technical Potential | F10 | Industrial | Primary Metals | Existing | Process | Natural Gas | Gas Boiler - Insulate Steam Lines/Condensate Tank | A | Cumulative Energy Savings (MWh or mTherms) | Technical Potential | 0 | 0 | 0 | 0 | 0 | 0.16494 | 0.32978 | 0.49366 | 0.65762 | 0.82172 | 0.98374 | 1.1453 | 1.3066 | 1.4652 | 1.6245 | 1.7823 | 1.9401 | 2.0971 | 2.2527 | 2.4085 | 2.5636 | 2.7181 | 2.8721 | 3.0256 | 3.1785 | 3.1785 | 3.1785 | 3.1785 | 3.1785 | 3.1785 | 3.1785
F11_Industrial_Primary Metals_Existing_Process_Natural Gas_Gas Boiler - Insulate Steam Lines/Condensate Tank_A_Technical Potential | F11 | Industrial | Primary Metals | Existing | Process | Natural Gas | Gas Boiler - Insulate Steam Lines/Condensate Tank | A | Cumulative Summer Peak Savings (MW) | Technical Potential | 0 | 0 | 0 | 0 | 0 | 0 | 0 | 0 | 0 | 0 | 0 | 0 | 0 | 0 | 0 | 0 | 0 | 0 | 0 | 0 | 0 | 0 | 0 | 0 | 0 | 0 | 0 | 0 | 0 | 0 | 0
F12_Industrial_Primary Metals_Existing_Process_Natural Gas_Gas Boiler - Insulate Steam Lines/Condensate Tank_A_Technical Potential | F12 | Industrial | Primary Metals | Existing | Process | Natural Gas | Gas Boiler - Insulate Steam Lines/Condensate Tank | A | Cumulative Winter Peak Savings (MW) | Technical Potential | 0 | 0 | 0 | 0 | 0 | 0 | 0 | 0 | 0 | 0 | 0 | 0 | 0 | 0 | 0 | 0 | 0 | 0 | 0 | 0 | 0 | 0 | 0 | 0 | 0 | 0 | 0 | 0 | 0 | 0 | 0
F13_Industrial_Primary Metals_Existing_Process_Natural Gas_Gas Boiler - Insulate Steam Lines/Condensate Tank_A_Technical Potential | F13 | Industrial | Primary Metals | Existing | Process | Natural Gas | Gas Boiler - Insulate Steam Lines/Condensate Tank | A | Purchases (Incremental) | Technical Potential | 0 | 0 | 0 | 0 | 0 | 0.54331 | 0.54301 | 0.53981 | 0.5401 | 0.54055 | 0.53368 | 0.53222 | 0.53114 | 0.52271 | 0.52471 | 0.5197 | 0.51977 | 0.51715 | 0.51254 | 0.51315 | 0.51103 | 0.50904 | 0.50718 | 0.50546 | 0.50387 | 0 | 0 | 0 | 0 | 0 | 0
F14_Industrial_Primary Metals_Existing_Process_Natural Gas_Gas Boiler - Insulate Steam Lines/Condensate Tank_A_Technical Potential | F14 | Industrial | Primary Metals | Existing | Process | Natural Gas | Gas Boiler - Insulate Steam Lines/Condensate Tank | A | Purchases (Cumulative) | Technical Potential | 0 | 0 | 0 | 0 | 0 | 0.54331 | 1.0863 | 1.6261 | 2.1662 | 2.7068 | 3.2405 | 3.7727 | 4.3038 | 4.8265 | 5.3512 | 5.8709 | 6.3907 | 6.9079 | 7.4204 | 7.9336 | 8.4446 | 8.9536 | 9.4608 | 9.9663 | 10.4701 | 10.4701 | 10.4701 | 10.4701 | 10.4701 | 10.4701 | 10.4701
F1_Industrial_Primary Metals_Existing_Space Heating_Natural Gas_Gas Boiler - Insulate Hot Water Lines_A_Technical Potential | F1 | Industrial | Primary Metals | Existing | Space Heating | Natural Gas | Gas Boiler - Insulate Hot Water Lines | A | Original Unit Energy Savings (kWh or therms) | Technical Potential | 0 | 0 | 0 | 0 | 0 | 352.7975 | 350.407 | 348.0315 | 345.6435 | 343.2623 | 340.9481 | 338.6568 | 336.39 | 334.1492 | 331.7773 | 329.6004 | 327.4479 | 325.3309 | 323.2449 | 321.1544 | 319.1354 | 317.0342 | 315.0056 | 313.0408 | 311.0634 | 309.2589 | 307.6123 | 306.1095 | 304.7381 | 303.4863 | 302.3438
F2_Industrial_Primary Metals_Existing_Space Heating_Natural Gas_Gas Boiler - Insulate Hot Water Lines_A_Technical Potential | F2 | Industrial | Primary Metals | Existing | Space Heating | Natural Gas | Gas Boiler - Insulate Hot Water Lines | A | Original Unit Summer Peak Savings (kW) | Technical Potential | 0 | 0 | 0 | 0 | 0 | 0 | 0 | 0 | 0 | 0 | 0 | 0 | 0 | 0 | 0 | 0 | 0 | 0 | 0 | 0 | 0 | 0 | 0 | 0 | 0 | 0 | 0 | 0 | 0 | 0 | 0
F3_Industrial_Primary Metals_Existing_Space Heating_Natural Gas_Gas Boiler - Insulate Hot Water Lines_A_Technical Potential | F3 | Industrial | Primary Metals | Existing | Space Heating | Natural Gas | Gas Boiler - Insulate Hot Water Lines | A | Original Unit Winter Peak Savings (kW) | Technical Potential | 0 | 0 | 0 | 0 | 0 | 0 | 0 | 0 | 0 | 0 | 0 | 0 | 0 | 0 | 0 | 0 | 0 | 0 | 0 | 0 | 0 | 0 | 0 | 0 | 0 | 0 | 0 | 0 | 0 | 0 | 0
F4_Industrial_Primary Metals_Existing_Space Heating_Natural Gas_Gas Boiler - Insulate Hot Water Lines_A_Technical Potential | F4 | Industrial | Primary Metals | Existing | Space Heating | Natural Gas | Gas Boiler - Insulate Hot Water Lines | A | Standalone Impact on Baseline Energy (%) | Technical Potential | 0% | 0% | 0% | 0% | 0% | 0.0136% | 0.02716% | 0.04087% | 0.0544% | 0.06791% | 0.08236% | 0.0962% | 0.11% | 0.1255% | 0.1387% | 0.1537% | 0.1674% | 0.182% | 0.1972% | 0.2106% | 0.225% | 0.2394% | 0.2537% | 0.2679% | 0.0028194 | 0.0028246 | 0.0028294 | 0.002834 | 0 | 0 | 0
F5_Industrial_Primary Metals_Existing_Space Heating_Natural Gas_Gas Boiler - Insulate Hot Water Lines_A_Technical Potential | F5 | Industrial | Primary Metals | Existing | Space Heating | Natural Gas | Gas Boiler - Insulate Hot Water Lines | A | Standalone Impact on Baseline Summer Peak (%) | Technical Potential | 0% | 0% | 0% | 0% | 0% | 0% | 0% | 0% | 0% | 0% | 0% | 0% | 0% | 0% | 0% | 0% | 0% | 0% | 0% | 0% | 0% | 0% | 0% | 0% | 0 | 0 | 0 | 0 | 0 | 0 | 0
F6_Industrial_Primary Metals_Existing_Space Heating_Natural Gas_Gas Boiler - Insulate Hot Water Lines_A_Technical Potential | F6 | Industrial | Primary Metals | Existing | Space Heating | Natural Gas | Gas Boiler - Insulate Hot Water Lines | A | Standalone Impact on Baseline Winter Peak (%) | Technical Potential | 0% | 0% | 0% | 0% | 0% | 0% | 0% | 0% | 0% | 0% | 0% | 0% | 0% | 0% | 0% | 0% | 0% | 0% | 0% | 0% | 0% | 0% | 0% | 0% | 0 | 0 | 0 | 0 | 0 | 0 | 0
F7_Industrial_Primary Metals_Existing_Space Heating_Natural Gas_Gas Boiler - Insulate Hot Water Lines_A_Technical Potential | F7 | Industrial | Primary Metals | Existing | Space Heating | Natural Gas | Gas Boiler - Insulate Hot Water Lines | A | Incremental Energy Savings (MWh or mTherms) | Technical Potential | 0 | 0 | 0 | 0 | 0 | 0.010584 | 0.010507 | 0.010374 | 0.010308 | 0.010246 | 0.010048 | 0.0099528 | 0.0098661 | 0.0096448 | 0.0096129 | 0.0094587 | 0.0093982 | 0.0092904 | 0.0091485 | 0.0091001 | 0.0090055 | 0.0089114 | 0.0088221 | 0.0087373 | 0.0086547 | 0 | 0 | 0 | 0 | 0 | 0
F8_Industrial_Primary Metals_Existing_Space Heating_Natural Gas_Gas Boiler - Insulate Hot Water Lines_A_Technical Potential | F8 | Industrial | Primary Metals | Existing | Space Heating | Natural Gas | Gas Boiler - Insulate Hot Water Lines | A | Incremental Summer Peak Savings (MW) | Technical Potential | 0 | 0 | 0 | 0 | 0 | 0 | 0 | 0 | 0 | 0 | 0 | 0 | 0 | 0 | 0 | 0 | 0 | 0 | 0 | 0 | 0 | 0 | 0 | 0 | 0 | 0 | 0 | 0 | 0 | 0 | 0
F9_Industrial_Primary Metals_Existing_Space Heating_Natural Gas_Gas Boiler - Insulate Hot Water Lines_A_Technical Potential | F9 | Industrial | Primary Metals | Existing | Space Heating | Natural Gas | Gas Boiler - Insulate Hot Water Lines | A | Incremental Winter Peak Savings (MW) | Technical Potential | 0 | 0 | 0 | 0 | 0 | 0 | 0 | 0 | 0 | 0 | 0 | 0 | 0 | 0 | 0 | 0 | 0 | 0 | 0 | 0 | 0 | 0 | 0 | 0 | 0 | 0 | 0 | 0 | 0 | 0 | 0
F10_Industrial_Primary Metals_Existing_Space Heating_Natural Gas_Gas Boiler - Insulate Hot Water Lines_A_Technical Potential | F10 | Industrial | Primary Metals | Existing | Space Heating | Natural Gas | Gas Boiler - Insulate Hot Water Lines | A | Cumulative Energy Savings (MWh or mTherms) | Technical Potential | 0 | 0 | 0 | 0 | 0 | 0.010584 | 0.021019 | 0.031251 | 0.041345 | 0.051306 | 0.061008 | 0.070551 | 0.079945 | 0.089057 | 0.098038 | 0.10685 | 0.11555 | 0.1241 | 0.13245 | 0.14069 | 0.14881 | 0.15675 | 0.16456 | 0.17228 | 0.17984 | 0.1788 | 0.17785 | 0.17698 | 0.17619 | 0.17546 | 0.1748
F11_Industrial_Primary Metals_Existing_Space Heating_Natural Gas_Gas Boiler - Insulate Hot Water Lines_A_Technical Potential | F11 | Industrial | Primary Metals | Existing | Space Heating | Natural Gas | Gas Boiler - Insulate Hot Water Lines | A | Cumulative Summer Peak Savings (MW) | Technical Potential | 0 | 0 | 0 | 0 | 0 | 0 | 0 | 0 | 0 | 0 | 0 | 0 | 0 | 0 | 0 | 0 | 0 | 0 | 0 | 0 | 0 | 0 | 0 | 0 | 0 | 0 | 0 | 0 | 0 | 0 | 0
F12_Industrial_Primary Metals_Existing_Space Heating_Natural Gas_Gas Boiler - Insulate Hot Water Lines_A_Technical Potential | F12 | Industrial | Primary Metals | Existing | Space Heating | Natural Gas | Gas Boiler - Insulate Hot Water Lines | A | Cumulative Winter Peak Savings (MW) | Technical Potential | 0 | 0 | 0 | 0 | 0 | 0 | 0 | 0 | 0 | 0 | 0 | 0 | 0 | 0 | 0 | 0 | 0 | 0 | 0 | 0 | 0 | 0 | 0 | 0 | 0 | 0 | 0 | 0 | 0 | 0 | 0
F13_Industrial_Primary Metals_Existing_Space Heating_Natural Gas_Gas Boiler - Insulate Hot Water Lines_A_Technical Potential | F13 | Industrial | Primary Metals | Existing | Space Heating | Natural Gas | Gas Boiler - Insulate Hot Water Lines | A | Purchases (Incremental) | Technical Potential | 0 | 0 | 0 | 0 | 0 | 0.030001 | 0.029985 | 0.029808 | 0.029824 | 0.029849 | 0.02947 | 0.029389 | 0.029329 | 0.028864 | 0.028974 | 0.028698 | 0.028701 | 0.028557 | 0.028302 | 0.028336 | 0.028218 | 0.028109 | 0.028006 | 0.027911 | 0.027823 | 0 | 0 | 0 | 0 | 0 | 0
F14_Industrial_Primary Metals_Existing_Space Heating_Natural Gas_Gas Boiler - Insulate Hot Water Lines_A_Technical Potential | F14 | Industrial | Primary Metals | Existing | Space Heating | Natural Gas | Gas Boiler - Insulate Hot Water Lines | A | Purchases (Cumulative) | Technical Potential | 0 | 0 | 0 | 0 | 0 | 0.030001 | 0.059986 | 0.089794 | 0.11962 | 0.14947 | 0.17894 | 0.20833 | 0.23765 | 0.26652 | 0.29549 | 0.32419 | 0.35289 | 0.38145 | 0.40975 | 0.43809 | 0.4663 | 0.49441 | 0.52242 | 0.55033 | 0.57815 | 0.57815 | 0.57815 | 0.57815 | 0.57815 | 0.57815 | 0.57815
F1_Industrial_Primary Metals_Existing_Process_Natural Gas_Gas Boiler - Insulate Hot Water Lines_A_Technical Potential | F1 | Industrial | Primary Metals | Existing | Process | Natural Gas | Gas Boiler - Insulate Hot Water Lines | A | Original Unit Energy Savings (kWh or therms) | Technical Potential | 0 | 0 | 0 | 0 | 0 | 343.1401 | 343.1401 | 343.1401 | 343.1401 | 343.1401 | 343.1401 | 343.1401 | 343.1401 | 343.1401 | 343.1401 | 343.1401 | 343.1401 | 343.1401 | 343.1401 | 343.1401 | 343.1401 | 343.1401 | 343.1401 | 343.1401 | 343.1401 | 343.1401 | 343.1401 | 343.1401 | 343.1401 | 343.1401 | 343.1401
F2_Industrial_Primary Metals_Existing_Process_Natural Gas_Gas Boiler - Insulate Hot Water Lines_A_Technical Potential | F2 | Industrial | Primary Metals | Existing | Process | Natural Gas | Gas Boiler - Insulate Hot Water Lines | A | Original Unit Summer Peak Savings (kW) | Technical Potential | 0 | 0 | 0 | 0 | 0 | 0 | 0 | 0 | 0 | 0 | 0 | 0 | 0 | 0 | 0 | 0 | 0 | 0 | 0 | 0 | 0 | 0 | 0 | 0 | 0 | 0 | 0 | 0 | 0 | 0 | 0
F3_Industrial_Primary Metals_Existing_Process_Natural Gas_Gas Boiler - Insulate Hot Water Lines_A_Technical Potential | F3 | Industrial | Primary Metals | Existing | Process | Natural Gas | Gas Boiler - Insulate Hot Water Lines | A | Original Unit Winter Peak Savings (kW) | Technical Potential | 0 | 0 | 0 | 0 | 0 | 0 | 0 | 0 | 0 | 0 | 0 | 0 | 0 | 0 | 0 | 0 | 0 | 0 | 0 | 0 | 0 | 0 | 0 | 0 | 0 | 0 | 0 | 0 | 0 | 0 | 0
F4_Industrial_Primary Metals_Existing_Process_Natural Gas_Gas Boiler - Insulate Hot Water Lines_A_Technical Potential | F4 | Industrial | Primary Metals | Existing | Process | Natural Gas | Gas Boiler - Insulate Hot Water Lines | A | Standalone Impact on Baseline Energy (%) | Technical Potential | 0% | 0% | 0% | 0% | 0% | 0.0183% | 0.03661% | 0.05513% | 0.07339% | 0.09163% | 0.1111% | 0.1297% | 0.1483% | 0.169% | 0.1866% | 0.2067% | 0.225% | 0.2444% | 0.2649% | 0.2829% | 0.3024% | 0.3219% | 0.3413% | 0.3608% | 0.0038025 | 0.0038136 | 0.0038238 | 0.0038331 | 0 | 0 | 0
F5_Industrial_Primary Metals_Existing_Process_Natural Gas_Gas Boiler - Insulate Hot Water Lines_A_Technical Potential | F5 | Industrial | Primary Metals | Existing | Process | Natural Gas | Gas Boiler - Insulate Hot Water Lines | A | Standalone Impact on Baseline Summer Peak (%) | Technical Potential | 0% | 0% | 0% | 0% | 0% | 0% | 0% | 0% | 0% | 0% | 0% | 0% | 0% | 0% | 0% | 0% | 0% | 0% | 0% | 0% | 0% | 0% | 0% | 0% | 0 | 0 | 0 | 0 | 0 | 0 | 0
F6_Industrial_Primary Metals_Existing_Process_Natural Gas_Gas Boiler - Insulate Hot Water Lines_A_Technical Potential | F6 | Industrial | Primary Metals | Existing | Process | Natural Gas | Gas Boiler - Insulate Hot Water Lines | A | Standalone Impact on Baseline Winter Peak (%) | Technical Potential | 0% | 0% | 0% | 0% | 0% | 0% | 0% | 0% | 0% | 0% | 0% | 0% | 0% | 0% | 0% | 0% | 0% | 0% | 0% | 0% | 0% | 0% | 0% | 0% | 0 | 0 | 0 | 0 | 0 | 0 | 0
F7_Industrial_Primary Metals_Existing_Process_Natural Gas_Gas Boiler - Insulate Hot Water Lines_A_Technical Potential | F7 | Industrial | Primary Metals | Existing | Process | Natural Gas | Gas Boiler - Insulate Hot Water Lines | A | Incremental Energy Savings (MWh or mTherms) | Technical Potential | 0 | 0 | 0 | 0 | 0 | 0.37286 | 0.37266 | 0.37046 | 0.37066 | 0.37097 | 0.36626 | 0.36526 | 0.36451 | 0.35873 | 0.3601 | 0.35666 | 0.35671 | 0.35491 | 0.35175 | 0.35216 | 0.35071 | 0.34934 | 0.34807 | 0.34689 | 0.34579 | 0 | 0 | 0 | 0 | 0 | 0
F8_Industrial_Primary Metals_Existing_Process_Natural Gas_Gas Boiler - Insulate Hot Water Lines_A_Technical Potential | F8 | Industrial | Primary Metals | Existing | Process | Natural Gas | Gas Boiler - Insulate Hot Water Lines | A | Incremental Summer Peak Savings (MW) | Technical Potential | 0 | 0 | 0 | 0 | 0 | 0 | 0 | 0 | 0 | 0 | 0 | 0 | 0 | 0 | 0 | 0 | 0 | 0 | 0 | 0 | 0 | 0 | 0 | 0 | 0 | 0 | 0 | 0 | 0 | 0 | 0
F9_Industrial_Primary Metals_Existing_Process_Natural Gas_Gas Boiler - Insulate Hot Water Lines_A_Technical Potential | F9 | Industrial | Primary Metals | Existing | Process | Natural Gas | Gas Boiler - Insulate Hot Water Lines | A | Incremental Winter Peak Savings (MW) | Technical Potential | 0 | 0 | 0 | 0 | 0 | 0 | 0 | 0 | 0 | 0 | 0 | 0 | 0 | 0 | 0 | 0 | 0 | 0 | 0 | 0 | 0 | 0 | 0 | 0 | 0 | 0 | 0 | 0 | 0 | 0 | 0
F10_Industrial_Primary Metals_Existing_Process_Natural Gas_Gas Boiler - Insulate Hot Water Lines_A_Technical Potential | F10 | Industrial | Primary Metals | Existing | Process | Natural Gas | Gas Boiler - Insulate Hot Water Lines | A | Cumulative Energy Savings (MWh or mTherms) | Technical Potential | 0 | 0 | 0 | 0 | 0 | 0.37286 | 0.74552 | 1.116 | 1.4866 | 1.8576 | 2.2239 | 2.5891 | 2.9536 | 3.3124 | 3.6725 | 4.0291 | 4.3858 | 4.7407 | 5.0925 | 5.4446 | 5.7954 | 6.1447 | 6.4928 | 6.8397 | 7.1854 | 7.1854 | 7.1854 | 7.1854 | 7.1854 | 7.1854 | 7.1854
F11_Industrial_Primary Metals_Existing_Process_Natural Gas_Gas Boiler - Insulate Hot Water Lines_A_Technical Potential | F11 | Industrial | Primary Metals | Existing | Process | Natural Gas | Gas Boiler - Insulate Hot Water Lines | A | Cumulative Summer Peak Savings (MW) | Technical Potential | 0 | 0 | 0 | 0 | 0 | 0 | 0 | 0 | 0 | 0 | 0 | 0 | 0 | 0 | 0 | 0 | 0 | 0 | 0 | 0 | 0 | 0 | 0 | 0 | 0 | 0 | 0 | 0 | 0 | 0 | 0
F12_Industrial_Primary Metals_Existing_Process_Natural Gas_Gas Boiler - Insulate Hot Water Lines_A_Technical Potential | F12 | Industrial | Primary Metals | Existing | Process | Natural Gas | Gas Boiler - Insulate Hot Water Lines | A | Cumulative Winter Peak Savings (MW) | Technical Potential | 0 | 0 | 0 | 0 | 0 | 0 | 0 | 0 | 0 | 0 | 0 | 0 | 0 | 0 | 0 | 0 | 0 | 0 | 0 | 0 | 0 | 0 | 0 | 0 | 0 | 0 | 0 | 0 | 0 | 0 | 0
F13_Industrial_Primary Metals_Existing_Process_Natural Gas_Gas Boiler - Insulate Hot Water Lines_A_Technical Potential | F13 | Industrial | Primary Metals | Existing | Process | Natural Gas | Gas Boiler - Insulate Hot Water Lines | A | Purchases (Incremental) | Technical Potential | 0 | 0 | 0 | 0 | 0 | 1.0866 | 1.086 | 1.0796 | 1.0802 | 1.0811 | 1.0674 | 1.0644 | 1.0623 | 1.0454 | 1.0494 | 1.0394 | 1.0395 | 1.0343 | 1.0251 | 1.0263 | 1.0221 | 1.0181 | 1.0144 | 1.0109 | 1.0077 | 0 | 0 | 0 | 0 | 0 | 0
F14_Industrial_Primary Metals_Existing_Process_Natural Gas_Gas Boiler - Insulate Hot Water Lines_A_Technical Potential | F14 | Industrial | Primary Metals | Existing | Process | Natural Gas | Gas Boiler - Insulate Hot Water Lines | A | Purchases (Cumulative) | Technical Potential | 0 | 0 | 0 | 0 | 0 | 1.0866 | 2.1726 | 3.2523 | 4.3325 | 5.4136 | 6.4809 | 7.5454 | 8.6077 | 9.6531 | 10.7025 | 11.7419 | 12.7814 | 13.8157 | 14.8408 | 15.8671 | 16.8892 | 17.9072 | 18.9216 | 19.9325 | 20.9403 | 20.9403 | 20.9403 | 20.9403 | 20.9403 | 20.9403 | 20.9403
F1_Industrial_Primary Metals_Existing_Process_Natural Gas_Process - Insulate Heated Process Fluids_A_Technical Potential | F1 | Industrial | Primary Metals | Existing | Process | Natural Gas | Process - Insulate Heated Process Fluids | A | Original Unit Energy Savings (kWh or therms) | Technical Potential | 0 | 0 | 0 | 0 | 0 | 1904.8967 | 1904.8967 | 1904.8967 | 1904.8967 | 1904.8967 | 1904.8967 | 1904.8967 | 1904.8967 | 1904.8967 | 1904.8967 | 1904.8967 | 1904.8967 | 1904.8967 | 1904.8967 | 1904.8967 | 1904.8967 | 1904.8967 | 1904.8967 | 1904.8967 | 1904.8967 | 1904.8967 | 1904.8967 | 1904.8967 | 1904.8967 | 1904.8967 | 1904.8967
F2_Industrial_Primary Metals_Existing_Process_Natural Gas_Process - Insulate Heated Process Fluids_A_Technical Potential | F2 | Industrial | Primary Metals | Existing | Process | Natural Gas | Process - Insulate Heated Process Fluids | A | Original Unit Summer Peak Savings (kW) | Technical Potential | 0 | 0 | 0 | 0 | 0 | 0 | 0 | 0 | 0 | 0 | 0 | 0 | 0 | 0 | 0 | 0 | 0 | 0 | 0 | 0 | 0 | 0 | 0 | 0 | 0 | 0 | 0 | 0 | 0 | 0 | 0
F3_Industrial_Primary Metals_Existing_Process_Natural Gas_Process - Insulate Heated Process Fluids_A_Technical Potential | F3 | Industrial | Primary Metals | Existing | Process | Natural Gas | Process - Insulate Heated Process Fluids | A | Original Unit Winter Peak Savings (kW) | Technical Potential | 0 | 0 | 0 | 0 | 0 | 0 | 0 | 0 | 0 | 0 | 0 | 0 | 0 | 0 | 0 | 0 | 0 | 0 | 0 | 0 | 0 | 0 | 0 | 0 | 0 | 0 | 0 | 0 | 0 | 0 | 0
F4_Industrial_Primary Metals_Existing_Process_Natural Gas_Process - Insulate Heated Process Fluids_A_Technical Potential | F4 | Industrial | Primary Metals | Existing | Process | Natural Gas | Process - Insulate Heated Process Fluids | A | Standalone Impact on Baseline Energy (%) | Technical Potential | 0% | 0% | 0% | 0% | 0% | 0.1111% | 0.2223% | 0.3347% | 0.4456% | 0.5564% | 0.6635% | 0.7454% | 0.8109% | 0.8752% | 0.9128% | 0.9543% | 0.9804% | 1.006% | 1.032% | 1.044% | 1.059% | 1.064% | 1.068% | 1.071% | 0.010746 | 0.010778 | 0.010807 | 0.010833 | 0 | 0 | 0
F5_Industrial_Primary Metals_Existing_Process_Natural Gas_Process - Insulate Heated Process Fluids_A_Technical Potential | F5 | Industrial | Primary Metals | Existing | Process | Natural Gas | Process - Insulate Heated Process Fluids | A | Standalone Impact on Baseline Summer Peak (%) | Technical Potential | 0% | 0% | 0% | 0% | 0% | 0% | 0% | 0% | 0% | 0% | 0% | 0% | 0% | 0% | 0% | 0% | 0% | 0% | 0% | 0% | 0% | 0% | 0% | 0% | 0 | 0 | 0 | 0 | 0 | 0 | 0
F6_Industrial_Primary Metals_Existing_Process_Natural Gas_Process - Insulate Heated Process Fluids_A_Technical Potential | F6 | Industrial | Primary Metals | Existing | Process | Natural Gas | Process - Insulate Heated Process Fluids | A | Standalone Impact on Baseline Winter Peak (%) | Technical Potential | 0% | 0% | 0% | 0% | 0% | 0% | 0% | 0% | 0% | 0% | 0% | 0% | 0% | 0% | 0% | 0% | 0% | 0% | 0% | 0% | 0% | 0% | 0% | 0% | 0 | 0 | 0 | 0 | 0 | 0 | 0
F7_Industrial_Primary Metals_Existing_Process_Natural Gas_Process - Insulate Heated Process Fluids_A_Technical Potential | F7 | Industrial | Primary Metals | Existing | Process | Natural Gas | Process - Insulate Heated Process Fluids | A | Incremental Energy Savings (MWh or mTherms) | Technical Potential | 0 | 0 | 0 | 0 | 0 | 2.2639 | 2.2627 | 2.2494 | 2.2506 | 2.2524 | 2.0014 | 1.5968 | 1.2748 | 1.0037 | 0.806 | 0.63865 | 0.51099 | 0.40673 | 0.32248 | 0.25829 | 0.20578 | 0.0013981 | 0.00049751 | 0.00016903 | 5.4944e-05 | 4.6567e-05 | 4.6443e-05 | 4.633e-05 | 4.6229e-05 | 4.6139e-05 | 4.6061e-05
F8_Industrial_Primary Metals_Existing_Process_Natural Gas_Process - Insulate Heated Process Fluids_A_Technical Potential | F8 | Industrial | Primary Metals | Existing | Process | Natural Gas | Process - Insulate Heated Process Fluids | A | Incremental Summer Peak Savings (MW) | Technical Potential | 0 | 0 | 0 | 0 | 0 | 0 | 0 | 0 | 0 | 0 | 0 | 0 | 0 | 0 | 0 | 0 | 0 | 0 | 0 | 0 | 0 | 0 | 0 | 0 | 0 | 0 | 0 | 0 | 0 | 0 | 0
F9_Industrial_Primary Metals_Existing_Process_Natural Gas_Process - Insulate Heated Process Fluids_A_Technical Potential | F9 | Industrial | Primary Metals | Existing | Process | Natural Gas | Process - Insulate Heated Process Fluids | A | Incremental Winter Peak Savings (MW) | Technical Potential | 0 | 0 | 0 | 0 | 0 | 0 | 0 | 0 | 0 | 0 | 0 | 0 | 0 | 0 | 0 | 0 | 0 | 0 | 0 | 0 | 0 | 0 | 0 | 0 | 0 | 0 | 0 | 0 | 0 | 0 | 0
F10_Industrial_Primary Metals_Existing_Process_Natural Gas_Process - Insulate Heated Process Fluids_A_Technical Potential | F10 | Industrial | Primary Metals | Existing | Process | Natural Gas | Process - Insulate Heated Process Fluids | A | Cumulative Energy Savings (MWh or mTherms) | Technical Potential | 0 | 0 | 0 | 0 | 0 | 2.2639 | 4.5266 | 6.776 | 9.0266 | 11.279 | 13.2805 | 14.8772 | 16.1521 | 17.1557 | 17.9617 | 18.6004 | 19.1114 | 19.5181 | 19.8406 | 20.0989 | 20.3047 | 20.3061 | 20.3066 | 20.3067 | 20.3068 | 20.3068 | 20.3069 | 20.3069 | 20.307 | 20.307 | 20.3071
F11_Industrial_Primary Metals_Existing_Process_Natural Gas_Process - Insulate Heated Process Fluids_A_Technical Potential | F11 | Industrial | Primary Metals | Existing | Process | Natural Gas | Process - Insulate Heated Process Fluids | A | Cumulative Summer Peak Savings (MW) | Technical Potential | 0 | 0 | 0 | 0 | 0 | 0 | 0 | 0 | 0 | 0 | 0 | 0 | 0 | 0 | 0 | 0 | 0 | 0 | 0 | 0 | 0 | 0 | 0 | 0 | 0 | 0 | 0 | 0 | 0 | 0 | 0
F12_Industrial_Primary Metals_Existing_Process_Natural Gas_Process - Insulate Heated Process Fluids_A_Technical Potential | F12 | Industrial | Primary Metals | Existing | Process | Natural Gas | Process - Insulate Heated Process Fluids | A | Cumulative Winter Peak Savings (MW) | Technical Potential | 0 | 0 | 0 | 0 | 0 | 0 | 0 | 0 | 0 | 0 | 0 | 0 | 0 | 0 | 0 | 0 | 0 | 0 | 0 | 0 | 0 | 0 | 0 | 0 | 0 | 0 | 0 | 0 | 0 | 0 | 0
F13_Industrial_Primary Metals_Existing_Process_Natural Gas_Process - Insulate Heated Process Fluids_A_Technical Potential | F13 | Industrial | Primary Metals | Existing | Process | Natural Gas | Process - Insulate Heated Process Fluids | A | Purchases (Incremental) | Technical Potential | 0 | 0 | 0 | 0 | 0 | 1.1885 | 1.1878 | 1.1808 | 1.1815 | 1.1824 | 1.0507 | 0.83825 | 0.66924 | 0.52689 | 0.42312 | 0.33527 | 0.26825 | 0.21352 | 0.16929 | 0.13559 | 0.10803 | 0.00073396 | 0.00026117 | 8.8734e-05 | 2.8844e-05 | 2.4446e-05 | 2.4381e-05 | 2.4322e-05 | 2.4269e-05 | 2.4221e-05 | 2.418e-05
F14_Industrial_Primary Metals_Existing_Process_Natural Gas_Process - Insulate Heated Process Fluids_A_Technical Potential | F14 | Industrial | Primary Metals | Existing | Process | Natural Gas | Process - Insulate Heated Process Fluids | A | Purchases (Cumulative) | Technical Potential | 0 | 0 | 0 | 0 | 0 | 1.1885 | 2.3763 | 3.5571 | 4.7386 | 5.9211 | 6.9717 | 7.81 | 8.4792 | 9.0061 | 9.4292 | 9.7645 | 10.0328 | 10.2463 | 10.4156 | 10.5512 | 10.6592 | 10.6599 | 10.6602 | 10.6603 | 10.6603 | 10.6603 | 10.6604 | 10.6604 | 10.6604 | 10.6604 | 10.6605
F1_Industrial_Primary Metals_Existing_Process_Natural Gas_Process Heat Recovery_A_Technical Potential | F1 | Industrial | Primary Metals | Existing | Process | Natural Gas | Process Heat Recovery | A | Original Unit Energy Savings (kWh or therms) | Technical Potential | 0 | 0 | 0 | 0 | 0 | 3.7787 | 3.7787 | 3.7787 | 3.7787 | 3.7787 | 3.7787 | 3.7787 | 3.7787 | 3.7787 | 3.7787 | 3.7787 | 3.7787 | 3.7787 | 3.7787 | 3.7787 | 3.7787 | 3.7787 | 3.7787 | 3.7787 | 3.7787 | 3.7787 | 3.7787 | 3.7787 | 0 | 0 | 0
F2_Industrial_Primary Metals_Existing_Process_Natural Gas_Process Heat Recovery_A_Technical Potential | F2 | Industrial | Primary Metals | Existing | Process | Natural Gas | Process Heat Recovery | A | Original Unit Summer Peak Savings (kW) | Technical Potential | 0 | 0 | 0 | 0 | 0 | 0 | 0 | 0 | 0 | 0 | 0 | 0 | 0 | 0 | 0 | 0 | 0 | 0 | 0 | 0 | 0 | 0 | 0 | 0 | 0 | 0 | 0 | 0 | 0 | 0 | 0
F3_Industrial_Primary Metals_Existing_Process_Natural Gas_Process Heat Recovery_A_Technical Potential | F3 | Industrial | Primary Metals | Existing | Process | Natural Gas | Process Heat Recovery | A | Original Unit Winter Peak Savings (kW) | Technical Potential | 0 | 0 | 0 | 0 | 0 | 0 | 0 | 0 | 0 | 0 | 0 | 0 | 0 | 0 | 0 | 0 | 0 | 0 | 0 | 0 | 0 | 0 | 0 | 0 | 0 | 0 | 0 | 0 | 0 | 0 | 0
F4_Industrial_Primary Metals_Existing_Process_Natural Gas_Process Heat Recovery_A_Technical Potential | F4 | Industrial | Primary Metals | Existing | Process | Natural Gas | Process Heat Recovery | A | Standalone Impact on Baseline Energy (%) | Technical Potential | 0% | 0% | 0% | 0% | 0% | 0.007935% | 0.01587% | 0.0239% | 0.03182% | 0.03973% | 0.04738% | 0.05323% | 0.05791% | 0.0625% | 0.06518% | 0.06815% | 0.07001% | 0.07187% | 0.07371% | 0.07458% | 0.07566% | 0.07596% | 0.07624% | 0.0765% | 0.00076742 | 0.00076967 | 0.00077172 | 0.0007736 | 0 | 0 | 0
F5_Industrial_Primary Metals_Existing_Process_Natural Gas_Process Heat Recovery_A_Technical Potential | F5 | Industrial | Primary Metals | Existing | Process | Natural Gas | Process Heat Recovery | A | Standalone Impact on Baseline Summer Peak (%) | Technical Potential | 0% | 0% | 0% | 0% | 0% | 0% | 0% | 0% | 0% | 0% | 0% | 0% | 0% | 0% | 0% | 0% | 0% | 0% | 0% | 0% | 0% | 0% | 0% | 0% | 0 | 0 | 0 | 0 | 0 | 0 | 0
F6_Industrial_Primary Metals_Existing_Process_Natural Gas_Process Heat Recovery_A_Technical Potential | F6 | Industrial | Primary Metals | Existing | Process | Natural Gas | Process Heat Recovery | A | Standalone Impact on Baseline Winter Peak (%) | Technical Potential | 0% | 0% | 0% | 0% | 0% | 0% | 0% | 0% | 0% | 0% | 0% | 0% | 0% | 0% | 0% | 0% | 0% | 0% | 0% | 0% | 0% | 0% | 0% | 0% | 0 | 0 | 0 | 0 | 0 | 0 | 0
F7_Industrial_Primary Metals_Existing_Process_Natural Gas_Process Heat Recovery_A_Technical Potential | F7 | Industrial | Primary Metals | Existing | Process | Natural Gas | Process Heat Recovery | A | Incremental Energy Savings (MWh or mTherms) | Technical Potential | 0 | 0 | 0 | 0 | 0 | 0.16167 | 0.16158 | 0.16063 | 0.16072 | 0.16085 | 0.14293 | 0.11403 | 0.091039 | 0.071675 | 0.057559 | 0.045608 | 0.036491 | 0.029046 | 0.023029 | 0.018445 | 0.014695 | 9.9843e-05 | 3.5528e-05 | 1.2071e-05 | 3.9237e-06 | 3.3254e-06 | 3.3166e-06 | 3.3085e-06 | 0 | 0 | 0
F8_Industrial_Primary Metals_Existing_Process_Natural Gas_Process Heat Recovery_A_Technical Potential | F8 | Industrial | Primary Metals | Existing | Process | Natural Gas | Process Heat Recovery | A | Incremental Summer Peak Savings (MW) | Technical Potential | 0 | 0 | 0 | 0 | 0 | 0 | 0 | 0 | 0 | 0 | 0 | 0 | 0 | 0 | 0 | 0 | 0 | 0 | 0 | 0 | 0 | 0 | 0 | 0 | 0 | 0 | 0 | 0 | 0 | 0 | 0
F9_Industrial_Primary Metals_Existing_Process_Natural Gas_Process Heat Recovery_A_Technical Potential | F9 | Industrial | Primary Metals | Existing | Process | Natural Gas | Process Heat Recovery | A | Incremental Winter Peak Savings (MW) | Technical Potential | 0 | 0 | 0 | 0 | 0 | 0 | 0 | 0 | 0 | 0 | 0 | 0 | 0 | 0 | 0 | 0 | 0 | 0 | 0 | 0 | 0 | 0 | 0 | 0 | 0 | 0 | 0 | 0 | 0 | 0 | 0
F10_Industrial_Primary Metals_Existing_Process_Natural Gas_Process Heat Recovery_A_Technical Potential | F10 | Industrial | Primary Metals | Existing | Process | Natural Gas | Process Heat Recovery | A | Cumulative Energy Savings (MWh or mTherms) | Technical Potential | 0 | 0 | 0 | 0 | 0 | 0.16167 | 0.32326 | 0.48389 | 0.64461 | 0.80546 | 0.94839 | 1.0624 | 1.1535 | 1.2251 | 1.2827 | 1.3283 | 1.3648 | 1.3938 | 1.4169 | 1.4353 | 1.45 | 1.4501 | 1.4501 | 1.4502 | 1.4502 | 1.4502 | 1.4502 | 1.4502 | 0 | 0 | 0
F11_Industrial_Primary Metals_Existing_Process_Natural Gas_Process Heat Recovery_A_Technical Potential | F11 | Industrial | Primary Metals | Existing | Process | Natural Gas | Process Heat Recovery | A | Cumulative Summer Peak Savings (MW) | Technical Potential | 0 | 0 | 0 | 0 | 0 | 0 | 0 | 0 | 0 | 0 | 0 | 0 | 0 | 0 | 0 | 0 | 0 | 0 | 0 | 0 | 0 | 0 | 0 | 0 | 0 | 0 | 0 | 0 | 0 | 0 | 0
F12_Industrial_Primary Metals_Existing_Process_Natural Gas_Process Heat Recovery_A_Technical Potential | F12 | Industrial | Primary Metals | Existing | Process | Natural Gas | Process Heat Recovery | A | Cumulative Winter Peak Savings (MW) | Technical Potential | 0 | 0 | 0 | 0 | 0 | 0 | 0 | 0 | 0 | 0 | 0 | 0 | 0 | 0 | 0 | 0 | 0 | 0 | 0 | 0 | 0 | 0 | 0 | 0 | 0 | 0 | 0 | 0 | 0 | 0 | 0
F13_Industrial_Primary Metals_Existing_Process_Natural Gas_Process Heat Recovery_A_Technical Potential | F13 | Industrial | Primary Metals | Existing | Process | Natural Gas | Process Heat Recovery | A | Purchases (Incremental) | Technical Potential | 0 | 0 | 0 | 0 | 0 | 42.7855 | 42.762 | 42.5098 | 42.5328 | 42.568 | 37.8247 | 30.177 | 24.0926 | 18.968 | 15.2324 | 12.0697 | 9.657 | 7.6867 | 6.0945 | 4.8814 | 3.889 | 0.026423 | 0.0094022 | 0.0031944 | 0.0010384 | 0.00088005 | 0.0008777 | 0.00087558 | 1.0948e-06 | 1.0948e-06 | 1.0948e-06
F14_Industrial_Primary Metals_Existing_Process_Natural Gas_Process Heat Recovery_A_Technical Potential | F14 | Industrial | Primary Metals | Existing | Process | Natural Gas | Process Heat Recovery | A | Purchases (Cumulative) | Technical Potential | 0 | 0 | 0 | 0 | 0 | 42.7855 | 85.5475 | 128.0573 | 170.5901 | 213.1581 | 250.9828 | 281.1598 | 305.2524 | 324.2204 | 339.4528 | 351.5225 | 361.1795 | 368.8662 | 374.9607 | 379.8421 | 383.7311 | 383.7575 | 383.7669 | 383.7701 | 383.7711 | 383.772 | 383.7729 | 383.7737 | 383.7737 | 383.7737 | 383.7737
F1_Industrial_Primary Metals_Existing_Space Heating_Natural Gas_Building Automation System_A_Technical Potential | F1 | Industrial | Primary Metals | Existing | Space Heating | Natural Gas | Building Automation System | A | Original Unit Energy Savings (kWh or therms) | Technical Potential | 0 | 0 | 0 | 0 | 0 | 0.015466 | 0.01539 | 0.015297 | 0.015198 | 0.015094 | 0.014989 | 0.014881 | 0.014774 | 0.014667 | 0.014552 | 0.014445 | 0.01434 | 0.014242 | 0.014151 | 0.014062 | 0.013978 | 0.013892 | 0.013815 | 0.013742 | 0.013672 | 0.013608 | 0.013548 | 0.013493 | 0 | 0 | 0
F2_Industrial_Primary Metals_Existing_Space Heating_Natural Gas_Building Automation System_A_Technical Potential | F2 | Industrial | Primary Metals | Existing | Space Heating | Natural Gas | Building Automation System | A | Original Unit Summer Peak Savings (kW) | Technical Potential | 0 | 0 | 0 | 0 | 0 | 0 | 0 | 0 | 0 | 0 | 0 | 0 | 0 | 0 | 0 | 0 | 0 | 0 | 0 | 0 | 0 | 0 | 0 | 0 | 0 | 0 | 0 | 0 | 0 | 0 | 0
F3_Industrial_Primary Metals_Existing_Space Heating_Natural Gas_Building Automation System_A_Technical Potential | F3 | Industrial | Primary Metals | Existing | Space Heating | Natural Gas | Building Automation System | A | Original Unit Winter Peak Savings (kW) | Technical Potential | 0 | 0 | 0 | 0 | 0 | 0 | 0 | 0 | 0 | 0 | 0 | 0 | 0 | 0 | 0 | 0 | 0 | 0 | 0 | 0 | 0 | 0 | 0 | 0 | 0 | 0 | 0 | 0 | 0 | 0 | 0
F4_Industrial_Primary Metals_Existing_Space Heating_Natural Gas_Building Automation System_A_Technical Potential | F4 | Industrial | Primary Metals | Existing | Space Heating | Natural Gas | Building Automation System | A | Standalone Impact on Baseline Energy (%) | Technical Potential | 0% | 0% | 0% | 0% | 0% | 0.01539% | 0.04615% | 0.101% | 0.1898% | 0.3245% | 0.5218% | 0.7859% | 1.128% | 1.567% | 2.058% | 2.635% | 3.228% | 3.839% | 4.435% | 4.923% | 5.351% | 5.684% | 5.921% | 6.079% | 0.061885 | 0.062065 | 0.062231 | 0.062382 | 0 | 0 | 0
F5_Industrial_Primary Metals_Existing_Space Heating_Natural Gas_Building Automation System_A_Technical Potential | F5 | Industrial | Primary Metals | Existing | Space Heating | Natural Gas | Building Automation System | A | Standalone Impact on Baseline Summer Peak (%) | Technical Potential | 0% | 0% | 0% | 0% | 0% | 0% | 0% | 0% | 0% | 0% | 0% | 0% | 0% | 0% | 0% | 0% | 0% | 0% | 0% | 0% | 0% | 0% | 0% | 0% | 0 | 0 | 0 | 0 | 0 | 0 | 0
F6_Industrial_Primary Metals_Existing_Space Heating_Natural Gas_Building Automation System_A_Technical Potential | F6 | Industrial | Primary Metals | Existing | Space Heating | Natural Gas | Building Automation System | A | Standalone Impact on Baseline Winter Peak (%) | Technical Potential | 0% | 0% | 0% | 0% | 0% | 0% | 0% | 0% | 0% | 0% | 0% | 0% | 0% | 0% | 0% | 0% | 0% | 0% | 0% | 0% | 0% | 0% | 0% | 0% | 0 | 0 | 0 | 0 | 0 | 0 | 0
F7_Industrial_Primary Metals_Existing_Space Heating_Natural Gas_Building Automation System_A_Technical Potential | F7 | Industrial | Primary Metals | Existing | Space Heating | Natural Gas | Building Automation System | A | Incremental Energy Savings (MWh or mTherms) | Technical Potential | 0 | 0 | 0 | 0 | 0 | 0.011971 | 0.0238 | 0.041753 | 0.067514 | 0.10186 | 0.14303 | 0.19264 | 0.24743 | 0.29899 | 0.35114 | 0.38733 | 0.4091 | 0.40595 | 0.37683 | 0.32963 | 0.26985 | 0.2043 | 0.14013 | 0.088754 | 0.057408 | 0 | 0 | 0 | 0 | 0 | 0
F8_Industrial_Primary Metals_Existing_Space Heating_Natural Gas_Building Automation System_A_Technical Potential | F8 | Industrial | Primary Metals | Existing | Space Heating | Natural Gas | Building Automation System | A | Incremental Summer Peak Savings (MW) | Technical Potential | 0 | 0 | 0 | 0 | 0 | 0 | 0 | 0 | 0 | 0 | 0 | 0 | 0 | 0 | 0 | 0 | 0 | 0 | 0 | 0 | 0 | 0 | 0 | 0 | 0 | 0 | 0 | 0 | 0 | 0 | 0
F9_Industrial_Primary Metals_Existing_Space Heating_Natural Gas_Building Automation System_A_Technical Potential | F9 | Industrial | Primary Metals | Existing | Space Heating | Natural Gas | Building Automation System | A | Incremental Winter Peak Savings (MW) | Technical Potential | 0 | 0 | 0 | 0 | 0 | 0 | 0 | 0 | 0 | 0 | 0 | 0 | 0 | 0 | 0 | 0 | 0 | 0 | 0 | 0 | 0 | 0 | 0 | 0 | 0 | 0 | 0 | 0 | 0 | 0 | 0
F10_Industrial_Primary Metals_Existing_Space Heating_Natural Gas_Building Automation System_A_Technical Potential | F10 | Industrial | Primary Metals | Existing | Space Heating | Natural Gas | Building Automation System | A | Cumulative Energy Savings (MWh or mTherms) | Technical Potential | 0 | 0 | 0 | 0 | 0 | 0.011971 | 0.035712 | 0.077248 | 0.14426 | 0.24514 | 0.38647 | 0.57633 | 0.8196 | 1.1127 | 1.455 | 1.8317 | 2.2274 | 2.6182 | 2.9783 | 3.2892 | 3.5394 | 3.722 | 3.8414 | 3.9098 | 3.9474 | 3.9288 | 3.9116 | 3.8957 | 0 | 0 | 0
F11_Industrial_Primary Metals_Existing_Space Heating_Natural Gas_Building Automation System_A_Technical Potential | F11 | Industrial | Primary Metals | Existing | Space Heating | Natural Gas | Building Automation System | A | Cumulative Summer Peak Savings (MW) | Technical Potential | 0 | 0 | 0 | 0 | 0 | 0 | 0 | 0 | 0 | 0 | 0 | 0 | 0 | 0 | 0 | 0 | 0 | 0 | 0 | 0 | 0 | 0 | 0 | 0 | 0 | 0 | 0 | 0 | 0 | 0 | 0
F12_Industrial_Primary Metals_Existing_Space Heating_Natural Gas_Building Automation System_A_Technical Potential | F12 | Industrial | Primary Metals | Existing | Space Heating | Natural Gas | Building Automation System | A | Cumulative Winter Peak Savings (MW) | Technical Potential | 0 | 0 | 0 | 0 | 0 | 0 | 0 | 0 | 0 | 0 | 0 | 0 | 0 | 0 | 0 | 0 | 0 | 0 | 0 | 0 | 0 | 0 | 0 | 0 | 0 | 0 | 0 | 0 | 0 | 0 | 0
F13_Industrial_Primary Metals_Existing_Space Heating_Natural Gas_Building Automation System_A_Technical Potential | F13 | Industrial | Primary Metals | Existing | Space Heating | Natural Gas | Building Automation System | A | Purchases (Incremental) | Technical Potential | 0 | 0 | 0 | 0 | 0 | 774.0385 | 1546.403 | 2729.5162 | 4442.3325 | 6748.4159 | 9542.4357 | 12944.8622 | 16747.1436 | 20384.4098 | 24129.8396 | 26813.944 | 28528.6898 | 28503.6077 | 26629.7834 | 23441.2701 | 19305.507 | 14705.6164 | 10143.7161 | 6458.684 | 4198.9023 | 0 | 0 | 0 | 0 | 0 | 0
F14_Industrial_Primary Metals_Existing_Space Heating_Natural Gas_Building Automation System_A_Technical Potential | F14 | Industrial | Primary Metals | Existing | Space Heating | Natural Gas | Building Automation System | A | Purchases (Cumulative) | Technical Potential | 0 | 0 | 0 | 0 | 0 | 774.0385 | 2320.4415 | 5049.9577 | 9492.2902 | 16240.7061 | 25783.1418 | 38728.004 | 55475.1476 | 75859.5574 | 99989.397 | 126803.341 | 155332.0308 | 183835.6386 | 210465.422 | 233906.6921 | 253212.199 | 267917.8155 | 278061.5315 | 284520.2155 | 288719.1178 | 288719.1178 | 288719.1178 | 288719.1178 | 288719.1178 | 288719.1178 | 288719.1178
F1_Industrial_Primary Metals_Existing_Space Heating_Natural Gas_Steam System Efficiency Improvements_A_Technical Potential | F1 | Industrial | Primary Metals | Existing | Space Heating | Natural Gas | Steam System Efficiency Improvements | A | Original Unit Energy Savings (kWh or therms) | Technical Potential | 0 | 0 | 0 | 0 | 0 | 0.13779 | 0.13686 | 0.13593 | 0.135 | 0.13407 | 0.13317 | 0.13227 | 0.13139 | 0.13051 | 0.12958 | 0.12873 | 0.12789 | 0.12707 | 0.12625 | 0.12544 | 0.12465 | 0.12383 | 0.12303 | 0.12227 | 0.12149 | 0.12079 | 0.12015 | 0.11956 | 0.11902 | 0.11854 | 0.11809
F2_Industrial_Primary Metals_Existing_Space Heating_Natural Gas_Steam System Efficiency Improvements_A_Technical Potential | F2 | Industrial | Primary Metals | Existing | Space Heating | Natural Gas | Steam System Efficiency Improvements | A | Original Unit Summer Peak Savings (kW) | Technical Potential | 0 | 0 | 0 | 0 | 0 | 0 | 0 | 0 | 0 | 0 | 0 | 0 | 0 | 0 | 0 | 0 | 0 | 0 | 0 | 0 | 0 | 0 | 0 | 0 | 0 | 0 | 0 | 0 | 0 | 0 | 0
F3_Industrial_Primary Metals_Existing_Space Heating_Natural Gas_Steam System Efficiency Improvements_A_Technical Potential | F3 | Industrial | Primary Metals | Existing | Space Heating | Natural Gas | Steam System Efficiency Improvements | A | Original Unit Winter Peak Savings (kW) | Technical Potential | 0 | 0 | 0 | 0 | 0 | 0 | 0 | 0 | 0 | 0 | 0 | 0 | 0 | 0 | 0 | 0 | 0 | 0 | 0 | 0 | 0 | 0 | 0 | 0 | 0 | 0 | 0 | 0 | 0 | 0 | 0
F4_Industrial_Primary Metals_Existing_Space Heating_Natural Gas_Steam System Efficiency Improvements_A_Technical Potential | F4 | Industrial | Primary Metals | Existing | Space Heating | Natural Gas | Steam System Efficiency Improvements | A | Standalone Impact on Baseline Energy (%) | Technical Potential | 0% | 0% | 0% | 0% | 0% | 0.0009716% | 0.002909% | 0.006363% | 0.01195% | 0.02043% | 0.03285% | 0.0495% | 0.07109% | 0.09884% | 0.1299% | 0.1664% | 0.204% | 0.2428% | 0.2804% | 0.3112% | 0.3382% | 0.3591% | 0.3737% | 0.3833% | 0.0038974 | 0.0039045 | 0.0039112 | 0.0039175 | 0 | 0 | 0
F5_Industrial_Primary Metals_Existing_Space Heating_Natural Gas_Steam System Efficiency Improvements_A_Technical Potential | F5 | Industrial | Primary Metals | Existing | Space Heating | Natural Gas | Steam System Efficiency Improvements | A | Standalone Impact on Baseline Summer Peak (%) | Technical Potential | 0% | 0% | 0% | 0% | 0% | 0% | 0% | 0% | 0% | 0% | 0% | 0% | 0% | 0% | 0% | 0% | 0% | 0% | 0% | 0% | 0% | 0% | 0% | 0% | 0 | 0 | 0 | 0 | 0 | 0 | 0
F6_Industrial_Primary Metals_Existing_Space Heating_Natural Gas_Steam System Efficiency Improvements_A_Technical Potential | F6 | Industrial | Primary Metals | Existing | Space Heating | Natural Gas | Steam System Efficiency Improvements | A | Standalone Impact on Baseline Winter Peak (%) | Technical Potential | 0% | 0% | 0% | 0% | 0% | 0% | 0% | 0% | 0% | 0% | 0% | 0% | 0% | 0% | 0% | 0% | 0% | 0% | 0% | 0% | 0% | 0% | 0% | 0% | 0 | 0 | 0 | 0 | 0 | 0 | 0
F7_Industrial_Primary Metals_Existing_Space Heating_Natural Gas_Steam System Efficiency Improvements_A_Technical Potential | F7 | Industrial | Primary Metals | Existing | Space Heating | Natural Gas | Steam System Efficiency Improvements | A | Incremental Energy Savings (MWh or mTherms) | Technical Potential | 0 | 0 | 0 | 0 | 0 | 0.0007559 | 0.0014999 | 0.0026296 | 0.0042503 | 0.0064122 | 0.0090059 | 0.012135 | 0.015594 | 0.018855 | 0.02216 | 0.024464 | 0.025858 | 0.025669 | 0.023827 | 0.020839 | 0.017054 | 0.012905 | 0.0088449 | 0.0055966 | 0.0036154 | 0 | 0 | 0 | 0 | 0 | 0
F8_Industrial_Primary Metals_Existing_Space Heating_Natural Gas_Steam System Efficiency Improvements_A_Technical Potential | F8 | Industrial | Primary Metals | Existing | Space Heating | Natural Gas | Steam System Efficiency Improvements | A | Incremental Summer Peak Savings (MW) | Technical Potential | 0 | 0 | 0 | 0 | 0 | 0 | 0 | 0 | 0 | 0 | 0 | 0 | 0 | 0 | 0 | 0 | 0 | 0 | 0 | 0 | 0 | 0 | 0 | 0 | 0 | 0 | 0 | 0 | 0 | 0 | 0
F9_Industrial_Primary Metals_Existing_Space Heating_Natural Gas_Steam System Efficiency Improvements_A_Technical Potential | F9 | Industrial | Primary Metals | Existing | Space Heating | Natural Gas | Steam System Efficiency Improvements | A | Incremental Winter Peak Savings (MW) | Technical Potential | 0 | 0 | 0 | 0 | 0 | 0 | 0 | 0 | 0 | 0 | 0 | 0 | 0 | 0 | 0 | 0 | 0 | 0 | 0 | 0 | 0 | 0 | 0 | 0 | 0 | 0 | 0 | 0 | 0 | 0 | 0
F10_Industrial_Primary Metals_Existing_Space Heating_Natural Gas_Steam System Efficiency Improvements_A_Technical Potential | F10 | Industrial | Primary Metals | Existing | Space Heating | Natural Gas | Steam System Efficiency Improvements | A | Cumulative Energy Savings (MWh or mTherms) | Technical Potential | 0 | 0 | 0 | 0 | 0 | 0.0007559 | 0.0022507 | 0.004865 | 0.0090819 | 0.015432 | 0.024333 | 0.036305 | 0.051656 | 0.070166 | 0.091829 | 0.11569 | 0.14079 | 0.16555 | 0.18832 | 0.20794 | 0.22369 | 0.23512 | 0.24246 | 0.24654 | 0.2486 | 0.24716 | 0.24584 | 0.24464 | 0.24355 | 0.24254 | 0.24163
F11_Industrial_Primary Metals_Existing_Space Heating_Natural Gas_Steam System Efficiency Improvements_A_Technical Potential | F11 | Industrial | Primary Metals | Existing | Space Heating | Natural Gas | Steam System Efficiency Improvements | A | Cumulative Summer Peak Savings (MW) | Technical Potential | 0 | 0 | 0 | 0 | 0 | 0 | 0 | 0 | 0 | 0 | 0 | 0 | 0 | 0 | 0 | 0 | 0 | 0 | 0 | 0 | 0 | 0 | 0 | 0 | 0 | 0 | 0 | 0 | 0 | 0 | 0
F12_Industrial_Primary Metals_Existing_Space Heating_Natural Gas_Steam System Efficiency Improvements_A_Technical Potential | F12 | Industrial | Primary Metals | Existing | Space Heating | Natural Gas | Steam System Efficiency Improvements | A | Cumulative Winter Peak Savings (MW) | Technical Potential | 0 | 0 | 0 | 0 | 0 | 0 | 0 | 0 | 0 | 0 | 0 | 0 | 0 | 0 | 0 | 0 | 0 | 0 | 0 | 0 | 0 | 0 | 0 | 0 | 0 | 0 | 0 | 0 | 0 | 0 | 0
F13_Industrial_Primary Metals_Existing_Space Heating_Natural Gas_Steam System Efficiency Improvements_A_Technical Potential | F13 | Industrial | Primary Metals | Existing | Space Heating | Natural Gas | Steam System Efficiency Improvements | A | Purchases (Incremental) | Technical Potential | 0 | 0 | 0 | 0 | 0 | 5.4857 | 10.9595 | 19.3444 | 31.4834 | 47.8268 | 67.6284 | 91.7418 | 118.6891 | 144.4668 | 171.0111 | 190.0337 | 202.1863 | 202.0086 | 188.7285 | 166.1311 | 136.8205 | 104.2205 | 71.8898 | 45.7735 | 29.7581 | 0 | 0 | 0 | 0 | 0 | 0
F14_Industrial_Primary Metals_Existing_Space Heating_Natural Gas_Steam System Efficiency Improvements_A_Technical Potential | F14 | Industrial | Primary Metals | Existing | Space Heating | Natural Gas | Steam System Efficiency Improvements | A | Purchases (Cumulative) | Technical Potential | 0 | 0 | 0 | 0 | 0 | 5.4857 | 16.4453 | 35.7897 | 67.273 | 115.0999 | 182.7283 | 274.4701 | 393.1592 | 537.626 | 708.6371 | 898.6708 | 1100.8571 | 1302.8657 | 1491.5942 | 1657.7253 | 1794.5458 | 1898.7663 | 1970.6561 | 2016.4296 | 2046.1877 | 2046.1877 | 2046.1877 | 2046.1877 | 2046.1877 | 2046.1877 | 2046.1877
F1_Industrial_Primary Metals_Existing_Process_Natural Gas_Steam System Efficiency Improvements_A_Technical Potential | F1 | Industrial | Primary Metals | Existing | Process | Natural Gas | Steam System Efficiency Improvements | A | Original Unit Energy Savings (kWh or therms) | Technical Potential | 0 | 0 | 0 | 0 | 0 | 0.13402 | 0.13402 | 0.13402 | 0.13402 | 0.13402 | 0.13402 | 0.13402 | 0.13402 | 0.13402 | 0.13402 | 0.13402 | 0.13402 | 0.13402 | 0.13402 | 0.13402 | 0.13402 | 0.13402 | 0.13402 | 0.13402 | 0.13402 | 0.13402 | 0.13402 | 0.13402 | 0.13402 | 0.13402 | 0.13402
F2_Industrial_Primary Metals_Existing_Process_Natural Gas_Steam System Efficiency Improvements_A_Technical Potential | F2 | Industrial | Primary Metals | Existing | Process | Natural Gas | Steam System Efficiency Improvements | A | Original Unit Summer Peak Savings (kW) | Technical Potential | 0 | 0 | 0 | 0 | 0 | 0 | 0 | 0 | 0 | 0 | 0 | 0 | 0 | 0 | 0 | 0 | 0 | 0 | 0 | 0 | 0 | 0 | 0 | 0 | 0 | 0 | 0 | 0 | 0 | 0 | 0
F3_Industrial_Primary Metals_Existing_Process_Natural Gas_Steam System Efficiency Improvements_A_Technical Potential | F3 | Industrial | Primary Metals | Existing | Process | Natural Gas | Steam System Efficiency Improvements | A | Original Unit Winter Peak Savings (kW) | Technical Potential | 0 | 0 | 0 | 0 | 0 | 0 | 0 | 0 | 0 | 0 | 0 | 0 | 0 | 0 | 0 | 0 | 0 | 0 | 0 | 0 | 0 | 0 | 0 | 0 | 0 | 0 | 0 | 0 | 0 | 0 | 0
F4_Industrial_Primary Metals_Existing_Process_Natural Gas_Steam System Efficiency Improvements_A_Technical Potential | F4 | Industrial | Primary Metals | Existing | Process | Natural Gas | Steam System Efficiency Improvements | A | Standalone Impact on Baseline Energy (%) | Technical Potential | 0% | 0% | 0% | 0% | 0% | 1.1e-06% | 3.299e-06% | 7.221e-06% | 1.357e-05% | 2.319e-05% | 3.729e-05% | 5.617e-05% | 8.062e-05% | 0.000112% | 0.0001471% | 0.0001883% | 0.0002307% | 0.0002744% | 0.000317% | 0.0003519% | 0.0003825% | 0.0004063% | 0.0004232% | 0.0004345% | 4.4231e-06 | 4.436e-06 | 4.4479e-06 | 4.4587e-06 | 0 | 0 | 0
F5_Industrial_Primary Metals_Existing_Process_Natural Gas_Steam System Efficiency Improvements_A_Technical Potential | F5 | Industrial | Primary Metals | Existing | Process | Natural Gas | Steam System Efficiency Improvements | A | Standalone Impact on Baseline Summer Peak (%) | Technical Potential | 0% | 0% | 0% | 0% | 0% | 0% | 0% | 0% | 0% | 0% | 0% | 0% | 0% | 0% | 0% | 0% | 0% | 0% | 0% | 0% | 0% | 0% | 0% | 0% | 0 | 0 | 0 | 0 | 0 | 0 | 0
F6_Industrial_Primary Metals_Existing_Process_Natural Gas_Steam System Efficiency Improvements_A_Technical Potential | F6 | Industrial | Primary Metals | Existing | Process | Natural Gas | Steam System Efficiency Improvements | A | Standalone Impact on Baseline Winter Peak (%) | Technical Potential | 0% | 0% | 0% | 0% | 0% | 0% | 0% | 0% | 0% | 0% | 0% | 0% | 0% | 0% | 0% | 0% | 0% | 0% | 0% | 0% | 0% | 0% | 0% | 0% | 0 | 0 | 0 | 0 | 0 | 0 | 0
F7_Industrial_Primary Metals_Existing_Process_Natural Gas_Steam System Efficiency Improvements_A_Technical Potential | F7 | Industrial | Primary Metals | Existing | Process | Natural Gas | Steam System Efficiency Improvements | A | Incremental Energy Savings (MWh or mTherms) | Technical Potential | 0 | 0 | 0 | 0 | 0 | 2.2407e-05 | 4.4767e-05 | 7.9016e-05 | 0.0001286 | 0.00019536 | 0.00027624 | 0.00037474 | 0.00048481 | 0.0005901 | 0.00069853 | 0.00077623 | 0.00082587 | 0.00082515 | 0.0007709 | 0.0006786 | 0.00055887 | 0.00042571 | 0.00029365 | 0.00018697 | 0.00012155 | 0 | 0 | 0 | 0 | 0 | 0
F8_Industrial_Primary Metals_Existing_Process_Natural Gas_Steam System Efficiency Improvements_A_Technical Potential | F8 | Industrial | Primary Metals | Existing | Process | Natural Gas | Steam System Efficiency Improvements | A | Incremental Summer Peak Savings (MW) | Technical Potential | 0 | 0 | 0 | 0 | 0 | 0 | 0 | 0 | 0 | 0 | 0 | 0 | 0 | 0 | 0 | 0 | 0 | 0 | 0 | 0 | 0 | 0 | 0 | 0 | 0 | 0 | 0 | 0 | 0 | 0 | 0
F9_Industrial_Primary Metals_Existing_Process_Natural Gas_Steam System Efficiency Improvements_A_Technical Potential | F9 | Industrial | Primary Metals | Existing | Process | Natural Gas | Steam System Efficiency Improvements | A | Incremental Winter Peak Savings (MW) | Technical Potential | 0 | 0 | 0 | 0 | 0 | 0 | 0 | 0 | 0 | 0 | 0 | 0 | 0 | 0 | 0 | 0 | 0 | 0 | 0 | 0 | 0 | 0 | 0 | 0 | 0 | 0 | 0 | 0 | 0 | 0 | 0
F10_Industrial_Primary Metals_Existing_Process_Natural Gas_Steam System Efficiency Improvements_A_Technical Potential | F10 | Industrial | Primary Metals | Existing | Process | Natural Gas | Steam System Efficiency Improvements | A | Cumulative Energy Savings (MWh or mTherms) | Technical Potential | 0 | 0 | 0 | 0 | 0 | 2.2407e-05 | 6.7174e-05 | 0.00014619 | 0.00027479 | 0.00047015 | 0.00074639 | 0.0011211 | 0.0016059 | 0.002196 | 0.0028946 | 0.0036708 | 0.0044967 | 0.0053218 | 0.0060927 | 0.0067713 | 0.0073302 | 0.0077559 | 0.0080495 | 0.0082365 | 0.0083581 | 0.0083581 | 0.0083581 | 0.0083581 | 0.0083581 | 0.0083581 | 0.0083581
F11_Industrial_Primary Metals_Existing_Process_Natural Gas_Steam System Efficiency Improvements_A_Technical Potential | F11 | Industrial | Primary Metals | Existing | Process | Natural Gas | Steam System Efficiency Improvements | A | Cumulative Summer Peak Savings (MW) | Technical Potential | 0 | 0 | 0 | 0 | 0 | 0 | 0 | 0 | 0 | 0 | 0 | 0 | 0 | 0 | 0 | 0 | 0 | 0 | 0 | 0 | 0 | 0 | 0 | 0 | 0 | 0 | 0 | 0 | 0 | 0 | 0
F12_Industrial_Primary Metals_Existing_Process_Natural Gas_Steam System Efficiency Improvements_A_Technical Potential | F12 | Industrial | Primary Metals | Existing | Process | Natural Gas | Steam System Efficiency Improvements | A | Cumulative Winter Peak Savings (MW) | Technical Potential | 0 | 0 | 0 | 0 | 0 | 0 | 0 | 0 | 0 | 0 | 0 | 0 | 0 | 0 | 0 | 0 | 0 | 0 | 0 | 0 | 0 | 0 | 0 | 0 | 0 | 0 | 0 | 0 | 0 | 0 | 0
F13_Industrial_Primary Metals_Existing_Process_Natural Gas_Steam System Efficiency Improvements_A_Technical Potential | F13 | Industrial | Primary Metals | Existing | Process | Natural Gas | Steam System Efficiency Improvements | A | Purchases (Incremental) | Technical Potential | 0 | 0 | 0 | 0 | 0 | 0.16719 | 0.33402 | 0.58957 | 0.95954 | 1.4577 | 2.0612 | 2.7961 | 3.6174 | 4.403 | 5.212 | 5.7918 | 6.1622 | 6.1567 | 5.752 | 5.0633 | 4.17 | 3.1764 | 2.191 | 1.3951 | 0.90696 | 0 | 0 | 0 | 0 | 0 | 0
F14_Industrial_Primary Metals_Existing_Process_Natural Gas_Steam System Efficiency Improvements_A_Technical Potential | F14 | Industrial | Primary Metals | Existing | Process | Natural Gas | Steam System Efficiency Improvements | A | Purchases (Cumulative) | Technical Potential | 0 | 0 | 0 | 0 | 0 | 0.16719 | 0.50121 | 1.0908 | 2.0503 | 3.508 | 5.5691 | 8.3652 | 11.9826 | 16.3856 | 21.5976 | 27.3894 | 33.5515 | 39.7083 | 45.4603 | 50.5236 | 54.6935 | 57.8699 | 60.061 | 61.456 | 62.363 | 62.363 | 62.363 | 62.363 | 62.363 | 62.363 | 62.363
F1_Industrial_Primary Metals_Existing_Space Heating_Natural Gas_Strategic Energy Management_A_Technical Potential | F1 | Industrial | Primary Metals | Existing | Space Heating | Natural Gas | Strategic Energy Management | A | Original Unit Energy Savings (kWh or therms) | Technical Potential | 0 | 0 | 0 | 0 | 0 | 16.3085 | 16.2287 | 16.1301 | 16.0258 | 15.9167 | 15.806 | 15.6922 | 15.5791 | 15.4665 | 15.3447 | 15.2322 | 15.1211 | 15.018 | 14.9218 | 14.8281 | 14.7396 | 14.6492 | 14.5676 | 14.4904 | 14.4171 | 14.3492 | 14.2863 | 14.2281 | 0 | 0 | 0
F2_Industrial_Primary Metals_Existing_Space Heating_Natural Gas_Strategic Energy Management_A_Technical Potential | F2 | Industrial | Primary Metals | Existing | Space Heating | Natural Gas | Strategic Energy Management | A | Original Unit Summer Peak Savings (kW) | Technical Potential | 0 | 0 | 0 | 0 | 0 | 0 | 0 | 0 | 0 | 0 | 0 | 0 | 0 | 0 | 0 | 0 | 0 | 0 | 0 | 0 | 0 | 0 | 0 | 0 | 0 | 0 | 0 | 0 | 0 | 0 | 0
F3_Industrial_Primary Metals_Existing_Space Heating_Natural Gas_Strategic Energy Management_A_Technical Potential | F3 | Industrial | Primary Metals | Existing | Space Heating | Natural Gas | Strategic Energy Management | A | Original Unit Winter Peak Savings (kW) | Technical Potential | 0 | 0 | 0 | 0 | 0 | 0 | 0 | 0 | 0 | 0 | 0 | 0 | 0 | 0 | 0 | 0 | 0 | 0 | 0 | 0 | 0 | 0 | 0 | 0 | 0 | 0 | 0 | 0 | 0 | 0 | 0
F4_Industrial_Primary Metals_Existing_Space Heating_Natural Gas_Strategic Energy Management_A_Technical Potential | F4 | Industrial | Primary Metals | Existing | Space Heating | Natural Gas | Strategic Energy Management | A | Standalone Impact on Baseline Energy (%) | Technical Potential | 0% | 0% | 0% | 0% | 0% | 0.09675% | 0.1936% | 0.2915% | 0.388% | 0.4845% | 0.5875% | 0.6858% | 0.784% | 0.8934% | 0.9867% | 1.093% | 1.19% | 1.292% | 1.401% | 1.496% | 1.599% | 1.702% | 1.805% | 1.908% | 0.020104 | 0.020163 | 0.020217 | 0.020266 | 0 | 0 | 0
F5_Industrial_Primary Metals_Existing_Space Heating_Natural Gas_Strategic Energy Management_A_Technical Potential | F5 | Industrial | Primary Metals | Existing | Space Heating | Natural Gas | Strategic Energy Management | A | Standalone Impact on Baseline Summer Peak (%) | Technical Potential | 0% | 0% | 0% | 0% | 0% | 0% | 0% | 0% | 0% | 0% | 0% | 0% | 0% | 0% | 0% | 0% | 0% | 0% | 0% | 0% | 0% | 0% | 0% | 0% | 0 | 0 | 0 | 0 | 0 | 0 | 0
F6_Industrial_Primary Metals_Existing_Space Heating_Natural Gas_Strategic Energy Management_A_Technical Potential | F6 | Industrial | Primary Metals | Existing | Space Heating | Natural Gas | Strategic Energy Management | A | Standalone Impact on Baseline Winter Peak (%) | Technical Potential | 0% | 0% | 0% | 0% | 0% | 0% | 0% | 0% | 0% | 0% | 0% | 0% | 0% | 0% | 0% | 0% | 0% | 0% | 0% | 0% | 0% | 0% | 0% | 0% | 0 | 0 | 0 | 0 | 0 | 0 | 0
F7_Industrial_Primary Metals_Existing_Space Heating_Natural Gas_Strategic Energy Management_A_Technical Potential | F7 | Industrial | Primary Metals | Existing | Space Heating | Natural Gas | Strategic Energy Management | A | Incremental Energy Savings (MWh or mTherms) | Technical Potential | 0 | 0 | 0 | 0 | 0 | 0.075275 | 0.074866 | 0.073972 | 0.073534 | 0.073093 | 0.071663 | 0.070953 | 0.070298 | 0.068682 | 0.068401 | 0.067252 | 0.06677 | 0.065981 | 0.064974 | 0.064643 | 0.063991 | 0.063351 | 0.062769 | 0.062224 | 0.061714 | 0 | 0 | 0 | 0 | 0 | 0
F8_Industrial_Primary Metals_Existing_Space Heating_Natural Gas_Strategic Energy Management_A_Technical Potential | F8 | Industrial | Primary Metals | Existing | Space Heating | Natural Gas | Strategic Energy Management | A | Incremental Summer Peak Savings (MW) | Technical Potential | 0 | 0 | 0 | 0 | 0 | 0 | 0 | 0 | 0 | 0 | 0 | 0 | 0 | 0 | 0 | 0 | 0 | 0 | 0 | 0 | 0 | 0 | 0 | 0 | 0 | 0 | 0 | 0 | 0 | 0 | 0
F9_Industrial_Primary Metals_Existing_Space Heating_Natural Gas_Strategic Energy Management_A_Technical Potential | F9 | Industrial | Primary Metals | Existing | Space Heating | Natural Gas | Strategic Energy Management | A | Incremental Winter Peak Savings (MW) | Technical Potential | 0 | 0 | 0 | 0 | 0 | 0 | 0 | 0 | 0 | 0 | 0 | 0 | 0 | 0 | 0 | 0 | 0 | 0 | 0 | 0 | 0 | 0 | 0 | 0 | 0 | 0 | 0 | 0 | 0 | 0 | 0
F10_Industrial_Primary Metals_Existing_Space Heating_Natural Gas_Strategic Energy Management_A_Technical Potential | F10 | Industrial | Primary Metals | Existing | Space Heating | Natural Gas | Strategic Energy Management | A | Cumulative Energy Savings (MWh or mTherms) | Technical Potential | 0 | 0 | 0 | 0 | 0 | 0.075275 | 0.14977 | 0.22283 | 0.29493 | 0.36601 | 0.43513 | 0.50295 | 0.56962 | 0.63419 | 0.6976 | 0.75974 | 0.82096 | 0.88134 | 0.94068 | 0.99941 | 1.0574 | 1.1143 | 1.1709 | 1.2269 | 1.2824 | 1.2763 | 1.2708 | 1.2656 | 0 | 0 | 0
F11_Industrial_Primary Metals_Existing_Space Heating_Natural Gas_Strategic Energy Management_A_Technical Potential | F11 | Industrial | Primary Metals | Existing | Space Heating | Natural Gas | Strategic Energy Management | A | Cumulative Summer Peak Savings (MW) | Technical Potential | 0 | 0 | 0 | 0 | 0 | 0 | 0 | 0 | 0 | 0 | 0 | 0 | 0 | 0 | 0 | 0 | 0 | 0 | 0 | 0 | 0 | 0 | 0 | 0 | 0 | 0 | 0 | 0 | 0 | 0 | 0
F12_Industrial_Primary Metals_Existing_Space Heating_Natural Gas_Strategic Energy Management_A_Technical Potential | F12 | Industrial | Primary Metals | Existing | Space Heating | Natural Gas | Strategic Energy Management | A | Cumulative Winter Peak Savings (MW) | Technical Potential | 0 | 0 | 0 | 0 | 0 | 0 | 0 | 0 | 0 | 0 | 0 | 0 | 0 | 0 | 0 | 0 | 0 | 0 | 0 | 0 | 0 | 0 | 0 | 0 | 0 | 0 | 0 | 0 | 0 | 0 | 0
F13_Industrial_Primary Metals_Existing_Space Heating_Natural Gas_Strategic Energy Management_A_Technical Potential | F13 | Industrial | Primary Metals | Existing | Space Heating | Natural Gas | Strategic Energy Management | A | Purchases (Incremental) | Technical Potential | 0 | 0 | 0 | 0 | 0 | 4.6157 | 4.6132 | 4.586 | 4.5884 | 4.5922 | 4.5339 | 4.5215 | 4.5124 | 4.4407 | 4.4577 | 4.4151 | 4.4157 | 4.3935 | 4.3543 | 4.3595 | 4.3414 | 4.3245 | 4.3088 | 4.2941 | 4.2806 | 0 | 0 | 0 | 0 | 0 | 0
F14_Industrial_Primary Metals_Existing_Space Heating_Natural Gas_Strategic Energy Management_A_Technical Potential | F14 | Industrial | Primary Metals | Existing | Space Heating | Natural Gas | Strategic Energy Management | A | Purchases (Cumulative) | Technical Potential | 0 | 0 | 0 | 0 | 0 | 4.6157 | 9.2289 | 13.8148 | 18.4033 | 22.9955 | 27.5294 | 32.051 | 36.5633 | 41.004 | 45.4617 | 49.8768 | 54.2925 | 58.686 | 63.0403 | 67.3998 | 71.7412 | 76.0657 | 80.3745 | 84.6687 | 88.9493 | 88.9493 | 88.9493 | 88.9493 | 88.9493 | 88.9493 | 88.9493
F1_Industrial_Primary Metals_Existing_Process_Natural Gas_Strategic Energy Management_A_Technical Potential | F1 | Industrial | Primary Metals | Existing | Process | Natural Gas | Strategic Energy Management | A | Original Unit Energy Savings (kWh or therms) | Technical Potential | 0 | 0 | 0 | 0 | 0 | 100.7891 | 100.7891 | 100.7891 | 100.7891 | 100.7891 | 100.7891 | 100.7891 | 100.7891 | 100.7891 | 100.7891 | 100.7891 | 100.7891 | 100.7891 | 100.7891 | 100.7891 | 100.7891 | 100.7891 | 100.7891 | 100.7891 | 100.7891 | 100.7891 | 100.7891 | 100.7891 | 0 | 0 | 0
F2_Industrial_Primary Metals_Existing_Process_Natural Gas_Strategic Energy Management_A_Technical Potential | F2 | Industrial | Primary Metals | Existing | Process | Natural Gas | Strategic Energy Management | A | Original Unit Summer Peak Savings (kW) | Technical Potential | 0 | 0 | 0 | 0 | 0 | 0 | 0 | 0 | 0 | 0 | 0 | 0 | 0 | 0 | 0 | 0 | 0 | 0 | 0 | 0 | 0 | 0 | 0 | 0 | 0 | 0 | 0 | 0 | 0 | 0 | 0
F3_Industrial_Primary Metals_Existing_Process_Natural Gas_Strategic Energy Management_A_Technical Potential | F3 | Industrial | Primary Metals | Existing | Process | Natural Gas | Strategic Energy Management | A | Original Unit Winter Peak Savings (kW) | Technical Potential | 0 | 0 | 0 | 0 | 0 | 0 | 0 | 0 | 0 | 0 | 0 | 0 | 0 | 0 | 0 | 0 | 0 | 0 | 0 | 0 | 0 | 0 | 0 | 0 | 0 | 0 | 0 | 0 | 0 | 0 | 0
F4_Industrial_Primary Metals_Existing_Process_Natural Gas_Strategic Energy Management_A_Technical Potential | F4 | Industrial | Primary Metals | Existing | Process | Natural Gas | Strategic Energy Management | A | Standalone Impact on Baseline Energy (%) | Technical Potential | 0% | 0% | 0% | 0% | 0% | 0.09675% | 0.1936% | 0.2915% | 0.388% | 0.4845% | 0.5875% | 0.6858% | 0.784% | 0.8934% | 0.9867% | 1.093% | 1.19% | 1.292% | 1.401% | 1.496% | 1.599% | 1.702% | 1.805% | 1.908% | 0.020104 | 0.020163 | 0.020217 | 0.020266 | 0 | 0 | 0
F5_Industrial_Primary Metals_Existing_Process_Natural Gas_Strategic Energy Management_A_Technical Potential | F5 | Industrial | Primary Metals | Existing | Process | Natural Gas | Strategic Energy Management | A | Standalone Impact on Baseline Summer Peak (%) | Technical Potential | 0% | 0% | 0% | 0% | 0% | 0% | 0% | 0% | 0% | 0% | 0% | 0% | 0% | 0% | 0% | 0% | 0% | 0% | 0% | 0% | 0% | 0% | 0% | 0% | 0 | 0 | 0 | 0 | 0 | 0 | 0
F6_Industrial_Primary Metals_Existing_Process_Natural Gas_Strategic Energy Management_A_Technical Potential | F6 | Industrial | Primary Metals | Existing | Process | Natural Gas | Strategic Energy Management | A | Standalone Impact on Baseline Winter Peak (%) | Technical Potential | 0% | 0% | 0% | 0% | 0% | 0% | 0% | 0% | 0% | 0% | 0% | 0% | 0% | 0% | 0% | 0% | 0% | 0% | 0% | 0% | 0% | 0% | 0% | 0% | 0 | 0 | 0 | 0 | 0 | 0 | 0
F7_Industrial_Primary Metals_Existing_Process_Natural Gas_Strategic Energy Management_A_Technical Potential | F7 | Industrial | Primary Metals | Existing | Process | Natural Gas | Strategic Energy Management | A | Incremental Energy Savings (MWh or mTherms) | Technical Potential | 0 | 0 | 0 | 0 | 0 | 1.9713 | 1.9703 | 1.9586 | 1.9597 | 1.9613 | 1.9364 | 1.9311 | 1.9272 | 1.8966 | 1.9038 | 1.8857 | 1.8859 | 1.8764 | 1.8597 | 1.8619 | 1.8542 | 1.847 | 1.8403 | 1.834 | 1.8282 | 0 | 0 | 0 | 0 | 0 | 0
F8_Industrial_Primary Metals_Existing_Process_Natural Gas_Strategic Energy Management_A_Technical Potential | F8 | Industrial | Primary Metals | Existing | Process | Natural Gas | Strategic Energy Management | A | Incremental Summer Peak Savings (MW) | Technical Potential | 0 | 0 | 0 | 0 | 0 | 0 | 0 | 0 | 0 | 0 | 0 | 0 | 0 | 0 | 0 | 0 | 0 | 0 | 0 | 0 | 0 | 0 | 0 | 0 | 0 | 0 | 0 | 0 | 0 | 0 | 0
F9_Industrial_Primary Metals_Existing_Process_Natural Gas_Strategic Energy Management_A_Technical Potential | F9 | Industrial | Primary Metals | Existing | Process | Natural Gas | Strategic Energy Management | A | Incremental Winter Peak Savings (MW) | Technical Potential | 0 | 0 | 0 | 0 | 0 | 0 | 0 | 0 | 0 | 0 | 0 | 0 | 0 | 0 | 0 | 0 | 0 | 0 | 0 | 0 | 0 | 0 | 0 | 0 | 0 | 0 | 0 | 0 | 0 | 0 | 0
F10_Industrial_Primary Metals_Existing_Process_Natural Gas_Strategic Energy Management_A_Technical Potential | F10 | Industrial | Primary Metals | Existing | Process | Natural Gas | Strategic Energy Management | A | Cumulative Energy Savings (MWh or mTherms) | Technical Potential | 0 | 0 | 0 | 0 | 0 | 1.9713 | 3.9416 | 5.9003 | 7.86 | 9.8213 | 11.7577 | 13.6888 | 15.616 | 17.5127 | 19.4165 | 21.3022 | 23.1881 | 25.0646 | 26.9243 | 28.7862 | 30.6404 | 32.4874 | 34.3276 | 36.1617 | 37.9899 | 37.9899 | 37.9899 | 37.9899 | 0 | 0 | 0
F11_Industrial_Primary Metals_Existing_Process_Natural Gas_Strategic Energy Management_A_Technical Potential | F11 | Industrial | Primary Metals | Existing | Process | Natural Gas | Strategic Energy Management | A | Cumulative Summer Peak Savings (MW) | Technical Potential | 0 | 0 | 0 | 0 | 0 | 0 | 0 | 0 | 0 | 0 | 0 | 0 | 0 | 0 | 0 | 0 | 0 | 0 | 0 | 0 | 0 | 0 | 0 | 0 | 0 | 0 | 0 | 0 | 0 | 0 | 0
F12_Industrial_Primary Metals_Existing_Process_Natural Gas_Strategic Energy Management_A_Technical Potential | F12 | Industrial | Primary Metals | Existing | Process | Natural Gas | Strategic Energy Management | A | Cumulative Winter Peak Savings (MW) | Technical Potential | 0 | 0 | 0 | 0 | 0 | 0 | 0 | 0 | 0 | 0 | 0 | 0 | 0 | 0 | 0 | 0 | 0 | 0 | 0 | 0 | 0 | 0 | 0 | 0 | 0 | 0 | 0 | 0 | 0 | 0 | 0
F13_Industrial_Primary Metals_Existing_Process_Natural Gas_Strategic Energy Management_A_Technical Potential | F13 | Industrial | Primary Metals | Existing | Process | Natural Gas | Strategic Energy Management | A | Purchases (Incremental) | Technical Potential | 0 | 0 | 0 | 0 | 0 | 19.5592 | 19.5484 | 19.4331 | 19.4436 | 19.4597 | 19.2126 | 19.1601 | 19.1212 | 18.8176 | 18.8894 | 18.7093 | 18.7117 | 18.6175 | 18.4515 | 18.4733 | 18.3969 | 18.3254 | 18.2586 | 18.1965 | 18.1392 | 0 | 0 | 0 | 0 | 0 | 0
F14_Industrial_Primary Metals_Existing_Process_Natural Gas_Strategic Energy Management_A_Technical Potential | F14 | Industrial | Primary Metals | Existing | Process | Natural Gas | Strategic Energy Management | A | Purchases (Cumulative) | Technical Potential | 0 | 0 | 0 | 0 | 0 | 19.5592 | 39.1076 | 58.5407 | 77.9843 | 97.4441 | 116.6567 | 135.8168 | 154.938 | 173.7555 | 192.6449 | 211.3542 | 230.0659 | 248.6834 | 267.1348 | 285.6081 | 304.0051 | 322.3304 | 340.589 | 358.7856 | 376.9247 | 376.9247 | 376.9247 | 376.9247 | 376.9247 | 376.9247 | 376.9247
F1_Industrial_Primary Metals_Existing_Miscellaneous_Natural Gas_Strategic Energy Management_A_Technical Potential | F1 | Industrial | Primary Metals | Existing | Miscellaneous | Natural Gas | Strategic Energy Management | A | Original Unit Energy Savings (kWh or therms) | Technical Potential | 0 | 0 | 0 | 0 | 0 | 17.014 | 17.014 | 17.014 | 17.014 | 17.014 | 17.014 | 17.014 | 17.014 | 17.014 | 17.014 | 17.014 | 17.014 | 17.014 | 17.014 | 17.014 | 17.014 | 17.014 | 17.014 | 17.014 | 17.014 | 17.014 | 17.014 | 17.014 | 0 | 0 | 0
F2_Industrial_Primary Metals_Existing_Miscellaneous_Natural Gas_Strategic Energy Management_A_Technical Potential | F2 | Industrial | Primary Metals | Existing | Miscellaneous | Natural Gas | Strategic Energy Management | A | Original Unit Summer Peak Savings (kW) | Technical Potential | 0 | 0 | 0 | 0 | 0 | 0 | 0 | 0 | 0 | 0 | 0 | 0 | 0 | 0 | 0 | 0 | 0 | 0 | 0 | 0 | 0 | 0 | 0 | 0 | 0 | 0 | 0 | 0 | 0 | 0 | 0
F3_Industrial_Primary Metals_Existing_Miscellaneous_Natural Gas_Strategic Energy Management_A_Technical Potential | F3 | Industrial | Primary Metals | Existing | Miscellaneous | Natural Gas | Strategic Energy Management | A | Original Unit Winter Peak Savings (kW) | Technical Potential | 0 | 0 | 0 | 0 | 0 | 0 | 0 | 0 | 0 | 0 | 0 | 0 | 0 | 0 | 0 | 0 | 0 | 0 | 0 | 0 | 0 | 0 | 0 | 0 | 0 | 0 | 0 | 0 | 0 | 0 | 0
F4_Industrial_Primary Metals_Existing_Miscellaneous_Natural Gas_Strategic Energy Management_A_Technical Potential | F4 | Industrial | Primary Metals | Existing | Miscellaneous | Natural Gas | Strategic Energy Management | A | Standalone Impact on Baseline Energy (%) | Technical Potential | 0% | 0% | 0% | 0% | 0% | 0.09675% | 0.1936% | 0.2915% | 0.388% | 0.4845% | 0.5875% | 0.6858% | 0.784% | 0.8934% | 0.9867% | 1.093% | 1.19% | 1.292% | 1.401% | 1.496% | 1.599% | 1.702% | 1.805% | 1.908% | 0.020104 | 0.020163 | 0.020217 | 0.020266 | 0 | 0 | 0
F5_Industrial_Primary Metals_Existing_Miscellaneous_Natural Gas_Strategic Energy Management_A_Technical Potential | F5 | Industrial | Primary Metals | Existing | Miscellaneous | Natural Gas | Strategic Energy Management | A | Standalone Impact on Baseline Summer Peak (%) | Technical Potential | 0% | 0% | 0% | 0% | 0% | 0% | 0% | 0% | 0% | 0% | 0% | 0% | 0% | 0% | 0% | 0% | 0% | 0% | 0% | 0% | 0% | 0% | 0% | 0% | 0 | 0 | 0 | 0 | 0 | 0 | 0
F6_Industrial_Primary Metals_Existing_Miscellaneous_Natural Gas_Strategic Energy Management_A_Technical Potential | F6 | Industrial | Primary Metals | Existing | Miscellaneous | Natural Gas | Strategic Energy Management | A | Standalone Impact on Baseline Winter Peak (%) | Technical Potential | 0% | 0% | 0% | 0% | 0% | 0% | 0% | 0% | 0% | 0% | 0% | 0% | 0% | 0% | 0% | 0% | 0% | 0% | 0% | 0% | 0% | 0% | 0% | 0% | 0 | 0 | 0 | 0 | 0 | 0 | 0
F7_Industrial_Primary Metals_Existing_Miscellaneous_Natural Gas_Strategic Energy Management_A_Technical Potential | F7 | Industrial | Primary Metals | Existing | Miscellaneous | Natural Gas | Strategic Energy Management | A | Incremental Energy Savings (MWh or mTherms) | Technical Potential | 0 | 0 | 0 | 0 | 0 | 0.083195 | 0.083149 | 0.082659 | 0.082704 | 0.082772 | 0.081721 | 0.081498 | 0.081332 | 0.080041 | 0.080346 | 0.07958 | 0.07959 | 0.07919 | 0.078483 | 0.078576 | 0.078251 | 0.077947 | 0.077663 | 0.077399 | 0.077155 | 0 | 0 | 0 | 0 | 0 | 0
F8_Industrial_Primary Metals_Existing_Miscellaneous_Natural Gas_Strategic Energy Management_A_Technical Potential | F8 | Industrial | Primary Metals | Existing | Miscellaneous | Natural Gas | Strategic Energy Management | A | Incremental Summer Peak Savings (MW) | Technical Potential | 0 | 0 | 0 | 0 | 0 | 0 | 0 | 0 | 0 | 0 | 0 | 0 | 0 | 0 | 0 | 0 | 0 | 0 | 0 | 0 | 0 | 0 | 0 | 0 | 0 | 0 | 0 | 0 | 0 | 0 | 0
F9_Industrial_Primary Metals_Existing_Miscellaneous_Natural Gas_Strategic Energy Management_A_Technical Potential | F9 | Industrial | Primary Metals | Existing | Miscellaneous | Natural Gas | Strategic Energy Management | A | Incremental Winter Peak Savings (MW) | Technical Potential | 0 | 0 | 0 | 0 | 0 | 0 | 0 | 0 | 0 | 0 | 0 | 0 | 0 | 0 | 0 | 0 | 0 | 0 | 0 | 0 | 0 | 0 | 0 | 0 | 0 | 0 | 0 | 0 | 0 | 0 | 0
F10_Industrial_Primary Metals_Existing_Miscellaneous_Natural Gas_Strategic Energy Management_A_Technical Potential | F10 | Industrial | Primary Metals | Existing | Miscellaneous | Natural Gas | Strategic Energy Management | A | Cumulative Energy Savings (MWh or mTherms) | Technical Potential | 0 | 0 | 0 | 0 | 0 | 0.083195 | 0.16634 | 0.249 | 0.33171 | 0.41448 | 0.4962 | 0.5777 | 0.65903 | 0.73907 | 0.81942 | 0.899 | 0.97859 | 1.0578 | 1.1363 | 1.2148 | 1.2931 | 1.371 | 1.4487 | 1.5261 | 1.6033 | 1.6033 | 1.6033 | 1.6033 | 0 | 0 | 0
F11_Industrial_Primary Metals_Existing_Miscellaneous_Natural Gas_Strategic Energy Management_A_Technical Potential | F11 | Industrial | Primary Metals | Existing | Miscellaneous | Natural Gas | Strategic Energy Management | A | Cumulative Summer Peak Savings (MW) | Technical Potential | 0 | 0 | 0 | 0 | 0 | 0 | 0 | 0 | 0 | 0 | 0 | 0 | 0 | 0 | 0 | 0 | 0 | 0 | 0 | 0 | 0 | 0 | 0 | 0 | 0 | 0 | 0 | 0 | 0 | 0 | 0
F12_Industrial_Primary Metals_Existing_Miscellaneous_Natural Gas_Strategic Energy Management_A_Technical Potential | F12 | Industrial | Primary Metals | Existing | Miscellaneous | Natural Gas | Strategic Energy Management | A | Cumulative Winter Peak Savings (MW) | Technical Potential | 0 | 0 | 0 | 0 | 0 | 0 | 0 | 0 | 0 | 0 | 0 | 0 | 0 | 0 | 0 | 0 | 0 | 0 | 0 | 0 | 0 | 0 | 0 | 0 | 0 | 0 | 0 | 0 | 0 | 0 | 0
F13_Industrial_Primary Metals_Existing_Miscellaneous_Natural Gas_Strategic Energy Management_A_Technical Potential | F13 | Industrial | Primary Metals | Existing | Miscellaneous | Natural Gas | Strategic Energy Management | A | Purchases (Incremental) | Technical Potential | 0 | 0 | 0 | 0 | 0 | 4.8898 | 4.8871 | 4.8583 | 4.8609 | 4.8649 | 4.8031 | 4.79 | 4.7803 | 4.7044 | 4.7224 | 4.6773 | 4.6779 | 4.6544 | 4.6129 | 4.6183 | 4.5992 | 4.5813 | 4.5646 | 4.5491 | 4.5348 | 0 | 0 | 0 | 0 | 0 | 0
F14_Industrial_Primary Metals_Existing_Miscellaneous_Natural Gas_Strategic Energy Management_A_Technical Potential | F14 | Industrial | Primary Metals | Existing | Miscellaneous | Natural Gas | Strategic Energy Management | A | Purchases (Cumulative) | Technical Potential | 0 | 0 | 0 | 0 | 0 | 4.8898 | 9.7769 | 14.6352 | 19.4961 | 24.361 | 29.1642 | 33.9542 | 38.7345 | 43.4389 | 48.1612 | 52.8385 | 57.5165 | 62.1708 | 66.7837 | 71.402 | 76.0013 | 80.5826 | 85.1473 | 89.6964 | 94.2312 | 94.2312 | 94.2312 | 94.2312 | 94.2312 | 94.2312 | 94.2312
F1_Industrial_Primary Metals_Existing_Space Heating_Natural Gas_Commissioning_A_Technical Potential | F1 | Industrial | Primary Metals | Existing | Space Heating | Natural Gas | Commissioning | A | Original Unit Energy Savings (kWh or therms) | Technical Potential | 0 | 0 | 0 | 0 | 0 | 21.4804 | 21.3754 | 21.2456 | 21.1082 | 20.9644 | 20.8186 | 20.6688 | 20.5198 | 20.3714 | 20.2111 | 20.0629 | 19.9165 | 19.7807 | 19.6541 | 19.5307 | 19.4141 | 19.295 | 19.1875 | 19.0859 | 18.9892 | 18.8998 | 18.817 | 18.7403 | 0 | 0 | 0
F2_Industrial_Primary Metals_Existing_Space Heating_Natural Gas_Commissioning_A_Technical Potential | F2 | Industrial | Primary Metals | Existing | Space Heating | Natural Gas | Commissioning | A | Original Unit Summer Peak Savings (kW) | Technical Potential | 0 | 0 | 0 | 0 | 0 | 0 | 0 | 0 | 0 | 0 | 0 | 0 | 0 | 0 | 0 | 0 | 0 | 0 | 0 | 0 | 0 | 0 | 0 | 0 | 0 | 0 | 0 | 0 | 0 | 0 | 0
F3_Industrial_Primary Metals_Existing_Space Heating_Natural Gas_Commissioning_A_Technical Potential | F3 | Industrial | Primary Metals | Existing | Space Heating | Natural Gas | Commissioning | A | Original Unit Winter Peak Savings (kW) | Technical Potential | 0 | 0 | 0 | 0 | 0 | 0 | 0 | 0 | 0 | 0 | 0 | 0 | 0 | 0 | 0 | 0 | 0 | 0 | 0 | 0 | 0 | 0 | 0 | 0 | 0 | 0 | 0 | 0 | 0 | 0 | 0
F4_Industrial_Primary Metals_Existing_Space Heating_Natural Gas_Commissioning_A_Technical Potential | F4 | Industrial | Primary Metals | Existing | Space Heating | Natural Gas | Commissioning | A | Standalone Impact on Baseline Energy (%) | Technical Potential | 0% | 0% | 0% | 0% | 0% | 0% | 0% | 0% | 0% | 0% | 0% | 0% | 0% | 0% | 0% | 0% | 0% | 0% | 0% | 0% | 0% | 0% | 0% | 0% | 0 | 0 | 0 | 0 | 0 | 0 | 0
F5_Industrial_Primary Metals_Existing_Space Heating_Natural Gas_Commissioning_A_Technical Potential | F5 | Industrial | Primary Metals | Existing | Space Heating | Natural Gas | Commissioning | A | Standalone Impact on Baseline Summer Peak (%) | Technical Potential | 0% | 0% | 0% | 0% | 0% | 0% | 0% | 0% | 0% | 0% | 0% | 0% | 0% | 0% | 0% | 0% | 0% | 0% | 0% | 0% | 0% | 0% | 0% | 0% | 0 | 0 | 0 | 0 | 0 | 0 | 0
F6_Industrial_Primary Metals_Existing_Space Heating_Natural Gas_Commissioning_A_Technical Potential | F6 | Industrial | Primary Metals | Existing | Space Heating | Natural Gas | Commissioning | A | Standalone Impact on Baseline Winter Peak (%) | Technical Potential | 0% | 0% | 0% | 0% | 0% | 0% | 0% | 0% | 0% | 0% | 0% | 0% | 0% | 0% | 0% | 0% | 0% | 0% | 0% | 0% | 0% | 0% | 0% | 0% | 0 | 0 | 0 | 0 | 0 | 0 | 0
F7_Industrial_Primary Metals_Existing_Space Heating_Natural Gas_Commissioning_A_Technical Potential | F7 | Industrial | Primary Metals | Existing | Space Heating | Natural Gas | Commissioning | A | Incremental Energy Savings (MWh or mTherms) | Technical Potential | 0 | 0 | 0 | 0 | 0 | 0 | 0 | 0 | 0 | 0 | 0 | 0 | 0 | 0 | 0 | 0 | 0 | 0 | 0 | 0 | 0 | 0 | 0 | 0 | 0 | 0 | 0 | 0 | 0 | 0 | 0
F8_Industrial_Primary Metals_Existing_Space Heating_Natural Gas_Commissioning_A_Technical Potential | F8 | Industrial | Primary Metals | Existing | Space Heating | Natural Gas | Commissioning | A | Incremental Summer Peak Savings (MW) | Technical Potential | 0 | 0 | 0 | 0 | 0 | 0 | 0 | 0 | 0 | 0 | 0 | 0 | 0 | 0 | 0 | 0 | 0 | 0 | 0 | 0 | 0 | 0 | 0 | 0 | 0 | 0 | 0 | 0 | 0 | 0 | 0
F9_Industrial_Primary Metals_Existing_Space Heating_Natural Gas_Commissioning_A_Technical Potential | F9 | Industrial | Primary Metals | Existing | Space Heating | Natural Gas | Commissioning | A | Incremental Winter Peak Savings (MW) | Technical Potential | 0 | 0 | 0 | 0 | 0 | 0 | 0 | 0 | 0 | 0 | 0 | 0 | 0 | 0 | 0 | 0 | 0 | 0 | 0 | 0 | 0 | 0 | 0 | 0 | 0 | 0 | 0 | 0 | 0 | 0 | 0
F10_Industrial_Primary Metals_Existing_Space Heating_Natural Gas_Commissioning_A_Technical Potential | F10 | Industrial | Primary Metals | Existing | Space Heating | Natural Gas | Commissioning | A | Cumulative Energy Savings (MWh or mTherms) | Technical Potential | 0 | 0 | 0 | 0 | 0 | 0 | 0 | 0 | 0 | 0 | 0 | 0 | 0 | 0 | 0 | 0 | 0 | 0 | 0 | 0 | 0 | 0 | 0 | 0 | 0 | 0 | 0 | 0 | 0 | 0 | 0
F11_Industrial_Primary Metals_Existing_Space Heating_Natural Gas_Commissioning_A_Technical Potential | F11 | Industrial | Primary Metals | Existing | Space Heating | Natural Gas | Commissioning | A | Cumulative Summer Peak Savings (MW) | Technical Potential | 0 | 0 | 0 | 0 | 0 | 0 | 0 | 0 | 0 | 0 | 0 | 0 | 0 | 0 | 0 | 0 | 0 | 0 | 0 | 0 | 0 | 0 | 0 | 0 | 0 | 0 | 0 | 0 | 0 | 0 | 0
F12_Industrial_Primary Metals_Existing_Space Heating_Natural Gas_Commissioning_A_Technical Potential | F12 | Industrial | Primary Metals | Existing | Space Heating | Natural Gas | Commissioning | A | Cumulative Winter Peak Savings (MW) | Technical Potential | 0 | 0 | 0 | 0 | 0 | 0 | 0 | 0 | 0 | 0 | 0 | 0 | 0 | 0 | 0 | 0 | 0 | 0 | 0 | 0 | 0 | 0 | 0 | 0 | 0 | 0 | 0 | 0 | 0 | 0 | 0
F13_Industrial_Primary Metals_Existing_Space Heating_Natural Gas_Commissioning_A_Technical Potential | F13 | Industrial | Primary Metals | Existing | Space Heating | Natural Gas | Commissioning | A | Purchases (Incremental) | Technical Potential | 0 | 0 | 0 | 0 | 0 | 0 | 0 | 0 | 0 | 0 | 0 | 0 | 0 | 0 | 0 | 0 | 0 | 0 | 0 | 0 | 0 | 0 | 0 | 0 | 0 | 0 | 0 | 0 | 0 | 0 | 0
F14_Industrial_Primary Metals_Existing_Space Heating_Natural Gas_Commissioning_A_Technical Potential | F14 | Industrial | Primary Metals | Existing | Space Heating | Natural Gas | Commissioning | A | Purchases (Cumulative) | Technical Potential | 0 | 0 | 0 | 0 | 0 | 0 | 0 | 0 | 0 | 0 | 0 | 0 | 0 | 0 | 0 | 0 | 0 | 0 | 0 | 0 | 0 | 0 | 0 | 0 | 0 | 0 | 0 | 0 | 0 | 0 | 0
F1_Industrial_Primary Metals_Existing_Process_Natural Gas_Commissioning_A_Technical Potential | F1 | Industrial | Primary Metals | Existing | Process | Natural Gas | Commissioning | A | Original Unit Energy Savings (kWh or therms) | Technical Potential | 0 | 0 | 0 | 0 | 0 | 562.5435 | 562.5435 | 562.5435 | 562.5435 | 562.5435 | 562.5435 | 562.5435 | 562.5435 | 562.5435 | 562.5435 | 562.5435 | 562.5435 | 562.5435 | 562.5435 | 562.5435 | 562.5435 | 562.5435 | 562.5435 | 562.5435 | 562.5435 | 562.5435 | 562.5435 | 562.5435 | 0 | 0 | 0
F2_Industrial_Primary Metals_Existing_Process_Natural Gas_Commissioning_A_Technical Potential | F2 | Industrial | Primary Metals | Existing | Process | Natural Gas | Commissioning | A | Original Unit Summer Peak Savings (kW) | Technical Potential | 0 | 0 | 0 | 0 | 0 | 0 | 0 | 0 | 0 | 0 | 0 | 0 | 0 | 0 | 0 | 0 | 0 | 0 | 0 | 0 | 0 | 0 | 0 | 0 | 0 | 0 | 0 | 0 | 0 | 0 | 0
F3_Industrial_Primary Metals_Existing_Process_Natural Gas_Commissioning_A_Technical Potential | F3 | Industrial | Primary Metals | Existing | Process | Natural Gas | Commissioning | A | Original Unit Winter Peak Savings (kW) | Technical Potential | 0 | 0 | 0 | 0 | 0 | 0 | 0 | 0 | 0 | 0 | 0 | 0 | 0 | 0 | 0 | 0 | 0 | 0 | 0 | 0 | 0 | 0 | 0 | 0 | 0 | 0 | 0 | 0 | 0 | 0 | 0
F4_Industrial_Primary Metals_Existing_Process_Natural Gas_Commissioning_A_Technical Potential | F4 | Industrial | Primary Metals | Existing | Process | Natural Gas | Commissioning | A | Standalone Impact on Baseline Energy (%) | Technical Potential | 0% | 0% | 0% | 0% | 0% | 0% | 0% | 0% | 0% | 0% | 0% | 0% | 0% | 0% | 0% | 0% | 0% | 0% | 0% | 0% | 0% | 0% | 0% | 0% | 0 | 0 | 0 | 0 | 0 | 0 | 0
F5_Industrial_Primary Metals_Existing_Process_Natural Gas_Commissioning_A_Technical Potential | F5 | Industrial | Primary Metals | Existing | Process | Natural Gas | Commissioning | A | Standalone Impact on Baseline Summer Peak (%) | Technical Potential | 0% | 0% | 0% | 0% | 0% | 0% | 0% | 0% | 0% | 0% | 0% | 0% | 0% | 0% | 0% | 0% | 0% | 0% | 0% | 0% | 0% | 0% | 0% | 0% | 0 | 0 | 0 | 0 | 0 | 0 | 0
F6_Industrial_Primary Metals_Existing_Process_Natural Gas_Commissioning_A_Technical Potential | F6 | Industrial | Primary Metals | Existing | Process | Natural Gas | Commissioning | A | Standalone Impact on Baseline Winter Peak (%) | Technical Potential | 0% | 0% | 0% | 0% | 0% | 0% | 0% | 0% | 0% | 0% | 0% | 0% | 0% | 0% | 0% | 0% | 0% | 0% | 0% | 0% | 0% | 0% | 0% | 0% | 0 | 0 | 0 | 0 | 0 | 0 | 0
F7_Industrial_Primary Metals_Existing_Process_Natural Gas_Commissioning_A_Technical Potential | F7 | Industrial | Primary Metals | Existing | Process | Natural Gas | Commissioning | A | Incremental Energy Savings (MWh or mTherms) | Technical Potential | 0 | 0 | 0 | 0 | 0 | 0 | 0 | 0 | 0 | 0 | 0 | 0 | 0 | 0 | 0 | 0 | 0 | 0 | 0 | 0 | 0 | 0 | 0 | 0 | 0 | 0 | 0 | 0 | 0 | 0 | 0
F8_Industrial_Primary Metals_Existing_Process_Natural Gas_Commissioning_A_Technical Potential | F8 | Industrial | Primary Metals | Existing | Process | Natural Gas | Commissioning | A | Incremental Summer Peak Savings (MW) | Technical Potential | 0 | 0 | 0 | 0 | 0 | 0 | 0 | 0 | 0 | 0 | 0 | 0 | 0 | 0 | 0 | 0 | 0 | 0 | 0 | 0 | 0 | 0 | 0 | 0 | 0 | 0 | 0 | 0 | 0 | 0 | 0
F9_Industrial_Primary Metals_Existing_Process_Natural Gas_Commissioning_A_Technical Potential | F9 | Industrial | Primary Metals | Existing | Process | Natural Gas | Commissioning | A | Incremental Winter Peak Savings (MW) | Technical Potential | 0 | 0 | 0 | 0 | 0 | 0 | 0 | 0 | 0 | 0 | 0 | 0 | 0 | 0 | 0 | 0 | 0 | 0 | 0 | 0 | 0 | 0 | 0 | 0 | 0 | 0 | 0 | 0 | 0 | 0 | 0
F10_Industrial_Primary Metals_Existing_Process_Natural Gas_Commissioning_A_Technical Potential | F10 | Industrial | Primary Metals | Existing | Process | Natural Gas | Commissioning | A | Cumulative Energy Savings (MWh or mTherms) | Technical Potential | 0 | 0 | 0 | 0 | 0 | 0 | 0 | 0 | 0 | 0 | 0 | 0 | 0 | 0 | 0 | 0 | 0 | 0 | 0 | 0 | 0 | 0 | 0 | 0 | 0 | 0 | 0 | 0 | 0 | 0 | 0
F11_Industrial_Primary Metals_Existing_Process_Natural Gas_Commissioning_A_Technical Potential | F11 | Industrial | Primary Metals | Existing | Process | Natural Gas | Commissioning | A | Cumulative Summer Peak Savings (MW) | Technical Potential | 0 | 0 | 0 | 0 | 0 | 0 | 0 | 0 | 0 | 0 | 0 | 0 | 0 | 0 | 0 | 0 | 0 | 0 | 0 | 0 | 0 | 0 | 0 | 0 | 0 | 0 | 0 | 0 | 0 | 0 | 0
F12_Industrial_Primary Metals_Existing_Process_Natural Gas_Commissioning_A_Technical Potential | F12 | Industrial | Primary Metals | Existing | Process | Natural Gas | Commissioning | A | Cumulative Winter Peak Savings (MW) | Technical Potential | 0 | 0 | 0 | 0 | 0 | 0 | 0 | 0 | 0 | 0 | 0 | 0 | 0 | 0 | 0 | 0 | 0 | 0 | 0 | 0 | 0 | 0 | 0 | 0 | 0 | 0 | 0 | 0 | 0 | 0 | 0
F13_Industrial_Primary Metals_Existing_Process_Natural Gas_Commissioning_A_Technical Potential | F13 | Industrial | Primary Metals | Existing | Process | Natural Gas | Commissioning | A | Purchases (Incremental) | Technical Potential | 0 | 0 | 0 | 0 | 0 | 0 | 0 | 0 | 0 | 0 | 0 | 0 | 0 | 0 | 0 | 0 | 0 | 0 | 0 | 0 | 0 | 0 | 0 | 0 | 0 | 0 | 0 | 0 | 0 | 0 | 0
F14_Industrial_Primary Metals_Existing_Process_Natural Gas_Commissioning_A_Technical Potential | F14 | Industrial | Primary Metals | Existing | Process | Natural Gas | Commissioning | A | Purchases (Cumulative) | Technical Potential | 0 | 0 | 0 | 0 | 0 | 0 | 0 | 0 | 0 | 0 | 0 | 0 | 0 | 0 | 0 | 0 | 0 | 0 | 0 | 0 | 0 | 0 | 0 | 0 | 0 | 0 | 0 | 0 | 0 | 0 | 0
F1_Industrial_Primary Metals_Existing_Space Heating_Natural Gas_Retrocommissioning_A_Technical Potential | F1 | Industrial | Primary Metals | Existing | Space Heating | Natural Gas | Retrocommissioning | A | Original Unit Energy Savings (kWh or therms) | Technical Potential | 0 | 0 | 0 | 0 | 0 | 2.9835 | 2.9689 | 2.9509 | 2.9318 | 2.9118 | 2.8916 | 2.8708 | 2.8501 | 2.8294 | 2.8072 | 2.7866 | 2.7663 | 2.7474 | 2.7298 | 2.7127 | 2.6965 | 2.6799 | 2.665 | 2.6509 | 2.6375 | 2.625 | 2.6135 | 2.6029 | 0 | 0 | 0
F2_Industrial_Primary Metals_Existing_Space Heating_Natural Gas_Retrocommissioning_A_Technical Potential | F2 | Industrial | Primary Metals | Existing | Space Heating | Natural Gas | Retrocommissioning | A | Original Unit Summer Peak Savings (kW) | Technical Potential | 0 | 0 | 0 | 0 | 0 | 0 | 0 | 0 | 0 | 0 | 0 | 0 | 0 | 0 | 0 | 0 | 0 | 0 | 0 | 0 | 0 | 0 | 0 | 0 | 0 | 0 | 0 | 0 | 0 | 0 | 0
F3_Industrial_Primary Metals_Existing_Space Heating_Natural Gas_Retrocommissioning_A_Technical Potential | F3 | Industrial | Primary Metals | Existing | Space Heating | Natural Gas | Retrocommissioning | A | Original Unit Winter Peak Savings (kW) | Technical Potential | 0 | 0 | 0 | 0 | 0 | 0 | 0 | 0 | 0 | 0 | 0 | 0 | 0 | 0 | 0 | 0 | 0 | 0 | 0 | 0 | 0 | 0 | 0 | 0 | 0 | 0 | 0 | 0 | 0 | 0 | 0
F4_Industrial_Primary Metals_Existing_Space Heating_Natural Gas_Retrocommissioning_A_Technical Potential | F4 | Industrial | Primary Metals | Existing | Space Heating | Natural Gas | Retrocommissioning | A | Standalone Impact on Baseline Energy (%) | Technical Potential | 0% | 0% | 0% | 0% | 0% | 0.01458% | 0.02918% | 0.04393% | 0.05849% | 0.07303% | 0.08855% | 0.1034% | 0.1182% | 0.1347% | 0.1487% | 0.1647% | 0.1793% | 0.1948% | 0.2111% | 0.2255% | 0.241% | 0.2565% | 0.272% | 0.2876% | 0.0030304 | 0.0030393 | 0.0030474 | 0.0030548 | 0 | 0 | 0
F5_Industrial_Primary Metals_Existing_Space Heating_Natural Gas_Retrocommissioning_A_Technical Potential | F5 | Industrial | Primary Metals | Existing | Space Heating | Natural Gas | Retrocommissioning | A | Standalone Impact on Baseline Summer Peak (%) | Technical Potential | 0% | 0% | 0% | 0% | 0% | 0% | 0% | 0% | 0% | 0% | 0% | 0% | 0% | 0% | 0% | 0% | 0% | 0% | 0% | 0% | 0% | 0% | 0% | 0% | 0 | 0 | 0 | 0 | 0 | 0 | 0
F6_Industrial_Primary Metals_Existing_Space Heating_Natural Gas_Retrocommissioning_A_Technical Potential | F6 | Industrial | Primary Metals | Existing | Space Heating | Natural Gas | Retrocommissioning | A | Standalone Impact on Baseline Winter Peak (%) | Technical Potential | 0% | 0% | 0% | 0% | 0% | 0% | 0% | 0% | 0% | 0% | 0% | 0% | 0% | 0% | 0% | 0% | 0% | 0% | 0% | 0% | 0% | 0% | 0% | 0% | 0 | 0 | 0 | 0 | 0 | 0 | 0
F7_Industrial_Primary Metals_Existing_Space Heating_Natural Gas_Retrocommissioning_A_Technical Potential | F7 | Industrial | Primary Metals | Existing | Space Heating | Natural Gas | Retrocommissioning | A | Incremental Energy Savings (MWh or mTherms) | Technical Potential | 0 | 0 | 0 | 0 | 0 | 0.011347 | 0.011285 | 0.01115 | 0.011084 | 0.011018 | 0.010802 | 0.010695 | 0.010597 | 0.010353 | 0.010311 | 0.010137 | 0.010065 | 0.0099458 | 0.009794 | 0.009744 | 0.0096458 | 0.0095493 | 0.0094615 | 0.0093794 | 0.0093025 | 0 | 0 | 0 | 0 | 0 | 0
F8_Industrial_Primary Metals_Existing_Space Heating_Natural Gas_Retrocommissioning_A_Technical Potential | F8 | Industrial | Primary Metals | Existing | Space Heating | Natural Gas | Retrocommissioning | A | Incremental Summer Peak Savings (MW) | Technical Potential | 0 | 0 | 0 | 0 | 0 | 0 | 0 | 0 | 0 | 0 | 0 | 0 | 0 | 0 | 0 | 0 | 0 | 0 | 0 | 0 | 0 | 0 | 0 | 0 | 0 | 0 | 0 | 0 | 0 | 0 | 0
F9_Industrial_Primary Metals_Existing_Space Heating_Natural Gas_Retrocommissioning_A_Technical Potential | F9 | Industrial | Primary Metals | Existing | Space Heating | Natural Gas | Retrocommissioning | A | Incremental Winter Peak Savings (MW) | Technical Potential | 0 | 0 | 0 | 0 | 0 | 0 | 0 | 0 | 0 | 0 | 0 | 0 | 0 | 0 | 0 | 0 | 0 | 0 | 0 | 0 | 0 | 0 | 0 | 0 | 0 | 0 | 0 | 0 | 0 | 0 | 0
F10_Industrial_Primary Metals_Existing_Space Heating_Natural Gas_Retrocommissioning_A_Technical Potential | F10 | Industrial | Primary Metals | Existing | Space Heating | Natural Gas | Retrocommissioning | A | Cumulative Energy Savings (MWh or mTherms) | Technical Potential | 0 | 0 | 0 | 0 | 0 | 0.011347 | 0.022576 | 0.033589 | 0.044456 | 0.055171 | 0.06559 | 0.075813 | 0.085863 | 0.095595 | 0.10515 | 0.11452 | 0.12375 | 0.13285 | 0.14179 | 0.15065 | 0.15939 | 0.16797 | 0.17649 | 0.18494 | 0.1933 | 0.19239 | 0.19155 | 0.19077 | 0 | 0 | 0
F11_Industrial_Primary Metals_Existing_Space Heating_Natural Gas_Retrocommissioning_A_Technical Potential | F11 | Industrial | Primary Metals | Existing | Space Heating | Natural Gas | Retrocommissioning | A | Cumulative Summer Peak Savings (MW) | Technical Potential | 0 | 0 | 0 | 0 | 0 | 0 | 0 | 0 | 0 | 0 | 0 | 0 | 0 | 0 | 0 | 0 | 0 | 0 | 0 | 0 | 0 | 0 | 0 | 0 | 0 | 0 | 0 | 0 | 0 | 0 | 0
F12_Industrial_Primary Metals_Existing_Space Heating_Natural Gas_Retrocommissioning_A_Technical Potential | F12 | Industrial | Primary Metals | Existing | Space Heating | Natural Gas | Retrocommissioning | A | Cumulative Winter Peak Savings (MW) | Technical Potential | 0 | 0 | 0 | 0 | 0 | 0 | 0 | 0 | 0 | 0 | 0 | 0 | 0 | 0 | 0 | 0 | 0 | 0 | 0 | 0 | 0 | 0 | 0 | 0 | 0 | 0 | 0 | 0 | 0 | 0 | 0
F13_Industrial_Primary Metals_Existing_Space Heating_Natural Gas_Retrocommissioning_A_Technical Potential | F13 | Industrial | Primary Metals | Existing | Space Heating | Natural Gas | Retrocommissioning | A | Purchases (Incremental) | Technical Potential | 0 | 0 | 0 | 0 | 0 | 3.8032 | 3.8011 | 3.7787 | 3.7807 | 3.7838 | 3.7358 | 3.7256 | 3.718 | 3.659 | 3.6729 | 3.6379 | 3.6384 | 3.6201 | 3.5878 | 3.592 | 3.5772 | 3.5633 | 3.5503 | 3.5382 | 3.5271 | 0 | 0 | 0 | 0 | 0 | 0
F14_Industrial_Primary Metals_Existing_Space Heating_Natural Gas_Retrocommissioning_A_Technical Potential | F14 | Industrial | Primary Metals | Existing | Space Heating | Natural Gas | Retrocommissioning | A | Purchases (Cumulative) | Technical Potential | 0 | 0 | 0 | 0 | 0 | 3.8032 | 7.6042 | 11.3829 | 15.1636 | 18.9475 | 22.6832 | 26.4088 | 30.1268 | 33.7858 | 37.4587 | 41.0966 | 44.735 | 48.3551 | 51.9429 | 55.5349 | 59.1121 | 62.6754 | 66.2256 | 69.7639 | 73.2909 | 73.2909 | 73.2909 | 73.2909 | 73.2909 | 73.2909 | 73.2909
F1_Industrial_Primary Metals_Existing_Process_Natural Gas_Retrocommissioning_A_Technical Potential | F1 | Industrial | Primary Metals | Existing | Process | Natural Gas | Retrocommissioning | A | Original Unit Energy Savings (kWh or therms) | Technical Potential | 0 | 0 | 0 | 0 | 0 | 0 | 0 | 0 | 0 | 0 | 0 | 0 | 0 | 0 | 0 | 0 | 0 | 0 | 0 | 0 | 0 | 0 | 0 | 0 | 0 | 0 | 0 | 0 | 0 | 0 | 0
F2_Industrial_Primary Metals_Existing_Process_Natural Gas_Retrocommissioning_A_Technical Potential | F2 | Industrial | Primary Metals | Existing | Process | Natural Gas | Retrocommissioning | A | Original Unit Summer Peak Savings (kW) | Technical Potential | 0 | 0 | 0 | 0 | 0 | 0 | 0 | 0 | 0 | 0 | 0 | 0 | 0 | 0 | 0 | 0 | 0 | 0 | 0 | 0 | 0 | 0 | 0 | 0 | 0 | 0 | 0 | 0 | 0 | 0 | 0
F3_Industrial_Primary Metals_Existing_Process_Natural Gas_Retrocommissioning_A_Technical Potential | F3 | Industrial | Primary Metals | Existing | Process | Natural Gas | Retrocommissioning | A | Original Unit Winter Peak Savings (kW) | Technical Potential | 0 | 0 | 0 | 0 | 0 | 0 | 0 | 0 | 0 | 0 | 0 | 0 | 0 | 0 | 0 | 0 | 0 | 0 | 0 | 0 | 0 | 0 | 0 | 0 | 0 | 0 | 0 | 0 | 0 | 0 | 0
F4_Industrial_Primary Metals_Existing_Process_Natural Gas_Retrocommissioning_A_Technical Potential | F4 | Industrial | Primary Metals | Existing | Process | Natural Gas | Retrocommissioning | A | Standalone Impact on Baseline Energy (%) | Technical Potential | 0% | 0% | 0% | 0% | 0% | 0% | 0% | 0% | 0% | 0% | 0% | 0% | 0% | 0% | 0% | 0% | 0% | 0% | 0% | 0% | 0% | 0% | 0% | 0% | 0 | 0 | 0 | 0 | 0 | 0 | 0
F5_Industrial_Primary Metals_Existing_Process_Natural Gas_Retrocommissioning_A_Technical Potential | F5 | Industrial | Primary Metals | Existing | Process | Natural Gas | Retrocommissioning | A | Standalone Impact on Baseline Summer Peak (%) | Technical Potential | 0% | 0% | 0% | 0% | 0% | 0% | 0% | 0% | 0% | 0% | 0% | 0% | 0% | 0% | 0% | 0% | 0% | 0% | 0% | 0% | 0% | 0% | 0% | 0% | 0 | 0 | 0 | 0 | 0 | 0 | 0
F6_Industrial_Primary Metals_Existing_Process_Natural Gas_Retrocommissioning_A_Technical Potential | F6 | Industrial | Primary Metals | Existing | Process | Natural Gas | Retrocommissioning | A | Standalone Impact on Baseline Winter Peak (%) | Technical Potential | 0% | 0% | 0% | 0% | 0% | 0% | 0% | 0% | 0% | 0% | 0% | 0% | 0% | 0% | 0% | 0% | 0% | 0% | 0% | 0% | 0% | 0% | 0% | 0% | 0 | 0 | 0 | 0 | 0 | 0 | 0
F7_Industrial_Primary Metals_Existing_Process_Natural Gas_Retrocommissioning_A_Technical Potential | F7 | Industrial | Primary Metals | Existing | Process | Natural Gas | Retrocommissioning | A | Incremental Energy Savings (MWh or mTherms) | Technical Potential | 0 | 0 | 0 | 0 | 0 | 0 | 0 | 0 | 0 | 0 | 0 | 0 | 0 | 0 | 0 | 0 | 0 | 0 | 0 | 0 | 0 | 0 | 0 | 0 | 0 | 0 | 0 | 0 | 0 | 0 | 0
F8_Industrial_Primary Metals_Existing_Process_Natural Gas_Retrocommissioning_A_Technical Potential | F8 | Industrial | Primary Metals | Existing | Process | Natural Gas | Retrocommissioning | A | Incremental Summer Peak Savings (MW) | Technical Potential | 0 | 0 | 0 | 0 | 0 | 0 | 0 | 0 | 0 | 0 | 0 | 0 | 0 | 0 | 0 | 0 | 0 | 0 | 0 | 0 | 0 | 0 | 0 | 0 | 0 | 0 | 0 | 0 | 0 | 0 | 0
F9_Industrial_Primary Metals_Existing_Process_Natural Gas_Retrocommissioning_A_Technical Potential | F9 | Industrial | Primary Metals | Existing | Process | Natural Gas | Retrocommissioning | A | Incremental Winter Peak Savings (MW) | Technical Potential | 0 | 0 | 0 | 0 | 0 | 0 | 0 | 0 | 0 | 0 | 0 | 0 | 0 | 0 | 0 | 0 | 0 | 0 | 0 | 0 | 0 | 0 | 0 | 0 | 0 | 0 | 0 | 0 | 0 | 0 | 0
F10_Industrial_Primary Metals_Existing_Process_Natural Gas_Retrocommissioning_A_Technical Potential | F10 | Industrial | Primary Metals | Existing | Process | Natural Gas | Retrocommissioning | A | Cumulative Energy Savings (MWh or mTherms) | Technical Potential | 0 | 0 | 0 | 0 | 0 | 0 | 0 | 0 | 0 | 0 | 0 | 0 | 0 | 0 | 0 | 0 | 0 | 0 | 0 | 0 | 0 | 0 | 0 | 0 | 0 | 0 | 0 | 0 | 0 | 0 | 0
F11_Industrial_Primary Metals_Existing_Process_Natural Gas_Retrocommissioning_A_Technical Potential | F11 | Industrial | Primary Metals | Existing | Process | Natural Gas | Retrocommissioning | A | Cumulative Summer Peak Savings (MW) | Technical Potential | 0 | 0 | 0 | 0 | 0 | 0 | 0 | 0 | 0 | 0 | 0 | 0 | 0 | 0 | 0 | 0 | 0 | 0 | 0 | 0 | 0 | 0 | 0 | 0 | 0 | 0 | 0 | 0 | 0 | 0 | 0
F12_Industrial_Primary Metals_Existing_Process_Natural Gas_Retrocommissioning_A_Technical Potential | F12 | Industrial | Primary Metals | Existing | Process | Natural Gas | Retrocommissioning | A | Cumulative Winter Peak Savings (MW) | Technical Potential | 0 | 0 | 0 | 0 | 0 | 0 | 0 | 0 | 0 | 0 | 0 | 0 | 0 | 0 | 0 | 0 | 0 | 0 | 0 | 0 | 0 | 0 | 0 | 0 | 0 | 0 | 0 | 0 | 0 | 0 | 0
F13_Industrial_Primary Metals_Existing_Process_Natural Gas_Retrocommissioning_A_Technical Potential | F13 | Industrial | Primary Metals | Existing | Process | Natural Gas | Retrocommissioning | A | Purchases (Incremental) | Technical Potential | 0 | 0 | 0 | 0 | 0 | 3.8032 | 3.8011 | 3.7787 | 3.7807 | 3.7838 | 3.7358 | 3.7256 | 3.718 | 3.659 | 3.6729 | 3.6379 | 3.6384 | 3.6201 | 3.5878 | 3.592 | 3.5772 | 3.5633 | 3.5503 | 3.5382 | 3.5271 | 0 | 0 | 0 | 0 | 0 | 0
F14_Industrial_Primary Metals_Existing_Process_Natural Gas_Retrocommissioning_A_Technical Potential | F14 | Industrial | Primary Metals | Existing | Process | Natural Gas | Retrocommissioning | A | Purchases (Cumulative) | Technical Potential | 0 | 0 | 0 | 0 | 0 | 3.8032 | 7.6042 | 11.3829 | 15.1636 | 18.9475 | 22.6832 | 26.4088 | 30.1268 | 33.7858 | 37.4587 | 41.0966 | 44.735 | 48.3551 | 51.9429 | 55.5349 | 59.1121 | 62.6754 | 66.2256 | 69.7639 | 73.2909 | 73.2909 | 73.2909 | 73.2909 | 73.2909 | 73.2909 | 73.2909
F1_Industrial_Primary Metals_New_Space Heating_Natural Gas_Insulation - Roof/Ceiling_A_Technical Potential | F1 | Industrial | Primary Metals | New | Space Heating | Natural Gas | Insulation - Roof/Ceiling | A | Original Unit Energy Savings (kWh or therms) | Technical Potential | 0 | 0 | 0 | 0 | 0 | 0.093892 | 0.092679 | 0.091794 | 0.091122 | 0.090592 | 0.090164 | 0.089662 | 0.089136 | 0.088616 | 0.088114 | 0.08772 | 0.087409 | 0.087162 | 0.08677 | 0.086483 | 0.086275 | 0.086113 | 0.086113 | 0.086113 | 0.086113 | 0.086113 | 0.086113 | 0.086113 | 0 | 0 | 0
F2_Industrial_Primary Metals_New_Space Heating_Natural Gas_Insulation - Roof/Ceiling_A_Technical Potential | F2 | Industrial | Primary Metals | New | Space Heating | Natural Gas | Insulation - Roof/Ceiling | A | Original Unit Summer Peak Savings (kW) | Technical Potential | 0 | 0 | 0 | 0 | 0 | 0 | 0 | 0 | 0 | 0 | 0 | 0 | 0 | 0 | 0 | 0 | 0 | 0 | 0 | 0 | 0 | 0 | 0 | 0 | 0 | 0 | 0 | 0 | 0 | 0 | 0
F3_Industrial_Primary Metals_New_Space Heating_Natural Gas_Insulation - Roof/Ceiling_A_Technical Potential | F3 | Industrial | Primary Metals | New | Space Heating | Natural Gas | Insulation - Roof/Ceiling | A | Original Unit Winter Peak Savings (kW) | Technical Potential | 0 | 0 | 0 | 0 | 0 | 0 | 0 | 0 | 0 | 0 | 0 | 0 | 0 | 0 | 0 | 0 | 0 | 0 | 0 | 0 | 0 | 0 | 0 | 0 | 0 | 0 | 0 | 0 | 0 | 0 | 0
F4_Industrial_Primary Metals_New_Space Heating_Natural Gas_Insulation - Roof/Ceiling_A_Technical Potential | F4 | Industrial | Primary Metals | New | Space Heating | Natural Gas | Insulation - Roof/Ceiling | A | Standalone Impact on Baseline Energy (%) | Technical Potential | 0% | 0% | 0% | 0% | 0% | 0% | 0% | 0% | 0% | 0% | 0% | 0% | 0% | 0% | 0% | 0% | 0% | 0% | 0% | 0% | 0% | 0% | 0% | 0% | 0 | 0 | 0 | 0 | 0 | 0 | 0
F5_Industrial_Primary Metals_New_Space Heating_Natural Gas_Insulation - Roof/Ceiling_A_Technical Potential | F5 | Industrial | Primary Metals | New | Space Heating | Natural Gas | Insulation - Roof/Ceiling | A | Standalone Impact on Baseline Summer Peak (%) | Technical Potential | 0% | 0% | 0% | 0% | 0% | 0% | 0% | 0% | 0% | 0% | 0% | 0% | 0% | 0% | 0% | 0% | 0% | 0% | 0% | 0% | 0% | 0% | 0% | 0% | 0 | 0 | 0 | 0 | 0 | 0 | 0
F6_Industrial_Primary Metals_New_Space Heating_Natural Gas_Insulation - Roof/Ceiling_A_Technical Potential | F6 | Industrial | Primary Metals | New | Space Heating | Natural Gas | Insulation - Roof/Ceiling | A | Standalone Impact on Baseline Winter Peak (%) | Technical Potential | 0% | 0% | 0% | 0% | 0% | 0% | 0% | 0% | 0% | 0% | 0% | 0% | 0% | 0% | 0% | 0% | 0% | 0% | 0% | 0% | 0% | 0% | 0% | 0% | 0 | 0 | 0 | 0 | 0 | 0 | 0
F7_Industrial_Primary Metals_New_Space Heating_Natural Gas_Insulation - Roof/Ceiling_A_Technical Potential | F7 | Industrial | Primary Metals | New | Space Heating | Natural Gas | Insulation - Roof/Ceiling | A | Incremental Energy Savings (MWh or mTherms) | Technical Potential | 0 | 0 | 0 | 0 | 0 | 0 | 0 | 0 | 0 | 0 | 0 | 0 | 0 | 0 | 0 | 0 | 0 | 0 | 0 | 0 | 0 | 0 | 0 | 0 | 0 | 0 | 0 | 0 | 0 | 0 | 0
F8_Industrial_Primary Metals_New_Space Heating_Natural Gas_Insulation - Roof/Ceiling_A_Technical Potential | F8 | Industrial | Primary Metals | New | Space Heating | Natural Gas | Insulation - Roof/Ceiling | A | Incremental Summer Peak Savings (MW) | Technical Potential | 0 | 0 | 0 | 0 | 0 | 0 | 0 | 0 | 0 | 0 | 0 | 0 | 0 | 0 | 0 | 0 | 0 | 0 | 0 | 0 | 0 | 0 | 0 | 0 | 0 | 0 | 0 | 0 | 0 | 0 | 0
F9_Industrial_Primary Metals_New_Space Heating_Natural Gas_Insulation - Roof/Ceiling_A_Technical Potential | F9 | Industrial | Primary Metals | New | Space Heating | Natural Gas | Insulation - Roof/Ceiling | A | Incremental Winter Peak Savings (MW) | Technical Potential | 0 | 0 | 0 | 0 | 0 | 0 | 0 | 0 | 0 | 0 | 0 | 0 | 0 | 0 | 0 | 0 | 0 | 0 | 0 | 0 | 0 | 0 | 0 | 0 | 0 | 0 | 0 | 0 | 0 | 0 | 0
F10_Industrial_Primary Metals_New_Space Heating_Natural Gas_Insulation - Roof/Ceiling_A_Technical Potential | F10 | Industrial | Primary Metals | New | Space Heating | Natural Gas | Insulation - Roof/Ceiling | A | Cumulative Energy Savings (MWh or mTherms) | Technical Potential | 0 | 0 | 0 | 0 | 0 | 0 | 0 | 0 | 0 | 0 | 0 | 0 | 0 | 0 | 0 | 0 | 0 | 0 | 0 | 0 | 0 | 0 | 0 | 0 | 0 | 0 | 0 | 0 | 0 | 0 | 0
F11_Industrial_Primary Metals_New_Space Heating_Natural Gas_Insulation - Roof/Ceiling_A_Technical Potential | F11 | Industrial | Primary Metals | New | Space Heating | Natural Gas | Insulation - Roof/Ceiling | A | Cumulative Summer Peak Savings (MW) | Technical Potential | 0 | 0 | 0 | 0 | 0 | 0 | 0 | 0 | 0 | 0 | 0 | 0 | 0 | 0 | 0 | 0 | 0 | 0 | 0 | 0 | 0 | 0 | 0 | 0 | 0 | 0 | 0 | 0 | 0 | 0 | 0
F12_Industrial_Primary Metals_New_Space Heating_Natural Gas_Insulation - Roof/Ceiling_A_Technical Potential | F12 | Industrial | Primary Metals | New | Space Heating | Natural Gas | Insulation - Roof/Ceiling | A | Cumulative Winter Peak Savings (MW) | Technical Potential | 0 | 0 | 0 | 0 | 0 | 0 | 0 | 0 | 0 | 0 | 0 | 0 | 0 | 0 | 0 | 0 | 0 | 0 | 0 | 0 | 0 | 0 | 0 | 0 | 0 | 0 | 0 | 0 | 0 | 0 | 0
F13_Industrial_Primary Metals_New_Space Heating_Natural Gas_Insulation - Roof/Ceiling_A_Technical Potential | F13 | Industrial | Primary Metals | New | Space Heating | Natural Gas | Insulation - Roof/Ceiling | A | Purchases (Incremental) | Technical Potential | 0 | 0 | 0 | 0 | 0 | 0 | 0 | 0 | 0 | 0 | 0 | 0 | 0 | 0 | 0 | 0 | 0 | 0 | 0 | 0 | 0 | 0 | 0 | 0 | 0 | 0 | 0 | 0 | 0 | 0 | 0
F14_Industrial_Primary Metals_New_Space Heating_Natural Gas_Insulation - Roof/Ceiling_A_Technical Potential | F14 | Industrial | Primary Metals | New | Space Heating | Natural Gas | Insulation - Roof/Ceiling | A | Purchases (Cumulative) | Technical Potential | 0 | 0 | 0 | 0 | 0 | 0 | 0 | 0 | 0 | 0 | 0 | 0 | 0 | 0 | 0 | 0 | 0 | 0 | 0 | 0 | 0 | 0 | 0 | 0 | 0 | 0 | 0 | 0 | 0 | 0 | 0
F1_Industrial_Primary Metals_New_Space Heating_Natural Gas_Insulation - Wall Cavity_A_Technical Potential | F1 | Industrial | Primary Metals | New | Space Heating | Natural Gas | Insulation - Wall Cavity | A | Original Unit Energy Savings (kWh or therms) | Technical Potential | 0 | 0 | 0 | 0 | 0 | 0.016909 | 0.016691 | 0.016531 | 0.01641 | 0.016315 | 0.016238 | 0.016147 | 0.016053 | 0.015959 | 0.015869 | 0.015798 | 0.015742 | 0.015697 | 0.015627 | 0.015575 | 0.015537 | 0.015508 | 0.015508 | 0.015508 | 0.015508 | 0.015508 | 0.015508 | 0.015508 | 0 | 0 | 0
F2_Industrial_Primary Metals_New_Space Heating_Natural Gas_Insulation - Wall Cavity_A_Technical Potential | F2 | Industrial | Primary Metals | New | Space Heating | Natural Gas | Insulation - Wall Cavity | A | Original Unit Summer Peak Savings (kW) | Technical Potential | 0 | 0 | 0 | 0 | 0 | 0 | 0 | 0 | 0 | 0 | 0 | 0 | 0 | 0 | 0 | 0 | 0 | 0 | 0 | 0 | 0 | 0 | 0 | 0 | 0 | 0 | 0 | 0 | 0 | 0 | 0
F3_Industrial_Primary Metals_New_Space Heating_Natural Gas_Insulation - Wall Cavity_A_Technical Potential | F3 | Industrial | Primary Metals | New | Space Heating | Natural Gas | Insulation - Wall Cavity | A | Original Unit Winter Peak Savings (kW) | Technical Potential | 0 | 0 | 0 | 0 | 0 | 0 | 0 | 0 | 0 | 0 | 0 | 0 | 0 | 0 | 0 | 0 | 0 | 0 | 0 | 0 | 0 | 0 | 0 | 0 | 0 | 0 | 0 | 0 | 0 | 0 | 0
F4_Industrial_Primary Metals_New_Space Heating_Natural Gas_Insulation - Wall Cavity_A_Technical Potential | F4 | Industrial | Primary Metals | New | Space Heating | Natural Gas | Insulation - Wall Cavity | A | Standalone Impact on Baseline Energy (%) | Technical Potential | 0% | 0% | 0% | 0% | 0% | 0% | 0% | 0% | 0% | 0% | 0% | 0% | 0% | 0% | 0% | 0% | 0% | 0% | 0% | 0% | 0% | 0% | 0% | 0% | 0 | 0 | 0 | 0 | 0 | 0 | 0
F5_Industrial_Primary Metals_New_Space Heating_Natural Gas_Insulation - Wall Cavity_A_Technical Potential | F5 | Industrial | Primary Metals | New | Space Heating | Natural Gas | Insulation - Wall Cavity | A | Standalone Impact on Baseline Summer Peak (%) | Technical Potential | 0% | 0% | 0% | 0% | 0% | 0% | 0% | 0% | 0% | 0% | 0% | 0% | 0% | 0% | 0% | 0% | 0% | 0% | 0% | 0% | 0% | 0% | 0% | 0% | 0 | 0 | 0 | 0 | 0 | 0 | 0
F6_Industrial_Primary Metals_New_Space Heating_Natural Gas_Insulation - Wall Cavity_A_Technical Potential | F6 | Industrial | Primary Metals | New | Space Heating | Natural Gas | Insulation - Wall Cavity | A | Standalone Impact on Baseline Winter Peak (%) | Technical Potential | 0% | 0% | 0% | 0% | 0% | 0% | 0% | 0% | 0% | 0% | 0% | 0% | 0% | 0% | 0% | 0% | 0% | 0% | 0% | 0% | 0% | 0% | 0% | 0% | 0 | 0 | 0 | 0 | 0 | 0 | 0
F7_Industrial_Primary Metals_New_Space Heating_Natural Gas_Insulation - Wall Cavity_A_Technical Potential | F7 | Industrial | Primary Metals | New | Space Heating | Natural Gas | Insulation - Wall Cavity | A | Incremental Energy Savings (MWh or mTherms) | Technical Potential | 0 | 0 | 0 | 0 | 0 | 0 | 0 | 0 | 0 | 0 | 0 | 0 | 0 | 0 | 0 | 0 | 0 | 0 | 0 | 0 | 0 | 0 | 0 | 0 | 0 | 0 | 0 | 0 | 0 | 0 | 0
F8_Industrial_Primary Metals_New_Space Heating_Natural Gas_Insulation - Wall Cavity_A_Technical Potential | F8 | Industrial | Primary Metals | New | Space Heating | Natural Gas | Insulation - Wall Cavity | A | Incremental Summer Peak Savings (MW) | Technical Potential | 0 | 0 | 0 | 0 | 0 | 0 | 0 | 0 | 0 | 0 | 0 | 0 | 0 | 0 | 0 | 0 | 0 | 0 | 0 | 0 | 0 | 0 | 0 | 0 | 0 | 0 | 0 | 0 | 0 | 0 | 0
F9_Industrial_Primary Metals_New_Space Heating_Natural Gas_Insulation - Wall Cavity_A_Technical Potential | F9 | Industrial | Primary Metals | New | Space Heating | Natural Gas | Insulation - Wall Cavity | A | Incremental Winter Peak Savings (MW) | Technical Potential | 0 | 0 | 0 | 0 | 0 | 0 | 0 | 0 | 0 | 0 | 0 | 0 | 0 | 0 | 0 | 0 | 0 | 0 | 0 | 0 | 0 | 0 | 0 | 0 | 0 | 0 | 0 | 0 | 0 | 0 | 0
F10_Industrial_Primary Metals_New_Space Heating_Natural Gas_Insulation - Wall Cavity_A_Technical Potential | F10 | Industrial | Primary Metals | New | Space Heating | Natural Gas | Insulation - Wall Cavity | A | Cumulative Energy Savings (MWh or mTherms) | Technical Potential | 0 | 0 | 0 | 0 | 0 | 0 | 0 | 0 | 0 | 0 | 0 | 0 | 0 | 0 | 0 | 0 | 0 | 0 | 0 | 0 | 0 | 0 | 0 | 0 | 0 | 0 | 0 | 0 | 0 | 0 | 0
F11_Industrial_Primary Metals_New_Space Heating_Natural Gas_Insulation - Wall Cavity_A_Technical Potential | F11 | Industrial | Primary Metals | New | Space Heating | Natural Gas | Insulation - Wall Cavity | A | Cumulative Summer Peak Savings (MW) | Technical Potential | 0 | 0 | 0 | 0 | 0 | 0 | 0 | 0 | 0 | 0 | 0 | 0 | 0 | 0 | 0 | 0 | 0 | 0 | 0 | 0 | 0 | 0 | 0 | 0 | 0 | 0 | 0 | 0 | 0 | 0 | 0
F12_Industrial_Primary Metals_New_Space Heating_Natural Gas_Insulation - Wall Cavity_A_Technical Potential | F12 | Industrial | Primary Metals | New | Space Heating | Natural Gas | Insulation - Wall Cavity | A | Cumulative Winter Peak Savings (MW) | Technical Potential | 0 | 0 | 0 | 0 | 0 | 0 | 0 | 0 | 0 | 0 | 0 | 0 | 0 | 0 | 0 | 0 | 0 | 0 | 0 | 0 | 0 | 0 | 0 | 0 | 0 | 0 | 0 | 0 | 0 | 0 | 0
F13_Industrial_Primary Metals_New_Space Heating_Natural Gas_Insulation - Wall Cavity_A_Technical Potential | F13 | Industrial | Primary Metals | New | Space Heating | Natural Gas | Insulation - Wall Cavity | A | Purchases (Incremental) | Technical Potential | 0 | 0 | 0 | 0 | 0 | 0 | 0 | 0 | 0 | 0 | 0 | 0 | 0 | 0 | 0 | 0 | 0 | 0 | 0 | 0 | 0 | 0 | 0 | 0 | 0 | 0 | 0 | 0 | 0 | 0 | 0
F14_Industrial_Primary Metals_New_Space Heating_Natural Gas_Insulation - Wall Cavity_A_Technical Potential | F14 | Industrial | Primary Metals | New | Space Heating | Natural Gas | Insulation - Wall Cavity | A | Purchases (Cumulative) | Technical Potential | 0 | 0 | 0 | 0 | 0 | 0 | 0 | 0 | 0 | 0 | 0 | 0 | 0 | 0 | 0 | 0 | 0 | 0 | 0 | 0 | 0 | 0 | 0 | 0 | 0 | 0 | 0 | 0 | 0 | 0 | 0
F1_Industrial_Primary Metals_New_Space Heating_Natural Gas_Insulation - Ducting_A_Technical Potential | F1 | Industrial | Primary Metals | New | Space Heating | Natural Gas | Insulation - Ducting | A | Original Unit Energy Savings (kWh or therms) | Technical Potential | 0 | 0 | 0 | 0 | 0 | 0 | 0 | 0 | 0 | 0 | 0 | 0 | 0 | 0 | 0 | 0 | 0 | 0 | 0 | 0 | 0 | 0 | 0 | 0 | 0 | 0 | 0 | 0 | 0 | 0 | 0
F2_Industrial_Primary Metals_New_Space Heating_Natural Gas_Insulation - Ducting_A_Technical Potential | F2 | Industrial | Primary Metals | New | Space Heating | Natural Gas | Insulation - Ducting | A | Original Unit Summer Peak Savings (kW) | Technical Potential | 0 | 0 | 0 | 0 | 0 | 0 | 0 | 0 | 0 | 0 | 0 | 0 | 0 | 0 | 0 | 0 | 0 | 0 | 0 | 0 | 0 | 0 | 0 | 0 | 0 | 0 | 0 | 0 | 0 | 0 | 0
F3_Industrial_Primary Metals_New_Space Heating_Natural Gas_Insulation - Ducting_A_Technical Potential | F3 | Industrial | Primary Metals | New | Space Heating | Natural Gas | Insulation - Ducting | A | Original Unit Winter Peak Savings (kW) | Technical Potential | 0 | 0 | 0 | 0 | 0 | 0 | 0 | 0 | 0 | 0 | 0 | 0 | 0 | 0 | 0 | 0 | 0 | 0 | 0 | 0 | 0 | 0 | 0 | 0 | 0 | 0 | 0 | 0 | 0 | 0 | 0
F4_Industrial_Primary Metals_New_Space Heating_Natural Gas_Insulation - Ducting_A_Technical Potential | F4 | Industrial | Primary Metals | New | Space Heating | Natural Gas | Insulation - Ducting | A | Standalone Impact on Baseline Energy (%) | Technical Potential | 0% | 0% | 0% | 0% | 0% | 0% | 0% | 0% | 0% | 0% | 0% | 0% | 0% | 0% | 0% | 0% | 0% | 0% | 0% | 0% | 0% | 0% | 0% | 0% | 0 | 0 | 0 | 0 | 0 | 0 | 0
F5_Industrial_Primary Metals_New_Space Heating_Natural Gas_Insulation - Ducting_A_Technical Potential | F5 | Industrial | Primary Metals | New | Space Heating | Natural Gas | Insulation - Ducting | A | Standalone Impact on Baseline Summer Peak (%) | Technical Potential | 0% | 0% | 0% | 0% | 0% | 0% | 0% | 0% | 0% | 0% | 0% | 0% | 0% | 0% | 0% | 0% | 0% | 0% | 0% | 0% | 0% | 0% | 0% | 0% | 0 | 0 | 0 | 0 | 0 | 0 | 0
F6_Industrial_Primary Metals_New_Space Heating_Natural Gas_Insulation - Ducting_A_Technical Potential | F6 | Industrial | Primary Metals | New | Space Heating | Natural Gas | Insulation - Ducting | A | Standalone Impact on Baseline Winter Peak (%) | Technical Potential | 0% | 0% | 0% | 0% | 0% | 0% | 0% | 0% | 0% | 0% | 0% | 0% | 0% | 0% | 0% | 0% | 0% | 0% | 0% | 0% | 0% | 0% | 0% | 0% | 0 | 0 | 0 | 0 | 0 | 0 | 0
F7_Industrial_Primary Metals_New_Space Heating_Natural Gas_Insulation - Ducting_A_Technical Potential | F7 | Industrial | Primary Metals | New | Space Heating | Natural Gas | Insulation - Ducting | A | Incremental Energy Savings (MWh or mTherms) | Technical Potential | 0 | 0 | 0 | 0 | 0 | 0 | 0 | 0 | 0 | 0 | 0 | 0 | 0 | 0 | 0 | 0 | 0 | 0 | 0 | 0 | 0 | 0 | 0 | 0 | 0 | 0 | 0 | 0 | 0 | 0 | 0
F8_Industrial_Primary Metals_New_Space Heating_Natural Gas_Insulation - Ducting_A_Technical Potential | F8 | Industrial | Primary Metals | New | Space Heating | Natural Gas | Insulation - Ducting | A | Incremental Summer Peak Savings (MW) | Technical Potential | 0 | 0 | 0 | 0 | 0 | 0 | 0 | 0 | 0 | 0 | 0 | 0 | 0 | 0 | 0 | 0 | 0 | 0 | 0 | 0 | 0 | 0 | 0 | 0 | 0 | 0 | 0 | 0 | 0 | 0 | 0
F9_Industrial_Primary Metals_New_Space Heating_Natural Gas_Insulation - Ducting_A_Technical Potential | F9 | Industrial | Primary Metals | New | Space Heating | Natural Gas | Insulation - Ducting | A | Incremental Winter Peak Savings (MW) | Technical Potential | 0 | 0 | 0 | 0 | 0 | 0 | 0 | 0 | 0 | 0 | 0 | 0 | 0 | 0 | 0 | 0 | 0 | 0 | 0 | 0 | 0 | 0 | 0 | 0 | 0 | 0 | 0 | 0 | 0 | 0 | 0
F10_Industrial_Primary Metals_New_Space Heating_Natural Gas_Insulation - Ducting_A_Technical Potential | F10 | Industrial | Primary Metals | New | Space Heating | Natural Gas | Insulation - Ducting | A | Cumulative Energy Savings (MWh or mTherms) | Technical Potential | 0 | 0 | 0 | 0 | 0 | 0 | 0 | 0 | 0 | 0 | 0 | 0 | 0 | 0 | 0 | 0 | 0 | 0 | 0 | 0 | 0 | 0 | 0 | 0 | 0 | 0 | 0 | 0 | 0 | 0 | 0
F11_Industrial_Primary Metals_New_Space Heating_Natural Gas_Insulation - Ducting_A_Technical Potential | F11 | Industrial | Primary Metals | New | Space Heating | Natural Gas | Insulation - Ducting | A | Cumulative Summer Peak Savings (MW) | Technical Potential | 0 | 0 | 0 | 0 | 0 | 0 | 0 | 0 | 0 | 0 | 0 | 0 | 0 | 0 | 0 | 0 | 0 | 0 | 0 | 0 | 0 | 0 | 0 | 0 | 0 | 0 | 0 | 0 | 0 | 0 | 0
F12_Industrial_Primary Metals_New_Space Heating_Natural Gas_Insulation - Ducting_A_Technical Potential | F12 | Industrial | Primary Metals | New | Space Heating | Natural Gas | Insulation - Ducting | A | Cumulative Winter Peak Savings (MW) | Technical Potential | 0 | 0 | 0 | 0 | 0 | 0 | 0 | 0 | 0 | 0 | 0 | 0 | 0 | 0 | 0 | 0 | 0 | 0 | 0 | 0 | 0 | 0 | 0 | 0 | 0 | 0 | 0 | 0 | 0 | 0 | 0
F13_Industrial_Primary Metals_New_Space Heating_Natural Gas_Insulation - Ducting_A_Technical Potential | F13 | Industrial | Primary Metals | New | Space Heating | Natural Gas | Insulation - Ducting | A | Purchases (Incremental) | Technical Potential | 0 | 0 | 0 | 0 | 0 | 0 | 0 | 0 | 0 | 0 | 0 | 0 | 0 | 0 | 0 | 0 | 0 | 0 | 0 | 0 | 0 | 0 | 0 | 0 | 0 | 0 | 0 | 0 | 0 | 0 | 0
F14_Industrial_Primary Metals_New_Space Heating_Natural Gas_Insulation - Ducting_A_Technical Potential | F14 | Industrial | Primary Metals | New | Space Heating | Natural Gas | Insulation - Ducting | A | Purchases (Cumulative) | Technical Potential | 0 | 0 | 0 | 0 | 0 | 0 | 0 | 0 | 0 | 0 | 0 | 0 | 0 | 0 | 0 | 0 | 0 | 0 | 0 | 0 | 0 | 0 | 0 | 0 | 0 | 0 | 0 | 0 | 0 | 0 | 0
F1_Industrial_Primary Metals_New_Space Heating_Natural Gas_HVAC - Duct Repair and Sealing_A_Technical Potential | F1 | Industrial | Primary Metals | New | Space Heating | Natural Gas | HVAC - Duct Repair and Sealing | A | Original Unit Energy Savings (kWh or therms) | Technical Potential | 0 | 0 | 0 | 0 | 0 | 0 | 0 | 0 | 0 | 0 | 0 | 0 | 0 | 0 | 0 | 0 | 0 | 0 | 0 | 0 | 0 | 0 | 0 | 0 | 0 | 0 | 0 | 0 | 0 | 0 | 0
F2_Industrial_Primary Metals_New_Space Heating_Natural Gas_HVAC - Duct Repair and Sealing_A_Technical Potential | F2 | Industrial | Primary Metals | New | Space Heating | Natural Gas | HVAC - Duct Repair and Sealing | A | Original Unit Summer Peak Savings (kW) | Technical Potential | 0 | 0 | 0 | 0 | 0 | 0 | 0 | 0 | 0 | 0 | 0 | 0 | 0 | 0 | 0 | 0 | 0 | 0 | 0 | 0 | 0 | 0 | 0 | 0 | 0 | 0 | 0 | 0 | 0 | 0 | 0
F3_Industrial_Primary Metals_New_Space Heating_Natural Gas_HVAC - Duct Repair and Sealing_A_Technical Potential | F3 | Industrial | Primary Metals | New | Space Heating | Natural Gas | HVAC - Duct Repair and Sealing | A | Original Unit Winter Peak Savings (kW) | Technical Potential | 0 | 0 | 0 | 0 | 0 | 0 | 0 | 0 | 0 | 0 | 0 | 0 | 0 | 0 | 0 | 0 | 0 | 0 | 0 | 0 | 0 | 0 | 0 | 0 | 0 | 0 | 0 | 0 | 0 | 0 | 0
F4_Industrial_Primary Metals_New_Space Heating_Natural Gas_HVAC - Duct Repair and Sealing_A_Technical Potential | F4 | Industrial | Primary Metals | New | Space Heating | Natural Gas | HVAC - Duct Repair and Sealing | A | Standalone Impact on Baseline Energy (%) | Technical Potential | 0% | 0% | 0% | 0% | 0% | 0% | 0% | 0% | 0% | 0% | 0% | 0% | 0% | 0% | 0% | 0% | 0% | 0% | 0% | 0% | 0% | 0% | 0% | 0% | 0 | 0 | 0 | 0 | 0 | 0 | 0
F5_Industrial_Primary Metals_New_Space Heating_Natural Gas_HVAC - Duct Repair and Sealing_A_Technical Potential | F5 | Industrial | Primary Metals | New | Space Heating | Natural Gas | HVAC - Duct Repair and Sealing | A | Standalone Impact on Baseline Summer Peak (%) | Technical Potential | 0% | 0% | 0% | 0% | 0% | 0% | 0% | 0% | 0% | 0% | 0% | 0% | 0% | 0% | 0% | 0% | 0% | 0% | 0% | 0% | 0% | 0% | 0% | 0% | 0 | 0 | 0 | 0 | 0 | 0 | 0
F6_Industrial_Primary Metals_New_Space Heating_Natural Gas_HVAC - Duct Repair and Sealing_A_Technical Potential | F6 | Industrial | Primary Metals | New | Space Heating | Natural Gas | HVAC - Duct Repair and Sealing | A | Standalone Impact on Baseline Winter Peak (%) | Technical Potential | 0% | 0% | 0% | 0% | 0% | 0% | 0% | 0% | 0% | 0% | 0% | 0% | 0% | 0% | 0% | 0% | 0% | 0% | 0% | 0% | 0% | 0% | 0% | 0% | 0 | 0 | 0 | 0 | 0 | 0 | 0
F7_Industrial_Primary Metals_New_Space Heating_Natural Gas_HVAC - Duct Repair and Sealing_A_Technical Potential | F7 | Industrial | Primary Metals | New | Space Heating | Natural Gas | HVAC - Duct Repair and Sealing | A | Incremental Energy Savings (MWh or mTherms) | Technical Potential | 0 | 0 | 0 | 0 | 0 | 0 | 0 | 0 | 0 | 0 | 0 | 0 | 0 | 0 | 0 | 0 | 0 | 0 | 0 | 0 | 0 | 0 | 0 | 0 | 0 | 0 | 0 | 0 | 0 | 0 | 0
F8_Industrial_Primary Metals_New_Space Heating_Natural Gas_HVAC - Duct Repair and Sealing_A_Technical Potential | F8 | Industrial | Primary Metals | New | Space Heating | Natural Gas | HVAC - Duct Repair and Sealing | A | Incremental Summer Peak Savings (MW) | Technical Potential | 0 | 0 | 0 | 0 | 0 | 0 | 0 | 0 | 0 | 0 | 0 | 0 | 0 | 0 | 0 | 0 | 0 | 0 | 0 | 0 | 0 | 0 | 0 | 0 | 0 | 0 | 0 | 0 | 0 | 0 | 0
F9_Industrial_Primary Metals_New_Space Heating_Natural Gas_HVAC - Duct Repair and Sealing_A_Technical Potential | F9 | Industrial | Primary Metals | New | Space Heating | Natural Gas | HVAC - Duct Repair and Sealing | A | Incremental Winter Peak Savings (MW) | Technical Potential | 0 | 0 | 0 | 0 | 0 | 0 | 0 | 0 | 0 | 0 | 0 | 0 | 0 | 0 | 0 | 0 | 0 | 0 | 0 | 0 | 0 | 0 | 0 | 0 | 0 | 0 | 0 | 0 | 0 | 0 | 0
F10_Industrial_Primary Metals_New_Space Heating_Natural Gas_HVAC - Duct Repair and Sealing_A_Technical Potential | F10 | Industrial | Primary Metals | New | Space Heating | Natural Gas | HVAC - Duct Repair and Sealing | A | Cumulative Energy Savings (MWh or mTherms) | Technical Potential | 0 | 0 | 0 | 0 | 0 | 0 | 0 | 0 | 0 | 0 | 0 | 0 | 0 | 0 | 0 | 0 | 0 | 0 | 0 | 0 | 0 | 0 | 0 | 0 | 0 | 0 | 0 | 0 | 0 | 0 | 0
F11_Industrial_Primary Metals_New_Space Heating_Natural Gas_HVAC - Duct Repair and Sealing_A_Technical Potential | F11 | Industrial | Primary Metals | New | Space Heating | Natural Gas | HVAC - Duct Repair and Sealing | A | Cumulative Summer Peak Savings (MW) | Technical Potential | 0 | 0 | 0 | 0 | 0 | 0 | 0 | 0 | 0 | 0 | 0 | 0 | 0 | 0 | 0 | 0 | 0 | 0 | 0 | 0 | 0 | 0 | 0 | 0 | 0 | 0 | 0 | 0 | 0 | 0 | 0
F12_Industrial_Primary Metals_New_Space Heating_Natural Gas_HVAC - Duct Repair and Sealing_A_Technical Potential | F12 | Industrial | Primary Metals | New | Space Heating | Natural Gas | HVAC - Duct Repair and Sealing | A | Cumulative Winter Peak Savings (MW) | Technical Potential | 0 | 0 | 0 | 0 | 0 | 0 | 0 | 0 | 0 | 0 | 0 | 0 | 0 | 0 | 0 | 0 | 0 | 0 | 0 | 0 | 0 | 0 | 0 | 0 | 0 | 0 | 0 | 0 | 0 | 0 | 0
F13_Industrial_Primary Metals_New_Space Heating_Natural Gas_HVAC - Duct Repair and Sealing_A_Technical Potential | F13 | Industrial | Primary Metals | New | Space Heating | Natural Gas | HVAC - Duct Repair and Sealing | A | Purchases (Incremental) | Technical Potential | 0 | 0 | 0 | 0 | 0 | 0 | 0 | 0 | 0 | 0 | 0 | 0 | 0 | 0 | 0 | 0 | 0 | 0 | 0 | 0 | 0 | 0 | 0 | 0 | 0 | 0 | 0 | 0 | 0 | 0 | 0
F14_Industrial_Primary Metals_New_Space Heating_Natural Gas_HVAC - Duct Repair and Sealing_A_Technical Potential | F14 | Industrial | Primary Metals | New | Space Heating | Natural Gas | HVAC - Duct Repair and Sealing | A | Purchases (Cumulative) | Technical Potential | 0 | 0 | 0 | 0 | 0 | 0 | 0 | 0 | 0 | 0 | 0 | 0 | 0 | 0 | 0 | 0 | 0 | 0 | 0 | 0 | 0 | 0 | 0 | 0 | 0 | 0 | 0 | 0 | 0 | 0 | 0
F1_Industrial_Primary Metals_New_Space Heating_Natural Gas_Windows - High Efficiency_A_Technical Potential | F1 | Industrial | Primary Metals | New | Space Heating | Natural Gas | Windows - High Efficiency | A | Original Unit Energy Savings (kWh or therms) | Technical Potential | 0 | 0 | 0 | 0 | 0 | 0.0053664 | 0.005297 | 0.0052464 | 0.0052081 | 0.0051778 | 0.0051533 | 0.0051246 | 0.0050945 | 0.0050648 | 0.0050361 | 0.0050136 | 0.0049958 | 0.0049817 | 0.0049593 | 0.0049429 | 0.004931 | 0.0049217 | 0.0049217 | 0.0049217 | 0.0049217 | 0.0049217 | 0.0049217 | 0.0049217 | 0 | 0 | 0
F2_Industrial_Primary Metals_New_Space Heating_Natural Gas_Windows - High Efficiency_A_Technical Potential | F2 | Industrial | Primary Metals | New | Space Heating | Natural Gas | Windows - High Efficiency | A | Original Unit Summer Peak Savings (kW) | Technical Potential | 0 | 0 | 0 | 0 | 0 | 0 | 0 | 0 | 0 | 0 | 0 | 0 | 0 | 0 | 0 | 0 | 0 | 0 | 0 | 0 | 0 | 0 | 0 | 0 | 0 | 0 | 0 | 0 | 0 | 0 | 0
F3_Industrial_Primary Metals_New_Space Heating_Natural Gas_Windows - High Efficiency_A_Technical Potential | F3 | Industrial | Primary Metals | New | Space Heating | Natural Gas | Windows - High Efficiency | A | Original Unit Winter Peak Savings (kW) | Technical Potential | 0 | 0 | 0 | 0 | 0 | 0 | 0 | 0 | 0 | 0 | 0 | 0 | 0 | 0 | 0 | 0 | 0 | 0 | 0 | 0 | 0 | 0 | 0 | 0 | 0 | 0 | 0 | 0 | 0 | 0 | 0
F4_Industrial_Primary Metals_New_Space Heating_Natural Gas_Windows - High Efficiency_A_Technical Potential | F4 | Industrial | Primary Metals | New | Space Heating | Natural Gas | Windows - High Efficiency | A | Standalone Impact on Baseline Energy (%) | Technical Potential | 0% | 0% | 0% | 0% | 0% | 0% | 0% | 0% | 0% | 0% | 0% | 0% | 0% | 0% | 0% | 0% | 0% | 0% | 0% | 0% | 0% | 0% | 0% | 0% | 0 | 0 | 0 | 0 | 0 | 0 | 0
F5_Industrial_Primary Metals_New_Space Heating_Natural Gas_Windows - High Efficiency_A_Technical Potential | F5 | Industrial | Primary Metals | New | Space Heating | Natural Gas | Windows - High Efficiency | A | Standalone Impact on Baseline Summer Peak (%) | Technical Potential | 0% | 0% | 0% | 0% | 0% | 0% | 0% | 0% | 0% | 0% | 0% | 0% | 0% | 0% | 0% | 0% | 0% | 0% | 0% | 0% | 0% | 0% | 0% | 0% | 0 | 0 | 0 | 0 | 0 | 0 | 0
F6_Industrial_Primary Metals_New_Space Heating_Natural Gas_Windows - High Efficiency_A_Technical Potential | F6 | Industrial | Primary Metals | New | Space Heating | Natural Gas | Windows - High Efficiency | A | Standalone Impact on Baseline Winter Peak (%) | Technical Potential | 0% | 0% | 0% | 0% | 0% | 0% | 0% | 0% | 0% | 0% | 0% | 0% | 0% | 0% | 0% | 0% | 0% | 0% | 0% | 0% | 0% | 0% | 0% | 0% | 0 | 0 | 0 | 0 | 0 | 0 | 0
F7_Industrial_Primary Metals_New_Space Heating_Natural Gas_Windows - High Efficiency_A_Technical Potential | F7 | Industrial | Primary Metals | New | Space Heating | Natural Gas | Windows - High Efficiency | A | Incremental Energy Savings (MWh or mTherms) | Technical Potential | 0 | 0 | 0 | 0 | 0 | 0 | 0 | 0 | 0 | 0 | 0 | 0 | 0 | 0 | 0 | 0 | 0 | 0 | 0 | 0 | 0 | 0 | 0 | 0 | 0 | 0 | 0 | 0 | 0 | 0 | 0
F8_Industrial_Primary Metals_New_Space Heating_Natural Gas_Windows - High Efficiency_A_Technical Potential | F8 | Industrial | Primary Metals | New | Space Heating | Natural Gas | Windows - High Efficiency | A | Incremental Summer Peak Savings (MW) | Technical Potential | 0 | 0 | 0 | 0 | 0 | 0 | 0 | 0 | 0 | 0 | 0 | 0 | 0 | 0 | 0 | 0 | 0 | 0 | 0 | 0 | 0 | 0 | 0 | 0 | 0 | 0 | 0 | 0 | 0 | 0 | 0
F9_Industrial_Primary Metals_New_Space Heating_Natural Gas_Windows - High Efficiency_A_Technical Potential | F9 | Industrial | Primary Metals | New | Space Heating | Natural Gas | Windows - High Efficiency | A | Incremental Winter Peak Savings (MW) | Technical Potential | 0 | 0 | 0 | 0 | 0 | 0 | 0 | 0 | 0 | 0 | 0 | 0 | 0 | 0 | 0 | 0 | 0 | 0 | 0 | 0 | 0 | 0 | 0 | 0 | 0 | 0 | 0 | 0 | 0 | 0 | 0
F10_Industrial_Primary Metals_New_Space Heating_Natural Gas_Windows - High Efficiency_A_Technical Potential | F10 | Industrial | Primary Metals | New | Space Heating | Natural Gas | Windows - High Efficiency | A | Cumulative Energy Savings (MWh or mTherms) | Technical Potential | 0 | 0 | 0 | 0 | 0 | 0 | 0 | 0 | 0 | 0 | 0 | 0 | 0 | 0 | 0 | 0 | 0 | 0 | 0 | 0 | 0 | 0 | 0 | 0 | 0 | 0 | 0 | 0 | 0 | 0 | 0
F11_Industrial_Primary Metals_New_Space Heating_Natural Gas_Windows - High Efficiency_A_Technical Potential | F11 | Industrial | Primary Metals | New | Space Heating | Natural Gas | Windows - High Efficiency | A | Cumulative Summer Peak Savings (MW) | Technical Potential | 0 | 0 | 0 | 0 | 0 | 0 | 0 | 0 | 0 | 0 | 0 | 0 | 0 | 0 | 0 | 0 | 0 | 0 | 0 | 0 | 0 | 0 | 0 | 0 | 0 | 0 | 0 | 0 | 0 | 0 | 0
F12_Industrial_Primary Metals_New_Space Heating_Natural Gas_Windows - High Efficiency_A_Technical Potential | F12 | Industrial | Primary Metals | New | Space Heating | Natural Gas | Windows - High Efficiency | A | Cumulative Winter Peak Savings (MW) | Technical Potential | 0 | 0 | 0 | 0 | 0 | 0 | 0 | 0 | 0 | 0 | 0 | 0 | 0 | 0 | 0 | 0 | 0 | 0 | 0 | 0 | 0 | 0 | 0 | 0 | 0 | 0 | 0 | 0 | 0 | 0 | 0
F13_Industrial_Primary Metals_New_Space Heating_Natural Gas_Windows - High Efficiency_A_Technical Potential | F13 | Industrial | Primary Metals | New | Space Heating | Natural Gas | Windows - High Efficiency | A | Purchases (Incremental) | Technical Potential | 0 | 0 | 0 | 0 | 0 | 0 | 0 | 0 | 0 | 0 | 0 | 0 | 0 | 0 | 0 | 0 | 0 | 0 | 0 | 0 | 0 | 0 | 0 | 0 | 0 | 0 | 0 | 0 | 0 | 0 | 0
F14_Industrial_Primary Metals_New_Space Heating_Natural Gas_Windows - High Efficiency_A_Technical Potential | F14 | Industrial | Primary Metals | New | Space Heating | Natural Gas | Windows - High Efficiency | A | Purchases (Cumulative) | Technical Potential | 0 | 0 | 0 | 0 | 0 | 0 | 0 | 0 | 0 | 0 | 0 | 0 | 0 | 0 | 0 | 0 | 0 | 0 | 0 | 0 | 0 | 0 | 0 | 0 | 0 | 0 | 0 | 0 | 0 | 0 | 0
F1_Industrial_Primary Metals_New_Space Heating_Natural Gas_Gas Boiler - Maintenance_A_Technical Potential | F1 | Industrial | Primary Metals | New | Space Heating | Natural Gas | Gas Boiler - Maintenance | A | Original Unit Energy Savings (kWh or therms) | Technical Potential | 0 | 0 | 0 | 0 | 0 | 0 | 0 | 0 | 0 | 0 | 0 | 0 | 0 | 0 | 0 | 0 | 0 | 0 | 0 | 0 | 0 | 0 | 0 | 0 | 0 | 0 | 0 | 0 | 0 | 0 | 0
F2_Industrial_Primary Metals_New_Space Heating_Natural Gas_Gas Boiler - Maintenance_A_Technical Potential | F2 | Industrial | Primary Metals | New | Space Heating | Natural Gas | Gas Boiler - Maintenance | A | Original Unit Summer Peak Savings (kW) | Technical Potential | 0 | 0 | 0 | 0 | 0 | 0 | 0 | 0 | 0 | 0 | 0 | 0 | 0 | 0 | 0 | 0 | 0 | 0 | 0 | 0 | 0 | 0 | 0 | 0 | 0 | 0 | 0 | 0 | 0 | 0 | 0
F3_Industrial_Primary Metals_New_Space Heating_Natural Gas_Gas Boiler - Maintenance_A_Technical Potential | F3 | Industrial | Primary Metals | New | Space Heating | Natural Gas | Gas Boiler - Maintenance | A | Original Unit Winter Peak Savings (kW) | Technical Potential | 0 | 0 | 0 | 0 | 0 | 0 | 0 | 0 | 0 | 0 | 0 | 0 | 0 | 0 | 0 | 0 | 0 | 0 | 0 | 0 | 0 | 0 | 0 | 0 | 0 | 0 | 0 | 0 | 0 | 0 | 0
F4_Industrial_Primary Metals_New_Space Heating_Natural Gas_Gas Boiler - Maintenance_A_Technical Potential | F4 | Industrial | Primary Metals | New | Space Heating | Natural Gas | Gas Boiler - Maintenance | A | Standalone Impact on Baseline Energy (%) | Technical Potential | 0% | 0% | 0% | 0% | 0% | 0% | 0% | 0% | 0% | 0% | 0% | 0% | 0% | 0% | 0% | 0% | 0% | 0% | 0% | 0% | 0% | 0% | 0% | 0% | 0 | 0 | 0 | 0 | 0 | 0 | 0
F5_Industrial_Primary Metals_New_Space Heating_Natural Gas_Gas Boiler - Maintenance_A_Technical Potential | F5 | Industrial | Primary Metals | New | Space Heating | Natural Gas | Gas Boiler - Maintenance | A | Standalone Impact on Baseline Summer Peak (%) | Technical Potential | 0% | 0% | 0% | 0% | 0% | 0% | 0% | 0% | 0% | 0% | 0% | 0% | 0% | 0% | 0% | 0% | 0% | 0% | 0% | 0% | 0% | 0% | 0% | 0% | 0 | 0 | 0 | 0 | 0 | 0 | 0
F6_Industrial_Primary Metals_New_Space Heating_Natural Gas_Gas Boiler - Maintenance_A_Technical Potential | F6 | Industrial | Primary Metals | New | Space Heating | Natural Gas | Gas Boiler - Maintenance | A | Standalone Impact on Baseline Winter Peak (%) | Technical Potential | 0% | 0% | 0% | 0% | 0% | 0% | 0% | 0% | 0% | 0% | 0% | 0% | 0% | 0% | 0% | 0% | 0% | 0% | 0% | 0% | 0% | 0% | 0% | 0% | 0 | 0 | 0 | 0 | 0 | 0 | 0
F7_Industrial_Primary Metals_New_Space Heating_Natural Gas_Gas Boiler - Maintenance_A_Technical Potential | F7 | Industrial | Primary Metals | New | Space Heating | Natural Gas | Gas Boiler - Maintenance | A | Incremental Energy Savings (MWh or mTherms) | Technical Potential | 0 | 0 | 0 | 0 | 0 | 0 | 0 | 0 | 0 | 0 | 0 | 0 | 0 | 0 | 0 | 0 | 0 | 0 | 0 | 0 | 0 | 0 | 0 | 0 | 0 | 0 | 0 | 0 | 0 | 0 | 0
F8_Industrial_Primary Metals_New_Space Heating_Natural Gas_Gas Boiler - Maintenance_A_Technical Potential | F8 | Industrial | Primary Metals | New | Space Heating | Natural Gas | Gas Boiler - Maintenance | A | Incremental Summer Peak Savings (MW) | Technical Potential | 0 | 0 | 0 | 0 | 0 | 0 | 0 | 0 | 0 | 0 | 0 | 0 | 0 | 0 | 0 | 0 | 0 | 0 | 0 | 0 | 0 | 0 | 0 | 0 | 0 | 0 | 0 | 0 | 0 | 0 | 0
F9_Industrial_Primary Metals_New_Space Heating_Natural Gas_Gas Boiler - Maintenance_A_Technical Potential | F9 | Industrial | Primary Metals | New | Space Heating | Natural Gas | Gas Boiler - Maintenance | A | Incremental Winter Peak Savings (MW) | Technical Potential | 0 | 0 | 0 | 0 | 0 | 0 | 0 | 0 | 0 | 0 | 0 | 0 | 0 | 0 | 0 | 0 | 0 | 0 | 0 | 0 | 0 | 0 | 0 | 0 | 0 | 0 | 0 | 0 | 0 | 0 | 0
F10_Industrial_Primary Metals_New_Space Heating_Natural Gas_Gas Boiler - Maintenance_A_Technical Potential | F10 | Industrial | Primary Metals | New | Space Heating | Natural Gas | Gas Boiler - Maintenance | A | Cumulative Energy Savings (MWh or mTherms) | Technical Potential | 0 | 0 | 0 | 0 | 0 | 0 | 0 | 0 | 0 | 0 | 0 | 0 | 0 | 0 | 0 | 0 | 0 | 0 | 0 | 0 | 0 | 0 | 0 | 0 | 0 | 0 | 0 | 0 | 0 | 0 | 0
F11_Industrial_Primary Metals_New_Space Heating_Natural Gas_Gas Boiler - Maintenance_A_Technical Potential | F11 | Industrial | Primary Metals | New | Space Heating | Natural Gas | Gas Boiler - Maintenance | A | Cumulative Summer Peak Savings (MW) | Technical Potential | 0 | 0 | 0 | 0 | 0 | 0 | 0 | 0 | 0 | 0 | 0 | 0 | 0 | 0 | 0 | 0 | 0 | 0 | 0 | 0 | 0 | 0 | 0 | 0 | 0 | 0 | 0 | 0 | 0 | 0 | 0
F12_Industrial_Primary Metals_New_Space Heating_Natural Gas_Gas Boiler - Maintenance_A_Technical Potential | F12 | Industrial | Primary Metals | New | Space Heating | Natural Gas | Gas Boiler - Maintenance | A | Cumulative Winter Peak Savings (MW) | Technical Potential | 0 | 0 | 0 | 0 | 0 | 0 | 0 | 0 | 0 | 0 | 0 | 0 | 0 | 0 | 0 | 0 | 0 | 0 | 0 | 0 | 0 | 0 | 0 | 0 | 0 | 0 | 0 | 0 | 0 | 0 | 0
F13_Industrial_Primary Metals_New_Space Heating_Natural Gas_Gas Boiler - Maintenance_A_Technical Potential | F13 | Industrial | Primary Metals | New | Space Heating | Natural Gas | Gas Boiler - Maintenance | A | Purchases (Incremental) | Technical Potential | 0 | 0 | 0 | 0 | 0 | 0 | 0 | 0 | 0 | 0 | 0 | 0 | 0 | 0 | 0 | 0 | 0 | 0 | 0 | 0 | 0 | 0 | 0 | 0 | 0 | 0 | 0 | 0 | 0 | 0 | 0
F14_Industrial_Primary Metals_New_Space Heating_Natural Gas_Gas Boiler - Maintenance_A_Technical Potential | F14 | Industrial | Primary Metals | New | Space Heating | Natural Gas | Gas Boiler - Maintenance | A | Purchases (Cumulative) | Technical Potential | 0 | 0 | 0 | 0 | 0 | 0 | 0 | 0 | 0 | 0 | 0 | 0 | 0 | 0 | 0 | 0 | 0 | 0 | 0 | 0 | 0 | 0 | 0 | 0 | 0 | 0 | 0 | 0 | 0 | 0 | 0
F1_Industrial_Primary Metals_New_Process_Natural Gas_Gas Boiler - Maintenance_A_Technical Potential | F1 | Industrial | Primary Metals | New | Process | Natural Gas | Gas Boiler - Maintenance | A | Original Unit Energy Savings (kWh or therms) | Technical Potential | 0 | 0 | 0 | 0 | 0 | 28.0317 | 28.0317 | 28.0317 | 28.0317 | 28.0317 | 28.0317 | 28.0317 | 28.0317 | 28.0317 | 28.0317 | 28.0317 | 28.0317 | 28.0317 | 28.0317 | 28.0317 | 28.0317 | 28.0317 | 28.0317 | 28.0317 | 28.0317 | 28.0317 | 28.0317 | 28.0317 | 28.0317 | 28.0317 | 28.0317
F2_Industrial_Primary Metals_New_Process_Natural Gas_Gas Boiler - Maintenance_A_Technical Potential | F2 | Industrial | Primary Metals | New | Process | Natural Gas | Gas Boiler - Maintenance | A | Original Unit Summer Peak Savings (kW) | Technical Potential | 0 | 0 | 0 | 0 | 0 | 0 | 0 | 0 | 0 | 0 | 0 | 0 | 0 | 0 | 0 | 0 | 0 | 0 | 0 | 0 | 0 | 0 | 0 | 0 | 0 | 0 | 0 | 0 | 0 | 0 | 0
F3_Industrial_Primary Metals_New_Process_Natural Gas_Gas Boiler - Maintenance_A_Technical Potential | F3 | Industrial | Primary Metals | New | Process | Natural Gas | Gas Boiler - Maintenance | A | Original Unit Winter Peak Savings (kW) | Technical Potential | 0 | 0 | 0 | 0 | 0 | 0 | 0 | 0 | 0 | 0 | 0 | 0 | 0 | 0 | 0 | 0 | 0 | 0 | 0 | 0 | 0 | 0 | 0 | 0 | 0 | 0 | 0 | 0 | 0 | 0 | 0
F4_Industrial_Primary Metals_New_Process_Natural Gas_Gas Boiler - Maintenance_A_Technical Potential | F4 | Industrial | Primary Metals | New | Process | Natural Gas | Gas Boiler - Maintenance | A | Standalone Impact on Baseline Energy (%) | Technical Potential | 0% | 0% | 0% | 0% | 0% | 0.003307% | 0.005109% | 0.006025% | 0.005313% | 0.004751% | 0.004296% | 0.003925% | 0.003614% | 0.003349% | 0.003124% | 0.002926% | 0.002753% | 0.0026% | 0.002464% | 0.002342% | 0.002231% | 0.002131% | 0.00204% | 0.001956% | 1.8798e-05 | 1.8092e-05 | 1.7439e-05 | 1.6833e-05 | 0 | 0 | 0
F5_Industrial_Primary Metals_New_Process_Natural Gas_Gas Boiler - Maintenance_A_Technical Potential | F5 | Industrial | Primary Metals | New | Process | Natural Gas | Gas Boiler - Maintenance | A | Standalone Impact on Baseline Summer Peak (%) | Technical Potential | 0% | 0% | 0% | 0% | 0% | 0% | 0% | 0% | 0% | 0% | 0% | 0% | 0% | 0% | 0% | 0% | 0% | 0% | 0% | 0% | 0% | 0% | 0% | 0% | 0 | 0 | 0 | 0 | 0 | 0 | 0
F6_Industrial_Primary Metals_New_Process_Natural Gas_Gas Boiler - Maintenance_A_Technical Potential | F6 | Industrial | Primary Metals | New | Process | Natural Gas | Gas Boiler - Maintenance | A | Standalone Impact on Baseline Winter Peak (%) | Technical Potential | 0% | 0% | 0% | 0% | 0% | 0% | 0% | 0% | 0% | 0% | 0% | 0% | 0% | 0% | 0% | 0% | 0% | 0% | 0% | 0% | 0% | 0% | 0% | 0% | 0 | 0 | 0 | 0 | 0 | 0 | 0
F7_Industrial_Primary Metals_New_Process_Natural Gas_Gas Boiler - Maintenance_A_Technical Potential | F7 | Industrial | Primary Metals | New | Process | Natural Gas | Gas Boiler - Maintenance | A | Incremental Energy Savings (MWh or mTherms) | Technical Potential | 0 | 0 | 0 | 0 | 0 | 0.0072947 | 0.0060576 | 0.0048469 | 0.0072947 | 0.0060576 | 0.0048469 | 0.0072947 | 0.0060576 | 0.0048469 | 0.0072947 | 0.0060576 | 0.0048469 | 0.0072947 | 0.0060576 | 0.0048469 | 0.0072947 | 0.0060576 | 0.0048469 | 0.0072947 | 0.0060576 | 0.0048469 | 0.0072947 | 0.0060576 | 0.0048469 | 0.0072947 | 0.0060576
F8_Industrial_Primary Metals_New_Process_Natural Gas_Gas Boiler - Maintenance_A_Technical Potential | F8 | Industrial | Primary Metals | New | Process | Natural Gas | Gas Boiler - Maintenance | A | Incremental Summer Peak Savings (MW) | Technical Potential | 0 | 0 | 0 | 0 | 0 | 0 | 0 | 0 | 0 | 0 | 0 | 0 | 0 | 0 | 0 | 0 | 0 | 0 | 0 | 0 | 0 | 0 | 0 | 0 | 0 | 0 | 0 | 0 | 0 | 0 | 0
F9_Industrial_Primary Metals_New_Process_Natural Gas_Gas Boiler - Maintenance_A_Technical Potential | F9 | Industrial | Primary Metals | New | Process | Natural Gas | Gas Boiler - Maintenance | A | Incremental Winter Peak Savings (MW) | Technical Potential | 0 | 0 | 0 | 0 | 0 | 0 | 0 | 0 | 0 | 0 | 0 | 0 | 0 | 0 | 0 | 0 | 0 | 0 | 0 | 0 | 0 | 0 | 0 | 0 | 0 | 0 | 0 | 0 | 0 | 0 | 0
F10_Industrial_Primary Metals_New_Process_Natural Gas_Gas Boiler - Maintenance_A_Technical Potential | F10 | Industrial | Primary Metals | New | Process | Natural Gas | Gas Boiler - Maintenance | A | Cumulative Energy Savings (MWh or mTherms) | Technical Potential | 0 | 0 | 0 | 0 | 0 | 0.0072947 | 0.013352 | 0.018199 | 0.018199 | 0.018199 | 0.018199 | 0.018199 | 0.018199 | 0.018199 | 0.018199 | 0.018199 | 0.018199 | 0.018199 | 0.018199 | 0.018199 | 0.018199 | 0.018199 | 0.018199 | 0.018199 | 0.018199 | 0.018199 | 0.018199 | 0.018199 | 0.018199 | 0.018199 | 0.018199
F11_Industrial_Primary Metals_New_Process_Natural Gas_Gas Boiler - Maintenance_A_Technical Potential | F11 | Industrial | Primary Metals | New | Process | Natural Gas | Gas Boiler - Maintenance | A | Cumulative Summer Peak Savings (MW) | Technical Potential | 0 | 0 | 0 | 0 | 0 | 0 | 0 | 0 | 0 | 0 | 0 | 0 | 0 | 0 | 0 | 0 | 0 | 0 | 0 | 0 | 0 | 0 | 0 | 0 | 0 | 0 | 0 | 0 | 0 | 0 | 0
F12_Industrial_Primary Metals_New_Process_Natural Gas_Gas Boiler - Maintenance_A_Technical Potential | F12 | Industrial | Primary Metals | New | Process | Natural Gas | Gas Boiler - Maintenance | A | Cumulative Winter Peak Savings (MW) | Technical Potential | 0 | 0 | 0 | 0 | 0 | 0 | 0 | 0 | 0 | 0 | 0 | 0 | 0 | 0 | 0 | 0 | 0 | 0 | 0 | 0 | 0 | 0 | 0 | 0 | 0 | 0 | 0 | 0 | 0 | 0 | 0
F13_Industrial_Primary Metals_New_Process_Natural Gas_Gas Boiler - Maintenance_A_Technical Potential | F13 | Industrial | Primary Metals | New | Process | Natural Gas | Gas Boiler - Maintenance | A | Purchases (Incremental) | Technical Potential | 0 | 0 | 0 | 0 | 0 | 0.26023 | 0.2161 | 0.17291 | 0.26023 | 0.2161 | 0.17291 | 0.26023 | 0.2161 | 0.17291 | 0.26023 | 0.2161 | 0.17291 | 0.26023 | 0.2161 | 0.17291 | 0.26023 | 0.2161 | 0.17291 | 0.26023 | 0.2161 | 0.17291 | 0.26023 | 0.2161 | 0.17291 | 0.26023 | 0.2161
F14_Industrial_Primary Metals_New_Process_Natural Gas_Gas Boiler - Maintenance_A_Technical Potential | F14 | Industrial | Primary Metals | New | Process | Natural Gas | Gas Boiler - Maintenance | A | Purchases (Cumulative) | Technical Potential | 0 | 0 | 0 | 0 | 0 | 0.26023 | 0.47633 | 0.64924 | 0.64924 | 0.64924 | 0.64924 | 0.64924 | 0.64924 | 0.64924 | 0.64924 | 0.64924 | 0.64924 | 0.64924 | 0.64924 | 0.64924 | 0.64924 | 0.64924 | 0.64924 | 0.64924 | 0.64924 | 0.64924 | 0.64924 | 0.64924 | 0.64924 | 0.64924 | 0.64924
F1_Industrial_Primary Metals_New_Space Heating_Natural Gas_Gas Furnace - Maintenance_A_Technical Potential | F1 | Industrial | Primary Metals | New | Space Heating | Natural Gas | Gas Furnace - Maintenance | A | Original Unit Energy Savings (kWh or therms) | Technical Potential | 0 | 0 | 0 | 0 | 0 | 0 | 0 | 0 | 0 | 0 | 0 | 0 | 0 | 0 | 0 | 0 | 0 | 0 | 0 | 0 | 0 | 0 | 0 | 0 | 0 | 0 | 0 | 0 | 0 | 0 | 0
F2_Industrial_Primary Metals_New_Space Heating_Natural Gas_Gas Furnace - Maintenance_A_Technical Potential | F2 | Industrial | Primary Metals | New | Space Heating | Natural Gas | Gas Furnace - Maintenance | A | Original Unit Summer Peak Savings (kW) | Technical Potential | 0 | 0 | 0 | 0 | 0 | 0 | 0 | 0 | 0 | 0 | 0 | 0 | 0 | 0 | 0 | 0 | 0 | 0 | 0 | 0 | 0 | 0 | 0 | 0 | 0 | 0 | 0 | 0 | 0 | 0 | 0
F3_Industrial_Primary Metals_New_Space Heating_Natural Gas_Gas Furnace - Maintenance_A_Technical Potential | F3 | Industrial | Primary Metals | New | Space Heating | Natural Gas | Gas Furnace - Maintenance | A | Original Unit Winter Peak Savings (kW) | Technical Potential | 0 | 0 | 0 | 0 | 0 | 0 | 0 | 0 | 0 | 0 | 0 | 0 | 0 | 0 | 0 | 0 | 0 | 0 | 0 | 0 | 0 | 0 | 0 | 0 | 0 | 0 | 0 | 0 | 0 | 0 | 0
F4_Industrial_Primary Metals_New_Space Heating_Natural Gas_Gas Furnace - Maintenance_A_Technical Potential | F4 | Industrial | Primary Metals | New | Space Heating | Natural Gas | Gas Furnace - Maintenance | A | Standalone Impact on Baseline Energy (%) | Technical Potential | 0% | 0% | 0% | 0% | 0% | 0% | 0% | 0% | 0% | 0% | 0% | 0% | 0% | 0% | 0% | 0% | 0% | 0% | 0% | 0% | 0% | 0% | 0% | 0% | 0 | 0 | 0 | 0 | 0 | 0 | 0
F5_Industrial_Primary Metals_New_Space Heating_Natural Gas_Gas Furnace - Maintenance_A_Technical Potential | F5 | Industrial | Primary Metals | New | Space Heating | Natural Gas | Gas Furnace - Maintenance | A | Standalone Impact on Baseline Summer Peak (%) | Technical Potential | 0% | 0% | 0% | 0% | 0% | 0% | 0% | 0% | 0% | 0% | 0% | 0% | 0% | 0% | 0% | 0% | 0% | 0% | 0% | 0% | 0% | 0% | 0% | 0% | 0 | 0 | 0 | 0 | 0 | 0 | 0
F6_Industrial_Primary Metals_New_Space Heating_Natural Gas_Gas Furnace - Maintenance_A_Technical Potential | F6 | Industrial | Primary Metals | New | Space Heating | Natural Gas | Gas Furnace - Maintenance | A | Standalone Impact on Baseline Winter Peak (%) | Technical Potential | 0% | 0% | 0% | 0% | 0% | 0% | 0% | 0% | 0% | 0% | 0% | 0% | 0% | 0% | 0% | 0% | 0% | 0% | 0% | 0% | 0% | 0% | 0% | 0% | 0 | 0 | 0 | 0 | 0 | 0 | 0
F7_Industrial_Primary Metals_New_Space Heating_Natural Gas_Gas Furnace - Maintenance_A_Technical Potential | F7 | Industrial | Primary Metals | New | Space Heating | Natural Gas | Gas Furnace - Maintenance | A | Incremental Energy Savings (MWh or mTherms) | Technical Potential | 0 | 0 | 0 | 0 | 0 | 0 | 0 | 0 | 0 | 0 | 0 | 0 | 0 | 0 | 0 | 0 | 0 | 0 | 0 | 0 | 0 | 0 | 0 | 0 | 0 | 0 | 0 | 0 | 0 | 0 | 0
F8_Industrial_Primary Metals_New_Space Heating_Natural Gas_Gas Furnace - Maintenance_A_Technical Potential | F8 | Industrial | Primary Metals | New | Space Heating | Natural Gas | Gas Furnace - Maintenance | A | Incremental Summer Peak Savings (MW) | Technical Potential | 0 | 0 | 0 | 0 | 0 | 0 | 0 | 0 | 0 | 0 | 0 | 0 | 0 | 0 | 0 | 0 | 0 | 0 | 0 | 0 | 0 | 0 | 0 | 0 | 0 | 0 | 0 | 0 | 0 | 0 | 0
F9_Industrial_Primary Metals_New_Space Heating_Natural Gas_Gas Furnace - Maintenance_A_Technical Potential | F9 | Industrial | Primary Metals | New | Space Heating | Natural Gas | Gas Furnace - Maintenance | A | Incremental Winter Peak Savings (MW) | Technical Potential | 0 | 0 | 0 | 0 | 0 | 0 | 0 | 0 | 0 | 0 | 0 | 0 | 0 | 0 | 0 | 0 | 0 | 0 | 0 | 0 | 0 | 0 | 0 | 0 | 0 | 0 | 0 | 0 | 0 | 0 | 0
F10_Industrial_Primary Metals_New_Space Heating_Natural Gas_Gas Furnace - Maintenance_A_Technical Potential | F10 | Industrial | Primary Metals | New | Space Heating | Natural Gas | Gas Furnace - Maintenance | A | Cumulative Energy Savings (MWh or mTherms) | Technical Potential | 0 | 0 | 0 | 0 | 0 | 0 | 0 | 0 | 0 | 0 | 0 | 0 | 0 | 0 | 0 | 0 | 0 | 0 | 0 | 0 | 0 | 0 | 0 | 0 | 0 | 0 | 0 | 0 | 0 | 0 | 0
F11_Industrial_Primary Metals_New_Space Heating_Natural Gas_Gas Furnace - Maintenance_A_Technical Potential | F11 | Industrial | Primary Metals | New | Space Heating | Natural Gas | Gas Furnace - Maintenance | A | Cumulative Summer Peak Savings (MW) | Technical Potential | 0 | 0 | 0 | 0 | 0 | 0 | 0 | 0 | 0 | 0 | 0 | 0 | 0 | 0 | 0 | 0 | 0 | 0 | 0 | 0 | 0 | 0 | 0 | 0 | 0 | 0 | 0 | 0 | 0 | 0 | 0
F12_Industrial_Primary Metals_New_Space Heating_Natural Gas_Gas Furnace - Maintenance_A_Technical Potential | F12 | Industrial | Primary Metals | New | Space Heating | Natural Gas | Gas Furnace - Maintenance | A | Cumulative Winter Peak Savings (MW) | Technical Potential | 0 | 0 | 0 | 0 | 0 | 0 | 0 | 0 | 0 | 0 | 0 | 0 | 0 | 0 | 0 | 0 | 0 | 0 | 0 | 0 | 0 | 0 | 0 | 0 | 0 | 0 | 0 | 0 | 0 | 0 | 0
F13_Industrial_Primary Metals_New_Space Heating_Natural Gas_Gas Furnace - Maintenance_A_Technical Potential | F13 | Industrial | Primary Metals | New | Space Heating | Natural Gas | Gas Furnace - Maintenance | A | Purchases (Incremental) | Technical Potential | 0 | 0 | 0 | 0 | 0 | 0 | 0 | 0 | 0 | 0 | 0 | 0 | 0 | 0 | 0 | 0 | 0 | 0 | 0 | 0 | 0 | 0 | 0 | 0 | 0 | 0 | 0 | 0 | 0 | 0 | 0
F14_Industrial_Primary Metals_New_Space Heating_Natural Gas_Gas Furnace - Maintenance_A_Technical Potential | F14 | Industrial | Primary Metals | New | Space Heating | Natural Gas | Gas Furnace - Maintenance | A | Purchases (Cumulative) | Technical Potential | 0 | 0 | 0 | 0 | 0 | 0 | 0 | 0 | 0 | 0 | 0 | 0 | 0 | 0 | 0 | 0 | 0 | 0 | 0 | 0 | 0 | 0 | 0 | 0 | 0 | 0 | 0 | 0 | 0 | 0 | 0
F1_Industrial_Primary Metals_New_Space Heating_Natural Gas_Gas Boiler - Hot Water Reset_A_Technical Potential | F1 | Industrial | Primary Metals | New | Space Heating | Natural Gas | Gas Boiler - Hot Water Reset | A | Original Unit Energy Savings (kWh or therms) | Technical Potential | 0 | 0 | 0 | 0 | 0 | 0 | 0 | 0 | 0 | 0 | 0 | 0 | 0 | 0 | 0 | 0 | 0 | 0 | 0 | 0 | 0 | 0 | 0 | 0 | 0 | 0 | 0 | 0 | 0 | 0 | 0
F2_Industrial_Primary Metals_New_Space Heating_Natural Gas_Gas Boiler - Hot Water Reset_A_Technical Potential | F2 | Industrial | Primary Metals | New | Space Heating | Natural Gas | Gas Boiler - Hot Water Reset | A | Original Unit Summer Peak Savings (kW) | Technical Potential | 0 | 0 | 0 | 0 | 0 | 0 | 0 | 0 | 0 | 0 | 0 | 0 | 0 | 0 | 0 | 0 | 0 | 0 | 0 | 0 | 0 | 0 | 0 | 0 | 0 | 0 | 0 | 0 | 0 | 0 | 0
F3_Industrial_Primary Metals_New_Space Heating_Natural Gas_Gas Boiler - Hot Water Reset_A_Technical Potential | F3 | Industrial | Primary Metals | New | Space Heating | Natural Gas | Gas Boiler - Hot Water Reset | A | Original Unit Winter Peak Savings (kW) | Technical Potential | 0 | 0 | 0 | 0 | 0 | 0 | 0 | 0 | 0 | 0 | 0 | 0 | 0 | 0 | 0 | 0 | 0 | 0 | 0 | 0 | 0 | 0 | 0 | 0 | 0 | 0 | 0 | 0 | 0 | 0 | 0
F4_Industrial_Primary Metals_New_Space Heating_Natural Gas_Gas Boiler - Hot Water Reset_A_Technical Potential | F4 | Industrial | Primary Metals | New | Space Heating | Natural Gas | Gas Boiler - Hot Water Reset | A | Standalone Impact on Baseline Energy (%) | Technical Potential | 0% | 0% | 0% | 0% | 0% | 0% | 0% | 0% | 0% | 0% | 0% | 0% | 0% | 0% | 0% | 0% | 0% | 0% | 0% | 0% | 0% | 0% | 0% | 0% | 0 | 0 | 0 | 0 | 0 | 0 | 0
F5_Industrial_Primary Metals_New_Space Heating_Natural Gas_Gas Boiler - Hot Water Reset_A_Technical Potential | F5 | Industrial | Primary Metals | New | Space Heating | Natural Gas | Gas Boiler - Hot Water Reset | A | Standalone Impact on Baseline Summer Peak (%) | Technical Potential | 0% | 0% | 0% | 0% | 0% | 0% | 0% | 0% | 0% | 0% | 0% | 0% | 0% | 0% | 0% | 0% | 0% | 0% | 0% | 0% | 0% | 0% | 0% | 0% | 0 | 0 | 0 | 0 | 0 | 0 | 0
F6_Industrial_Primary Metals_New_Space Heating_Natural Gas_Gas Boiler - Hot Water Reset_A_Technical Potential | F6 | Industrial | Primary Metals | New | Space Heating | Natural Gas | Gas Boiler - Hot Water Reset | A | Standalone Impact on Baseline Winter Peak (%) | Technical Potential | 0% | 0% | 0% | 0% | 0% | 0% | 0% | 0% | 0% | 0% | 0% | 0% | 0% | 0% | 0% | 0% | 0% | 0% | 0% | 0% | 0% | 0% | 0% | 0% | 0 | 0 | 0 | 0 | 0 | 0 | 0
F7_Industrial_Primary Metals_New_Space Heating_Natural Gas_Gas Boiler - Hot Water Reset_A_Technical Potential | F7 | Industrial | Primary Metals | New | Space Heating | Natural Gas | Gas Boiler - Hot Water Reset | A | Incremental Energy Savings (MWh or mTherms) | Technical Potential | 0 | 0 | 0 | 0 | 0 | 0 | 0 | 0 | 0 | 0 | 0 | 0 | 0 | 0 | 0 | 0 | 0 | 0 | 0 | 0 | 0 | 0 | 0 | 0 | 0 | 0 | 0 | 0 | 0 | 0 | 0
F8_Industrial_Primary Metals_New_Space Heating_Natural Gas_Gas Boiler - Hot Water Reset_A_Technical Potential | F8 | Industrial | Primary Metals | New | Space Heating | Natural Gas | Gas Boiler - Hot Water Reset | A | Incremental Summer Peak Savings (MW) | Technical Potential | 0 | 0 | 0 | 0 | 0 | 0 | 0 | 0 | 0 | 0 | 0 | 0 | 0 | 0 | 0 | 0 | 0 | 0 | 0 | 0 | 0 | 0 | 0 | 0 | 0 | 0 | 0 | 0 | 0 | 0 | 0
F9_Industrial_Primary Metals_New_Space Heating_Natural Gas_Gas Boiler - Hot Water Reset_A_Technical Potential | F9 | Industrial | Primary Metals | New | Space Heating | Natural Gas | Gas Boiler - Hot Water Reset | A | Incremental Winter Peak Savings (MW) | Technical Potential | 0 | 0 | 0 | 0 | 0 | 0 | 0 | 0 | 0 | 0 | 0 | 0 | 0 | 0 | 0 | 0 | 0 | 0 | 0 | 0 | 0 | 0 | 0 | 0 | 0 | 0 | 0 | 0 | 0 | 0 | 0
F10_Industrial_Primary Metals_New_Space Heating_Natural Gas_Gas Boiler - Hot Water Reset_A_Technical Potential | F10 | Industrial | Primary Metals | New | Space Heating | Natural Gas | Gas Boiler - Hot Water Reset | A | Cumulative Energy Savings (MWh or mTherms) | Technical Potential | 0 | 0 | 0 | 0 | 0 | 0 | 0 | 0 | 0 | 0 | 0 | 0 | 0 | 0 | 0 | 0 | 0 | 0 | 0 | 0 | 0 | 0 | 0 | 0 | 0 | 0 | 0 | 0 | 0 | 0 | 0
F11_Industrial_Primary Metals_New_Space Heating_Natural Gas_Gas Boiler - Hot Water Reset_A_Technical Potential | F11 | Industrial | Primary Metals | New | Space Heating | Natural Gas | Gas Boiler - Hot Water Reset | A | Cumulative Summer Peak Savings (MW) | Technical Potential | 0 | 0 | 0 | 0 | 0 | 0 | 0 | 0 | 0 | 0 | 0 | 0 | 0 | 0 | 0 | 0 | 0 | 0 | 0 | 0 | 0 | 0 | 0 | 0 | 0 | 0 | 0 | 0 | 0 | 0 | 0
F12_Industrial_Primary Metals_New_Space Heating_Natural Gas_Gas Boiler - Hot Water Reset_A_Technical Potential | F12 | Industrial | Primary Metals | New | Space Heating | Natural Gas | Gas Boiler - Hot Water Reset | A | Cumulative Winter Peak Savings (MW) | Technical Potential | 0 | 0 | 0 | 0 | 0 | 0 | 0 | 0 | 0 | 0 | 0 | 0 | 0 | 0 | 0 | 0 | 0 | 0 | 0 | 0 | 0 | 0 | 0 | 0 | 0 | 0 | 0 | 0 | 0 | 0 | 0
F13_Industrial_Primary Metals_New_Space Heating_Natural Gas_Gas Boiler - Hot Water Reset_A_Technical Potential | F13 | Industrial | Primary Metals | New | Space Heating | Natural Gas | Gas Boiler - Hot Water Reset | A | Purchases (Incremental) | Technical Potential | 0 | 0 | 0 | 0 | 0 | 0 | 0 | 0 | 0 | 0 | 0 | 0 | 0 | 0 | 0 | 0 | 0 | 0 | 0 | 0 | 0 | 0 | 0 | 0 | 0 | 0 | 0 | 0 | 0 | 0 | 0
F14_Industrial_Primary Metals_New_Space Heating_Natural Gas_Gas Boiler - Hot Water Reset_A_Technical Potential | F14 | Industrial | Primary Metals | New | Space Heating | Natural Gas | Gas Boiler - Hot Water Reset | A | Purchases (Cumulative) | Technical Potential | 0 | 0 | 0 | 0 | 0 | 0 | 0 | 0 | 0 | 0 | 0 | 0 | 0 | 0 | 0 | 0 | 0 | 0 | 0 | 0 | 0 | 0 | 0 | 0 | 0 | 0 | 0 | 0 | 0 | 0 | 0
F1_Industrial_Primary Metals_New_Process_Natural Gas_Gas Boiler - Hot Water Reset_A_Technical Potential | F1 | Industrial | Primary Metals | New | Process | Natural Gas | Gas Boiler - Hot Water Reset | A | Original Unit Energy Savings (kWh or therms) | Technical Potential | 0 | 0 | 0 | 0 | 0 | 50.9667 | 50.9667 | 50.9667 | 50.9667 | 50.9667 | 50.9667 | 50.9667 | 50.9667 | 50.9667 | 50.9667 | 50.9667 | 50.9667 | 50.9667 | 50.9667 | 50.9667 | 50.9667 | 50.9667 | 50.9667 | 50.9667 | 50.9667 | 50.9667 | 50.9667 | 50.9667 | 50.9667 | 50.9667 | 50.9667
F2_Industrial_Primary Metals_New_Process_Natural Gas_Gas Boiler - Hot Water Reset_A_Technical Potential | F2 | Industrial | Primary Metals | New | Process | Natural Gas | Gas Boiler - Hot Water Reset | A | Original Unit Summer Peak Savings (kW) | Technical Potential | 0 | 0 | 0 | 0 | 0 | 0 | 0 | 0 | 0 | 0 | 0 | 0 | 0 | 0 | 0 | 0 | 0 | 0 | 0 | 0 | 0 | 0 | 0 | 0 | 0 | 0 | 0 | 0 | 0 | 0 | 0
F3_Industrial_Primary Metals_New_Process_Natural Gas_Gas Boiler - Hot Water Reset_A_Technical Potential | F3 | Industrial | Primary Metals | New | Process | Natural Gas | Gas Boiler - Hot Water Reset | A | Original Unit Winter Peak Savings (kW) | Technical Potential | 0 | 0 | 0 | 0 | 0 | 0 | 0 | 0 | 0 | 0 | 0 | 0 | 0 | 0 | 0 | 0 | 0 | 0 | 0 | 0 | 0 | 0 | 0 | 0 | 0 | 0 | 0 | 0 | 0 | 0 | 0
F4_Industrial_Primary Metals_New_Process_Natural Gas_Gas Boiler - Hot Water Reset_A_Technical Potential | F4 | Industrial | Primary Metals | New | Process | Natural Gas | Gas Boiler - Hot Water Reset | A | Standalone Impact on Baseline Energy (%) | Technical Potential | 0% | 0% | 0% | 0% | 0% | 0.005844% | 0.01211% | 0.01926% | 0.02717% | 0.03592% | 0.04608% | 0.05701% | 0.06772% | 0.07711% | 0.08426% | 0.08848% | 0.08958% | 0.08826% | 0.08539% | 0.08192% | 0.07832% | 0.07481% | 0.07161% | 0.06868% | 0.00065989 | 0.00063509 | 0.00061216 | 0.00059088 | 0 | 0 | 0
F5_Industrial_Primary Metals_New_Process_Natural Gas_Gas Boiler - Hot Water Reset_A_Technical Potential | F5 | Industrial | Primary Metals | New | Process | Natural Gas | Gas Boiler - Hot Water Reset | A | Standalone Impact on Baseline Summer Peak (%) | Technical Potential | 0% | 0% | 0% | 0% | 0% | 0% | 0% | 0% | 0% | 0% | 0% | 0% | 0% | 0% | 0% | 0% | 0% | 0% | 0% | 0% | 0% | 0% | 0% | 0% | 0 | 0 | 0 | 0 | 0 | 0 | 0
F6_Industrial_Primary Metals_New_Process_Natural Gas_Gas Boiler - Hot Water Reset_A_Technical Potential | F6 | Industrial | Primary Metals | New | Process | Natural Gas | Gas Boiler - Hot Water Reset | A | Standalone Impact on Baseline Winter Peak (%) | Technical Potential | 0% | 0% | 0% | 0% | 0% | 0% | 0% | 0% | 0% | 0% | 0% | 0% | 0% | 0% | 0% | 0% | 0% | 0% | 0% | 0% | 0% | 0% | 0% | 0% | 0 | 0 | 0 | 0 | 0 | 0 | 0
F7_Industrial_Primary Metals_New_Process_Natural Gas_Gas Boiler - Hot Water Reset_A_Technical Potential | F7 | Industrial | Primary Metals | New | Process | Natural Gas | Gas Boiler - Hot Water Reset | A | Incremental Energy Savings (MWh or mTherms) | Technical Potential | 0 | 0 | 0 | 0 | 0 | 0.012891 | 0.018753 | 0.026524 | 0.034917 | 0.044537 | 0.05758 | 0.069135 | 0.076707 | 0.078005 | 0.07189 | 0.059389 | 0.041769 | 0.025683 | 0.013051 | 0.005809 | 0.002217 | 0.012891 | 0.018753 | 0.026524 | 0.034917 | 0.044537 | 0.05758 | 0.069135 | 0.076707 | 0.078005 | 0.07189
F8_Industrial_Primary Metals_New_Process_Natural Gas_Gas Boiler - Hot Water Reset_A_Technical Potential | F8 | Industrial | Primary Metals | New | Process | Natural Gas | Gas Boiler - Hot Water Reset | A | Incremental Summer Peak Savings (MW) | Technical Potential | 0 | 0 | 0 | 0 | 0 | 0 | 0 | 0 | 0 | 0 | 0 | 0 | 0 | 0 | 0 | 0 | 0 | 0 | 0 | 0 | 0 | 0 | 0 | 0 | 0 | 0 | 0 | 0 | 0 | 0 | 0
F9_Industrial_Primary Metals_New_Process_Natural Gas_Gas Boiler - Hot Water Reset_A_Technical Potential | F9 | Industrial | Primary Metals | New | Process | Natural Gas | Gas Boiler - Hot Water Reset | A | Incremental Winter Peak Savings (MW) | Technical Potential | 0 | 0 | 0 | 0 | 0 | 0 | 0 | 0 | 0 | 0 | 0 | 0 | 0 | 0 | 0 | 0 | 0 | 0 | 0 | 0 | 0 | 0 | 0 | 0 | 0 | 0 | 0 | 0 | 0 | 0 | 0
F10_Industrial_Primary Metals_New_Process_Natural Gas_Gas Boiler - Hot Water Reset_A_Technical Potential | F10 | Industrial | Primary Metals | New | Process | Natural Gas | Gas Boiler - Hot Water Reset | A | Cumulative Energy Savings (MWh or mTherms) | Technical Potential | 0 | 0 | 0 | 0 | 0 | 0.012891 | 0.031644 | 0.058168 | 0.093085 | 0.13762 | 0.1952 | 0.26434 | 0.34104 | 0.41905 | 0.49094 | 0.55033 | 0.5921 | 0.61778 | 0.63083 | 0.63664 | 0.63886 | 0.63886 | 0.63886 | 0.63886 | 0.63886 | 0.63886 | 0.63886 | 0.63886 | 0.63886 | 0.63886 | 0.63886
F11_Industrial_Primary Metals_New_Process_Natural Gas_Gas Boiler - Hot Water Reset_A_Technical Potential | F11 | Industrial | Primary Metals | New | Process | Natural Gas | Gas Boiler - Hot Water Reset | A | Cumulative Summer Peak Savings (MW) | Technical Potential | 0 | 0 | 0 | 0 | 0 | 0 | 0 | 0 | 0 | 0 | 0 | 0 | 0 | 0 | 0 | 0 | 0 | 0 | 0 | 0 | 0 | 0 | 0 | 0 | 0 | 0 | 0 | 0 | 0 | 0 | 0
F12_Industrial_Primary Metals_New_Process_Natural Gas_Gas Boiler - Hot Water Reset_A_Technical Potential | F12 | Industrial | Primary Metals | New | Process | Natural Gas | Gas Boiler - Hot Water Reset | A | Cumulative Winter Peak Savings (MW) | Technical Potential | 0 | 0 | 0 | 0 | 0 | 0 | 0 | 0 | 0 | 0 | 0 | 0 | 0 | 0 | 0 | 0 | 0 | 0 | 0 | 0 | 0 | 0 | 0 | 0 | 0 | 0 | 0 | 0 | 0 | 0 | 0
F13_Industrial_Primary Metals_New_Process_Natural Gas_Gas Boiler - Hot Water Reset_A_Technical Potential | F13 | Industrial | Primary Metals | New | Process | Natural Gas | Gas Boiler - Hot Water Reset | A | Purchases (Incremental) | Technical Potential | 0 | 0 | 0 | 0 | 0 | 0.25294 | 0.36794 | 0.52042 | 0.68509 | 0.87384 | 1.1298 | 1.3565 | 1.505 | 1.5305 | 1.4105 | 1.1653 | 0.81953 | 0.50392 | 0.25607 | 0.11398 | 0.043499 | 0.25294 | 0.36794 | 0.52042 | 0.68509 | 0.87384 | 1.1298 | 1.3565 | 1.505 | 1.5305 | 1.4105
F14_Industrial_Primary Metals_New_Process_Natural Gas_Gas Boiler - Hot Water Reset_A_Technical Potential | F14 | Industrial | Primary Metals | New | Process | Natural Gas | Gas Boiler - Hot Water Reset | A | Purchases (Cumulative) | Technical Potential | 0 | 0 | 0 | 0 | 0 | 0.25294 | 0.62088 | 1.1413 | 1.8264 | 2.7002 | 3.83 | 5.1864 | 6.6915 | 8.222 | 9.6325 | 10.7978 | 11.6173 | 12.1212 | 12.3773 | 12.4913 | 12.5348 | 12.5348 | 12.5348 | 12.5348 | 12.5348 | 12.5348 | 12.5348 | 12.5348 | 12.5348 | 12.5348 | 12.5348
F1_Industrial_Primary Metals_New_Space Heating_Natural Gas_Steam Trap Maintenance_A_Technical Potential | F1 | Industrial | Primary Metals | New | Space Heating | Natural Gas | Steam Trap Maintenance | A | Original Unit Energy Savings (kWh or therms) | Technical Potential | 0 | 0 | 0 | 0 | 0 | 0 | 0 | 0 | 0 | 0 | 0 | 0 | 0 | 0 | 0 | 0 | 0 | 0 | 0 | 0 | 0 | 0 | 0 | 0 | 0 | 0 | 0 | 0 | 0 | 0 | 0
F2_Industrial_Primary Metals_New_Space Heating_Natural Gas_Steam Trap Maintenance_A_Technical Potential | F2 | Industrial | Primary Metals | New | Space Heating | Natural Gas | Steam Trap Maintenance | A | Original Unit Summer Peak Savings (kW) | Technical Potential | 0 | 0 | 0 | 0 | 0 | 0 | 0 | 0 | 0 | 0 | 0 | 0 | 0 | 0 | 0 | 0 | 0 | 0 | 0 | 0 | 0 | 0 | 0 | 0 | 0 | 0 | 0 | 0 | 0 | 0 | 0
F3_Industrial_Primary Metals_New_Space Heating_Natural Gas_Steam Trap Maintenance_A_Technical Potential | F3 | Industrial | Primary Metals | New | Space Heating | Natural Gas | Steam Trap Maintenance | A | Original Unit Winter Peak Savings (kW) | Technical Potential | 0 | 0 | 0 | 0 | 0 | 0 | 0 | 0 | 0 | 0 | 0 | 0 | 0 | 0 | 0 | 0 | 0 | 0 | 0 | 0 | 0 | 0 | 0 | 0 | 0 | 0 | 0 | 0 | 0 | 0 | 0
F4_Industrial_Primary Metals_New_Space Heating_Natural Gas_Steam Trap Maintenance_A_Technical Potential | F4 | Industrial | Primary Metals | New | Space Heating | Natural Gas | Steam Trap Maintenance | A | Standalone Impact on Baseline Energy (%) | Technical Potential | 0% | 0% | 0% | 0% | 0% | 0% | 0% | 0% | 0% | 0% | 0% | 0% | 0% | 0% | 0% | 0% | 0% | 0% | 0% | 0% | 0% | 0% | 0% | 0% | 0 | 0 | 0 | 0 | 0 | 0 | 0
F5_Industrial_Primary Metals_New_Space Heating_Natural Gas_Steam Trap Maintenance_A_Technical Potential | F5 | Industrial | Primary Metals | New | Space Heating | Natural Gas | Steam Trap Maintenance | A | Standalone Impact on Baseline Summer Peak (%) | Technical Potential | 0% | 0% | 0% | 0% | 0% | 0% | 0% | 0% | 0% | 0% | 0% | 0% | 0% | 0% | 0% | 0% | 0% | 0% | 0% | 0% | 0% | 0% | 0% | 0% | 0 | 0 | 0 | 0 | 0 | 0 | 0
F6_Industrial_Primary Metals_New_Space Heating_Natural Gas_Steam Trap Maintenance_A_Technical Potential | F6 | Industrial | Primary Metals | New | Space Heating | Natural Gas | Steam Trap Maintenance | A | Standalone Impact on Baseline Winter Peak (%) | Technical Potential | 0% | 0% | 0% | 0% | 0% | 0% | 0% | 0% | 0% | 0% | 0% | 0% | 0% | 0% | 0% | 0% | 0% | 0% | 0% | 0% | 0% | 0% | 0% | 0% | 0 | 0 | 0 | 0 | 0 | 0 | 0
F7_Industrial_Primary Metals_New_Space Heating_Natural Gas_Steam Trap Maintenance_A_Technical Potential | F7 | Industrial | Primary Metals | New | Space Heating | Natural Gas | Steam Trap Maintenance | A | Incremental Energy Savings (MWh or mTherms) | Technical Potential | 0 | 0 | 0 | 0 | 0 | 0 | 0 | 0 | 0 | 0 | 0 | 0 | 0 | 0 | 0 | 0 | 0 | 0 | 0 | 0 | 0 | 0 | 0 | 0 | 0 | 0 | 0 | 0 | 0 | 0 | 0
F8_Industrial_Primary Metals_New_Space Heating_Natural Gas_Steam Trap Maintenance_A_Technical Potential | F8 | Industrial | Primary Metals | New | Space Heating | Natural Gas | Steam Trap Maintenance | A | Incremental Summer Peak Savings (MW) | Technical Potential | 0 | 0 | 0 | 0 | 0 | 0 | 0 | 0 | 0 | 0 | 0 | 0 | 0 | 0 | 0 | 0 | 0 | 0 | 0 | 0 | 0 | 0 | 0 | 0 | 0 | 0 | 0 | 0 | 0 | 0 | 0
F9_Industrial_Primary Metals_New_Space Heating_Natural Gas_Steam Trap Maintenance_A_Technical Potential | F9 | Industrial | Primary Metals | New | Space Heating | Natural Gas | Steam Trap Maintenance | A | Incremental Winter Peak Savings (MW) | Technical Potential | 0 | 0 | 0 | 0 | 0 | 0 | 0 | 0 | 0 | 0 | 0 | 0 | 0 | 0 | 0 | 0 | 0 | 0 | 0 | 0 | 0 | 0 | 0 | 0 | 0 | 0 | 0 | 0 | 0 | 0 | 0
F10_Industrial_Primary Metals_New_Space Heating_Natural Gas_Steam Trap Maintenance_A_Technical Potential | F10 | Industrial | Primary Metals | New | Space Heating | Natural Gas | Steam Trap Maintenance | A | Cumulative Energy Savings (MWh or mTherms) | Technical Potential | 0 | 0 | 0 | 0 | 0 | 0 | 0 | 0 | 0 | 0 | 0 | 0 | 0 | 0 | 0 | 0 | 0 | 0 | 0 | 0 | 0 | 0 | 0 | 0 | 0 | 0 | 0 | 0 | 0 | 0 | 0
F11_Industrial_Primary Metals_New_Space Heating_Natural Gas_Steam Trap Maintenance_A_Technical Potential | F11 | Industrial | Primary Metals | New | Space Heating | Natural Gas | Steam Trap Maintenance | A | Cumulative Summer Peak Savings (MW) | Technical Potential | 0 | 0 | 0 | 0 | 0 | 0 | 0 | 0 | 0 | 0 | 0 | 0 | 0 | 0 | 0 | 0 | 0 | 0 | 0 | 0 | 0 | 0 | 0 | 0 | 0 | 0 | 0 | 0 | 0 | 0 | 0
F12_Industrial_Primary Metals_New_Space Heating_Natural Gas_Steam Trap Maintenance_A_Technical Potential | F12 | Industrial | Primary Metals | New | Space Heating | Natural Gas | Steam Trap Maintenance | A | Cumulative Winter Peak Savings (MW) | Technical Potential | 0 | 0 | 0 | 0 | 0 | 0 | 0 | 0 | 0 | 0 | 0 | 0 | 0 | 0 | 0 | 0 | 0 | 0 | 0 | 0 | 0 | 0 | 0 | 0 | 0 | 0 | 0 | 0 | 0 | 0 | 0
F13_Industrial_Primary Metals_New_Space Heating_Natural Gas_Steam Trap Maintenance_A_Technical Potential | F13 | Industrial | Primary Metals | New | Space Heating | Natural Gas | Steam Trap Maintenance | A | Purchases (Incremental) | Technical Potential | 0 | 0 | 0 | 0 | 0 | 0 | 0 | 0 | 0 | 0 | 0 | 0 | 0 | 0 | 0 | 0 | 0 | 0 | 0 | 0 | 0 | 0 | 0 | 0 | 0 | 0 | 0 | 0 | 0 | 0 | 0
F14_Industrial_Primary Metals_New_Space Heating_Natural Gas_Steam Trap Maintenance_A_Technical Potential | F14 | Industrial | Primary Metals | New | Space Heating | Natural Gas | Steam Trap Maintenance | A | Purchases (Cumulative) | Technical Potential | 0 | 0 | 0 | 0 | 0 | 0 | 0 | 0 | 0 | 0 | 0 | 0 | 0 | 0 | 0 | 0 | 0 | 0 | 0 | 0 | 0 | 0 | 0 | 0 | 0 | 0 | 0 | 0 | 0 | 0 | 0
F1_Industrial_Primary Metals_New_Process_Natural Gas_Steam Trap Maintenance_A_Technical Potential | F1 | Industrial | Primary Metals | New | Process | Natural Gas | Steam Trap Maintenance | A | Original Unit Energy Savings (kWh or therms) | Technical Potential | 0 | 0 | 0 | 0 | 0 | 36.0109 | 36.0109 | 36.0109 | 36.0109 | 36.0109 | 36.0109 | 36.0109 | 36.0109 | 36.0109 | 36.0109 | 36.0109 | 36.0109 | 36.0109 | 36.0109 | 36.0109 | 36.0109 | 36.0109 | 36.0109 | 36.0109 | 36.0109 | 36.0109 | 36.0109 | 36.0109 | 36.0109 | 36.0109 | 36.0109
F2_Industrial_Primary Metals_New_Process_Natural Gas_Steam Trap Maintenance_A_Technical Potential | F2 | Industrial | Primary Metals | New | Process | Natural Gas | Steam Trap Maintenance | A | Original Unit Summer Peak Savings (kW) | Technical Potential | 0 | 0 | 0 | 0 | 0 | 0 | 0 | 0 | 0 | 0 | 0 | 0 | 0 | 0 | 0 | 0 | 0 | 0 | 0 | 0 | 0 | 0 | 0 | 0 | 0 | 0 | 0 | 0 | 0 | 0 | 0
F3_Industrial_Primary Metals_New_Process_Natural Gas_Steam Trap Maintenance_A_Technical Potential | F3 | Industrial | Primary Metals | New | Process | Natural Gas | Steam Trap Maintenance | A | Original Unit Winter Peak Savings (kW) | Technical Potential | 0 | 0 | 0 | 0 | 0 | 0 | 0 | 0 | 0 | 0 | 0 | 0 | 0 | 0 | 0 | 0 | 0 | 0 | 0 | 0 | 0 | 0 | 0 | 0 | 0 | 0 | 0 | 0 | 0 | 0 | 0
F4_Industrial_Primary Metals_New_Process_Natural Gas_Steam Trap Maintenance_A_Technical Potential | F4 | Industrial | Primary Metals | New | Process | Natural Gas | Steam Trap Maintenance | A | Standalone Impact on Baseline Energy (%) | Technical Potential | 0% | 0% | 0% | 0% | 0% | 0% | 0% | 0% | 0% | 0% | 0% | 0% | 0% | 0% | 0% | 0% | 0% | 0% | 0% | 0% | 0% | 0% | 0% | 0% | 0 | 0 | 0 | 0 | 0 | 0 | 0
F5_Industrial_Primary Metals_New_Process_Natural Gas_Steam Trap Maintenance_A_Technical Potential | F5 | Industrial | Primary Metals | New | Process | Natural Gas | Steam Trap Maintenance | A | Standalone Impact on Baseline Summer Peak (%) | Technical Potential | 0% | 0% | 0% | 0% | 0% | 0% | 0% | 0% | 0% | 0% | 0% | 0% | 0% | 0% | 0% | 0% | 0% | 0% | 0% | 0% | 0% | 0% | 0% | 0% | 0 | 0 | 0 | 0 | 0 | 0 | 0
F6_Industrial_Primary Metals_New_Process_Natural Gas_Steam Trap Maintenance_A_Technical Potential | F6 | Industrial | Primary Metals | New | Process | Natural Gas | Steam Trap Maintenance | A | Standalone Impact on Baseline Winter Peak (%) | Technical Potential | 0% | 0% | 0% | 0% | 0% | 0% | 0% | 0% | 0% | 0% | 0% | 0% | 0% | 0% | 0% | 0% | 0% | 0% | 0% | 0% | 0% | 0% | 0% | 0% | 0 | 0 | 0 | 0 | 0 | 0 | 0
F7_Industrial_Primary Metals_New_Process_Natural Gas_Steam Trap Maintenance_A_Technical Potential | F7 | Industrial | Primary Metals | New | Process | Natural Gas | Steam Trap Maintenance | A | Incremental Energy Savings (MWh or mTherms) | Technical Potential | 0 | 0 | 0 | 0 | 0 | 0 | 0 | 0 | 0 | 0 | 0 | 0 | 0 | 0 | 0 | 0 | 0 | 0 | 0 | 0 | 0 | 0 | 0 | 0 | 0 | 0 | 0 | 0 | 0 | 0 | 0
F8_Industrial_Primary Metals_New_Process_Natural Gas_Steam Trap Maintenance_A_Technical Potential | F8 | Industrial | Primary Metals | New | Process | Natural Gas | Steam Trap Maintenance | A | Incremental Summer Peak Savings (MW) | Technical Potential | 0 | 0 | 0 | 0 | 0 | 0 | 0 | 0 | 0 | 0 | 0 | 0 | 0 | 0 | 0 | 0 | 0 | 0 | 0 | 0 | 0 | 0 | 0 | 0 | 0 | 0 | 0 | 0 | 0 | 0 | 0
F9_Industrial_Primary Metals_New_Process_Natural Gas_Steam Trap Maintenance_A_Technical Potential | F9 | Industrial | Primary Metals | New | Process | Natural Gas | Steam Trap Maintenance | A | Incremental Winter Peak Savings (MW) | Technical Potential | 0 | 0 | 0 | 0 | 0 | 0 | 0 | 0 | 0 | 0 | 0 | 0 | 0 | 0 | 0 | 0 | 0 | 0 | 0 | 0 | 0 | 0 | 0 | 0 | 0 | 0 | 0 | 0 | 0 | 0 | 0
F10_Industrial_Primary Metals_New_Process_Natural Gas_Steam Trap Maintenance_A_Technical Potential | F10 | Industrial | Primary Metals | New | Process | Natural Gas | Steam Trap Maintenance | A | Cumulative Energy Savings (MWh or mTherms) | Technical Potential | 0 | 0 | 0 | 0 | 0 | 0 | 0 | 0 | 0 | 0 | 0 | 0 | 0 | 0 | 0 | 0 | 0 | 0 | 0 | 0 | 0 | 0 | 0 | 0 | 0 | 0 | 0 | 0 | 0 | 0 | 0
F11_Industrial_Primary Metals_New_Process_Natural Gas_Steam Trap Maintenance_A_Technical Potential | F11 | Industrial | Primary Metals | New | Process | Natural Gas | Steam Trap Maintenance | A | Cumulative Summer Peak Savings (MW) | Technical Potential | 0 | 0 | 0 | 0 | 0 | 0 | 0 | 0 | 0 | 0 | 0 | 0 | 0 | 0 | 0 | 0 | 0 | 0 | 0 | 0 | 0 | 0 | 0 | 0 | 0 | 0 | 0 | 0 | 0 | 0 | 0
F12_Industrial_Primary Metals_New_Process_Natural Gas_Steam Trap Maintenance_A_Technical Potential | F12 | Industrial | Primary Metals | New | Process | Natural Gas | Steam Trap Maintenance | A | Cumulative Winter Peak Savings (MW) | Technical Potential | 0 | 0 | 0 | 0 | 0 | 0 | 0 | 0 | 0 | 0 | 0 | 0 | 0 | 0 | 0 | 0 | 0 | 0 | 0 | 0 | 0 | 0 | 0 | 0 | 0 | 0 | 0 | 0 | 0 | 0 | 0
F13_Industrial_Primary Metals_New_Process_Natural Gas_Steam Trap Maintenance_A_Technical Potential | F13 | Industrial | Primary Metals | New | Process | Natural Gas | Steam Trap Maintenance | A | Purchases (Incremental) | Technical Potential | 0 | 0 | 0 | 0 | 0 | 0 | 0 | 0 | 0 | 0 | 0 | 0 | 0 | 0 | 0 | 0 | 0 | 0 | 0 | 0 | 0 | 0 | 0 | 0 | 0 | 0 | 0 | 0 | 0 | 0 | 0
F14_Industrial_Primary Metals_New_Process_Natural Gas_Steam Trap Maintenance_A_Technical Potential | F14 | Industrial | Primary Metals | New | Process | Natural Gas | Steam Trap Maintenance | A | Purchases (Cumulative) | Technical Potential | 0 | 0 | 0 | 0 | 0 | 0 | 0 | 0 | 0 | 0 | 0 | 0 | 0 | 0 | 0 | 0 | 0 | 0 | 0 | 0 | 0 | 0 | 0 | 0 | 0 | 0 | 0 | 0 | 0 | 0 | 0
F1_Industrial_Primary Metals_New_Space Heating_Natural Gas_Gas Boiler - High Turndown_A_Technical Potential | F1 | Industrial | Primary Metals | New | Space Heating | Natural Gas | Gas Boiler - High Turndown | A | Original Unit Energy Savings (kWh or therms) | Technical Potential | 0 | 0 | 0 | 0 | 0 | 0 | 0 | 0 | 0 | 0 | 0 | 0 | 0 | 0 | 0 | 0 | 0 | 0 | 0 | 0 | 0 | 0 | 0 | 0 | 0 | 0 | 0 | 0 | 0 | 0 | 0
F2_Industrial_Primary Metals_New_Space Heating_Natural Gas_Gas Boiler - High Turndown_A_Technical Potential | F2 | Industrial | Primary Metals | New | Space Heating | Natural Gas | Gas Boiler - High Turndown | A | Original Unit Summer Peak Savings (kW) | Technical Potential | 0 | 0 | 0 | 0 | 0 | 0 | 0 | 0 | 0 | 0 | 0 | 0 | 0 | 0 | 0 | 0 | 0 | 0 | 0 | 0 | 0 | 0 | 0 | 0 | 0 | 0 | 0 | 0 | 0 | 0 | 0
F3_Industrial_Primary Metals_New_Space Heating_Natural Gas_Gas Boiler - High Turndown_A_Technical Potential | F3 | Industrial | Primary Metals | New | Space Heating | Natural Gas | Gas Boiler - High Turndown | A | Original Unit Winter Peak Savings (kW) | Technical Potential | 0 | 0 | 0 | 0 | 0 | 0 | 0 | 0 | 0 | 0 | 0 | 0 | 0 | 0 | 0 | 0 | 0 | 0 | 0 | 0 | 0 | 0 | 0 | 0 | 0 | 0 | 0 | 0 | 0 | 0 | 0
F4_Industrial_Primary Metals_New_Space Heating_Natural Gas_Gas Boiler - High Turndown_A_Technical Potential | F4 | Industrial | Primary Metals | New | Space Heating | Natural Gas | Gas Boiler - High Turndown | A | Standalone Impact on Baseline Energy (%) | Technical Potential | 0% | 0% | 0% | 0% | 0% | 0% | 0% | 0% | 0% | 0% | 0% | 0% | 0% | 0% | 0% | 0% | 0% | 0% | 0% | 0% | 0% | 0% | 0% | 0% | 0 | 0 | 0 | 0 | 0 | 0 | 0
F5_Industrial_Primary Metals_New_Space Heating_Natural Gas_Gas Boiler - High Turndown_A_Technical Potential | F5 | Industrial | Primary Metals | New | Space Heating | Natural Gas | Gas Boiler - High Turndown | A | Standalone Impact on Baseline Summer Peak (%) | Technical Potential | 0% | 0% | 0% | 0% | 0% | 0% | 0% | 0% | 0% | 0% | 0% | 0% | 0% | 0% | 0% | 0% | 0% | 0% | 0% | 0% | 0% | 0% | 0% | 0% | 0 | 0 | 0 | 0 | 0 | 0 | 0
F6_Industrial_Primary Metals_New_Space Heating_Natural Gas_Gas Boiler - High Turndown_A_Technical Potential | F6 | Industrial | Primary Metals | New | Space Heating | Natural Gas | Gas Boiler - High Turndown | A | Standalone Impact on Baseline Winter Peak (%) | Technical Potential | 0% | 0% | 0% | 0% | 0% | 0% | 0% | 0% | 0% | 0% | 0% | 0% | 0% | 0% | 0% | 0% | 0% | 0% | 0% | 0% | 0% | 0% | 0% | 0% | 0 | 0 | 0 | 0 | 0 | 0 | 0
F7_Industrial_Primary Metals_New_Space Heating_Natural Gas_Gas Boiler - High Turndown_A_Technical Potential | F7 | Industrial | Primary Metals | New | Space Heating | Natural Gas | Gas Boiler - High Turndown | A | Incremental Energy Savings (MWh or mTherms) | Technical Potential | 0 | 0 | 0 | 0 | 0 | 0 | 0 | 0 | 0 | 0 | 0 | 0 | 0 | 0 | 0 | 0 | 0 | 0 | 0 | 0 | 0 | 0 | 0 | 0 | 0 | 0 | 0 | 0 | 0 | 0 | 0
F8_Industrial_Primary Metals_New_Space Heating_Natural Gas_Gas Boiler - High Turndown_A_Technical Potential | F8 | Industrial | Primary Metals | New | Space Heating | Natural Gas | Gas Boiler - High Turndown | A | Incremental Summer Peak Savings (MW) | Technical Potential | 0 | 0 | 0 | 0 | 0 | 0 | 0 | 0 | 0 | 0 | 0 | 0 | 0 | 0 | 0 | 0 | 0 | 0 | 0 | 0 | 0 | 0 | 0 | 0 | 0 | 0 | 0 | 0 | 0 | 0 | 0
F9_Industrial_Primary Metals_New_Space Heating_Natural Gas_Gas Boiler - High Turndown_A_Technical Potential | F9 | Industrial | Primary Metals | New | Space Heating | Natural Gas | Gas Boiler - High Turndown | A | Incremental Winter Peak Savings (MW) | Technical Potential | 0 | 0 | 0 | 0 | 0 | 0 | 0 | 0 | 0 | 0 | 0 | 0 | 0 | 0 | 0 | 0 | 0 | 0 | 0 | 0 | 0 | 0 | 0 | 0 | 0 | 0 | 0 | 0 | 0 | 0 | 0
F10_Industrial_Primary Metals_New_Space Heating_Natural Gas_Gas Boiler - High Turndown_A_Technical Potential | F10 | Industrial | Primary Metals | New | Space Heating | Natural Gas | Gas Boiler - High Turndown | A | Cumulative Energy Savings (MWh or mTherms) | Technical Potential | 0 | 0 | 0 | 0 | 0 | 0 | 0 | 0 | 0 | 0 | 0 | 0 | 0 | 0 | 0 | 0 | 0 | 0 | 0 | 0 | 0 | 0 | 0 | 0 | 0 | 0 | 0 | 0 | 0 | 0 | 0
F11_Industrial_Primary Metals_New_Space Heating_Natural Gas_Gas Boiler - High Turndown_A_Technical Potential | F11 | Industrial | Primary Metals | New | Space Heating | Natural Gas | Gas Boiler - High Turndown | A | Cumulative Summer Peak Savings (MW) | Technical Potential | 0 | 0 | 0 | 0 | 0 | 0 | 0 | 0 | 0 | 0 | 0 | 0 | 0 | 0 | 0 | 0 | 0 | 0 | 0 | 0 | 0 | 0 | 0 | 0 | 0 | 0 | 0 | 0 | 0 | 0 | 0
F12_Industrial_Primary Metals_New_Space Heating_Natural Gas_Gas Boiler - High Turndown_A_Technical Potential | F12 | Industrial | Primary Metals | New | Space Heating | Natural Gas | Gas Boiler - High Turndown | A | Cumulative Winter Peak Savings (MW) | Technical Potential | 0 | 0 | 0 | 0 | 0 | 0 | 0 | 0 | 0 | 0 | 0 | 0 | 0 | 0 | 0 | 0 | 0 | 0 | 0 | 0 | 0 | 0 | 0 | 0 | 0 | 0 | 0 | 0 | 0 | 0 | 0
F13_Industrial_Primary Metals_New_Space Heating_Natural Gas_Gas Boiler - High Turndown_A_Technical Potential | F13 | Industrial | Primary Metals | New | Space Heating | Natural Gas | Gas Boiler - High Turndown | A | Purchases (Incremental) | Technical Potential | 0 | 0 | 0 | 0 | 0 | 0 | 0 | 0 | 0 | 0 | 0 | 0 | 0 | 0 | 0 | 0 | 0 | 0 | 0 | 0 | 0 | 0 | 0 | 0 | 0 | 0 | 0 | 0 | 0 | 0 | 0
F14_Industrial_Primary Metals_New_Space Heating_Natural Gas_Gas Boiler - High Turndown_A_Technical Potential | F14 | Industrial | Primary Metals | New | Space Heating | Natural Gas | Gas Boiler - High Turndown | A | Purchases (Cumulative) | Technical Potential | 0 | 0 | 0 | 0 | 0 | 0 | 0 | 0 | 0 | 0 | 0 | 0 | 0 | 0 | 0 | 0 | 0 | 0 | 0 | 0 | 0 | 0 | 0 | 0 | 0 | 0 | 0 | 0 | 0 | 0 | 0
F1_Industrial_Primary Metals_New_Process_Natural Gas_Gas Boiler - High Turndown_A_Technical Potential | F1 | Industrial | Primary Metals | New | Process | Natural Gas | Gas Boiler - High Turndown | A | Original Unit Energy Savings (kWh or therms) | Technical Potential | 0 | 0 | 0 | 0 | 0 | 38.225 | 38.225 | 38.225 | 38.225 | 38.225 | 38.225 | 38.225 | 38.225 | 38.225 | 38.225 | 38.225 | 38.225 | 38.225 | 38.225 | 38.225 | 38.225 | 38.225 | 38.225 | 38.225 | 38.225 | 38.225 | 38.225 | 38.225 | 38.225 | 38.225 | 38.225
F2_Industrial_Primary Metals_New_Process_Natural Gas_Gas Boiler - High Turndown_A_Technical Potential | F2 | Industrial | Primary Metals | New | Process | Natural Gas | Gas Boiler - High Turndown | A | Original Unit Summer Peak Savings (kW) | Technical Potential | 0 | 0 | 0 | 0 | 0 | 0 | 0 | 0 | 0 | 0 | 0 | 0 | 0 | 0 | 0 | 0 | 0 | 0 | 0 | 0 | 0 | 0 | 0 | 0 | 0 | 0 | 0 | 0 | 0 | 0 | 0
F3_Industrial_Primary Metals_New_Process_Natural Gas_Gas Boiler - High Turndown_A_Technical Potential | F3 | Industrial | Primary Metals | New | Process | Natural Gas | Gas Boiler - High Turndown | A | Original Unit Winter Peak Savings (kW) | Technical Potential | 0 | 0 | 0 | 0 | 0 | 0 | 0 | 0 | 0 | 0 | 0 | 0 | 0 | 0 | 0 | 0 | 0 | 0 | 0 | 0 | 0 | 0 | 0 | 0 | 0 | 0 | 0 | 0 | 0 | 0 | 0
F4_Industrial_Primary Metals_New_Process_Natural Gas_Gas Boiler - High Turndown_A_Technical Potential | F4 | Industrial | Primary Metals | New | Process | Natural Gas | Gas Boiler - High Turndown | A | Standalone Impact on Baseline Energy (%) | Technical Potential | 0% | 0% | 0% | 0% | 0% | 0.006689% | 0.01233% | 0.01736% | 0.022% | 0.02636% | 0.02986% | 0.0321% | 0.0334% | 0.03404% | 0.03421% | 0.03402% | 0.03359% | 0.03298% | 0.03226% | 0.03147% | 0.02999% | 0.02864% | 0.02742% | 0.0263% | 0.00025266 | 0.00024317 | 0.00023439 | 0.00022624 | 0 | 0 | 0
F5_Industrial_Primary Metals_New_Process_Natural Gas_Gas Boiler - High Turndown_A_Technical Potential | F5 | Industrial | Primary Metals | New | Process | Natural Gas | Gas Boiler - High Turndown | A | Standalone Impact on Baseline Summer Peak (%) | Technical Potential | 0% | 0% | 0% | 0% | 0% | 0% | 0% | 0% | 0% | 0% | 0% | 0% | 0% | 0% | 0% | 0% | 0% | 0% | 0% | 0% | 0% | 0% | 0% | 0% | 0 | 0 | 0 | 0 | 0 | 0 | 0
F6_Industrial_Primary Metals_New_Process_Natural Gas_Gas Boiler - High Turndown_A_Technical Potential | F6 | Industrial | Primary Metals | New | Process | Natural Gas | Gas Boiler - High Turndown | A | Standalone Impact on Baseline Winter Peak (%) | Technical Potential | 0% | 0% | 0% | 0% | 0% | 0% | 0% | 0% | 0% | 0% | 0% | 0% | 0% | 0% | 0% | 0% | 0% | 0% | 0% | 0% | 0% | 0% | 0% | 0% | 0 | 0 | 0 | 0 | 0 | 0 | 0
F7_Industrial_Primary Metals_New_Process_Natural Gas_Gas Boiler - High Turndown_A_Technical Potential | F7 | Industrial | Primary Metals | New | Process | Natural Gas | Gas Boiler - High Turndown | A | Incremental Energy Savings (MWh or mTherms) | Technical Potential | 0 | 0 | 0 | 0 | 0 | 0.014756 | 0.017482 | 0.020206 | 0.022914 | 0.025624 | 0.025502 | 0.02233 | 0.019402 | 0.016749 | 0.014366 | 0.012269 | 0.010431 | 0.0088366 | 0.0074611 | 0.0062795 | 0.014756 | 0.017482 | 0.020206 | 0.022914 | 0.025624 | 0.025502 | 0.02233 | 0.019402 | 0.016749 | 0.014366 | 0.012269
F8_Industrial_Primary Metals_New_Process_Natural Gas_Gas Boiler - High Turndown_A_Technical Potential | F8 | Industrial | Primary Metals | New | Process | Natural Gas | Gas Boiler - High Turndown | A | Incremental Summer Peak Savings (MW) | Technical Potential | 0 | 0 | 0 | 0 | 0 | 0 | 0 | 0 | 0 | 0 | 0 | 0 | 0 | 0 | 0 | 0 | 0 | 0 | 0 | 0 | 0 | 0 | 0 | 0 | 0 | 0 | 0 | 0 | 0 | 0 | 0
F9_Industrial_Primary Metals_New_Process_Natural Gas_Gas Boiler - High Turndown_A_Technical Potential | F9 | Industrial | Primary Metals | New | Process | Natural Gas | Gas Boiler - High Turndown | A | Incremental Winter Peak Savings (MW) | Technical Potential | 0 | 0 | 0 | 0 | 0 | 0 | 0 | 0 | 0 | 0 | 0 | 0 | 0 | 0 | 0 | 0 | 0 | 0 | 0 | 0 | 0 | 0 | 0 | 0 | 0 | 0 | 0 | 0 | 0 | 0 | 0
F10_Industrial_Primary Metals_New_Process_Natural Gas_Gas Boiler - High Turndown_A_Technical Potential | F10 | Industrial | Primary Metals | New | Process | Natural Gas | Gas Boiler - High Turndown | A | Cumulative Energy Savings (MWh or mTherms) | Technical Potential | 0 | 0 | 0 | 0 | 0 | 0.014756 | 0.032237 | 0.052443 | 0.075357 | 0.10098 | 0.12648 | 0.14881 | 0.16821 | 0.18496 | 0.19933 | 0.2116 | 0.22203 | 0.23087 | 0.23833 | 0.24461 | 0.24461 | 0.24461 | 0.24461 | 0.24461 | 0.24461 | 0.24461 | 0.24461 | 0.24461 | 0.24461 | 0.24461 | 0.24461
F11_Industrial_Primary Metals_New_Process_Natural Gas_Gas Boiler - High Turndown_A_Technical Potential | F11 | Industrial | Primary Metals | New | Process | Natural Gas | Gas Boiler - High Turndown | A | Cumulative Summer Peak Savings (MW) | Technical Potential | 0 | 0 | 0 | 0 | 0 | 0 | 0 | 0 | 0 | 0 | 0 | 0 | 0 | 0 | 0 | 0 | 0 | 0 | 0 | 0 | 0 | 0 | 0 | 0 | 0 | 0 | 0 | 0 | 0 | 0 | 0
F12_Industrial_Primary Metals_New_Process_Natural Gas_Gas Boiler - High Turndown_A_Technical Potential | F12 | Industrial | Primary Metals | New | Process | Natural Gas | Gas Boiler - High Turndown | A | Cumulative Winter Peak Savings (MW) | Technical Potential | 0 | 0 | 0 | 0 | 0 | 0 | 0 | 0 | 0 | 0 | 0 | 0 | 0 | 0 | 0 | 0 | 0 | 0 | 0 | 0 | 0 | 0 | 0 | 0 | 0 | 0 | 0 | 0 | 0 | 0 | 0
F13_Industrial_Primary Metals_New_Process_Natural Gas_Gas Boiler - High Turndown_A_Technical Potential | F13 | Industrial | Primary Metals | New | Process | Natural Gas | Gas Boiler - High Turndown | A | Purchases (Incremental) | Technical Potential | 0 | 0 | 0 | 0 | 0 | 0.38602 | 0.45733 | 0.5286 | 0.59945 | 0.67034 | 0.66716 | 0.58416 | 0.50756 | 0.43817 | 0.37583 | 0.32097 | 0.27287 | 0.23117 | 0.19519 | 0.16428 | 0.38602 | 0.45733 | 0.5286 | 0.59945 | 0.67034 | 0.66716 | 0.58416 | 0.50756 | 0.43817 | 0.37583 | 0.32097
F14_Industrial_Primary Metals_New_Process_Natural Gas_Gas Boiler - High Turndown_A_Technical Potential | F14 | Industrial | Primary Metals | New | Process | Natural Gas | Gas Boiler - High Turndown | A | Purchases (Cumulative) | Technical Potential | 0 | 0 | 0 | 0 | 0 | 0.38602 | 0.84336 | 1.372 | 1.9714 | 2.6418 | 3.3089 | 3.8931 | 4.4006 | 4.8388 | 5.2146 | 5.5356 | 5.8085 | 6.0397 | 6.2349 | 6.3991 | 6.3991 | 6.3991 | 6.3991 | 6.3991 | 6.3991 | 6.3991 | 6.3991 | 6.3991 | 6.3991 | 6.3991 | 6.3991
F1_Industrial_Primary Metals_New_Space Heating_Natural Gas_Gas Boiler - Burner Control Optimization_A_Technical Potential | F1 | Industrial | Primary Metals | New | Space Heating | Natural Gas | Gas Boiler - Burner Control Optimization | A | Original Unit Energy Savings (kWh or therms) | Technical Potential | 0 | 0 | 0 | 0 | 0 | 0 | 0 | 0 | 0 | 0 | 0 | 0 | 0 | 0 | 0 | 0 | 0 | 0 | 0 | 0 | 0 | 0 | 0 | 0 | 0 | 0 | 0 | 0 | 0 | 0 | 0
F2_Industrial_Primary Metals_New_Space Heating_Natural Gas_Gas Boiler - Burner Control Optimization_A_Technical Potential | F2 | Industrial | Primary Metals | New | Space Heating | Natural Gas | Gas Boiler - Burner Control Optimization | A | Original Unit Summer Peak Savings (kW) | Technical Potential | 0 | 0 | 0 | 0 | 0 | 0 | 0 | 0 | 0 | 0 | 0 | 0 | 0 | 0 | 0 | 0 | 0 | 0 | 0 | 0 | 0 | 0 | 0 | 0 | 0 | 0 | 0 | 0 | 0 | 0 | 0
F3_Industrial_Primary Metals_New_Space Heating_Natural Gas_Gas Boiler - Burner Control Optimization_A_Technical Potential | F3 | Industrial | Primary Metals | New | Space Heating | Natural Gas | Gas Boiler - Burner Control Optimization | A | Original Unit Winter Peak Savings (kW) | Technical Potential | 0 | 0 | 0 | 0 | 0 | 0 | 0 | 0 | 0 | 0 | 0 | 0 | 0 | 0 | 0 | 0 | 0 | 0 | 0 | 0 | 0 | 0 | 0 | 0 | 0 | 0 | 0 | 0 | 0 | 0 | 0
F4_Industrial_Primary Metals_New_Space Heating_Natural Gas_Gas Boiler - Burner Control Optimization_A_Technical Potential | F4 | Industrial | Primary Metals | New | Space Heating | Natural Gas | Gas Boiler - Burner Control Optimization | A | Standalone Impact on Baseline Energy (%) | Technical Potential | 0% | 0% | 0% | 0% | 0% | 0% | 0% | 0% | 0% | 0% | 0% | 0% | 0% | 0% | 0% | 0% | 0% | 0% | 0% | 0% | 0% | 0% | 0% | 0% | 0 | 0 | 0 | 0 | 0 | 0 | 0
F5_Industrial_Primary Metals_New_Space Heating_Natural Gas_Gas Boiler - Burner Control Optimization_A_Technical Potential | F5 | Industrial | Primary Metals | New | Space Heating | Natural Gas | Gas Boiler - Burner Control Optimization | A | Standalone Impact on Baseline Summer Peak (%) | Technical Potential | 0% | 0% | 0% | 0% | 0% | 0% | 0% | 0% | 0% | 0% | 0% | 0% | 0% | 0% | 0% | 0% | 0% | 0% | 0% | 0% | 0% | 0% | 0% | 0% | 0 | 0 | 0 | 0 | 0 | 0 | 0
F6_Industrial_Primary Metals_New_Space Heating_Natural Gas_Gas Boiler - Burner Control Optimization_A_Technical Potential | F6 | Industrial | Primary Metals | New | Space Heating | Natural Gas | Gas Boiler - Burner Control Optimization | A | Standalone Impact on Baseline Winter Peak (%) | Technical Potential | 0% | 0% | 0% | 0% | 0% | 0% | 0% | 0% | 0% | 0% | 0% | 0% | 0% | 0% | 0% | 0% | 0% | 0% | 0% | 0% | 0% | 0% | 0% | 0% | 0 | 0 | 0 | 0 | 0 | 0 | 0
F7_Industrial_Primary Metals_New_Space Heating_Natural Gas_Gas Boiler - Burner Control Optimization_A_Technical Potential | F7 | Industrial | Primary Metals | New | Space Heating | Natural Gas | Gas Boiler - Burner Control Optimization | A | Incremental Energy Savings (MWh or mTherms) | Technical Potential | 0 | 0 | 0 | 0 | 0 | 0 | 0 | 0 | 0 | 0 | 0 | 0 | 0 | 0 | 0 | 0 | 0 | 0 | 0 | 0 | 0 | 0 | 0 | 0 | 0 | 0 | 0 | 0 | 0 | 0 | 0
F8_Industrial_Primary Metals_New_Space Heating_Natural Gas_Gas Boiler - Burner Control Optimization_A_Technical Potential | F8 | Industrial | Primary Metals | New | Space Heating | Natural Gas | Gas Boiler - Burner Control Optimization | A | Incremental Summer Peak Savings (MW) | Technical Potential | 0 | 0 | 0 | 0 | 0 | 0 | 0 | 0 | 0 | 0 | 0 | 0 | 0 | 0 | 0 | 0 | 0 | 0 | 0 | 0 | 0 | 0 | 0 | 0 | 0 | 0 | 0 | 0 | 0 | 0 | 0
F9_Industrial_Primary Metals_New_Space Heating_Natural Gas_Gas Boiler - Burner Control Optimization_A_Technical Potential | F9 | Industrial | Primary Metals | New | Space Heating | Natural Gas | Gas Boiler - Burner Control Optimization | A | Incremental Winter Peak Savings (MW) | Technical Potential | 0 | 0 | 0 | 0 | 0 | 0 | 0 | 0 | 0 | 0 | 0 | 0 | 0 | 0 | 0 | 0 | 0 | 0 | 0 | 0 | 0 | 0 | 0 | 0 | 0 | 0 | 0 | 0 | 0 | 0 | 0
F10_Industrial_Primary Metals_New_Space Heating_Natural Gas_Gas Boiler - Burner Control Optimization_A_Technical Potential | F10 | Industrial | Primary Metals | New | Space Heating | Natural Gas | Gas Boiler - Burner Control Optimization | A | Cumulative Energy Savings (MWh or mTherms) | Technical Potential | 0 | 0 | 0 | 0 | 0 | 0 | 0 | 0 | 0 | 0 | 0 | 0 | 0 | 0 | 0 | 0 | 0 | 0 | 0 | 0 | 0 | 0 | 0 | 0 | 0 | 0 | 0 | 0 | 0 | 0 | 0
F11_Industrial_Primary Metals_New_Space Heating_Natural Gas_Gas Boiler - Burner Control Optimization_A_Technical Potential | F11 | Industrial | Primary Metals | New | Space Heating | Natural Gas | Gas Boiler - Burner Control Optimization | A | Cumulative Summer Peak Savings (MW) | Technical Potential | 0 | 0 | 0 | 0 | 0 | 0 | 0 | 0 | 0 | 0 | 0 | 0 | 0 | 0 | 0 | 0 | 0 | 0 | 0 | 0 | 0 | 0 | 0 | 0 | 0 | 0 | 0 | 0 | 0 | 0 | 0
F12_Industrial_Primary Metals_New_Space Heating_Natural Gas_Gas Boiler - Burner Control Optimization_A_Technical Potential | F12 | Industrial | Primary Metals | New | Space Heating | Natural Gas | Gas Boiler - Burner Control Optimization | A | Cumulative Winter Peak Savings (MW) | Technical Potential | 0 | 0 | 0 | 0 | 0 | 0 | 0 | 0 | 0 | 0 | 0 | 0 | 0 | 0 | 0 | 0 | 0 | 0 | 0 | 0 | 0 | 0 | 0 | 0 | 0 | 0 | 0 | 0 | 0 | 0 | 0
F13_Industrial_Primary Metals_New_Space Heating_Natural Gas_Gas Boiler - Burner Control Optimization_A_Technical Potential | F13 | Industrial | Primary Metals | New | Space Heating | Natural Gas | Gas Boiler - Burner Control Optimization | A | Purchases (Incremental) | Technical Potential | 0 | 0 | 0 | 0 | 0 | 0 | 0 | 0 | 0 | 0 | 0 | 0 | 0 | 0 | 0 | 0 | 0 | 0 | 0 | 0 | 0 | 0 | 0 | 0 | 0 | 0 | 0 | 0 | 0 | 0 | 0
F14_Industrial_Primary Metals_New_Space Heating_Natural Gas_Gas Boiler - Burner Control Optimization_A_Technical Potential | F14 | Industrial | Primary Metals | New | Space Heating | Natural Gas | Gas Boiler - Burner Control Optimization | A | Purchases (Cumulative) | Technical Potential | 0 | 0 | 0 | 0 | 0 | 0 | 0 | 0 | 0 | 0 | 0 | 0 | 0 | 0 | 0 | 0 | 0 | 0 | 0 | 0 | 0 | 0 | 0 | 0 | 0 | 0 | 0 | 0 | 0 | 0 | 0
F1_Industrial_Primary Metals_New_Process_Natural Gas_Gas Boiler - Burner Control Optimization_A_Technical Potential | F1 | Industrial | Primary Metals | New | Process | Natural Gas | Gas Boiler - Burner Control Optimization | A | Original Unit Energy Savings (kWh or therms) | Technical Potential | 0 | 0 | 0 | 0 | 0 | 11.0853 | 11.0853 | 11.0853 | 11.0853 | 11.0853 | 11.0853 | 11.0853 | 11.0853 | 11.0853 | 11.0853 | 11.0853 | 11.0853 | 11.0853 | 11.0853 | 11.0853 | 11.0853 | 11.0853 | 11.0853 | 11.0853 | 11.0853 | 11.0853 | 11.0853 | 11.0853 | 11.0853 | 11.0853 | 11.0853
F2_Industrial_Primary Metals_New_Process_Natural Gas_Gas Boiler - Burner Control Optimization_A_Technical Potential | F2 | Industrial | Primary Metals | New | Process | Natural Gas | Gas Boiler - Burner Control Optimization | A | Original Unit Summer Peak Savings (kW) | Technical Potential | 0 | 0 | 0 | 0 | 0 | 0 | 0 | 0 | 0 | 0 | 0 | 0 | 0 | 0 | 0 | 0 | 0 | 0 | 0 | 0 | 0 | 0 | 0 | 0 | 0 | 0 | 0 | 0 | 0 | 0 | 0
F3_Industrial_Primary Metals_New_Process_Natural Gas_Gas Boiler - Burner Control Optimization_A_Technical Potential | F3 | Industrial | Primary Metals | New | Process | Natural Gas | Gas Boiler - Burner Control Optimization | A | Original Unit Winter Peak Savings (kW) | Technical Potential | 0 | 0 | 0 | 0 | 0 | 0 | 0 | 0 | 0 | 0 | 0 | 0 | 0 | 0 | 0 | 0 | 0 | 0 | 0 | 0 | 0 | 0 | 0 | 0 | 0 | 0 | 0 | 0 | 0 | 0 | 0
F4_Industrial_Primary Metals_New_Process_Natural Gas_Gas Boiler - Burner Control Optimization_A_Technical Potential | F4 | Industrial | Primary Metals | New | Process | Natural Gas | Gas Boiler - Burner Control Optimization | A | Standalone Impact on Baseline Energy (%) | Technical Potential | 0% | 0% | 0% | 0% | 0% | 0.0005233% | 0.001264% | 0.002739% | 0.005294% | 0.009212% | 0.0146% | 0.02132% | 0.02894% | 0.03684% | 0.04439% | 0.05094% | 0.05612% | 0.05974% | 0.06184% | 0.06265% | 0.0624% | 0.0614% | 0.05992% | 0.05804% | 0.00056021 | 0.00053917 | 0.0005197 | 0.00050163 | 0 | 0 | 0
F5_Industrial_Primary Metals_New_Process_Natural Gas_Gas Boiler - Burner Control Optimization_A_Technical Potential | F5 | Industrial | Primary Metals | New | Process | Natural Gas | Gas Boiler - Burner Control Optimization | A | Standalone Impact on Baseline Summer Peak (%) | Technical Potential | 0% | 0% | 0% | 0% | 0% | 0% | 0% | 0% | 0% | 0% | 0% | 0% | 0% | 0% | 0% | 0% | 0% | 0% | 0% | 0% | 0% | 0% | 0% | 0% | 0 | 0 | 0 | 0 | 0 | 0 | 0
F6_Industrial_Primary Metals_New_Process_Natural Gas_Gas Boiler - Burner Control Optimization_A_Technical Potential | F6 | Industrial | Primary Metals | New | Process | Natural Gas | Gas Boiler - Burner Control Optimization | A | Standalone Impact on Baseline Winter Peak (%) | Technical Potential | 0% | 0% | 0% | 0% | 0% | 0% | 0% | 0% | 0% | 0% | 0% | 0% | 0% | 0% | 0% | 0% | 0% | 0% | 0% | 0% | 0% | 0% | 0% | 0% | 0 | 0 | 0 | 0 | 0 | 0 | 0
F7_Industrial_Primary Metals_New_Process_Natural Gas_Gas Boiler - Burner Control Optimization_A_Technical Potential | F7 | Industrial | Primary Metals | New | Process | Natural Gas | Gas Boiler - Burner Control Optimization | A | Incremental Energy Savings (MWh or mTherms) | Technical Potential | 0 | 0 | 0 | 0 | 0 | 0.0011543 | 0.0021497 | 0.0049694 | 0.009862 | 0.017155 | 0.026559 | 0.036996 | 0.046878 | 0.054478 | 0.058409 | 0.058197 | 0.054114 | 0.047193 | 0.03874 | 0.030031 | 0.022063 | 0.0154 | 0.010238 | 0.0064975 | 0.0045786 | 0.0049694 | 0.009862 | 0.017155 | 0.026559 | 0.036996 | 0.046878
F8_Industrial_Primary Metals_New_Process_Natural Gas_Gas Boiler - Burner Control Optimization_A_Technical Potential | F8 | Industrial | Primary Metals | New | Process | Natural Gas | Gas Boiler - Burner Control Optimization | A | Incremental Summer Peak Savings (MW) | Technical Potential | 0 | 0 | 0 | 0 | 0 | 0 | 0 | 0 | 0 | 0 | 0 | 0 | 0 | 0 | 0 | 0 | 0 | 0 | 0 | 0 | 0 | 0 | 0 | 0 | 0 | 0 | 0 | 0 | 0 | 0 | 0
F9_Industrial_Primary Metals_New_Process_Natural Gas_Gas Boiler - Burner Control Optimization_A_Technical Potential | F9 | Industrial | Primary Metals | New | Process | Natural Gas | Gas Boiler - Burner Control Optimization | A | Incremental Winter Peak Savings (MW) | Technical Potential | 0 | 0 | 0 | 0 | 0 | 0 | 0 | 0 | 0 | 0 | 0 | 0 | 0 | 0 | 0 | 0 | 0 | 0 | 0 | 0 | 0 | 0 | 0 | 0 | 0 | 0 | 0 | 0 | 0 | 0 | 0
F10_Industrial_Primary Metals_New_Process_Natural Gas_Gas Boiler - Burner Control Optimization_A_Technical Potential | F10 | Industrial | Primary Metals | New | Process | Natural Gas | Gas Boiler - Burner Control Optimization | A | Cumulative Energy Savings (MWh or mTherms) | Technical Potential | 0 | 0 | 0 | 0 | 0 | 0.0011543 | 0.003304 | 0.0082734 | 0.018135 | 0.03529 | 0.061849 | 0.098845 | 0.14572 | 0.2002 | 0.25861 | 0.31681 | 0.37092 | 0.41812 | 0.45686 | 0.48689 | 0.50895 | 0.52435 | 0.53459 | 0.53993 | 0.54236 | 0.54236 | 0.54236 | 0.54236 | 0.54236 | 0.54236 | 0.54236
F11_Industrial_Primary Metals_New_Process_Natural Gas_Gas Boiler - Burner Control Optimization_A_Technical Potential | F11 | Industrial | Primary Metals | New | Process | Natural Gas | Gas Boiler - Burner Control Optimization | A | Cumulative Summer Peak Savings (MW) | Technical Potential | 0 | 0 | 0 | 0 | 0 | 0 | 0 | 0 | 0 | 0 | 0 | 0 | 0 | 0 | 0 | 0 | 0 | 0 | 0 | 0 | 0 | 0 | 0 | 0 | 0 | 0 | 0 | 0 | 0 | 0 | 0
F12_Industrial_Primary Metals_New_Process_Natural Gas_Gas Boiler - Burner Control Optimization_A_Technical Potential | F12 | Industrial | Primary Metals | New | Process | Natural Gas | Gas Boiler - Burner Control Optimization | A | Cumulative Winter Peak Savings (MW) | Technical Potential | 0 | 0 | 0 | 0 | 0 | 0 | 0 | 0 | 0 | 0 | 0 | 0 | 0 | 0 | 0 | 0 | 0 | 0 | 0 | 0 | 0 | 0 | 0 | 0 | 0 | 0 | 0 | 0 | 0 | 0 | 0
F13_Industrial_Primary Metals_New_Process_Natural Gas_Gas Boiler - Burner Control Optimization_A_Technical Potential | F13 | Industrial | Primary Metals | New | Process | Natural Gas | Gas Boiler - Burner Control Optimization | A | Purchases (Incremental) | Technical Potential | 0 | 0 | 0 | 0 | 0 | 0.10413 | 0.19392 | 0.44829 | 0.88965 | 1.5475 | 2.3959 | 3.3374 | 4.2289 | 4.9145 | 5.2691 | 5.25 | 4.8816 | 4.2573 | 3.4947 | 2.7091 | 1.9903 | 1.3892 | 0.92356 | 0.58614 | 0.41304 | 0.44829 | 0.88965 | 1.5475 | 2.3959 | 3.3374 | 4.2289
F14_Industrial_Primary Metals_New_Process_Natural Gas_Gas Boiler - Burner Control Optimization_A_Technical Potential | F14 | Industrial | Primary Metals | New | Process | Natural Gas | Gas Boiler - Burner Control Optimization | A | Purchases (Cumulative) | Technical Potential | 0 | 0 | 0 | 0 | 0 | 0.10413 | 0.29805 | 0.74634 | 1.636 | 3.1835 | 5.5794 | 8.9168 | 13.1457 | 18.0602 | 23.3293 | 28.5793 | 33.4609 | 37.7182 | 41.2129 | 43.922 | 45.9123 | 47.3015 | 48.225 | 48.707 | 48.9261 | 48.9261 | 48.9261 | 48.9261 | 48.9261 | 48.9261 | 48.9261
F1_Industrial_Primary Metals_New_Space Heating_Natural Gas_HVAC - Demand Controlled Ventilation_A_Technical Potential | F1 | Industrial | Primary Metals | New | Space Heating | Natural Gas | HVAC - Demand Controlled Ventilation | A | Original Unit Energy Savings (kWh or therms) | Technical Potential | 0 | 0 | 0 | 0 | 0 | 0 | 0 | 0 | 0 | 0 | 0 | 0 | 0 | 0 | 0 | 0 | 0 | 0 | 0 | 0 | 0 | 0 | 0 | 0 | 0 | 0 | 0 | 0 | 0 | 0 | 0
F2_Industrial_Primary Metals_New_Space Heating_Natural Gas_HVAC - Demand Controlled Ventilation_A_Technical Potential | F2 | Industrial | Primary Metals | New | Space Heating | Natural Gas | HVAC - Demand Controlled Ventilation | A | Original Unit Summer Peak Savings (kW) | Technical Potential | 0 | 0 | 0 | 0 | 0 | 0 | 0 | 0 | 0 | 0 | 0 | 0 | 0 | 0 | 0 | 0 | 0 | 0 | 0 | 0 | 0 | 0 | 0 | 0 | 0 | 0 | 0 | 0 | 0 | 0 | 0
F3_Industrial_Primary Metals_New_Space Heating_Natural Gas_HVAC - Demand Controlled Ventilation_A_Technical Potential | F3 | Industrial | Primary Metals | New | Space Heating | Natural Gas | HVAC - Demand Controlled Ventilation | A | Original Unit Winter Peak Savings (kW) | Technical Potential | 0 | 0 | 0 | 0 | 0 | 0 | 0 | 0 | 0 | 0 | 0 | 0 | 0 | 0 | 0 | 0 | 0 | 0 | 0 | 0 | 0 | 0 | 0 | 0 | 0 | 0 | 0 | 0 | 0 | 0 | 0
F4_Industrial_Primary Metals_New_Space Heating_Natural Gas_HVAC - Demand Controlled Ventilation_A_Technical Potential | F4 | Industrial | Primary Metals | New | Space Heating | Natural Gas | HVAC - Demand Controlled Ventilation | A | Standalone Impact on Baseline Energy (%) | Technical Potential | 0% | 0% | 0% | 0% | 0% | 0% | 0% | 0% | 0% | 0% | 0% | 0% | 0% | 0% | 0% | 0% | 0% | 0% | 0% | 0% | 0% | 0% | 0% | 0% | 0 | 0 | 0 | 0 | 0 | 0 | 0
F5_Industrial_Primary Metals_New_Space Heating_Natural Gas_HVAC - Demand Controlled Ventilation_A_Technical Potential | F5 | Industrial | Primary Metals | New | Space Heating | Natural Gas | HVAC - Demand Controlled Ventilation | A | Standalone Impact on Baseline Summer Peak (%) | Technical Potential | 0% | 0% | 0% | 0% | 0% | 0% | 0% | 0% | 0% | 0% | 0% | 0% | 0% | 0% | 0% | 0% | 0% | 0% | 0% | 0% | 0% | 0% | 0% | 0% | 0 | 0 | 0 | 0 | 0 | 0 | 0
F6_Industrial_Primary Metals_New_Space Heating_Natural Gas_HVAC - Demand Controlled Ventilation_A_Technical Potential | F6 | Industrial | Primary Metals | New | Space Heating | Natural Gas | HVAC - Demand Controlled Ventilation | A | Standalone Impact on Baseline Winter Peak (%) | Technical Potential | 0% | 0% | 0% | 0% | 0% | 0% | 0% | 0% | 0% | 0% | 0% | 0% | 0% | 0% | 0% | 0% | 0% | 0% | 0% | 0% | 0% | 0% | 0% | 0% | 0 | 0 | 0 | 0 | 0 | 0 | 0
F7_Industrial_Primary Metals_New_Space Heating_Natural Gas_HVAC - Demand Controlled Ventilation_A_Technical Potential | F7 | Industrial | Primary Metals | New | Space Heating | Natural Gas | HVAC - Demand Controlled Ventilation | A | Incremental Energy Savings (MWh or mTherms) | Technical Potential | 0 | 0 | 0 | 0 | 0 | 0 | 0 | 0 | 0 | 0 | 0 | 0 | 0 | 0 | 0 | 0 | 0 | 0 | 0 | 0 | 0 | 0 | 0 | 0 | 0 | 0 | 0 | 0 | 0 | 0 | 0
F8_Industrial_Primary Metals_New_Space Heating_Natural Gas_HVAC - Demand Controlled Ventilation_A_Technical Potential | F8 | Industrial | Primary Metals | New | Space Heating | Natural Gas | HVAC - Demand Controlled Ventilation | A | Incremental Summer Peak Savings (MW) | Technical Potential | 0 | 0 | 0 | 0 | 0 | 0 | 0 | 0 | 0 | 0 | 0 | 0 | 0 | 0 | 0 | 0 | 0 | 0 | 0 | 0 | 0 | 0 | 0 | 0 | 0 | 0 | 0 | 0 | 0 | 0 | 0
F9_Industrial_Primary Metals_New_Space Heating_Natural Gas_HVAC - Demand Controlled Ventilation_A_Technical Potential | F9 | Industrial | Primary Metals | New | Space Heating | Natural Gas | HVAC - Demand Controlled Ventilation | A | Incremental Winter Peak Savings (MW) | Technical Potential | 0 | 0 | 0 | 0 | 0 | 0 | 0 | 0 | 0 | 0 | 0 | 0 | 0 | 0 | 0 | 0 | 0 | 0 | 0 | 0 | 0 | 0 | 0 | 0 | 0 | 0 | 0 | 0 | 0 | 0 | 0
F10_Industrial_Primary Metals_New_Space Heating_Natural Gas_HVAC - Demand Controlled Ventilation_A_Technical Potential | F10 | Industrial | Primary Metals | New | Space Heating | Natural Gas | HVAC - Demand Controlled Ventilation | A | Cumulative Energy Savings (MWh or mTherms) | Technical Potential | 0 | 0 | 0 | 0 | 0 | 0 | 0 | 0 | 0 | 0 | 0 | 0 | 0 | 0 | 0 | 0 | 0 | 0 | 0 | 0 | 0 | 0 | 0 | 0 | 0 | 0 | 0 | 0 | 0 | 0 | 0
F11_Industrial_Primary Metals_New_Space Heating_Natural Gas_HVAC - Demand Controlled Ventilation_A_Technical Potential | F11 | Industrial | Primary Metals | New | Space Heating | Natural Gas | HVAC - Demand Controlled Ventilation | A | Cumulative Summer Peak Savings (MW) | Technical Potential | 0 | 0 | 0 | 0 | 0 | 0 | 0 | 0 | 0 | 0 | 0 | 0 | 0 | 0 | 0 | 0 | 0 | 0 | 0 | 0 | 0 | 0 | 0 | 0 | 0 | 0 | 0 | 0 | 0 | 0 | 0
F12_Industrial_Primary Metals_New_Space Heating_Natural Gas_HVAC - Demand Controlled Ventilation_A_Technical Potential | F12 | Industrial | Primary Metals | New | Space Heating | Natural Gas | HVAC - Demand Controlled Ventilation | A | Cumulative Winter Peak Savings (MW) | Technical Potential | 0 | 0 | 0 | 0 | 0 | 0 | 0 | 0 | 0 | 0 | 0 | 0 | 0 | 0 | 0 | 0 | 0 | 0 | 0 | 0 | 0 | 0 | 0 | 0 | 0 | 0 | 0 | 0 | 0 | 0 | 0
F13_Industrial_Primary Metals_New_Space Heating_Natural Gas_HVAC - Demand Controlled Ventilation_A_Technical Potential | F13 | Industrial | Primary Metals | New | Space Heating | Natural Gas | HVAC - Demand Controlled Ventilation | A | Purchases (Incremental) | Technical Potential | 0 | 0 | 0 | 0 | 0 | 0 | 0 | 0 | 0 | 0 | 0 | 0 | 0 | 0 | 0 | 0 | 0 | 0 | 0 | 0 | 0 | 0 | 0 | 0 | 0 | 0 | 0 | 0 | 0 | 0 | 0
F14_Industrial_Primary Metals_New_Space Heating_Natural Gas_HVAC - Demand Controlled Ventilation_A_Technical Potential | F14 | Industrial | Primary Metals | New | Space Heating | Natural Gas | HVAC - Demand Controlled Ventilation | A | Purchases (Cumulative) | Technical Potential | 0 | 0 | 0 | 0 | 0 | 0 | 0 | 0 | 0 | 0 | 0 | 0 | 0 | 0 | 0 | 0 | 0 | 0 | 0 | 0 | 0 | 0 | 0 | 0 | 0 | 0 | 0 | 0 | 0 | 0 | 0
F1_Industrial_Primary Metals_New_Space Heating_Natural Gas_Gas Boiler - Stack Economizer_A_Technical Potential | F1 | Industrial | Primary Metals | New | Space Heating | Natural Gas | Gas Boiler - Stack Economizer | A | Original Unit Energy Savings (kWh or therms) | Technical Potential | 0 | 0 | 0 | 0 | 0 | 0 | 0 | 0 | 0 | 0 | 0 | 0 | 0 | 0 | 0 | 0 | 0 | 0 | 0 | 0 | 0 | 0 | 0 | 0 | 0 | 0 | 0 | 0 | 0 | 0 | 0
F2_Industrial_Primary Metals_New_Space Heating_Natural Gas_Gas Boiler - Stack Economizer_A_Technical Potential | F2 | Industrial | Primary Metals | New | Space Heating | Natural Gas | Gas Boiler - Stack Economizer | A | Original Unit Summer Peak Savings (kW) | Technical Potential | 0 | 0 | 0 | 0 | 0 | 0 | 0 | 0 | 0 | 0 | 0 | 0 | 0 | 0 | 0 | 0 | 0 | 0 | 0 | 0 | 0 | 0 | 0 | 0 | 0 | 0 | 0 | 0 | 0 | 0 | 0
F3_Industrial_Primary Metals_New_Space Heating_Natural Gas_Gas Boiler - Stack Economizer_A_Technical Potential | F3 | Industrial | Primary Metals | New | Space Heating | Natural Gas | Gas Boiler - Stack Economizer | A | Original Unit Winter Peak Savings (kW) | Technical Potential | 0 | 0 | 0 | 0 | 0 | 0 | 0 | 0 | 0 | 0 | 0 | 0 | 0 | 0 | 0 | 0 | 0 | 0 | 0 | 0 | 0 | 0 | 0 | 0 | 0 | 0 | 0 | 0 | 0 | 0 | 0
F4_Industrial_Primary Metals_New_Space Heating_Natural Gas_Gas Boiler - Stack Economizer_A_Technical Potential | F4 | Industrial | Primary Metals | New | Space Heating | Natural Gas | Gas Boiler - Stack Economizer | A | Standalone Impact on Baseline Energy (%) | Technical Potential | 0% | 0% | 0% | 0% | 0% | 0% | 0% | 0% | 0% | 0% | 0% | 0% | 0% | 0% | 0% | 0% | 0% | 0% | 0% | 0% | 0% | 0% | 0% | 0% | 0 | 0 | 0 | 0 | 0 | 0 | 0
F5_Industrial_Primary Metals_New_Space Heating_Natural Gas_Gas Boiler - Stack Economizer_A_Technical Potential | F5 | Industrial | Primary Metals | New | Space Heating | Natural Gas | Gas Boiler - Stack Economizer | A | Standalone Impact on Baseline Summer Peak (%) | Technical Potential | 0% | 0% | 0% | 0% | 0% | 0% | 0% | 0% | 0% | 0% | 0% | 0% | 0% | 0% | 0% | 0% | 0% | 0% | 0% | 0% | 0% | 0% | 0% | 0% | 0 | 0 | 0 | 0 | 0 | 0 | 0
F6_Industrial_Primary Metals_New_Space Heating_Natural Gas_Gas Boiler - Stack Economizer_A_Technical Potential | F6 | Industrial | Primary Metals | New | Space Heating | Natural Gas | Gas Boiler - Stack Economizer | A | Standalone Impact on Baseline Winter Peak (%) | Technical Potential | 0% | 0% | 0% | 0% | 0% | 0% | 0% | 0% | 0% | 0% | 0% | 0% | 0% | 0% | 0% | 0% | 0% | 0% | 0% | 0% | 0% | 0% | 0% | 0% | 0 | 0 | 0 | 0 | 0 | 0 | 0
F7_Industrial_Primary Metals_New_Space Heating_Natural Gas_Gas Boiler - Stack Economizer_A_Technical Potential | F7 | Industrial | Primary Metals | New | Space Heating | Natural Gas | Gas Boiler - Stack Economizer | A | Incremental Energy Savings (MWh or mTherms) | Technical Potential | 0 | 0 | 0 | 0 | 0 | 0 | 0 | 0 | 0 | 0 | 0 | 0 | 0 | 0 | 0 | 0 | 0 | 0 | 0 | 0 | 0 | 0 | 0 | 0 | 0 | 0 | 0 | 0 | 0 | 0 | 0
F8_Industrial_Primary Metals_New_Space Heating_Natural Gas_Gas Boiler - Stack Economizer_A_Technical Potential | F8 | Industrial | Primary Metals | New | Space Heating | Natural Gas | Gas Boiler - Stack Economizer | A | Incremental Summer Peak Savings (MW) | Technical Potential | 0 | 0 | 0 | 0 | 0 | 0 | 0 | 0 | 0 | 0 | 0 | 0 | 0 | 0 | 0 | 0 | 0 | 0 | 0 | 0 | 0 | 0 | 0 | 0 | 0 | 0 | 0 | 0 | 0 | 0 | 0
F9_Industrial_Primary Metals_New_Space Heating_Natural Gas_Gas Boiler - Stack Economizer_A_Technical Potential | F9 | Industrial | Primary Metals | New | Space Heating | Natural Gas | Gas Boiler - Stack Economizer | A | Incremental Winter Peak Savings (MW) | Technical Potential | 0 | 0 | 0 | 0 | 0 | 0 | 0 | 0 | 0 | 0 | 0 | 0 | 0 | 0 | 0 | 0 | 0 | 0 | 0 | 0 | 0 | 0 | 0 | 0 | 0 | 0 | 0 | 0 | 0 | 0 | 0
F10_Industrial_Primary Metals_New_Space Heating_Natural Gas_Gas Boiler - Stack Economizer_A_Technical Potential | F10 | Industrial | Primary Metals | New | Space Heating | Natural Gas | Gas Boiler - Stack Economizer | A | Cumulative Energy Savings (MWh or mTherms) | Technical Potential | 0 | 0 | 0 | 0 | 0 | 0 | 0 | 0 | 0 | 0 | 0 | 0 | 0 | 0 | 0 | 0 | 0 | 0 | 0 | 0 | 0 | 0 | 0 | 0 | 0 | 0 | 0 | 0 | 0 | 0 | 0
F11_Industrial_Primary Metals_New_Space Heating_Natural Gas_Gas Boiler - Stack Economizer_A_Technical Potential | F11 | Industrial | Primary Metals | New | Space Heating | Natural Gas | Gas Boiler - Stack Economizer | A | Cumulative Summer Peak Savings (MW) | Technical Potential | 0 | 0 | 0 | 0 | 0 | 0 | 0 | 0 | 0 | 0 | 0 | 0 | 0 | 0 | 0 | 0 | 0 | 0 | 0 | 0 | 0 | 0 | 0 | 0 | 0 | 0 | 0 | 0 | 0 | 0 | 0
F12_Industrial_Primary Metals_New_Space Heating_Natural Gas_Gas Boiler - Stack Economizer_A_Technical Potential | F12 | Industrial | Primary Metals | New | Space Heating | Natural Gas | Gas Boiler - Stack Economizer | A | Cumulative Winter Peak Savings (MW) | Technical Potential | 0 | 0 | 0 | 0 | 0 | 0 | 0 | 0 | 0 | 0 | 0 | 0 | 0 | 0 | 0 | 0 | 0 | 0 | 0 | 0 | 0 | 0 | 0 | 0 | 0 | 0 | 0 | 0 | 0 | 0 | 0
F13_Industrial_Primary Metals_New_Space Heating_Natural Gas_Gas Boiler - Stack Economizer_A_Technical Potential | F13 | Industrial | Primary Metals | New | Space Heating | Natural Gas | Gas Boiler - Stack Economizer | A | Purchases (Incremental) | Technical Potential | 0 | 0 | 0 | 0 | 0 | 0 | 0 | 0 | 0 | 0 | 0 | 0 | 0 | 0 | 0 | 0 | 0 | 0 | 0 | 0 | 0 | 0 | 0 | 0 | 0 | 0 | 0 | 0 | 0 | 0 | 0
F14_Industrial_Primary Metals_New_Space Heating_Natural Gas_Gas Boiler - Stack Economizer_A_Technical Potential | F14 | Industrial | Primary Metals | New | Space Heating | Natural Gas | Gas Boiler - Stack Economizer | A | Purchases (Cumulative) | Technical Potential | 0 | 0 | 0 | 0 | 0 | 0 | 0 | 0 | 0 | 0 | 0 | 0 | 0 | 0 | 0 | 0 | 0 | 0 | 0 | 0 | 0 | 0 | 0 | 0 | 0 | 0 | 0 | 0 | 0 | 0 | 0
F1_Industrial_Primary Metals_New_Process_Natural Gas_Gas Boiler - Stack Economizer_A_Technical Potential | F1 | Industrial | Primary Metals | New | Process | Natural Gas | Gas Boiler - Stack Economizer | A | Original Unit Energy Savings (kWh or therms) | Technical Potential | 0 | 0 | 0 | 0 | 0 | 36.696 | 36.696 | 36.696 | 36.696 | 36.696 | 36.696 | 36.696 | 36.696 | 36.696 | 36.696 | 36.696 | 36.696 | 36.696 | 36.696 | 36.696 | 36.696 | 36.696 | 36.696 | 36.696 | 36.696 | 36.696 | 36.696 | 36.696 | 36.696 | 36.696 | 36.696
F2_Industrial_Primary Metals_New_Process_Natural Gas_Gas Boiler - Stack Economizer_A_Technical Potential | F2 | Industrial | Primary Metals | New | Process | Natural Gas | Gas Boiler - Stack Economizer | A | Original Unit Summer Peak Savings (kW) | Technical Potential | 0 | 0 | 0 | 0 | 0 | 0 | 0 | 0 | 0 | 0 | 0 | 0 | 0 | 0 | 0 | 0 | 0 | 0 | 0 | 0 | 0 | 0 | 0 | 0 | 0 | 0 | 0 | 0 | 0 | 0 | 0
F3_Industrial_Primary Metals_New_Process_Natural Gas_Gas Boiler - Stack Economizer_A_Technical Potential | F3 | Industrial | Primary Metals | New | Process | Natural Gas | Gas Boiler - Stack Economizer | A | Original Unit Winter Peak Savings (kW) | Technical Potential | 0 | 0 | 0 | 0 | 0 | 0 | 0 | 0 | 0 | 0 | 0 | 0 | 0 | 0 | 0 | 0 | 0 | 0 | 0 | 0 | 0 | 0 | 0 | 0 | 0 | 0 | 0 | 0 | 0 | 0 | 0
F4_Industrial_Primary Metals_New_Process_Natural Gas_Gas Boiler - Stack Economizer_A_Technical Potential | F4 | Industrial | Primary Metals | New | Process | Natural Gas | Gas Boiler - Stack Economizer | A | Standalone Impact on Baseline Energy (%) | Technical Potential | 0% | 0% | 0% | 0% | 0% | 0.01712% | 0.03158% | 0.04444% | 0.05631% | 0.06748% | 0.07643% | 0.08216% | 0.08551% | 0.08714% | 0.08758% | 0.08709% | 0.086% | 0.08444% | 0.08259% | 0.08057% | 0.07677% | 0.07333% | 0.07019% | 0.06732% | 0.00064681 | 0.00062251 | 0.00060003 | 0.00057917 | 0 | 0 | 0
F5_Industrial_Primary Metals_New_Process_Natural Gas_Gas Boiler - Stack Economizer_A_Technical Potential | F5 | Industrial | Primary Metals | New | Process | Natural Gas | Gas Boiler - Stack Economizer | A | Standalone Impact on Baseline Summer Peak (%) | Technical Potential | 0% | 0% | 0% | 0% | 0% | 0% | 0% | 0% | 0% | 0% | 0% | 0% | 0% | 0% | 0% | 0% | 0% | 0% | 0% | 0% | 0% | 0% | 0% | 0% | 0 | 0 | 0 | 0 | 0 | 0 | 0
F6_Industrial_Primary Metals_New_Process_Natural Gas_Gas Boiler - Stack Economizer_A_Technical Potential | F6 | Industrial | Primary Metals | New | Process | Natural Gas | Gas Boiler - Stack Economizer | A | Standalone Impact on Baseline Winter Peak (%) | Technical Potential | 0% | 0% | 0% | 0% | 0% | 0% | 0% | 0% | 0% | 0% | 0% | 0% | 0% | 0% | 0% | 0% | 0% | 0% | 0% | 0% | 0% | 0% | 0% | 0% | 0 | 0 | 0 | 0 | 0 | 0 | 0
F7_Industrial_Primary Metals_New_Process_Natural Gas_Gas Boiler - Stack Economizer_A_Technical Potential | F7 | Industrial | Primary Metals | New | Process | Natural Gas | Gas Boiler - Stack Economizer | A | Incremental Energy Savings (MWh or mTherms) | Technical Potential | 0 | 0 | 0 | 0 | 0 | 0.037775 | 0.044753 | 0.051727 | 0.05866 | 0.065597 | 0.065286 | 0.057164 | 0.049668 | 0.042878 | 0.036777 | 0.031409 | 0.026702 | 0.022622 | 0.0191 | 0.016075 | 0.037775 | 0.044753 | 0.051727 | 0.05866 | 0.065597 | 0.065286 | 0.057164 | 0.049668 | 0.042878 | 0.036777 | 0.031409
F8_Industrial_Primary Metals_New_Process_Natural Gas_Gas Boiler - Stack Economizer_A_Technical Potential | F8 | Industrial | Primary Metals | New | Process | Natural Gas | Gas Boiler - Stack Economizer | A | Incremental Summer Peak Savings (MW) | Technical Potential | 0 | 0 | 0 | 0 | 0 | 0 | 0 | 0 | 0 | 0 | 0 | 0 | 0 | 0 | 0 | 0 | 0 | 0 | 0 | 0 | 0 | 0 | 0 | 0 | 0 | 0 | 0 | 0 | 0 | 0 | 0
F9_Industrial_Primary Metals_New_Process_Natural Gas_Gas Boiler - Stack Economizer_A_Technical Potential | F9 | Industrial | Primary Metals | New | Process | Natural Gas | Gas Boiler - Stack Economizer | A | Incremental Winter Peak Savings (MW) | Technical Potential | 0 | 0 | 0 | 0 | 0 | 0 | 0 | 0 | 0 | 0 | 0 | 0 | 0 | 0 | 0 | 0 | 0 | 0 | 0 | 0 | 0 | 0 | 0 | 0 | 0 | 0 | 0 | 0 | 0 | 0 | 0
F10_Industrial_Primary Metals_New_Process_Natural Gas_Gas Boiler - Stack Economizer_A_Technical Potential | F10 | Industrial | Primary Metals | New | Process | Natural Gas | Gas Boiler - Stack Economizer | A | Cumulative Energy Savings (MWh or mTherms) | Technical Potential | 0 | 0 | 0 | 0 | 0 | 0.037775 | 0.082528 | 0.13425 | 0.19291 | 0.25851 | 0.3238 | 0.38096 | 0.43063 | 0.47351 | 0.51028 | 0.54169 | 0.5684 | 0.59102 | 0.61012 | 0.62619 | 0.62619 | 0.62619 | 0.62619 | 0.62619 | 0.62619 | 0.62619 | 0.62619 | 0.62619 | 0.62619 | 0.62619 | 0.62619
F11_Industrial_Primary Metals_New_Process_Natural Gas_Gas Boiler - Stack Economizer_A_Technical Potential | F11 | Industrial | Primary Metals | New | Process | Natural Gas | Gas Boiler - Stack Economizer | A | Cumulative Summer Peak Savings (MW) | Technical Potential | 0 | 0 | 0 | 0 | 0 | 0 | 0 | 0 | 0 | 0 | 0 | 0 | 0 | 0 | 0 | 0 | 0 | 0 | 0 | 0 | 0 | 0 | 0 | 0 | 0 | 0 | 0 | 0 | 0 | 0 | 0
F12_Industrial_Primary Metals_New_Process_Natural Gas_Gas Boiler - Stack Economizer_A_Technical Potential | F12 | Industrial | Primary Metals | New | Process | Natural Gas | Gas Boiler - Stack Economizer | A | Cumulative Winter Peak Savings (MW) | Technical Potential | 0 | 0 | 0 | 0 | 0 | 0 | 0 | 0 | 0 | 0 | 0 | 0 | 0 | 0 | 0 | 0 | 0 | 0 | 0 | 0 | 0 | 0 | 0 | 0 | 0 | 0 | 0 | 0 | 0 | 0 | 0
F13_Industrial_Primary Metals_New_Process_Natural Gas_Gas Boiler - Stack Economizer_A_Technical Potential | F13 | Industrial | Primary Metals | New | Process | Natural Gas | Gas Boiler - Stack Economizer | A | Purchases (Incremental) | Technical Potential | 0 | 0 | 0 | 0 | 0 | 1.0294 | 1.2196 | 1.4096 | 1.5985 | 1.7876 | 1.7791 | 1.5578 | 1.3535 | 1.1685 | 1.0022 | 0.85593 | 0.72766 | 0.61646 | 0.5205 | 0.43807 | 1.0294 | 1.2196 | 1.4096 | 1.5985 | 1.7876 | 1.7791 | 1.5578 | 1.3535 | 1.1685 | 1.0022 | 0.85593
F14_Industrial_Primary Metals_New_Process_Natural Gas_Gas Boiler - Stack Economizer_A_Technical Potential | F14 | Industrial | Primary Metals | New | Process | Natural Gas | Gas Boiler - Stack Economizer | A | Purchases (Cumulative) | Technical Potential | 0 | 0 | 0 | 0 | 0 | 1.0294 | 2.249 | 3.6586 | 5.2571 | 7.0447 | 8.8238 | 10.3815 | 11.735 | 12.9035 | 13.9057 | 14.7616 | 15.4893 | 16.1058 | 16.6263 | 17.0643 | 17.0643 | 17.0643 | 17.0643 | 17.0643 | 17.0643 | 17.0643 | 17.0643 | 17.0643 | 17.0643 | 17.0643 | 17.0643
F1_Industrial_Primary Metals_New_Space Heating_Natural Gas_Gas Furnace Tube Inserts_A_Technical Potential | F1 | Industrial | Primary Metals | New | Space Heating | Natural Gas | Gas Furnace Tube Inserts | A | Original Unit Energy Savings (kWh or therms) | Technical Potential | 0 | 0 | 0 | 0 | 0 | 0 | 0 | 0 | 0 | 0 | 0 | 0 | 0 | 0 | 0 | 0 | 0 | 0 | 0 | 0 | 0 | 0 | 0 | 0 | 0 | 0 | 0 | 0 | 0 | 0 | 0
F2_Industrial_Primary Metals_New_Space Heating_Natural Gas_Gas Furnace Tube Inserts_A_Technical Potential | F2 | Industrial | Primary Metals | New | Space Heating | Natural Gas | Gas Furnace Tube Inserts | A | Original Unit Summer Peak Savings (kW) | Technical Potential | 0 | 0 | 0 | 0 | 0 | 0 | 0 | 0 | 0 | 0 | 0 | 0 | 0 | 0 | 0 | 0 | 0 | 0 | 0 | 0 | 0 | 0 | 0 | 0 | 0 | 0 | 0 | 0 | 0 | 0 | 0
F3_Industrial_Primary Metals_New_Space Heating_Natural Gas_Gas Furnace Tube Inserts_A_Technical Potential | F3 | Industrial | Primary Metals | New | Space Heating | Natural Gas | Gas Furnace Tube Inserts | A | Original Unit Winter Peak Savings (kW) | Technical Potential | 0 | 0 | 0 | 0 | 0 | 0 | 0 | 0 | 0 | 0 | 0 | 0 | 0 | 0 | 0 | 0 | 0 | 0 | 0 | 0 | 0 | 0 | 0 | 0 | 0 | 0 | 0 | 0 | 0 | 0 | 0
F4_Industrial_Primary Metals_New_Space Heating_Natural Gas_Gas Furnace Tube Inserts_A_Technical Potential | F4 | Industrial | Primary Metals | New | Space Heating | Natural Gas | Gas Furnace Tube Inserts | A | Standalone Impact on Baseline Energy (%) | Technical Potential | 0% | 0% | 0% | 0% | 0% | 0% | 0% | 0% | 0% | 0% | 0% | 0% | 0% | 0% | 0% | 0% | 0% | 0% | 0% | 0% | 0% | 0% | 0% | 0% | 0 | 0 | 0 | 0 | 0 | 0 | 0
F5_Industrial_Primary Metals_New_Space Heating_Natural Gas_Gas Furnace Tube Inserts_A_Technical Potential | F5 | Industrial | Primary Metals | New | Space Heating | Natural Gas | Gas Furnace Tube Inserts | A | Standalone Impact on Baseline Summer Peak (%) | Technical Potential | 0% | 0% | 0% | 0% | 0% | 0% | 0% | 0% | 0% | 0% | 0% | 0% | 0% | 0% | 0% | 0% | 0% | 0% | 0% | 0% | 0% | 0% | 0% | 0% | 0 | 0 | 0 | 0 | 0 | 0 | 0
F6_Industrial_Primary Metals_New_Space Heating_Natural Gas_Gas Furnace Tube Inserts_A_Technical Potential | F6 | Industrial | Primary Metals | New | Space Heating | Natural Gas | Gas Furnace Tube Inserts | A | Standalone Impact on Baseline Winter Peak (%) | Technical Potential | 0% | 0% | 0% | 0% | 0% | 0% | 0% | 0% | 0% | 0% | 0% | 0% | 0% | 0% | 0% | 0% | 0% | 0% | 0% | 0% | 0% | 0% | 0% | 0% | 0 | 0 | 0 | 0 | 0 | 0 | 0
F7_Industrial_Primary Metals_New_Space Heating_Natural Gas_Gas Furnace Tube Inserts_A_Technical Potential | F7 | Industrial | Primary Metals | New | Space Heating | Natural Gas | Gas Furnace Tube Inserts | A | Incremental Energy Savings (MWh or mTherms) | Technical Potential | 0 | 0 | 0 | 0 | 0 | 0 | 0 | 0 | 0 | 0 | 0 | 0 | 0 | 0 | 0 | 0 | 0 | 0 | 0 | 0 | 0 | 0 | 0 | 0 | 0 | 0 | 0 | 0 | 0 | 0 | 0
F8_Industrial_Primary Metals_New_Space Heating_Natural Gas_Gas Furnace Tube Inserts_A_Technical Potential | F8 | Industrial | Primary Metals | New | Space Heating | Natural Gas | Gas Furnace Tube Inserts | A | Incremental Summer Peak Savings (MW) | Technical Potential | 0 | 0 | 0 | 0 | 0 | 0 | 0 | 0 | 0 | 0 | 0 | 0 | 0 | 0 | 0 | 0 | 0 | 0 | 0 | 0 | 0 | 0 | 0 | 0 | 0 | 0 | 0 | 0 | 0 | 0 | 0
F9_Industrial_Primary Metals_New_Space Heating_Natural Gas_Gas Furnace Tube Inserts_A_Technical Potential | F9 | Industrial | Primary Metals | New | Space Heating | Natural Gas | Gas Furnace Tube Inserts | A | Incremental Winter Peak Savings (MW) | Technical Potential | 0 | 0 | 0 | 0 | 0 | 0 | 0 | 0 | 0 | 0 | 0 | 0 | 0 | 0 | 0 | 0 | 0 | 0 | 0 | 0 | 0 | 0 | 0 | 0 | 0 | 0 | 0 | 0 | 0 | 0 | 0
F10_Industrial_Primary Metals_New_Space Heating_Natural Gas_Gas Furnace Tube Inserts_A_Technical Potential | F10 | Industrial | Primary Metals | New | Space Heating | Natural Gas | Gas Furnace Tube Inserts | A | Cumulative Energy Savings (MWh or mTherms) | Technical Potential | 0 | 0 | 0 | 0 | 0 | 0 | 0 | 0 | 0 | 0 | 0 | 0 | 0 | 0 | 0 | 0 | 0 | 0 | 0 | 0 | 0 | 0 | 0 | 0 | 0 | 0 | 0 | 0 | 0 | 0 | 0
F11_Industrial_Primary Metals_New_Space Heating_Natural Gas_Gas Furnace Tube Inserts_A_Technical Potential | F11 | Industrial | Primary Metals | New | Space Heating | Natural Gas | Gas Furnace Tube Inserts | A | Cumulative Summer Peak Savings (MW) | Technical Potential | 0 | 0 | 0 | 0 | 0 | 0 | 0 | 0 | 0 | 0 | 0 | 0 | 0 | 0 | 0 | 0 | 0 | 0 | 0 | 0 | 0 | 0 | 0 | 0 | 0 | 0 | 0 | 0 | 0 | 0 | 0
F12_Industrial_Primary Metals_New_Space Heating_Natural Gas_Gas Furnace Tube Inserts_A_Technical Potential | F12 | Industrial | Primary Metals | New | Space Heating | Natural Gas | Gas Furnace Tube Inserts | A | Cumulative Winter Peak Savings (MW) | Technical Potential | 0 | 0 | 0 | 0 | 0 | 0 | 0 | 0 | 0 | 0 | 0 | 0 | 0 | 0 | 0 | 0 | 0 | 0 | 0 | 0 | 0 | 0 | 0 | 0 | 0 | 0 | 0 | 0 | 0 | 0 | 0
F13_Industrial_Primary Metals_New_Space Heating_Natural Gas_Gas Furnace Tube Inserts_A_Technical Potential | F13 | Industrial | Primary Metals | New | Space Heating | Natural Gas | Gas Furnace Tube Inserts | A | Purchases (Incremental) | Technical Potential | 0 | 0 | 0 | 0 | 0 | 0 | 0 | 0 | 0 | 0 | 0 | 0 | 0 | 0 | 0 | 0 | 0 | 0 | 0 | 0 | 0 | 0 | 0 | 0 | 0 | 0 | 0 | 0 | 0 | 0 | 0
F14_Industrial_Primary Metals_New_Space Heating_Natural Gas_Gas Furnace Tube Inserts_A_Technical Potential | F14 | Industrial | Primary Metals | New | Space Heating | Natural Gas | Gas Furnace Tube Inserts | A | Purchases (Cumulative) | Technical Potential | 0 | 0 | 0 | 0 | 0 | 0 | 0 | 0 | 0 | 0 | 0 | 0 | 0 | 0 | 0 | 0 | 0 | 0 | 0 | 0 | 0 | 0 | 0 | 0 | 0 | 0 | 0 | 0 | 0 | 0 | 0
F1_Industrial_Primary Metals_New_Space Heating_Natural Gas_Space Heating - Heat Recovery Ventilator_A_Technical Potential | F1 | Industrial | Primary Metals | New | Space Heating | Natural Gas | Space Heating - Heat Recovery Ventilator | A | Original Unit Energy Savings (kWh or therms) | Technical Potential | 0 | 0 | 0 | 0 | 0 | 0.012468 | 0.012307 | 0.01219 | 0.0121 | 0.01203 | 0.011973 | 0.011906 | 0.011837 | 0.011768 | 0.011701 | 0.011649 | 0.011607 | 0.011574 | 0.011522 | 0.011484 | 0.011457 | 0.011435 | 0.011435 | 0.011435 | 0.011435 | 0.011435 | 0.011435 | 0.011435 | 0 | 0 | 0
F2_Industrial_Primary Metals_New_Space Heating_Natural Gas_Space Heating - Heat Recovery Ventilator_A_Technical Potential | F2 | Industrial | Primary Metals | New | Space Heating | Natural Gas | Space Heating - Heat Recovery Ventilator | A | Original Unit Summer Peak Savings (kW) | Technical Potential | 0 | 0 | 0 | 0 | 0 | 0 | 0 | 0 | 0 | 0 | 0 | 0 | 0 | 0 | 0 | 0 | 0 | 0 | 0 | 0 | 0 | 0 | 0 | 0 | 0 | 0 | 0 | 0 | 0 | 0 | 0
F3_Industrial_Primary Metals_New_Space Heating_Natural Gas_Space Heating - Heat Recovery Ventilator_A_Technical Potential | F3 | Industrial | Primary Metals | New | Space Heating | Natural Gas | Space Heating - Heat Recovery Ventilator | A | Original Unit Winter Peak Savings (kW) | Technical Potential | 0 | 0 | 0 | 0 | 0 | 0 | 0 | 0 | 0 | 0 | 0 | 0 | 0 | 0 | 0 | 0 | 0 | 0 | 0 | 0 | 0 | 0 | 0 | 0 | 0 | 0 | 0 | 0 | 0 | 0 | 0
F4_Industrial_Primary Metals_New_Space Heating_Natural Gas_Space Heating - Heat Recovery Ventilator_A_Technical Potential | F4 | Industrial | Primary Metals | New | Space Heating | Natural Gas | Space Heating - Heat Recovery Ventilator | A | Standalone Impact on Baseline Energy (%) | Technical Potential | 0% | 0% | 0% | 0% | 0% | 0.02053% | 0.03787% | 0.0533% | 0.06753% | 0.08092% | 0.09371% | 0.1062% | 0.1183% | 0.1301% | 0.1419% | 0.1535% | 0.165% | 0.1763% | 0.1876% | 0.1988% | 0.2044% | 0.2095% | 0.2141% | 0.2183% | 0.002222 | 0.0021385 | 0.0020613 | 0.0019896 | 0 | 0 | 0
F5_Industrial_Primary Metals_New_Space Heating_Natural Gas_Space Heating - Heat Recovery Ventilator_A_Technical Potential | F5 | Industrial | Primary Metals | New | Space Heating | Natural Gas | Space Heating - Heat Recovery Ventilator | A | Standalone Impact on Baseline Summer Peak (%) | Technical Potential | 0% | 0% | 0% | 0% | 0% | 0% | 0% | 0% | 0% | 0% | 0% | 0% | 0% | 0% | 0% | 0% | 0% | 0% | 0% | 0% | 0% | 0% | 0% | 0% | 0 | 0 | 0 | 0 | 0 | 0 | 0
F6_Industrial_Primary Metals_New_Space Heating_Natural Gas_Space Heating - Heat Recovery Ventilator_A_Technical Potential | F6 | Industrial | Primary Metals | New | Space Heating | Natural Gas | Space Heating - Heat Recovery Ventilator | A | Standalone Impact on Baseline Winter Peak (%) | Technical Potential | 0% | 0% | 0% | 0% | 0% | 0% | 0% | 0% | 0% | 0% | 0% | 0% | 0% | 0% | 0% | 0% | 0% | 0% | 0% | 0% | 0% | 0% | 0% | 0% | 0 | 0 | 0 | 0 | 0 | 0 | 0
F7_Industrial_Primary Metals_New_Space Heating_Natural Gas_Space Heating - Heat Recovery Ventilator_A_Technical Potential | F7 | Industrial | Primary Metals | New | Space Heating | Natural Gas | Space Heating - Heat Recovery Ventilator | A | Incremental Energy Savings (MWh or mTherms) | Technical Potential | 0 | 0 | 0 | 0 | 0 | 0.00017653 | 0.00020644 | 0.00023633 | 0.00026605 | 0.00029578 | 0.00032554 | 0.00035431 | 0.00038256 | 0.00041042 | 0.00043754 | 0.000465 | 0.0004924 | 0.00051996 | 0.00054632 | 0.00057284 | 0.00059977 | 0.00062677 | 0.00065479 | 0.00068271 | 0.00071053 | 0.00031091 | 0.00034029 | 0.00036959 | 0 | 0 | 0
F8_Industrial_Primary Metals_New_Space Heating_Natural Gas_Space Heating - Heat Recovery Ventilator_A_Technical Potential | F8 | Industrial | Primary Metals | New | Space Heating | Natural Gas | Space Heating - Heat Recovery Ventilator | A | Incremental Summer Peak Savings (MW) | Technical Potential | 0 | 0 | 0 | 0 | 0 | 0 | 0 | 0 | 0 | 0 | 0 | 0 | 0 | 0 | 0 | 0 | 0 | 0 | 0 | 0 | 0 | 0 | 0 | 0 | 0 | 0 | 0 | 0 | 0 | 0 | 0
F9_Industrial_Primary Metals_New_Space Heating_Natural Gas_Space Heating - Heat Recovery Ventilator_A_Technical Potential | F9 | Industrial | Primary Metals | New | Space Heating | Natural Gas | Space Heating - Heat Recovery Ventilator | A | Incremental Winter Peak Savings (MW) | Technical Potential | 0 | 0 | 0 | 0 | 0 | 0 | 0 | 0 | 0 | 0 | 0 | 0 | 0 | 0 | 0 | 0 | 0 | 0 | 0 | 0 | 0 | 0 | 0 | 0 | 0 | 0 | 0 | 0 | 0 | 0 | 0
F10_Industrial_Primary Metals_New_Space Heating_Natural Gas_Space Heating - Heat Recovery Ventilator_A_Technical Potential | F10 | Industrial | Primary Metals | New | Space Heating | Natural Gas | Space Heating - Heat Recovery Ventilator | A | Cumulative Energy Savings (MWh or mTherms) | Technical Potential | 0 | 0 | 0 | 0 | 0 | 0.00017653 | 0.00038069 | 0.00061339 | 0.00087495 | 0.0011656 | 0.0014857 | 0.0018317 | 0.0022035 | 0.0026011 | 0.0030239 | 0.0034754 | 0.0039554 | 0.0044642 | 0.0049905 | 0.0055468 | 0.005971 | 0.0063947 | 0.0068278 | 0.0072591 | 0.0076885 | 0.0076885 | 0.0076885 | 0.0076885 | 0 | 0 | 0
F11_Industrial_Primary Metals_New_Space Heating_Natural Gas_Space Heating - Heat Recovery Ventilator_A_Technical Potential | F11 | Industrial | Primary Metals | New | Space Heating | Natural Gas | Space Heating - Heat Recovery Ventilator | A | Cumulative Summer Peak Savings (MW) | Technical Potential | 0 | 0 | 0 | 0 | 0 | 0 | 0 | 0 | 0 | 0 | 0 | 0 | 0 | 0 | 0 | 0 | 0 | 0 | 0 | 0 | 0 | 0 | 0 | 0 | 0 | 0 | 0 | 0 | 0 | 0 | 0
F12_Industrial_Primary Metals_New_Space Heating_Natural Gas_Space Heating - Heat Recovery Ventilator_A_Technical Potential | F12 | Industrial | Primary Metals | New | Space Heating | Natural Gas | Space Heating - Heat Recovery Ventilator | A | Cumulative Winter Peak Savings (MW) | Technical Potential | 0 | 0 | 0 | 0 | 0 | 0 | 0 | 0 | 0 | 0 | 0 | 0 | 0 | 0 | 0 | 0 | 0 | 0 | 0 | 0 | 0 | 0 | 0 | 0 | 0 | 0 | 0 | 0 | 0 | 0 | 0
F13_Industrial_Primary Metals_New_Space Heating_Natural Gas_Space Heating - Heat Recovery Ventilator_A_Technical Potential | F13 | Industrial | Primary Metals | New | Space Heating | Natural Gas | Space Heating - Heat Recovery Ventilator | A | Purchases (Incremental) | Technical Potential | 0 | 0 | 0 | 0 | 0 | 14.1586 | 16.7741 | 19.3881 | 21.9868 | 24.5868 | 27.189 | 29.7581 | 32.3202 | 34.8772 | 37.3935 | 39.9194 | 42.4212 | 44.9234 | 47.413 | 49.8803 | 52.3506 | 54.8107 | 57.2612 | 59.7027 | 62.136 | 27.189 | 29.7581 | 32.3202 | 34.8772 | 37.3935 | 39.9194
F14_Industrial_Primary Metals_New_Space Heating_Natural Gas_Space Heating - Heat Recovery Ventilator_A_Technical Potential | F14 | Industrial | Primary Metals | New | Space Heating | Natural Gas | Space Heating - Heat Recovery Ventilator | A | Purchases (Cumulative) | Technical Potential | 0 | 0 | 0 | 0 | 0 | 14.1586 | 30.9327 | 50.3209 | 72.3076 | 96.8944 | 124.0834 | 153.8416 | 186.1618 | 221.039 | 258.4325 | 298.3519 | 340.7731 | 385.6965 | 433.1094 | 482.9897 | 521.1817 | 559.2183 | 597.0913 | 634.8072 | 672.3564 | 672.3564 | 672.3564 | 672.3564 | 672.3564 | 672.3564 | 672.3564
F1_Industrial_Primary Metals_New_Space Heating_Natural Gas_Thermostat - Programmable_A_Technical Potential | F1 | Industrial | Primary Metals | New | Space Heating | Natural Gas | Thermostat - Programmable | A | Original Unit Energy Savings (kWh or therms) | Technical Potential | 0 | 0 | 0 | 0 | 0 | 0.006194 | 0.006114 | 0.0060556 | 0.0060113 | 0.0059764 | 0.0059481 | 0.005915 | 0.0058802 | 0.005846 | 0.0058129 | 0.0057868 | 0.0057663 | 0.00575 | 0.0057242 | 0.0057053 | 0.0056915 | 0.0056808 | 0.0056808 | 0.0056808 | 0.0056808 | 0.0056808 | 0.0056808 | 0.0056808 | 0 | 0 | 0
F2_Industrial_Primary Metals_New_Space Heating_Natural Gas_Thermostat - Programmable_A_Technical Potential | F2 | Industrial | Primary Metals | New | Space Heating | Natural Gas | Thermostat - Programmable | A | Original Unit Summer Peak Savings (kW) | Technical Potential | 0 | 0 | 0 | 0 | 0 | 0 | 0 | 0 | 0 | 0 | 0 | 0 | 0 | 0 | 0 | 0 | 0 | 0 | 0 | 0 | 0 | 0 | 0 | 0 | 0 | 0 | 0 | 0 | 0 | 0 | 0
F3_Industrial_Primary Metals_New_Space Heating_Natural Gas_Thermostat - Programmable_A_Technical Potential | F3 | Industrial | Primary Metals | New | Space Heating | Natural Gas | Thermostat - Programmable | A | Original Unit Winter Peak Savings (kW) | Technical Potential | 0 | 0 | 0 | 0 | 0 | 0 | 0 | 0 | 0 | 0 | 0 | 0 | 0 | 0 | 0 | 0 | 0 | 0 | 0 | 0 | 0 | 0 | 0 | 0 | 0 | 0 | 0 | 0 | 0 | 0 | 0
F4_Industrial_Primary Metals_New_Space Heating_Natural Gas_Thermostat - Programmable_A_Technical Potential | F4 | Industrial | Primary Metals | New | Space Heating | Natural Gas | Thermostat - Programmable | A | Standalone Impact on Baseline Energy (%) | Technical Potential | 0% | 0% | 0% | 0% | 0% | 0.0306% | 0.05644% | 0.07943% | 0.1006% | 0.1206% | 0.1397% | 0.1582% | 0.1763% | 0.194% | 0.2115% | 0.2287% | 0.2356% | 0.2417% | 0.2471% | 0.252% | 0.2563% | 0.2602% | 0.2638% | 0.267% | 0.0027001 | 0.0025987 | 0.0025048 | 0.0024178 | 0 | 0 | 0
F5_Industrial_Primary Metals_New_Space Heating_Natural Gas_Thermostat - Programmable_A_Technical Potential | F5 | Industrial | Primary Metals | New | Space Heating | Natural Gas | Thermostat - Programmable | A | Standalone Impact on Baseline Summer Peak (%) | Technical Potential | 0% | 0% | 0% | 0% | 0% | 0% | 0% | 0% | 0% | 0% | 0% | 0% | 0% | 0% | 0% | 0% | 0% | 0% | 0% | 0% | 0% | 0% | 0% | 0% | 0 | 0 | 0 | 0 | 0 | 0 | 0
F6_Industrial_Primary Metals_New_Space Heating_Natural Gas_Thermostat - Programmable_A_Technical Potential | F6 | Industrial | Primary Metals | New | Space Heating | Natural Gas | Thermostat - Programmable | A | Standalone Impact on Baseline Winter Peak (%) | Technical Potential | 0% | 0% | 0% | 0% | 0% | 0% | 0% | 0% | 0% | 0% | 0% | 0% | 0% | 0% | 0% | 0% | 0% | 0% | 0% | 0% | 0% | 0% | 0% | 0% | 0 | 0 | 0 | 0 | 0 | 0 | 0
F7_Industrial_Primary Metals_New_Space Heating_Natural Gas_Thermostat - Programmable_A_Technical Potential | F7 | Industrial | Primary Metals | New | Space Heating | Natural Gas | Thermostat - Programmable | A | Incremental Energy Savings (MWh or mTherms) | Technical Potential | 0 | 0 | 0 | 0 | 0 | 0.0002631 | 0.00030767 | 0.00035222 | 0.00039651 | 0.00044082 | 0.00048517 | 0.00052806 | 0.00057015 | 0.00061167 | 0.00065209 | 0.00069302 | 0.00073385 | 0.00077493 | 0.00081421 | 0.00085374 | 0.00089387 | 0.00093411 | 0.00097587 | 0.0010175 | 0.0010589 | 0.00063728 | 0.00068032 | 0.00072296 | 0 | 0 | 0
F8_Industrial_Primary Metals_New_Space Heating_Natural Gas_Thermostat - Programmable_A_Technical Potential | F8 | Industrial | Primary Metals | New | Space Heating | Natural Gas | Thermostat - Programmable | A | Incremental Summer Peak Savings (MW) | Technical Potential | 0 | 0 | 0 | 0 | 0 | 0 | 0 | 0 | 0 | 0 | 0 | 0 | 0 | 0 | 0 | 0 | 0 | 0 | 0 | 0 | 0 | 0 | 0 | 0 | 0 | 0 | 0 | 0 | 0 | 0 | 0
F9_Industrial_Primary Metals_New_Space Heating_Natural Gas_Thermostat - Programmable_A_Technical Potential | F9 | Industrial | Primary Metals | New | Space Heating | Natural Gas | Thermostat - Programmable | A | Incremental Winter Peak Savings (MW) | Technical Potential | 0 | 0 | 0 | 0 | 0 | 0 | 0 | 0 | 0 | 0 | 0 | 0 | 0 | 0 | 0 | 0 | 0 | 0 | 0 | 0 | 0 | 0 | 0 | 0 | 0 | 0 | 0 | 0 | 0 | 0 | 0
F10_Industrial_Primary Metals_New_Space Heating_Natural Gas_Thermostat - Programmable_A_Technical Potential | F10 | Industrial | Primary Metals | New | Space Heating | Natural Gas | Thermostat - Programmable | A | Cumulative Energy Savings (MWh or mTherms) | Technical Potential | 0 | 0 | 0 | 0 | 0 | 0.0002631 | 0.00056737 | 0.00091417 | 0.001304 | 0.0017372 | 0.0022142 | 0.0027299 | 0.003284 | 0.0038766 | 0.0045067 | 0.0051795 | 0.0056501 | 0.0061197 | 0.0065735 | 0.0070291 | 0.0074863 | 0.0079429 | 0.0084117 | 0.0088783 | 0.0093429 | 0.0093429 | 0.0093429 | 0.0093429 | 0 | 0 | 0
F11_Industrial_Primary Metals_New_Space Heating_Natural Gas_Thermostat - Programmable_A_Technical Potential | F11 | Industrial | Primary Metals | New | Space Heating | Natural Gas | Thermostat - Programmable | A | Cumulative Summer Peak Savings (MW) | Technical Potential | 0 | 0 | 0 | 0 | 0 | 0 | 0 | 0 | 0 | 0 | 0 | 0 | 0 | 0 | 0 | 0 | 0 | 0 | 0 | 0 | 0 | 0 | 0 | 0 | 0 | 0 | 0 | 0 | 0 | 0 | 0
F12_Industrial_Primary Metals_New_Space Heating_Natural Gas_Thermostat - Programmable_A_Technical Potential | F12 | Industrial | Primary Metals | New | Space Heating | Natural Gas | Thermostat - Programmable | A | Cumulative Winter Peak Savings (MW) | Technical Potential | 0 | 0 | 0 | 0 | 0 | 0 | 0 | 0 | 0 | 0 | 0 | 0 | 0 | 0 | 0 | 0 | 0 | 0 | 0 | 0 | 0 | 0 | 0 | 0 | 0 | 0 | 0 | 0 | 0 | 0 | 0
F13_Industrial_Primary Metals_New_Space Heating_Natural Gas_Thermostat - Programmable_A_Technical Potential | F13 | Industrial | Primary Metals | New | Space Heating | Natural Gas | Thermostat - Programmable | A | Purchases (Incremental) | Technical Potential | 0 | 0 | 0 | 0 | 0 | 42.4759 | 50.3223 | 58.1644 | 65.9603 | 73.7604 | 81.567 | 89.2744 | 96.9607 | 104.6315 | 112.1804 | 119.7582 | 127.2637 | 134.7702 | 142.2389 | 149.6409 | 157.0518 | 164.432 | 171.7835 | 179.1082 | 186.408 | 112.1804 | 119.7582 | 127.2637 | 134.7702 | 142.2389 | 149.6409
F14_Industrial_Primary Metals_New_Space Heating_Natural Gas_Thermostat - Programmable_A_Technical Potential | F14 | Industrial | Primary Metals | New | Space Heating | Natural Gas | Thermostat - Programmable | A | Purchases (Cumulative) | Technical Potential | 0 | 0 | 0 | 0 | 0 | 42.4759 | 92.7981 | 150.9626 | 216.9229 | 290.6833 | 372.2503 | 461.5247 | 558.4854 | 663.1169 | 775.2974 | 895.0556 | 979.8434 | 1064.2913 | 1148.3657 | 1232.0463 | 1315.3377 | 1398.2027 | 1480.7118 | 1562.8592 | 1644.6357 | 1644.6357 | 1644.6357 | 1644.6357 | 1644.6357 | 1644.6357 | 1644.6357
F1_Industrial_Primary Metals_New_Space Heating_Natural Gas_ENERGY STAR Connected Thermostat_A_Technical Potential | F1 | Industrial | Primary Metals | New | Space Heating | Natural Gas | ENERGY STAR Connected Thermostat | A | Original Unit Energy Savings (kWh or therms) | Technical Potential | 0 | 0 | 0 | 0 | 0 | 0.014581 | 0.014392 | 0.014255 | 0.014151 | 0.014068 | 0.014002 | 0.013924 | 0.013842 | 0.013762 | 0.013684 | 0.013622 | 0.013574 | 0.013536 | 0.013475 | 0.01343 | 0.013398 | 0.013373 | 0.013373 | 0.013373 | 0.013373 | 0.013373 | 0.013373 | 0.013373 | 0 | 0 | 0
F2_Industrial_Primary Metals_New_Space Heating_Natural Gas_ENERGY STAR Connected Thermostat_A_Technical Potential | F2 | Industrial | Primary Metals | New | Space Heating | Natural Gas | ENERGY STAR Connected Thermostat | A | Original Unit Summer Peak Savings (kW) | Technical Potential | 0 | 0 | 0 | 0 | 0 | 0 | 0 | 0 | 0 | 0 | 0 | 0 | 0 | 0 | 0 | 0 | 0 | 0 | 0 | 0 | 0 | 0 | 0 | 0 | 0 | 0 | 0 | 0 | 0 | 0 | 0
F3_Industrial_Primary Metals_New_Space Heating_Natural Gas_ENERGY STAR Connected Thermostat_A_Technical Potential | F3 | Industrial | Primary Metals | New | Space Heating | Natural Gas | ENERGY STAR Connected Thermostat | A | Original Unit Winter Peak Savings (kW) | Technical Potential | 0 | 0 | 0 | 0 | 0 | 0 | 0 | 0 | 0 | 0 | 0 | 0 | 0 | 0 | 0 | 0 | 0 | 0 | 0 | 0 | 0 | 0 | 0 | 0 | 0 | 0 | 0 | 0 | 0 | 0 | 0
F4_Industrial_Primary Metals_New_Space Heating_Natural Gas_ENERGY STAR Connected Thermostat_A_Technical Potential | F4 | Industrial | Primary Metals | New | Space Heating | Natural Gas | ENERGY STAR Connected Thermostat | A | Standalone Impact on Baseline Energy (%) | Technical Potential | 0% | 0% | 0% | 0% | 0% | 0.07204% | 0.1329% | 0.187% | 0.2369% | 0.2839% | 0.2913% | 0.2976% | 0.3028% | 0.3072% | 0.3112% | 0.3145% | 0.3175% | 0.32% | 0.3222% | 0.3243% | 0.3261% | 0.3278% | 0.3293% | 0.3306% | 0.003319 | 0.0031943 | 0.0030789 | 0.0029719 | 0 | 0 | 0
F5_Industrial_Primary Metals_New_Space Heating_Natural Gas_ENERGY STAR Connected Thermostat_A_Technical Potential | F5 | Industrial | Primary Metals | New | Space Heating | Natural Gas | ENERGY STAR Connected Thermostat | A | Standalone Impact on Baseline Summer Peak (%) | Technical Potential | 0% | 0% | 0% | 0% | 0% | 0% | 0% | 0% | 0% | 0% | 0% | 0% | 0% | 0% | 0% | 0% | 0% | 0% | 0% | 0% | 0% | 0% | 0% | 0% | 0 | 0 | 0 | 0 | 0 | 0 | 0
F6_Industrial_Primary Metals_New_Space Heating_Natural Gas_ENERGY STAR Connected Thermostat_A_Technical Potential | F6 | Industrial | Primary Metals | New | Space Heating | Natural Gas | ENERGY STAR Connected Thermostat | A | Standalone Impact on Baseline Winter Peak (%) | Technical Potential | 0% | 0% | 0% | 0% | 0% | 0% | 0% | 0% | 0% | 0% | 0% | 0% | 0% | 0% | 0% | 0% | 0% | 0% | 0% | 0% | 0% | 0% | 0% | 0% | 0 | 0 | 0 | 0 | 0 | 0 | 0
F7_Industrial_Primary Metals_New_Space Heating_Natural Gas_ENERGY STAR Connected Thermostat_A_Technical Potential | F7 | Industrial | Primary Metals | New | Space Heating | Natural Gas | ENERGY STAR Connected Thermostat | A | Incremental Energy Savings (MWh or mTherms) | Technical Potential | 0 | 0 | 0 | 0 | 0 | 0.00061933 | 0.00072426 | 0.00082913 | 0.00093339 | 0.0010377 | 0.0011421 | 0.0012431 | 0.0013422 | 0.0014399 | 0.001535 | 0.0016314 | 0.0017275 | 0.0018242 | 0.0019167 | 0.0020097 | 0.0021042 | 0.0021989 | 0.0022972 | 0.0023952 | 0.0024928 | 0.0021002 | 0.0021989 | 0.0022972 | 0 | 0 | 0
F8_Industrial_Primary Metals_New_Space Heating_Natural Gas_ENERGY STAR Connected Thermostat_A_Technical Potential | F8 | Industrial | Primary Metals | New | Space Heating | Natural Gas | ENERGY STAR Connected Thermostat | A | Incremental Summer Peak Savings (MW) | Technical Potential | 0 | 0 | 0 | 0 | 0 | 0 | 0 | 0 | 0 | 0 | 0 | 0 | 0 | 0 | 0 | 0 | 0 | 0 | 0 | 0 | 0 | 0 | 0 | 0 | 0 | 0 | 0 | 0 | 0 | 0 | 0
F9_Industrial_Primary Metals_New_Space Heating_Natural Gas_ENERGY STAR Connected Thermostat_A_Technical Potential | F9 | Industrial | Primary Metals | New | Space Heating | Natural Gas | ENERGY STAR Connected Thermostat | A | Incremental Winter Peak Savings (MW) | Technical Potential | 0 | 0 | 0 | 0 | 0 | 0 | 0 | 0 | 0 | 0 | 0 | 0 | 0 | 0 | 0 | 0 | 0 | 0 | 0 | 0 | 0 | 0 | 0 | 0 | 0 | 0 | 0 | 0 | 0 | 0 | 0
F10_Industrial_Primary Metals_New_Space Heating_Natural Gas_ENERGY STAR Connected Thermostat_A_Technical Potential | F10 | Industrial | Primary Metals | New | Space Heating | Natural Gas | ENERGY STAR Connected Thermostat | A | Cumulative Energy Savings (MWh or mTherms) | Technical Potential | 0 | 0 | 0 | 0 | 0 | 0.00061933 | 0.0013356 | 0.002152 | 0.0030696 | 0.0040895 | 0.0046175 | 0.0051341 | 0.005641 | 0.0061403 | 0.0066313 | 0.0071218 | 0.0076123 | 0.0081025 | 0.0085729 | 0.0090476 | 0.0095255 | 0.010005 | 0.0105 | 0.010993 | 0.011484 | 0.011484 | 0.011484 | 0.011484 | 0 | 0 | 0
F11_Industrial_Primary Metals_New_Space Heating_Natural Gas_ENERGY STAR Connected Thermostat_A_Technical Potential | F11 | Industrial | Primary Metals | New | Space Heating | Natural Gas | ENERGY STAR Connected Thermostat | A | Cumulative Summer Peak Savings (MW) | Technical Potential | 0 | 0 | 0 | 0 | 0 | 0 | 0 | 0 | 0 | 0 | 0 | 0 | 0 | 0 | 0 | 0 | 0 | 0 | 0 | 0 | 0 | 0 | 0 | 0 | 0 | 0 | 0 | 0 | 0 | 0 | 0
F12_Industrial_Primary Metals_New_Space Heating_Natural Gas_ENERGY STAR Connected Thermostat_A_Technical Potential | F12 | Industrial | Primary Metals | New | Space Heating | Natural Gas | ENERGY STAR Connected Thermostat | A | Cumulative Winter Peak Savings (MW) | Technical Potential | 0 | 0 | 0 | 0 | 0 | 0 | 0 | 0 | 0 | 0 | 0 | 0 | 0 | 0 | 0 | 0 | 0 | 0 | 0 | 0 | 0 | 0 | 0 | 0 | 0 | 0 | 0 | 0 | 0 | 0 | 0
F13_Industrial_Primary Metals_New_Space Heating_Natural Gas_ENERGY STAR Connected Thermostat_A_Technical Potential | F13 | Industrial | Primary Metals | New | Space Heating | Natural Gas | ENERGY STAR Connected Thermostat | A | Purchases (Incremental) | Technical Potential | 0 | 0 | 0 | 0 | 0 | 42.4759 | 50.3223 | 58.1644 | 65.9603 | 73.7604 | 81.567 | 89.2744 | 96.9607 | 104.6315 | 112.1804 | 119.7582 | 127.2637 | 134.7702 | 142.2389 | 149.6409 | 157.0518 | 164.432 | 171.7835 | 179.1082 | 186.408 | 157.0518 | 164.432 | 171.7835 | 179.1082 | 186.408 | 157.0518
F14_Industrial_Primary Metals_New_Space Heating_Natural Gas_ENERGY STAR Connected Thermostat_A_Technical Potential | F14 | Industrial | Primary Metals | New | Space Heating | Natural Gas | ENERGY STAR Connected Thermostat | A | Purchases (Cumulative) | Technical Potential | 0 | 0 | 0 | 0 | 0 | 42.4759 | 92.7981 | 150.9626 | 216.9229 | 290.6833 | 329.7744 | 368.7265 | 407.5229 | 446.194 | 484.6141 | 522.8053 | 560.7946 | 598.604 | 636.2114 | 673.6719 | 710.9655 | 748.1337 | 785.147 | 822.0163 | 858.7834 | 858.7834 | 858.7834 | 858.7834 | 858.7834 | 858.7834 | 858.7834
F1_Industrial_Primary Metals_New_Space Heating_Natural Gas_Destratification Fans (HVLS)_A_Technical Potential | F1 | Industrial | Primary Metals | New | Space Heating | Natural Gas | Destratification Fans (HVLS) | A | Original Unit Energy Savings (kWh or therms) | Technical Potential | 0 | 0 | 0 | 0 | 0 | 0.014581 | 0.014392 | 0.014255 | 0.014151 | 0.014068 | 0.014002 | 0.013924 | 0.013842 | 0.013762 | 0.013684 | 0.013622 | 0.013574 | 0.013536 | 0.013475 | 0.01343 | 0.013398 | 0.013373 | 0.013373 | 0.013373 | 0.013373 | 0.013373 | 0.013373 | 0.013373 | 0 | 0 | 0
F2_Industrial_Primary Metals_New_Space Heating_Natural Gas_Destratification Fans (HVLS)_A_Technical Potential | F2 | Industrial | Primary Metals | New | Space Heating | Natural Gas | Destratification Fans (HVLS) | A | Original Unit Summer Peak Savings (kW) | Technical Potential | 0 | 0 | 0 | 0 | 0 | 0 | 0 | 0 | 0 | 0 | 0 | 0 | 0 | 0 | 0 | 0 | 0 | 0 | 0 | 0 | 0 | 0 | 0 | 0 | 0 | 0 | 0 | 0 | 0 | 0 | 0
F3_Industrial_Primary Metals_New_Space Heating_Natural Gas_Destratification Fans (HVLS)_A_Technical Potential | F3 | Industrial | Primary Metals | New | Space Heating | Natural Gas | Destratification Fans (HVLS) | A | Original Unit Winter Peak Savings (kW) | Technical Potential | 0 | 0 | 0 | 0 | 0 | 0 | 0 | 0 | 0 | 0 | 0 | 0 | 0 | 0 | 0 | 0 | 0 | 0 | 0 | 0 | 0 | 0 | 0 | 0 | 0 | 0 | 0 | 0 | 0 | 0 | 0
F4_Industrial_Primary Metals_New_Space Heating_Natural Gas_Destratification Fans (HVLS)_A_Technical Potential | F4 | Industrial | Primary Metals | New | Space Heating | Natural Gas | Destratification Fans (HVLS) | A | Standalone Impact on Baseline Energy (%) | Technical Potential | 0% | 0% | 0% | 0% | 0% | 0.07204% | 0.1329% | 0.187% | 0.2369% | 0.2839% | 0.3288% | 0.3724% | 0.415% | 0.4566% | 0.4979% | 0.5129% | 0.5262% | 0.5378% | 0.5482% | 0.5576% | 0.5659% | 0.5735% | 0.5803% | 0.5865% | 0.0059226 | 0.0057 | 0.0054942 | 0.0053032 | 0 | 0 | 0
F5_Industrial_Primary Metals_New_Space Heating_Natural Gas_Destratification Fans (HVLS)_A_Technical Potential | F5 | Industrial | Primary Metals | New | Space Heating | Natural Gas | Destratification Fans (HVLS) | A | Standalone Impact on Baseline Summer Peak (%) | Technical Potential | 0% | 0% | 0% | 0% | 0% | 0% | 0% | 0% | 0% | 0% | 0% | 0% | 0% | 0% | 0% | 0% | 0% | 0% | 0% | 0% | 0% | 0% | 0% | 0% | 0 | 0 | 0 | 0 | 0 | 0 | 0
F6_Industrial_Primary Metals_New_Space Heating_Natural Gas_Destratification Fans (HVLS)_A_Technical Potential | F6 | Industrial | Primary Metals | New | Space Heating | Natural Gas | Destratification Fans (HVLS) | A | Standalone Impact on Baseline Winter Peak (%) | Technical Potential | 0% | 0% | 0% | 0% | 0% | 0% | 0% | 0% | 0% | 0% | 0% | 0% | 0% | 0% | 0% | 0% | 0% | 0% | 0% | 0% | 0% | 0% | 0% | 0% | 0 | 0 | 0 | 0 | 0 | 0 | 0
F7_Industrial_Primary Metals_New_Space Heating_Natural Gas_Destratification Fans (HVLS)_A_Technical Potential | F7 | Industrial | Primary Metals | New | Space Heating | Natural Gas | Destratification Fans (HVLS) | A | Incremental Energy Savings (MWh or mTherms) | Technical Potential | 0 | 0 | 0 | 0 | 0 | 0.00061933 | 0.00072426 | 0.00082913 | 0.00093339 | 0.0010377 | 0.0011421 | 0.0012431 | 0.0013422 | 0.0014399 | 0.001535 | 0.0016314 | 0.0017275 | 0.0018242 | 0.0019167 | 0.0020097 | 0.0021042 | 0.0021989 | 0.0022972 | 0.0023952 | 0.0024928 | 0.0016015 | 0.0017019 | 0.0018022 | 0 | 0 | 0
F8_Industrial_Primary Metals_New_Space Heating_Natural Gas_Destratification Fans (HVLS)_A_Technical Potential | F8 | Industrial | Primary Metals | New | Space Heating | Natural Gas | Destratification Fans (HVLS) | A | Incremental Summer Peak Savings (MW) | Technical Potential | 0 | 0 | 0 | 0 | 0 | 0 | 0 | 0 | 0 | 0 | 0 | 0 | 0 | 0 | 0 | 0 | 0 | 0 | 0 | 0 | 0 | 0 | 0 | 0 | 0 | 0 | 0 | 0 | 0 | 0 | 0
F9_Industrial_Primary Metals_New_Space Heating_Natural Gas_Destratification Fans (HVLS)_A_Technical Potential | F9 | Industrial | Primary Metals | New | Space Heating | Natural Gas | Destratification Fans (HVLS) | A | Incremental Winter Peak Savings (MW) | Technical Potential | 0 | 0 | 0 | 0 | 0 | 0 | 0 | 0 | 0 | 0 | 0 | 0 | 0 | 0 | 0 | 0 | 0 | 0 | 0 | 0 | 0 | 0 | 0 | 0 | 0 | 0 | 0 | 0 | 0 | 0 | 0
F10_Industrial_Primary Metals_New_Space Heating_Natural Gas_Destratification Fans (HVLS)_A_Technical Potential | F10 | Industrial | Primary Metals | New | Space Heating | Natural Gas | Destratification Fans (HVLS) | A | Cumulative Energy Savings (MWh or mTherms) | Technical Potential | 0 | 0 | 0 | 0 | 0 | 0.00061933 | 0.0013356 | 0.002152 | 0.0030696 | 0.0040895 | 0.0052122 | 0.0064263 | 0.0077307 | 0.0091255 | 0.010609 | 0.011614 | 0.012617 | 0.013619 | 0.014585 | 0.015556 | 0.01653 | 0.017504 | 0.018505 | 0.019501 | 0.020493 | 0.020493 | 0.020493 | 0.020493 | 0 | 0 | 0
F11_Industrial_Primary Metals_New_Space Heating_Natural Gas_Destratification Fans (HVLS)_A_Technical Potential | F11 | Industrial | Primary Metals | New | Space Heating | Natural Gas | Destratification Fans (HVLS) | A | Cumulative Summer Peak Savings (MW) | Technical Potential | 0 | 0 | 0 | 0 | 0 | 0 | 0 | 0 | 0 | 0 | 0 | 0 | 0 | 0 | 0 | 0 | 0 | 0 | 0 | 0 | 0 | 0 | 0 | 0 | 0 | 0 | 0 | 0 | 0 | 0 | 0
F12_Industrial_Primary Metals_New_Space Heating_Natural Gas_Destratification Fans (HVLS)_A_Technical Potential | F12 | Industrial | Primary Metals | New | Space Heating | Natural Gas | Destratification Fans (HVLS) | A | Cumulative Winter Peak Savings (MW) | Technical Potential | 0 | 0 | 0 | 0 | 0 | 0 | 0 | 0 | 0 | 0 | 0 | 0 | 0 | 0 | 0 | 0 | 0 | 0 | 0 | 0 | 0 | 0 | 0 | 0 | 0 | 0 | 0 | 0 | 0 | 0 | 0
F13_Industrial_Primary Metals_New_Space Heating_Natural Gas_Destratification Fans (HVLS)_A_Technical Potential | F13 | Industrial | Primary Metals | New | Space Heating | Natural Gas | Destratification Fans (HVLS) | A | Purchases (Incremental) | Technical Potential | 0 | 0 | 0 | 0 | 0 | 42.4759 | 50.3223 | 58.1644 | 65.9603 | 73.7604 | 81.567 | 89.2744 | 96.9607 | 104.6315 | 112.1804 | 119.7582 | 127.2637 | 134.7702 | 142.2389 | 149.6409 | 157.0518 | 164.432 | 171.7835 | 179.1082 | 186.408 | 119.7582 | 127.2637 | 134.7702 | 142.2389 | 149.6409 | 157.0518
F14_Industrial_Primary Metals_New_Space Heating_Natural Gas_Destratification Fans (HVLS)_A_Technical Potential | F14 | Industrial | Primary Metals | New | Space Heating | Natural Gas | Destratification Fans (HVLS) | A | Purchases (Cumulative) | Technical Potential | 0 | 0 | 0 | 0 | 0 | 42.4759 | 92.7981 | 150.9626 | 216.9229 | 290.6833 | 372.2503 | 461.5247 | 558.4854 | 663.1169 | 775.2974 | 852.5797 | 929.5211 | 1006.1269 | 1082.4054 | 1158.2859 | 1233.7707 | 1308.9283 | 1383.751 | 1458.2277 | 1532.4552 | 1532.4552 | 1532.4552 | 1532.4552 | 1532.4552 | 1532.4552 | 1532.4552
F1_Industrial_Primary Metals_New_Space Heating_Natural Gas_Gas Boiler - Insulate Steam Lines/Condensate Tank_A_Technical Potential | F1 | Industrial | Primary Metals | New | Space Heating | Natural Gas | Gas Boiler - Insulate Steam Lines/Condensate Tank | A | Original Unit Energy Savings (kWh or therms) | Technical Potential | 0 | 0 | 0 | 0 | 0 | 0 | 0 | 0 | 0 | 0 | 0 | 0 | 0 | 0 | 0 | 0 | 0 | 0 | 0 | 0 | 0 | 0 | 0 | 0 | 0 | 0 | 0 | 0 | 0 | 0 | 0
F2_Industrial_Primary Metals_New_Space Heating_Natural Gas_Gas Boiler - Insulate Steam Lines/Condensate Tank_A_Technical Potential | F2 | Industrial | Primary Metals | New | Space Heating | Natural Gas | Gas Boiler - Insulate Steam Lines/Condensate Tank | A | Original Unit Summer Peak Savings (kW) | Technical Potential | 0 | 0 | 0 | 0 | 0 | 0 | 0 | 0 | 0 | 0 | 0 | 0 | 0 | 0 | 0 | 0 | 0 | 0 | 0 | 0 | 0 | 0 | 0 | 0 | 0 | 0 | 0 | 0 | 0 | 0 | 0
F3_Industrial_Primary Metals_New_Space Heating_Natural Gas_Gas Boiler - Insulate Steam Lines/Condensate Tank_A_Technical Potential | F3 | Industrial | Primary Metals | New | Space Heating | Natural Gas | Gas Boiler - Insulate Steam Lines/Condensate Tank | A | Original Unit Winter Peak Savings (kW) | Technical Potential | 0 | 0 | 0 | 0 | 0 | 0 | 0 | 0 | 0 | 0 | 0 | 0 | 0 | 0 | 0 | 0 | 0 | 0 | 0 | 0 | 0 | 0 | 0 | 0 | 0 | 0 | 0 | 0 | 0 | 0 | 0
F4_Industrial_Primary Metals_New_Space Heating_Natural Gas_Gas Boiler - Insulate Steam Lines/Condensate Tank_A_Technical Potential | F4 | Industrial | Primary Metals | New | Space Heating | Natural Gas | Gas Boiler - Insulate Steam Lines/Condensate Tank | A | Standalone Impact on Baseline Energy (%) | Technical Potential | 0% | 0% | 0% | 0% | 0% | 0% | 0% | 0% | 0% | 0% | 0% | 0% | 0% | 0% | 0% | 0% | 0% | 0% | 0% | 0% | 0% | 0% | 0% | 0% | 0 | 0 | 0 | 0 | 0 | 0 | 0
F5_Industrial_Primary Metals_New_Space Heating_Natural Gas_Gas Boiler - Insulate Steam Lines/Condensate Tank_A_Technical Potential | F5 | Industrial | Primary Metals | New | Space Heating | Natural Gas | Gas Boiler - Insulate Steam Lines/Condensate Tank | A | Standalone Impact on Baseline Summer Peak (%) | Technical Potential | 0% | 0% | 0% | 0% | 0% | 0% | 0% | 0% | 0% | 0% | 0% | 0% | 0% | 0% | 0% | 0% | 0% | 0% | 0% | 0% | 0% | 0% | 0% | 0% | 0 | 0 | 0 | 0 | 0 | 0 | 0
F6_Industrial_Primary Metals_New_Space Heating_Natural Gas_Gas Boiler - Insulate Steam Lines/Condensate Tank_A_Technical Potential | F6 | Industrial | Primary Metals | New | Space Heating | Natural Gas | Gas Boiler - Insulate Steam Lines/Condensate Tank | A | Standalone Impact on Baseline Winter Peak (%) | Technical Potential | 0% | 0% | 0% | 0% | 0% | 0% | 0% | 0% | 0% | 0% | 0% | 0% | 0% | 0% | 0% | 0% | 0% | 0% | 0% | 0% | 0% | 0% | 0% | 0% | 0 | 0 | 0 | 0 | 0 | 0 | 0
F7_Industrial_Primary Metals_New_Space Heating_Natural Gas_Gas Boiler - Insulate Steam Lines/Condensate Tank_A_Technical Potential | F7 | Industrial | Primary Metals | New | Space Heating | Natural Gas | Gas Boiler - Insulate Steam Lines/Condensate Tank | A | Incremental Energy Savings (MWh or mTherms) | Technical Potential | 0 | 0 | 0 | 0 | 0 | 0 | 0 | 0 | 0 | 0 | 0 | 0 | 0 | 0 | 0 | 0 | 0 | 0 | 0 | 0 | 0 | 0 | 0 | 0 | 0 | 0 | 0 | 0 | 0 | 0 | 0
F8_Industrial_Primary Metals_New_Space Heating_Natural Gas_Gas Boiler - Insulate Steam Lines/Condensate Tank_A_Technical Potential | F8 | Industrial | Primary Metals | New | Space Heating | Natural Gas | Gas Boiler - Insulate Steam Lines/Condensate Tank | A | Incremental Summer Peak Savings (MW) | Technical Potential | 0 | 0 | 0 | 0 | 0 | 0 | 0 | 0 | 0 | 0 | 0 | 0 | 0 | 0 | 0 | 0 | 0 | 0 | 0 | 0 | 0 | 0 | 0 | 0 | 0 | 0 | 0 | 0 | 0 | 0 | 0
F9_Industrial_Primary Metals_New_Space Heating_Natural Gas_Gas Boiler - Insulate Steam Lines/Condensate Tank_A_Technical Potential | F9 | Industrial | Primary Metals | New | Space Heating | Natural Gas | Gas Boiler - Insulate Steam Lines/Condensate Tank | A | Incremental Winter Peak Savings (MW) | Technical Potential | 0 | 0 | 0 | 0 | 0 | 0 | 0 | 0 | 0 | 0 | 0 | 0 | 0 | 0 | 0 | 0 | 0 | 0 | 0 | 0 | 0 | 0 | 0 | 0 | 0 | 0 | 0 | 0 | 0 | 0 | 0
F10_Industrial_Primary Metals_New_Space Heating_Natural Gas_Gas Boiler - Insulate Steam Lines/Condensate Tank_A_Technical Potential | F10 | Industrial | Primary Metals | New | Space Heating | Natural Gas | Gas Boiler - Insulate Steam Lines/Condensate Tank | A | Cumulative Energy Savings (MWh or mTherms) | Technical Potential | 0 | 0 | 0 | 0 | 0 | 0 | 0 | 0 | 0 | 0 | 0 | 0 | 0 | 0 | 0 | 0 | 0 | 0 | 0 | 0 | 0 | 0 | 0 | 0 | 0 | 0 | 0 | 0 | 0 | 0 | 0
F11_Industrial_Primary Metals_New_Space Heating_Natural Gas_Gas Boiler - Insulate Steam Lines/Condensate Tank_A_Technical Potential | F11 | Industrial | Primary Metals | New | Space Heating | Natural Gas | Gas Boiler - Insulate Steam Lines/Condensate Tank | A | Cumulative Summer Peak Savings (MW) | Technical Potential | 0 | 0 | 0 | 0 | 0 | 0 | 0 | 0 | 0 | 0 | 0 | 0 | 0 | 0 | 0 | 0 | 0 | 0 | 0 | 0 | 0 | 0 | 0 | 0 | 0 | 0 | 0 | 0 | 0 | 0 | 0
F12_Industrial_Primary Metals_New_Space Heating_Natural Gas_Gas Boiler - Insulate Steam Lines/Condensate Tank_A_Technical Potential | F12 | Industrial | Primary Metals | New | Space Heating | Natural Gas | Gas Boiler - Insulate Steam Lines/Condensate Tank | A | Cumulative Winter Peak Savings (MW) | Technical Potential | 0 | 0 | 0 | 0 | 0 | 0 | 0 | 0 | 0 | 0 | 0 | 0 | 0 | 0 | 0 | 0 | 0 | 0 | 0 | 0 | 0 | 0 | 0 | 0 | 0 | 0 | 0 | 0 | 0 | 0 | 0
F13_Industrial_Primary Metals_New_Space Heating_Natural Gas_Gas Boiler - Insulate Steam Lines/Condensate Tank_A_Technical Potential | F13 | Industrial | Primary Metals | New | Space Heating | Natural Gas | Gas Boiler - Insulate Steam Lines/Condensate Tank | A | Purchases (Incremental) | Technical Potential | 0 | 0 | 0 | 0 | 0 | 0 | 0 | 0 | 0 | 0 | 0 | 0 | 0 | 0 | 0 | 0 | 0 | 0 | 0 | 0 | 0 | 0 | 0 | 0 | 0 | 0 | 0 | 0 | 0 | 0 | 0
F14_Industrial_Primary Metals_New_Space Heating_Natural Gas_Gas Boiler - Insulate Steam Lines/Condensate Tank_A_Technical Potential | F14 | Industrial | Primary Metals | New | Space Heating | Natural Gas | Gas Boiler - Insulate Steam Lines/Condensate Tank | A | Purchases (Cumulative) | Technical Potential | 0 | 0 | 0 | 0 | 0 | 0 | 0 | 0 | 0 | 0 | 0 | 0 | 0 | 0 | 0 | 0 | 0 | 0 | 0 | 0 | 0 | 0 | 0 | 0 | 0 | 0 | 0 | 0 | 0 | 0 | 0
F1_Industrial_Primary Metals_New_Process_Natural Gas_Gas Boiler - Insulate Steam Lines/Condensate Tank_A_Technical Potential | F1 | Industrial | Primary Metals | New | Process | Natural Gas | Gas Boiler - Insulate Steam Lines/Condensate Tank | A | Original Unit Energy Savings (kWh or therms) | Technical Potential | 0 | 0 | 0 | 0 | 0 | 303.5793 | 303.5793 | 303.5793 | 303.5793 | 303.5793 | 303.5793 | 303.5793 | 303.5793 | 303.5793 | 303.5793 | 303.5793 | 303.5793 | 303.5793 | 303.5793 | 303.5793 | 303.5793 | 303.5793 | 303.5793 | 303.5793 | 303.5793 | 303.5793 | 303.5793 | 303.5793 | 303.5793 | 303.5793 | 303.5793
F2_Industrial_Primary Metals_New_Process_Natural Gas_Gas Boiler - Insulate Steam Lines/Condensate Tank_A_Technical Potential | F2 | Industrial | Primary Metals | New | Process | Natural Gas | Gas Boiler - Insulate Steam Lines/Condensate Tank | A | Original Unit Summer Peak Savings (kW) | Technical Potential | 0 | 0 | 0 | 0 | 0 | 0 | 0 | 0 | 0 | 0 | 0 | 0 | 0 | 0 | 0 | 0 | 0 | 0 | 0 | 0 | 0 | 0 | 0 | 0 | 0 | 0 | 0 | 0 | 0 | 0 | 0
F3_Industrial_Primary Metals_New_Process_Natural Gas_Gas Boiler - Insulate Steam Lines/Condensate Tank_A_Technical Potential | F3 | Industrial | Primary Metals | New | Process | Natural Gas | Gas Boiler - Insulate Steam Lines/Condensate Tank | A | Original Unit Winter Peak Savings (kW) | Technical Potential | 0 | 0 | 0 | 0 | 0 | 0 | 0 | 0 | 0 | 0 | 0 | 0 | 0 | 0 | 0 | 0 | 0 | 0 | 0 | 0 | 0 | 0 | 0 | 0 | 0 | 0 | 0 | 0 | 0 | 0 | 0
F4_Industrial_Primary Metals_New_Process_Natural Gas_Gas Boiler - Insulate Steam Lines/Condensate Tank_A_Technical Potential | F4 | Industrial | Primary Metals | New | Process | Natural Gas | Gas Boiler - Insulate Steam Lines/Condensate Tank | A | Standalone Impact on Baseline Energy (%) | Technical Potential | 0% | 0% | 0% | 0% | 0% | 0.008095% | 0.01493% | 0.02101% | 0.02662% | 0.0319% | 0.03694% | 0.04185% | 0.04663% | 0.0513% | 0.05594% | 0.0605% | 0.06503% | 0.0695% | 0.07394% | 0.07838% | 0.08278% | 0.08716% | 0.09152% | 0.09587% | 0.0010021 | 0.0009645 | 0.00092967 | 0.00089736 | 0 | 0 | 0
F5_Industrial_Primary Metals_New_Process_Natural Gas_Gas Boiler - Insulate Steam Lines/Condensate Tank_A_Technical Potential | F5 | Industrial | Primary Metals | New | Process | Natural Gas | Gas Boiler - Insulate Steam Lines/Condensate Tank | A | Standalone Impact on Baseline Summer Peak (%) | Technical Potential | 0% | 0% | 0% | 0% | 0% | 0% | 0% | 0% | 0% | 0% | 0% | 0% | 0% | 0% | 0% | 0% | 0% | 0% | 0% | 0% | 0% | 0% | 0% | 0% | 0 | 0 | 0 | 0 | 0 | 0 | 0
F6_Industrial_Primary Metals_New_Process_Natural Gas_Gas Boiler - Insulate Steam Lines/Condensate Tank_A_Technical Potential | F6 | Industrial | Primary Metals | New | Process | Natural Gas | Gas Boiler - Insulate Steam Lines/Condensate Tank | A | Standalone Impact on Baseline Winter Peak (%) | Technical Potential | 0% | 0% | 0% | 0% | 0% | 0% | 0% | 0% | 0% | 0% | 0% | 0% | 0% | 0% | 0% | 0% | 0% | 0% | 0% | 0% | 0% | 0% | 0% | 0% | 0 | 0 | 0 | 0 | 0 | 0 | 0
F7_Industrial_Primary Metals_New_Process_Natural Gas_Gas Boiler - Insulate Steam Lines/Condensate Tank_A_Technical Potential | F7 | Industrial | Primary Metals | New | Process | Natural Gas | Gas Boiler - Insulate Steam Lines/Condensate Tank | A | Incremental Energy Savings (MWh or mTherms) | Technical Potential | 0 | 0 | 0 | 0 | 0 | 0.017857 | 0.021156 | 0.024453 | 0.027731 | 0.03101 | 0.034292 | 0.037532 | 0.040764 | 0.043989 | 0.047162 | 0.050348 | 0.053503 | 0.056659 | 0.059799 | 0.062911 | 0.066027 | 0.069129 | 0.07222 | 0.0753 | 0.078368 | 0.017857 | 0.021156 | 0.024453 | 0.027731 | 0.03101 | 0.034292
F8_Industrial_Primary Metals_New_Process_Natural Gas_Gas Boiler - Insulate Steam Lines/Condensate Tank_A_Technical Potential | F8 | Industrial | Primary Metals | New | Process | Natural Gas | Gas Boiler - Insulate Steam Lines/Condensate Tank | A | Incremental Summer Peak Savings (MW) | Technical Potential | 0 | 0 | 0 | 0 | 0 | 0 | 0 | 0 | 0 | 0 | 0 | 0 | 0 | 0 | 0 | 0 | 0 | 0 | 0 | 0 | 0 | 0 | 0 | 0 | 0 | 0 | 0 | 0 | 0 | 0 | 0
F9_Industrial_Primary Metals_New_Process_Natural Gas_Gas Boiler - Insulate Steam Lines/Condensate Tank_A_Technical Potential | F9 | Industrial | Primary Metals | New | Process | Natural Gas | Gas Boiler - Insulate Steam Lines/Condensate Tank | A | Incremental Winter Peak Savings (MW) | Technical Potential | 0 | 0 | 0 | 0 | 0 | 0 | 0 | 0 | 0 | 0 | 0 | 0 | 0 | 0 | 0 | 0 | 0 | 0 | 0 | 0 | 0 | 0 | 0 | 0 | 0 | 0 | 0 | 0 | 0 | 0 | 0
F10_Industrial_Primary Metals_New_Process_Natural Gas_Gas Boiler - Insulate Steam Lines/Condensate Tank_A_Technical Potential | F10 | Industrial | Primary Metals | New | Process | Natural Gas | Gas Boiler - Insulate Steam Lines/Condensate Tank | A | Cumulative Energy Savings (MWh or mTherms) | Technical Potential | 0 | 0 | 0 | 0 | 0 | 0.017857 | 0.039014 | 0.063467 | 0.091197 | 0.12221 | 0.1565 | 0.19403 | 0.23479 | 0.27878 | 0.32595 | 0.37629 | 0.4298 | 0.48646 | 0.54626 | 0.60917 | 0.67519 | 0.74432 | 0.81654 | 0.89184 | 0.97021 | 0.97021 | 0.97021 | 0.97021 | 0.97021 | 0.97021 | 0.97021
F11_Industrial_Primary Metals_New_Process_Natural Gas_Gas Boiler - Insulate Steam Lines/Condensate Tank_A_Technical Potential | F11 | Industrial | Primary Metals | New | Process | Natural Gas | Gas Boiler - Insulate Steam Lines/Condensate Tank | A | Cumulative Summer Peak Savings (MW) | Technical Potential | 0 | 0 | 0 | 0 | 0 | 0 | 0 | 0 | 0 | 0 | 0 | 0 | 0 | 0 | 0 | 0 | 0 | 0 | 0 | 0 | 0 | 0 | 0 | 0 | 0 | 0 | 0 | 0 | 0 | 0 | 0
F12_Industrial_Primary Metals_New_Process_Natural Gas_Gas Boiler - Insulate Steam Lines/Condensate Tank_A_Technical Potential | F12 | Industrial | Primary Metals | New | Process | Natural Gas | Gas Boiler - Insulate Steam Lines/Condensate Tank | A | Cumulative Winter Peak Savings (MW) | Technical Potential | 0 | 0 | 0 | 0 | 0 | 0 | 0 | 0 | 0 | 0 | 0 | 0 | 0 | 0 | 0 | 0 | 0 | 0 | 0 | 0 | 0 | 0 | 0 | 0 | 0 | 0 | 0 | 0 | 0 | 0 | 0
F13_Industrial_Primary Metals_New_Process_Natural Gas_Gas Boiler - Insulate Steam Lines/Condensate Tank_A_Technical Potential | F13 | Industrial | Primary Metals | New | Process | Natural Gas | Gas Boiler - Insulate Steam Lines/Condensate Tank | A | Purchases (Incremental) | Technical Potential | 0 | 0 | 0 | 0 | 0 | 0.058823 | 0.069689 | 0.080549 | 0.091346 | 0.10215 | 0.11296 | 0.12363 | 0.13428 | 0.1449 | 0.15535 | 0.16585 | 0.17624 | 0.18664 | 0.19698 | 0.20723 | 0.21749 | 0.22771 | 0.2379 | 0.24804 | 0.25815 | 0.058823 | 0.069689 | 0.080549 | 0.091346 | 0.10215 | 0.11296
F14_Industrial_Primary Metals_New_Process_Natural Gas_Gas Boiler - Insulate Steam Lines/Condensate Tank_A_Technical Potential | F14 | Industrial | Primary Metals | New | Process | Natural Gas | Gas Boiler - Insulate Steam Lines/Condensate Tank | A | Purchases (Cumulative) | Technical Potential | 0 | 0 | 0 | 0 | 0 | 0.058823 | 0.12851 | 0.20906 | 0.30041 | 0.40255 | 0.51551 | 0.63915 | 0.77342 | 0.91832 | 1.0737 | 1.2395 | 1.4158 | 1.6024 | 1.7994 | 2.0066 | 2.2241 | 2.4518 | 2.6897 | 2.9378 | 3.1959 | 3.1959 | 3.1959 | 3.1959 | 3.1959 | 3.1959 | 3.1959
F1_Industrial_Primary Metals_New_Space Heating_Natural Gas_Gas Boiler - Insulate Hot Water Lines_A_Technical Potential | F1 | Industrial | Primary Metals | New | Space Heating | Natural Gas | Gas Boiler - Insulate Hot Water Lines | A | Original Unit Energy Savings (kWh or therms) | Technical Potential | 0 | 0 | 0 | 0 | 0 | 0 | 0 | 0 | 0 | 0 | 0 | 0 | 0 | 0 | 0 | 0 | 0 | 0 | 0 | 0 | 0 | 0 | 0 | 0 | 0 | 0 | 0 | 0 | 0 | 0 | 0
F2_Industrial_Primary Metals_New_Space Heating_Natural Gas_Gas Boiler - Insulate Hot Water Lines_A_Technical Potential | F2 | Industrial | Primary Metals | New | Space Heating | Natural Gas | Gas Boiler - Insulate Hot Water Lines | A | Original Unit Summer Peak Savings (kW) | Technical Potential | 0 | 0 | 0 | 0 | 0 | 0 | 0 | 0 | 0 | 0 | 0 | 0 | 0 | 0 | 0 | 0 | 0 | 0 | 0 | 0 | 0 | 0 | 0 | 0 | 0 | 0 | 0 | 0 | 0 | 0 | 0
F3_Industrial_Primary Metals_New_Space Heating_Natural Gas_Gas Boiler - Insulate Hot Water Lines_A_Technical Potential | F3 | Industrial | Primary Metals | New | Space Heating | Natural Gas | Gas Boiler - Insulate Hot Water Lines | A | Original Unit Winter Peak Savings (kW) | Technical Potential | 0 | 0 | 0 | 0 | 0 | 0 | 0 | 0 | 0 | 0 | 0 | 0 | 0 | 0 | 0 | 0 | 0 | 0 | 0 | 0 | 0 | 0 | 0 | 0 | 0 | 0 | 0 | 0 | 0 | 0 | 0
F4_Industrial_Primary Metals_New_Space Heating_Natural Gas_Gas Boiler - Insulate Hot Water Lines_A_Technical Potential | F4 | Industrial | Primary Metals | New | Space Heating | Natural Gas | Gas Boiler - Insulate Hot Water Lines | A | Standalone Impact on Baseline Energy (%) | Technical Potential | 0% | 0% | 0% | 0% | 0% | 0% | 0% | 0% | 0% | 0% | 0% | 0% | 0% | 0% | 0% | 0% | 0% | 0% | 0% | 0% | 0% | 0% | 0% | 0% | 0 | 0 | 0 | 0 | 0 | 0 | 0
F5_Industrial_Primary Metals_New_Space Heating_Natural Gas_Gas Boiler - Insulate Hot Water Lines_A_Technical Potential | F5 | Industrial | Primary Metals | New | Space Heating | Natural Gas | Gas Boiler - Insulate Hot Water Lines | A | Standalone Impact on Baseline Summer Peak (%) | Technical Potential | 0% | 0% | 0% | 0% | 0% | 0% | 0% | 0% | 0% | 0% | 0% | 0% | 0% | 0% | 0% | 0% | 0% | 0% | 0% | 0% | 0% | 0% | 0% | 0% | 0 | 0 | 0 | 0 | 0 | 0 | 0
F6_Industrial_Primary Metals_New_Space Heating_Natural Gas_Gas Boiler - Insulate Hot Water Lines_A_Technical Potential | F6 | Industrial | Primary Metals | New | Space Heating | Natural Gas | Gas Boiler - Insulate Hot Water Lines | A | Standalone Impact on Baseline Winter Peak (%) | Technical Potential | 0% | 0% | 0% | 0% | 0% | 0% | 0% | 0% | 0% | 0% | 0% | 0% | 0% | 0% | 0% | 0% | 0% | 0% | 0% | 0% | 0% | 0% | 0% | 0% | 0 | 0 | 0 | 0 | 0 | 0 | 0
F7_Industrial_Primary Metals_New_Space Heating_Natural Gas_Gas Boiler - Insulate Hot Water Lines_A_Technical Potential | F7 | Industrial | Primary Metals | New | Space Heating | Natural Gas | Gas Boiler - Insulate Hot Water Lines | A | Incremental Energy Savings (MWh or mTherms) | Technical Potential | 0 | 0 | 0 | 0 | 0 | 0 | 0 | 0 | 0 | 0 | 0 | 0 | 0 | 0 | 0 | 0 | 0 | 0 | 0 | 0 | 0 | 0 | 0 | 0 | 0 | 0 | 0 | 0 | 0 | 0 | 0
F8_Industrial_Primary Metals_New_Space Heating_Natural Gas_Gas Boiler - Insulate Hot Water Lines_A_Technical Potential | F8 | Industrial | Primary Metals | New | Space Heating | Natural Gas | Gas Boiler - Insulate Hot Water Lines | A | Incremental Summer Peak Savings (MW) | Technical Potential | 0 | 0 | 0 | 0 | 0 | 0 | 0 | 0 | 0 | 0 | 0 | 0 | 0 | 0 | 0 | 0 | 0 | 0 | 0 | 0 | 0 | 0 | 0 | 0 | 0 | 0 | 0 | 0 | 0 | 0 | 0
F9_Industrial_Primary Metals_New_Space Heating_Natural Gas_Gas Boiler - Insulate Hot Water Lines_A_Technical Potential | F9 | Industrial | Primary Metals | New | Space Heating | Natural Gas | Gas Boiler - Insulate Hot Water Lines | A | Incremental Winter Peak Savings (MW) | Technical Potential | 0 | 0 | 0 | 0 | 0 | 0 | 0 | 0 | 0 | 0 | 0 | 0 | 0 | 0 | 0 | 0 | 0 | 0 | 0 | 0 | 0 | 0 | 0 | 0 | 0 | 0 | 0 | 0 | 0 | 0 | 0
F10_Industrial_Primary Metals_New_Space Heating_Natural Gas_Gas Boiler - Insulate Hot Water Lines_A_Technical Potential | F10 | Industrial | Primary Metals | New | Space Heating | Natural Gas | Gas Boiler - Insulate Hot Water Lines | A | Cumulative Energy Savings (MWh or mTherms) | Technical Potential | 0 | 0 | 0 | 0 | 0 | 0 | 0 | 0 | 0 | 0 | 0 | 0 | 0 | 0 | 0 | 0 | 0 | 0 | 0 | 0 | 0 | 0 | 0 | 0 | 0 | 0 | 0 | 0 | 0 | 0 | 0
F11_Industrial_Primary Metals_New_Space Heating_Natural Gas_Gas Boiler - Insulate Hot Water Lines_A_Technical Potential | F11 | Industrial | Primary Metals | New | Space Heating | Natural Gas | Gas Boiler - Insulate Hot Water Lines | A | Cumulative Summer Peak Savings (MW) | Technical Potential | 0 | 0 | 0 | 0 | 0 | 0 | 0 | 0 | 0 | 0 | 0 | 0 | 0 | 0 | 0 | 0 | 0 | 0 | 0 | 0 | 0 | 0 | 0 | 0 | 0 | 0 | 0 | 0 | 0 | 0 | 0
F12_Industrial_Primary Metals_New_Space Heating_Natural Gas_Gas Boiler - Insulate Hot Water Lines_A_Technical Potential | F12 | Industrial | Primary Metals | New | Space Heating | Natural Gas | Gas Boiler - Insulate Hot Water Lines | A | Cumulative Winter Peak Savings (MW) | Technical Potential | 0 | 0 | 0 | 0 | 0 | 0 | 0 | 0 | 0 | 0 | 0 | 0 | 0 | 0 | 0 | 0 | 0 | 0 | 0 | 0 | 0 | 0 | 0 | 0 | 0 | 0 | 0 | 0 | 0 | 0 | 0
F13_Industrial_Primary Metals_New_Space Heating_Natural Gas_Gas Boiler - Insulate Hot Water Lines_A_Technical Potential | F13 | Industrial | Primary Metals | New | Space Heating | Natural Gas | Gas Boiler - Insulate Hot Water Lines | A | Purchases (Incremental) | Technical Potential | 0 | 0 | 0 | 0 | 0 | 0 | 0 | 0 | 0 | 0 | 0 | 0 | 0 | 0 | 0 | 0 | 0 | 0 | 0 | 0 | 0 | 0 | 0 | 0 | 0 | 0 | 0 | 0 | 0 | 0 | 0
F14_Industrial_Primary Metals_New_Space Heating_Natural Gas_Gas Boiler - Insulate Hot Water Lines_A_Technical Potential | F14 | Industrial | Primary Metals | New | Space Heating | Natural Gas | Gas Boiler - Insulate Hot Water Lines | A | Purchases (Cumulative) | Technical Potential | 0 | 0 | 0 | 0 | 0 | 0 | 0 | 0 | 0 | 0 | 0 | 0 | 0 | 0 | 0 | 0 | 0 | 0 | 0 | 0 | 0 | 0 | 0 | 0 | 0 | 0 | 0 | 0 | 0 | 0 | 0
F1_Industrial_Primary Metals_New_Process_Natural Gas_Gas Boiler - Insulate Hot Water Lines_A_Technical Potential | F1 | Industrial | Primary Metals | New | Process | Natural Gas | Gas Boiler - Insulate Hot Water Lines | A | Original Unit Energy Savings (kWh or therms) | Technical Potential | 0 | 0 | 0 | 0 | 0 | 343.1401 | 343.1401 | 343.1401 | 343.1401 | 343.1401 | 343.1401 | 343.1401 | 343.1401 | 343.1401 | 343.1401 | 343.1401 | 343.1401 | 343.1401 | 343.1401 | 343.1401 | 343.1401 | 343.1401 | 343.1401 | 343.1401 | 343.1401 | 343.1401 | 343.1401 | 343.1401 | 343.1401 | 343.1401 | 343.1401
F2_Industrial_Primary Metals_New_Process_Natural Gas_Gas Boiler - Insulate Hot Water Lines_A_Technical Potential | F2 | Industrial | Primary Metals | New | Process | Natural Gas | Gas Boiler - Insulate Hot Water Lines | A | Original Unit Summer Peak Savings (kW) | Technical Potential | 0 | 0 | 0 | 0 | 0 | 0 | 0 | 0 | 0 | 0 | 0 | 0 | 0 | 0 | 0 | 0 | 0 | 0 | 0 | 0 | 0 | 0 | 0 | 0 | 0 | 0 | 0 | 0 | 0 | 0 | 0
F3_Industrial_Primary Metals_New_Process_Natural Gas_Gas Boiler - Insulate Hot Water Lines_A_Technical Potential | F3 | Industrial | Primary Metals | New | Process | Natural Gas | Gas Boiler - Insulate Hot Water Lines | A | Original Unit Winter Peak Savings (kW) | Technical Potential | 0 | 0 | 0 | 0 | 0 | 0 | 0 | 0 | 0 | 0 | 0 | 0 | 0 | 0 | 0 | 0 | 0 | 0 | 0 | 0 | 0 | 0 | 0 | 0 | 0 | 0 | 0 | 0 | 0 | 0 | 0
F4_Industrial_Primary Metals_New_Process_Natural Gas_Gas Boiler - Insulate Hot Water Lines_A_Technical Potential | F4 | Industrial | Primary Metals | New | Process | Natural Gas | Gas Boiler - Insulate Hot Water Lines | A | Standalone Impact on Baseline Energy (%) | Technical Potential | 0% | 0% | 0% | 0% | 0% | 0.00915% | 0.01687% | 0.02375% | 0.03009% | 0.03606% | 0.04176% | 0.0473% | 0.0527% | 0.05799% | 0.06324% | 0.06838% | 0.0735% | 0.07856% | 0.08358% | 0.0886% | 0.09357% | 0.09852% | 0.1034% | 0.1084% | 0.0011327 | 0.0010902 | 0.0010508 | 0.0010143 | 0 | 0 | 0
F5_Industrial_Primary Metals_New_Process_Natural Gas_Gas Boiler - Insulate Hot Water Lines_A_Technical Potential | F5 | Industrial | Primary Metals | New | Process | Natural Gas | Gas Boiler - Insulate Hot Water Lines | A | Standalone Impact on Baseline Summer Peak (%) | Technical Potential | 0% | 0% | 0% | 0% | 0% | 0% | 0% | 0% | 0% | 0% | 0% | 0% | 0% | 0% | 0% | 0% | 0% | 0% | 0% | 0% | 0% | 0% | 0% | 0% | 0 | 0 | 0 | 0 | 0 | 0 | 0
F6_Industrial_Primary Metals_New_Process_Natural Gas_Gas Boiler - Insulate Hot Water Lines_A_Technical Potential | F6 | Industrial | Primary Metals | New | Process | Natural Gas | Gas Boiler - Insulate Hot Water Lines | A | Standalone Impact on Baseline Winter Peak (%) | Technical Potential | 0% | 0% | 0% | 0% | 0% | 0% | 0% | 0% | 0% | 0% | 0% | 0% | 0% | 0% | 0% | 0% | 0% | 0% | 0% | 0% | 0% | 0% | 0% | 0% | 0 | 0 | 0 | 0 | 0 | 0 | 0
F7_Industrial_Primary Metals_New_Process_Natural Gas_Gas Boiler - Insulate Hot Water Lines_A_Technical Potential | F7 | Industrial | Primary Metals | New | Process | Natural Gas | Gas Boiler - Insulate Hot Water Lines | A | Incremental Energy Savings (MWh or mTherms) | Technical Potential | 0 | 0 | 0 | 0 | 0 | 0.020185 | 0.023913 | 0.02764 | 0.031344 | 0.035051 | 0.038761 | 0.042423 | 0.046076 | 0.049721 | 0.053308 | 0.056909 | 0.060476 | 0.064043 | 0.067592 | 0.071109 | 0.074631 | 0.078138 | 0.081631 | 0.085112 | 0.088581 | 0.020185 | 0.023913 | 0.02764 | 0.031344 | 0.035051 | 0.038761
F8_Industrial_Primary Metals_New_Process_Natural Gas_Gas Boiler - Insulate Hot Water Lines_A_Technical Potential | F8 | Industrial | Primary Metals | New | Process | Natural Gas | Gas Boiler - Insulate Hot Water Lines | A | Incremental Summer Peak Savings (MW) | Technical Potential | 0 | 0 | 0 | 0 | 0 | 0 | 0 | 0 | 0 | 0 | 0 | 0 | 0 | 0 | 0 | 0 | 0 | 0 | 0 | 0 | 0 | 0 | 0 | 0 | 0 | 0 | 0 | 0 | 0 | 0 | 0
F9_Industrial_Primary Metals_New_Process_Natural Gas_Gas Boiler - Insulate Hot Water Lines_A_Technical Potential | F9 | Industrial | Primary Metals | New | Process | Natural Gas | Gas Boiler - Insulate Hot Water Lines | A | Incremental Winter Peak Savings (MW) | Technical Potential | 0 | 0 | 0 | 0 | 0 | 0 | 0 | 0 | 0 | 0 | 0 | 0 | 0 | 0 | 0 | 0 | 0 | 0 | 0 | 0 | 0 | 0 | 0 | 0 | 0 | 0 | 0 | 0 | 0 | 0 | 0
F10_Industrial_Primary Metals_New_Process_Natural Gas_Gas Boiler - Insulate Hot Water Lines_A_Technical Potential | F10 | Industrial | Primary Metals | New | Process | Natural Gas | Gas Boiler - Insulate Hot Water Lines | A | Cumulative Energy Savings (MWh or mTherms) | Technical Potential | 0 | 0 | 0 | 0 | 0 | 0.020185 | 0.044098 | 0.071737 | 0.10308 | 0.13813 | 0.17689 | 0.21932 | 0.26539 | 0.31511 | 0.36842 | 0.42533 | 0.48581 | 0.54985 | 0.61744 | 0.68855 | 0.76318 | 0.84132 | 0.92295 | 1.0081 | 1.0966 | 1.0966 | 1.0966 | 1.0966 | 1.0966 | 1.0966 | 1.0966
F11_Industrial_Primary Metals_New_Process_Natural Gas_Gas Boiler - Insulate Hot Water Lines_A_Technical Potential | F11 | Industrial | Primary Metals | New | Process | Natural Gas | Gas Boiler - Insulate Hot Water Lines | A | Cumulative Summer Peak Savings (MW) | Technical Potential | 0 | 0 | 0 | 0 | 0 | 0 | 0 | 0 | 0 | 0 | 0 | 0 | 0 | 0 | 0 | 0 | 0 | 0 | 0 | 0 | 0 | 0 | 0 | 0 | 0 | 0 | 0 | 0 | 0 | 0 | 0
F12_Industrial_Primary Metals_New_Process_Natural Gas_Gas Boiler - Insulate Hot Water Lines_A_Technical Potential | F12 | Industrial | Primary Metals | New | Process | Natural Gas | Gas Boiler - Insulate Hot Water Lines | A | Cumulative Winter Peak Savings (MW) | Technical Potential | 0 | 0 | 0 | 0 | 0 | 0 | 0 | 0 | 0 | 0 | 0 | 0 | 0 | 0 | 0 | 0 | 0 | 0 | 0 | 0 | 0 | 0 | 0 | 0 | 0 | 0 | 0 | 0 | 0 | 0 | 0
F13_Industrial_Primary Metals_New_Process_Natural Gas_Gas Boiler - Insulate Hot Water Lines_A_Technical Potential | F13 | Industrial | Primary Metals | New | Process | Natural Gas | Gas Boiler - Insulate Hot Water Lines | A | Purchases (Incremental) | Technical Potential | 0 | 0 | 0 | 0 | 0 | 0.058823 | 0.069689 | 0.080549 | 0.091346 | 0.10215 | 0.11296 | 0.12363 | 0.13428 | 0.1449 | 0.15535 | 0.16585 | 0.17624 | 0.18664 | 0.19698 | 0.20723 | 0.21749 | 0.22771 | 0.2379 | 0.24804 | 0.25815 | 0.058823 | 0.069689 | 0.080549 | 0.091346 | 0.10215 | 0.11296
F14_Industrial_Primary Metals_New_Process_Natural Gas_Gas Boiler - Insulate Hot Water Lines_A_Technical Potential | F14 | Industrial | Primary Metals | New | Process | Natural Gas | Gas Boiler - Insulate Hot Water Lines | A | Purchases (Cumulative) | Technical Potential | 0 | 0 | 0 | 0 | 0 | 0.058823 | 0.12851 | 0.20906 | 0.30041 | 0.40255 | 0.51551 | 0.63915 | 0.77342 | 0.91832 | 1.0737 | 1.2395 | 1.4158 | 1.6024 | 1.7994 | 2.0066 | 2.2241 | 2.4518 | 2.6897 | 2.9378 | 3.1959 | 3.1959 | 3.1959 | 3.1959 | 3.1959 | 3.1959 | 3.1959
F1_Industrial_Primary Metals_New_Process_Natural Gas_Process - Insulate Heated Process Fluids_A_Technical Potential | F1 | Industrial | Primary Metals | New | Process | Natural Gas | Process - Insulate Heated Process Fluids | A | Original Unit Energy Savings (kWh or therms) | Technical Potential | 0 | 0 | 0 | 0 | 0 | 1904.8967 | 1904.8967 | 1904.8967 | 1904.8967 | 1904.8967 | 1904.8967 | 1904.8967 | 1904.8967 | 1904.8967 | 1904.8967 | 1904.8967 | 1904.8967 | 1904.8967 | 1904.8967 | 1904.8967 | 1904.8967 | 1904.8967 | 1904.8967 | 1904.8967 | 1904.8967 | 1904.8967 | 1904.8967 | 1904.8967 | 1904.8967 | 1904.8967 | 1904.8967
F2_Industrial_Primary Metals_New_Process_Natural Gas_Process - Insulate Heated Process Fluids_A_Technical Potential | F2 | Industrial | Primary Metals | New | Process | Natural Gas | Process - Insulate Heated Process Fluids | A | Original Unit Summer Peak Savings (kW) | Technical Potential | 0 | 0 | 0 | 0 | 0 | 0 | 0 | 0 | 0 | 0 | 0 | 0 | 0 | 0 | 0 | 0 | 0 | 0 | 0 | 0 | 0 | 0 | 0 | 0 | 0 | 0 | 0 | 0 | 0 | 0 | 0
F3_Industrial_Primary Metals_New_Process_Natural Gas_Process - Insulate Heated Process Fluids_A_Technical Potential | F3 | Industrial | Primary Metals | New | Process | Natural Gas | Process - Insulate Heated Process Fluids | A | Original Unit Winter Peak Savings (kW) | Technical Potential | 0 | 0 | 0 | 0 | 0 | 0 | 0 | 0 | 0 | 0 | 0 | 0 | 0 | 0 | 0 | 0 | 0 | 0 | 0 | 0 | 0 | 0 | 0 | 0 | 0 | 0 | 0 | 0 | 0 | 0 | 0
F4_Industrial_Primary Metals_New_Process_Natural Gas_Process - Insulate Heated Process Fluids_A_Technical Potential | F4 | Industrial | Primary Metals | New | Process | Natural Gas | Process - Insulate Heated Process Fluids | A | Standalone Impact on Baseline Energy (%) | Technical Potential | 0% | 0% | 0% | 0% | 0% | 0.1111% | 0.2049% | 0.2884% | 0.3654% | 0.4379% | 0.496% | 0.5331% | 0.5549% | 0.5654% | 0.5683% | 0.5651% | 0.558% | 0.5479% | 0.5359% | 0.5228% | 0.5089% | 0.4861% | 0.4653% | 0.4463% | 0.0042884 | 0.0041273 | 0.0039783 | 0.00384 | 0 | 0 | 0
F5_Industrial_Primary Metals_New_Process_Natural Gas_Process - Insulate Heated Process Fluids_A_Technical Potential | F5 | Industrial | Primary Metals | New | Process | Natural Gas | Process - Insulate Heated Process Fluids | A | Standalone Impact on Baseline Summer Peak (%) | Technical Potential | 0% | 0% | 0% | 0% | 0% | 0% | 0% | 0% | 0% | 0% | 0% | 0% | 0% | 0% | 0% | 0% | 0% | 0% | 0% | 0% | 0% | 0% | 0% | 0% | 0 | 0 | 0 | 0 | 0 | 0 | 0
F6_Industrial_Primary Metals_New_Process_Natural Gas_Process - Insulate Heated Process Fluids_A_Technical Potential | F6 | Industrial | Primary Metals | New | Process | Natural Gas | Process - Insulate Heated Process Fluids | A | Standalone Impact on Baseline Winter Peak (%) | Technical Potential | 0% | 0% | 0% | 0% | 0% | 0% | 0% | 0% | 0% | 0% | 0% | 0% | 0% | 0% | 0% | 0% | 0% | 0% | 0% | 0% | 0% | 0% | 0% | 0% | 0 | 0 | 0 | 0 | 0 | 0 | 0
F7_Industrial_Primary Metals_New_Process_Natural Gas_Process - Insulate Heated Process Fluids_A_Technical Potential | F7 | Industrial | Primary Metals | New | Process | Natural Gas | Process - Insulate Heated Process Fluids | A | Incremental Energy Savings (MWh or mTherms) | Technical Potential | 0 | 0 | 0 | 0 | 0 | 0.24511 | 0.29039 | 0.33564 | 0.38063 | 0.42564 | 0.42362 | 0.37092 | 0.32229 | 0.27823 | 0.23864 | 0.20381 | 0.17326 | 0.14679 | 0.12394 | 0.10431 | 0.087581 | 0.00062544 | 0.00023336 | 8.2946e-05 | 2.815e-05 | 0.24511 | 0.29039 | 0.33564 | 0.38063 | 0.42564 | 0.42362
F8_Industrial_Primary Metals_New_Process_Natural Gas_Process - Insulate Heated Process Fluids_A_Technical Potential | F8 | Industrial | Primary Metals | New | Process | Natural Gas | Process - Insulate Heated Process Fluids | A | Incremental Summer Peak Savings (MW) | Technical Potential | 0 | 0 | 0 | 0 | 0 | 0 | 0 | 0 | 0 | 0 | 0 | 0 | 0 | 0 | 0 | 0 | 0 | 0 | 0 | 0 | 0 | 0 | 0 | 0 | 0 | 0 | 0 | 0 | 0 | 0 | 0
F9_Industrial_Primary Metals_New_Process_Natural Gas_Process - Insulate Heated Process Fluids_A_Technical Potential | F9 | Industrial | Primary Metals | New | Process | Natural Gas | Process - Insulate Heated Process Fluids | A | Incremental Winter Peak Savings (MW) | Technical Potential | 0 | 0 | 0 | 0 | 0 | 0 | 0 | 0 | 0 | 0 | 0 | 0 | 0 | 0 | 0 | 0 | 0 | 0 | 0 | 0 | 0 | 0 | 0 | 0 | 0 | 0 | 0 | 0 | 0 | 0 | 0
F10_Industrial_Primary Metals_New_Process_Natural Gas_Process - Insulate Heated Process Fluids_A_Technical Potential | F10 | Industrial | Primary Metals | New | Process | Natural Gas | Process - Insulate Heated Process Fluids | A | Cumulative Energy Savings (MWh or mTherms) | Technical Potential | 0 | 0 | 0 | 0 | 0 | 0.24511 | 0.5355 | 0.87115 | 1.2518 | 1.6774 | 2.101 | 2.472 | 2.7943 | 3.0725 | 3.3111 | 3.5149 | 3.6882 | 3.835 | 3.9589 | 4.0632 | 4.1508 | 4.1514 | 4.1517 | 4.1517 | 4.1518 | 4.1518 | 4.1518 | 4.1518 | 4.1518 | 4.1518 | 4.1518
F11_Industrial_Primary Metals_New_Process_Natural Gas_Process - Insulate Heated Process Fluids_A_Technical Potential | F11 | Industrial | Primary Metals | New | Process | Natural Gas | Process - Insulate Heated Process Fluids | A | Cumulative Summer Peak Savings (MW) | Technical Potential | 0 | 0 | 0 | 0 | 0 | 0 | 0 | 0 | 0 | 0 | 0 | 0 | 0 | 0 | 0 | 0 | 0 | 0 | 0 | 0 | 0 | 0 | 0 | 0 | 0 | 0 | 0 | 0 | 0 | 0 | 0
F12_Industrial_Primary Metals_New_Process_Natural Gas_Process - Insulate Heated Process Fluids_A_Technical Potential | F12 | Industrial | Primary Metals | New | Process | Natural Gas | Process - Insulate Heated Process Fluids | A | Cumulative Winter Peak Savings (MW) | Technical Potential | 0 | 0 | 0 | 0 | 0 | 0 | 0 | 0 | 0 | 0 | 0 | 0 | 0 | 0 | 0 | 0 | 0 | 0 | 0 | 0 | 0 | 0 | 0 | 0 | 0 | 0 | 0 | 0 | 0 | 0 | 0
F13_Industrial_Primary Metals_New_Process_Natural Gas_Process - Insulate Heated Process Fluids_A_Technical Potential | F13 | Industrial | Primary Metals | New | Process | Natural Gas | Process - Insulate Heated Process Fluids | A | Purchases (Incremental) | Technical Potential | 0 | 0 | 0 | 0 | 0 | 0.12867 | 0.15244 | 0.1762 | 0.19982 | 0.22345 | 0.22239 | 0.19472 | 0.16919 | 0.14606 | 0.12528 | 0.10699 | 0.090957 | 0.077058 | 0.065063 | 0.054759 | 0.045977 | 0.00032833 | 0.0001225 | 4.3543e-05 | 1.4778e-05 | 0.12867 | 0.15244 | 0.1762 | 0.19982 | 0.22345 | 0.22239
F14_Industrial_Primary Metals_New_Process_Natural Gas_Process - Insulate Heated Process Fluids_A_Technical Potential | F14 | Industrial | Primary Metals | New | Process | Natural Gas | Process - Insulate Heated Process Fluids | A | Purchases (Cumulative) | Technical Potential | 0 | 0 | 0 | 0 | 0 | 0.12867 | 0.28112 | 0.45732 | 0.65714 | 0.88058 | 1.103 | 1.2977 | 1.4669 | 1.6129 | 1.7382 | 1.8452 | 1.9362 | 2.0132 | 2.0783 | 2.133 | 2.179 | 2.1793 | 2.1795 | 2.1795 | 2.1795 | 2.1795 | 2.1795 | 2.1795 | 2.1795 | 2.1795 | 2.1795
F1_Industrial_Primary Metals_New_Process_Natural Gas_Process Heat Recovery_A_Technical Potential | F1 | Industrial | Primary Metals | New | Process | Natural Gas | Process Heat Recovery | A | Original Unit Energy Savings (kWh or therms) | Technical Potential | 0 | 0 | 0 | 0 | 0 | 3.7787 | 3.7787 | 3.7787 | 3.7787 | 3.7787 | 3.7787 | 3.7787 | 3.7787 | 3.7787 | 3.7787 | 3.7787 | 3.7787 | 3.7787 | 3.7787 | 3.7787 | 3.7787 | 3.7787 | 3.7787 | 3.7787 | 3.7787 | 3.7787 | 3.7787 | 3.7787 | 0 | 0 | 0
F2_Industrial_Primary Metals_New_Process_Natural Gas_Process Heat Recovery_A_Technical Potential | F2 | Industrial | Primary Metals | New | Process | Natural Gas | Process Heat Recovery | A | Original Unit Summer Peak Savings (kW) | Technical Potential | 0 | 0 | 0 | 0 | 0 | 0 | 0 | 0 | 0 | 0 | 0 | 0 | 0 | 0 | 0 | 0 | 0 | 0 | 0 | 0 | 0 | 0 | 0 | 0 | 0 | 0 | 0 | 0 | 0 | 0 | 0
F3_Industrial_Primary Metals_New_Process_Natural Gas_Process Heat Recovery_A_Technical Potential | F3 | Industrial | Primary Metals | New | Process | Natural Gas | Process Heat Recovery | A | Original Unit Winter Peak Savings (kW) | Technical Potential | 0 | 0 | 0 | 0 | 0 | 0 | 0 | 0 | 0 | 0 | 0 | 0 | 0 | 0 | 0 | 0 | 0 | 0 | 0 | 0 | 0 | 0 | 0 | 0 | 0 | 0 | 0 | 0 | 0 | 0 | 0
F4_Industrial_Primary Metals_New_Process_Natural Gas_Process Heat Recovery_A_Technical Potential | F4 | Industrial | Primary Metals | New | Process | Natural Gas | Process Heat Recovery | A | Standalone Impact on Baseline Energy (%) | Technical Potential | 0% | 0% | 0% | 0% | 0% | 0.007935% | 0.01463% | 0.02059% | 0.02609% | 0.03127% | 0.03542% | 0.03807% | 0.03963% | 0.04038% | 0.04058% | 0.04036% | 0.03985% | 0.03913% | 0.03827% | 0.03734% | 0.03557% | 0.03398% | 0.03252% | 0.03119% | 0.00029972 | 0.00028846 | 0.00027804 | 0.00026838 | 0 | 0 | 0
F5_Industrial_Primary Metals_New_Process_Natural Gas_Process Heat Recovery_A_Technical Potential | F5 | Industrial | Primary Metals | New | Process | Natural Gas | Process Heat Recovery | A | Standalone Impact on Baseline Summer Peak (%) | Technical Potential | 0% | 0% | 0% | 0% | 0% | 0% | 0% | 0% | 0% | 0% | 0% | 0% | 0% | 0% | 0% | 0% | 0% | 0% | 0% | 0% | 0% | 0% | 0% | 0% | 0 | 0 | 0 | 0 | 0 | 0 | 0
F6_Industrial_Primary Metals_New_Process_Natural Gas_Process Heat Recovery_A_Technical Potential | F6 | Industrial | Primary Metals | New | Process | Natural Gas | Process Heat Recovery | A | Standalone Impact on Baseline Winter Peak (%) | Technical Potential | 0% | 0% | 0% | 0% | 0% | 0% | 0% | 0% | 0% | 0% | 0% | 0% | 0% | 0% | 0% | 0% | 0% | 0% | 0% | 0% | 0% | 0% | 0% | 0% | 0 | 0 | 0 | 0 | 0 | 0 | 0
F7_Industrial_Primary Metals_New_Process_Natural Gas_Process Heat Recovery_A_Technical Potential | F7 | Industrial | Primary Metals | New | Process | Natural Gas | Process Heat Recovery | A | Incremental Energy Savings (MWh or mTherms) | Technical Potential | 0 | 0 | 0 | 0 | 0 | 0.017504 | 0.020738 | 0.023969 | 0.027182 | 0.030396 | 0.030252 | 0.026488 | 0.023015 | 0.019869 | 0.017042 | 0.014554 | 0.012373 | 0.010482 | 0.0088507 | 0.007449 | 0.017504 | 0.020738 | 0.023969 | 0.027182 | 0.030396 | 0.030252 | 0.026488 | 0.023015 | 0 | 0 | 0
F8_Industrial_Primary Metals_New_Process_Natural Gas_Process Heat Recovery_A_Technical Potential | F8 | Industrial | Primary Metals | New | Process | Natural Gas | Process Heat Recovery | A | Incremental Summer Peak Savings (MW) | Technical Potential | 0 | 0 | 0 | 0 | 0 | 0 | 0 | 0 | 0 | 0 | 0 | 0 | 0 | 0 | 0 | 0 | 0 | 0 | 0 | 0 | 0 | 0 | 0 | 0 | 0 | 0 | 0 | 0 | 0 | 0 | 0
F9_Industrial_Primary Metals_New_Process_Natural Gas_Process Heat Recovery_A_Technical Potential | F9 | Industrial | Primary Metals | New | Process | Natural Gas | Process Heat Recovery | A | Incremental Winter Peak Savings (MW) | Technical Potential | 0 | 0 | 0 | 0 | 0 | 0 | 0 | 0 | 0 | 0 | 0 | 0 | 0 | 0 | 0 | 0 | 0 | 0 | 0 | 0 | 0 | 0 | 0 | 0 | 0 | 0 | 0 | 0 | 0 | 0 | 0
F10_Industrial_Primary Metals_New_Process_Natural Gas_Process Heat Recovery_A_Technical Potential | F10 | Industrial | Primary Metals | New | Process | Natural Gas | Process Heat Recovery | A | Cumulative Energy Savings (MWh or mTherms) | Technical Potential | 0 | 0 | 0 | 0 | 0 | 0.017504 | 0.038242 | 0.062211 | 0.089393 | 0.11979 | 0.15004 | 0.17653 | 0.19954 | 0.21941 | 0.23646 | 0.25101 | 0.26338 | 0.27387 | 0.28272 | 0.29016 | 0.29016 | 0.29016 | 0.29016 | 0.29016 | 0.29016 | 0.29016 | 0.29016 | 0.29016 | 0 | 0 | 0
F11_Industrial_Primary Metals_New_Process_Natural Gas_Process Heat Recovery_A_Technical Potential | F11 | Industrial | Primary Metals | New | Process | Natural Gas | Process Heat Recovery | A | Cumulative Summer Peak Savings (MW) | Technical Potential | 0 | 0 | 0 | 0 | 0 | 0 | 0 | 0 | 0 | 0 | 0 | 0 | 0 | 0 | 0 | 0 | 0 | 0 | 0 | 0 | 0 | 0 | 0 | 0 | 0 | 0 | 0 | 0 | 0 | 0 | 0
F12_Industrial_Primary Metals_New_Process_Natural Gas_Process Heat Recovery_A_Technical Potential | F12 | Industrial | Primary Metals | New | Process | Natural Gas | Process Heat Recovery | A | Cumulative Winter Peak Savings (MW) | Technical Potential | 0 | 0 | 0 | 0 | 0 | 0 | 0 | 0 | 0 | 0 | 0 | 0 | 0 | 0 | 0 | 0 | 0 | 0 | 0 | 0 | 0 | 0 | 0 | 0 | 0 | 0 | 0 | 0 | 0 | 0 | 0
F13_Industrial_Primary Metals_New_Process_Natural Gas_Process Heat Recovery_A_Technical Potential | F13 | Industrial | Primary Metals | New | Process | Natural Gas | Process Heat Recovery | A | Purchases (Incremental) | Technical Potential | 0 | 0 | 0 | 0 | 0 | 4.6323 | 5.488 | 6.3432 | 7.1934 | 8.0441 | 8.0059 | 7.0099 | 6.0908 | 5.2581 | 4.51 | 3.8517 | 3.2745 | 2.7741 | 2.3423 | 1.9713 | 4.6323 | 5.488 | 6.3432 | 7.1934 | 8.0441 | 8.0059 | 7.0099 | 6.0908 | 5.2581 | 4.51 | 3.8517
F14_Industrial_Primary Metals_New_Process_Natural Gas_Process Heat Recovery_A_Technical Potential | F14 | Industrial | Primary Metals | New | Process | Natural Gas | Process Heat Recovery | A | Purchases (Cumulative) | Technical Potential | 0 | 0 | 0 | 0 | 0 | 4.6323 | 10.1203 | 16.4635 | 23.657 | 31.7011 | 39.707 | 46.7169 | 52.8077 | 58.0658 | 62.5757 | 66.4274 | 69.7019 | 72.476 | 74.8182 | 76.7895 | 76.7895 | 76.7895 | 76.7895 | 76.7895 | 76.7895 | 76.7895 | 76.7895 | 76.7895 | 76.7895 | 76.7895 | 76.7895
F1_Industrial_Primary Metals_New_Space Heating_Natural Gas_Building Automation System_A_Technical Potential | F1 | Industrial | Primary Metals | New | Space Heating | Natural Gas | Building Automation System | A | Original Unit Energy Savings (kWh or therms) | Technical Potential | 0 | 0 | 0 | 0 | 0 | 0.014581 | 0.014392 | 0.014255 | 0.014151 | 0.014068 | 0.014002 | 0.013924 | 0.013842 | 0.013762 | 0.013684 | 0.013622 | 0.013574 | 0.013536 | 0.013475 | 0.01343 | 0.013398 | 0.013373 | 0.013373 | 0.013373 | 0.013373 | 0.013373 | 0.013373 | 0.013373 | 0 | 0 | 0
F2_Industrial_Primary Metals_New_Space Heating_Natural Gas_Building Automation System_A_Technical Potential | F2 | Industrial | Primary Metals | New | Space Heating | Natural Gas | Building Automation System | A | Original Unit Summer Peak Savings (kW) | Technical Potential | 0 | 0 | 0 | 0 | 0 | 0 | 0 | 0 | 0 | 0 | 0 | 0 | 0 | 0 | 0 | 0 | 0 | 0 | 0 | 0 | 0 | 0 | 0 | 0 | 0 | 0 | 0 | 0 | 0 | 0 | 0
F3_Industrial_Primary Metals_New_Space Heating_Natural Gas_Building Automation System_A_Technical Potential | F3 | Industrial | Primary Metals | New | Space Heating | Natural Gas | Building Automation System | A | Original Unit Winter Peak Savings (kW) | Technical Potential | 0 | 0 | 0 | 0 | 0 | 0 | 0 | 0 | 0 | 0 | 0 | 0 | 0 | 0 | 0 | 0 | 0 | 0 | 0 | 0 | 0 | 0 | 0 | 0 | 0 | 0 | 0 | 0 | 0 | 0 | 0
F4_Industrial_Primary Metals_New_Space Heating_Natural Gas_Building Automation System_A_Technical Potential | F4 | Industrial | Primary Metals | New | Space Heating | Natural Gas | Building Automation System | A | Standalone Impact on Baseline Energy (%) | Technical Potential | 0% | 0% | 0% | 0% | 0% | 0.01478% | 0.04202% | 0.08881% | 0.1636% | 0.2758% | 0.4349% | 0.6497% | 0.9253% | 1.262% | 1.654% | 2.085% | 2.531% | 2.962% | 3.345% | 3.654% | 3.869% | 3.986% | 4.005% | 3.943% | 0.038236 | 0.0368 | 0.035471 | 0.034238 | 0 | 0 | 0
F5_Industrial_Primary Metals_New_Space Heating_Natural Gas_Building Automation System_A_Technical Potential | F5 | Industrial | Primary Metals | New | Space Heating | Natural Gas | Building Automation System | A | Standalone Impact on Baseline Summer Peak (%) | Technical Potential | 0% | 0% | 0% | 0% | 0% | 0% | 0% | 0% | 0% | 0% | 0% | 0% | 0% | 0% | 0% | 0% | 0% | 0% | 0% | 0% | 0% | 0% | 0% | 0% | 0 | 0 | 0 | 0 | 0 | 0 | 0
F6_Industrial_Primary Metals_New_Space Heating_Natural Gas_Building Automation System_A_Technical Potential | F6 | Industrial | Primary Metals | New | Space Heating | Natural Gas | Building Automation System | A | Standalone Impact on Baseline Winter Peak (%) | Technical Potential | 0% | 0% | 0% | 0% | 0% | 0% | 0% | 0% | 0% | 0% | 0% | 0% | 0% | 0% | 0% | 0% | 0% | 0% | 0% | 0% | 0% | 0% | 0% | 0% | 0 | 0 | 0 | 0 | 0 | 0 | 0
F7_Industrial_Primary Metals_New_Space Heating_Natural Gas_Building Automation System_A_Technical Potential | F7 | Industrial | Primary Metals | New | Space Heating | Natural Gas | Building Automation System | A | Incremental Energy Savings (MWh or mTherms) | Technical Potential | 0 | 0 | 0 | 0 | 0 | 0.00012706 | 0.00029701 | 0.00060371 | 0.0011055 | 0.0018655 | 0.0029406 | 0.0043536 | 0.0060938 | 0.0080859 | 0.010165 | 0.012121 | 0.013654 | 0.014478 | 0.01434 | 0.01322 | 0.011447 | 0.0091475 | 0.006616 | 0.0044071 | 0.0029913 | 0.0028085 | 0.0041813 | 0.0058871 | 0 | 0 | 0
F8_Industrial_Primary Metals_New_Space Heating_Natural Gas_Building Automation System_A_Technical Potential | F8 | Industrial | Primary Metals | New | Space Heating | Natural Gas | Building Automation System | A | Incremental Summer Peak Savings (MW) | Technical Potential | 0 | 0 | 0 | 0 | 0 | 0 | 0 | 0 | 0 | 0 | 0 | 0 | 0 | 0 | 0 | 0 | 0 | 0 | 0 | 0 | 0 | 0 | 0 | 0 | 0 | 0 | 0 | 0 | 0 | 0 | 0
F9_Industrial_Primary Metals_New_Space Heating_Natural Gas_Building Automation System_A_Technical Potential | F9 | Industrial | Primary Metals | New | Space Heating | Natural Gas | Building Automation System | A | Incremental Winter Peak Savings (MW) | Technical Potential | 0 | 0 | 0 | 0 | 0 | 0 | 0 | 0 | 0 | 0 | 0 | 0 | 0 | 0 | 0 | 0 | 0 | 0 | 0 | 0 | 0 | 0 | 0 | 0 | 0 | 0 | 0 | 0 | 0 | 0 | 0
F10_Industrial_Primary Metals_New_Space Heating_Natural Gas_Building Automation System_A_Technical Potential | F10 | Industrial | Primary Metals | New | Space Heating | Natural Gas | Building Automation System | A | Cumulative Energy Savings (MWh or mTherms) | Technical Potential | 0 | 0 | 0 | 0 | 0 | 0.00012706 | 0.00042242 | 0.0010221 | 0.0021201 | 0.0039733 | 0.0068951 | 0.01121 | 0.017238 | 0.025224 | 0.035246 | 0.047209 | 0.060695 | 0.075002 | 0.089005 | 0.10193 | 0.11302 | 0.12167 | 0.12772 | 0.13109 | 0.1323 | 0.1323 | 0.1323 | 0.1323 | 0 | 0 | 0
F11_Industrial_Primary Metals_New_Space Heating_Natural Gas_Building Automation System_A_Technical Potential | F11 | Industrial | Primary Metals | New | Space Heating | Natural Gas | Building Automation System | A | Cumulative Summer Peak Savings (MW) | Technical Potential | 0 | 0 | 0 | 0 | 0 | 0 | 0 | 0 | 0 | 0 | 0 | 0 | 0 | 0 | 0 | 0 | 0 | 0 | 0 | 0 | 0 | 0 | 0 | 0 | 0 | 0 | 0 | 0 | 0 | 0 | 0
F12_Industrial_Primary Metals_New_Space Heating_Natural Gas_Building Automation System_A_Technical Potential | F12 | Industrial | Primary Metals | New | Space Heating | Natural Gas | Building Automation System | A | Cumulative Winter Peak Savings (MW) | Technical Potential | 0 | 0 | 0 | 0 | 0 | 0 | 0 | 0 | 0 | 0 | 0 | 0 | 0 | 0 | 0 | 0 | 0 | 0 | 0 | 0 | 0 | 0 | 0 | 0 | 0 | 0 | 0 | 0 | 0 | 0 | 0
F13_Industrial_Primary Metals_New_Space Heating_Natural Gas_Building Automation System_A_Technical Potential | F13 | Industrial | Primary Metals | New | Space Heating | Natural Gas | Building Automation System | A | Purchases (Incremental) | Technical Potential | 0 | 0 | 0 | 0 | 0 | 8.714 | 20.6364 | 42.3509 | 78.123 | 132.6024 | 210.0149 | 312.6723 | 440.2348 | 587.5706 | 742.8756 | 889.758 | 1005.8563 | 1069.6324 | 1064.1874 | 984.3501 | 854.3617 | 684.037 | 494.7364 | 329.559 | 223.6896 | 210.0149 | 312.6723 | 440.2348 | 587.5706 | 742.8756 | 889.758
F14_Industrial_Primary Metals_New_Space Heating_Natural Gas_Building Automation System_A_Technical Potential | F14 | Industrial | Primary Metals | New | Space Heating | Natural Gas | Building Automation System | A | Purchases (Cumulative) | Technical Potential | 0 | 0 | 0 | 0 | 0 | 8.714 | 29.3504 | 71.7013 | 149.8244 | 282.4268 | 492.4417 | 805.114 | 1245.3488 | 1832.9195 | 2575.795 | 3465.553 | 4471.4094 | 5541.0418 | 6605.2292 | 7589.5793 | 8435.227 | 9098.6276 | 9551.013 | 9802.449 | 9893.5362 | 9893.5362 | 9893.5362 | 9893.5362 | 9893.5362 | 9893.5362 | 9893.5362
F1_Industrial_Primary Metals_New_Space Heating_Natural Gas_Steam System Efficiency Improvements_A_Technical Potential | F1 | Industrial | Primary Metals | New | Space Heating | Natural Gas | Steam System Efficiency Improvements | A | Original Unit Energy Savings (kWh or therms) | Technical Potential | 0 | 0 | 0 | 0 | 0 | 0 | 0 | 0 | 0 | 0 | 0 | 0 | 0 | 0 | 0 | 0 | 0 | 0 | 0 | 0 | 0 | 0 | 0 | 0 | 0 | 0 | 0 | 0 | 0 | 0 | 0
F2_Industrial_Primary Metals_New_Space Heating_Natural Gas_Steam System Efficiency Improvements_A_Technical Potential | F2 | Industrial | Primary Metals | New | Space Heating | Natural Gas | Steam System Efficiency Improvements | A | Original Unit Summer Peak Savings (kW) | Technical Potential | 0 | 0 | 0 | 0 | 0 | 0 | 0 | 0 | 0 | 0 | 0 | 0 | 0 | 0 | 0 | 0 | 0 | 0 | 0 | 0 | 0 | 0 | 0 | 0 | 0 | 0 | 0 | 0 | 0 | 0 | 0
F3_Industrial_Primary Metals_New_Space Heating_Natural Gas_Steam System Efficiency Improvements_A_Technical Potential | F3 | Industrial | Primary Metals | New | Space Heating | Natural Gas | Steam System Efficiency Improvements | A | Original Unit Winter Peak Savings (kW) | Technical Potential | 0 | 0 | 0 | 0 | 0 | 0 | 0 | 0 | 0 | 0 | 0 | 0 | 0 | 0 | 0 | 0 | 0 | 0 | 0 | 0 | 0 | 0 | 0 | 0 | 0 | 0 | 0 | 0 | 0 | 0 | 0
F4_Industrial_Primary Metals_New_Space Heating_Natural Gas_Steam System Efficiency Improvements_A_Technical Potential | F4 | Industrial | Primary Metals | New | Space Heating | Natural Gas | Steam System Efficiency Improvements | A | Standalone Impact on Baseline Energy (%) | Technical Potential | 0% | 0% | 0% | 0% | 0% | 0% | 0% | 0% | 0% | 0% | 0% | 0% | 0% | 0% | 0% | 0% | 0% | 0% | 0% | 0% | 0% | 0% | 0% | 0% | 0 | 0 | 0 | 0 | 0 | 0 | 0
F5_Industrial_Primary Metals_New_Space Heating_Natural Gas_Steam System Efficiency Improvements_A_Technical Potential | F5 | Industrial | Primary Metals | New | Space Heating | Natural Gas | Steam System Efficiency Improvements | A | Standalone Impact on Baseline Summer Peak (%) | Technical Potential | 0% | 0% | 0% | 0% | 0% | 0% | 0% | 0% | 0% | 0% | 0% | 0% | 0% | 0% | 0% | 0% | 0% | 0% | 0% | 0% | 0% | 0% | 0% | 0% | 0 | 0 | 0 | 0 | 0 | 0 | 0
F6_Industrial_Primary Metals_New_Space Heating_Natural Gas_Steam System Efficiency Improvements_A_Technical Potential | F6 | Industrial | Primary Metals | New | Space Heating | Natural Gas | Steam System Efficiency Improvements | A | Standalone Impact on Baseline Winter Peak (%) | Technical Potential | 0% | 0% | 0% | 0% | 0% | 0% | 0% | 0% | 0% | 0% | 0% | 0% | 0% | 0% | 0% | 0% | 0% | 0% | 0% | 0% | 0% | 0% | 0% | 0% | 0 | 0 | 0 | 0 | 0 | 0 | 0
F7_Industrial_Primary Metals_New_Space Heating_Natural Gas_Steam System Efficiency Improvements_A_Technical Potential | F7 | Industrial | Primary Metals | New | Space Heating | Natural Gas | Steam System Efficiency Improvements | A | Incremental Energy Savings (MWh or mTherms) | Technical Potential | 0 | 0 | 0 | 0 | 0 | 0 | 0 | 0 | 0 | 0 | 0 | 0 | 0 | 0 | 0 | 0 | 0 | 0 | 0 | 0 | 0 | 0 | 0 | 0 | 0 | 0 | 0 | 0 | 0 | 0 | 0
F8_Industrial_Primary Metals_New_Space Heating_Natural Gas_Steam System Efficiency Improvements_A_Technical Potential | F8 | Industrial | Primary Metals | New | Space Heating | Natural Gas | Steam System Efficiency Improvements | A | Incremental Summer Peak Savings (MW) | Technical Potential | 0 | 0 | 0 | 0 | 0 | 0 | 0 | 0 | 0 | 0 | 0 | 0 | 0 | 0 | 0 | 0 | 0 | 0 | 0 | 0 | 0 | 0 | 0 | 0 | 0 | 0 | 0 | 0 | 0 | 0 | 0
F9_Industrial_Primary Metals_New_Space Heating_Natural Gas_Steam System Efficiency Improvements_A_Technical Potential | F9 | Industrial | Primary Metals | New | Space Heating | Natural Gas | Steam System Efficiency Improvements | A | Incremental Winter Peak Savings (MW) | Technical Potential | 0 | 0 | 0 | 0 | 0 | 0 | 0 | 0 | 0 | 0 | 0 | 0 | 0 | 0 | 0 | 0 | 0 | 0 | 0 | 0 | 0 | 0 | 0 | 0 | 0 | 0 | 0 | 0 | 0 | 0 | 0
F10_Industrial_Primary Metals_New_Space Heating_Natural Gas_Steam System Efficiency Improvements_A_Technical Potential | F10 | Industrial | Primary Metals | New | Space Heating | Natural Gas | Steam System Efficiency Improvements | A | Cumulative Energy Savings (MWh or mTherms) | Technical Potential | 0 | 0 | 0 | 0 | 0 | 0 | 0 | 0 | 0 | 0 | 0 | 0 | 0 | 0 | 0 | 0 | 0 | 0 | 0 | 0 | 0 | 0 | 0 | 0 | 0 | 0 | 0 | 0 | 0 | 0 | 0
F11_Industrial_Primary Metals_New_Space Heating_Natural Gas_Steam System Efficiency Improvements_A_Technical Potential | F11 | Industrial | Primary Metals | New | Space Heating | Natural Gas | Steam System Efficiency Improvements | A | Cumulative Summer Peak Savings (MW) | Technical Potential | 0 | 0 | 0 | 0 | 0 | 0 | 0 | 0 | 0 | 0 | 0 | 0 | 0 | 0 | 0 | 0 | 0 | 0 | 0 | 0 | 0 | 0 | 0 | 0 | 0 | 0 | 0 | 0 | 0 | 0 | 0
F12_Industrial_Primary Metals_New_Space Heating_Natural Gas_Steam System Efficiency Improvements_A_Technical Potential | F12 | Industrial | Primary Metals | New | Space Heating | Natural Gas | Steam System Efficiency Improvements | A | Cumulative Winter Peak Savings (MW) | Technical Potential | 0 | 0 | 0 | 0 | 0 | 0 | 0 | 0 | 0 | 0 | 0 | 0 | 0 | 0 | 0 | 0 | 0 | 0 | 0 | 0 | 0 | 0 | 0 | 0 | 0 | 0 | 0 | 0 | 0 | 0 | 0
F13_Industrial_Primary Metals_New_Space Heating_Natural Gas_Steam System Efficiency Improvements_A_Technical Potential | F13 | Industrial | Primary Metals | New | Space Heating | Natural Gas | Steam System Efficiency Improvements | A | Purchases (Incremental) | Technical Potential | 0 | 0 | 0 | 0 | 0 | 0 | 0 | 0 | 0 | 0 | 0 | 0 | 0 | 0 | 0 | 0 | 0 | 0 | 0 | 0 | 0 | 0 | 0 | 0 | 0 | 0 | 0 | 0 | 0 | 0 | 0
F14_Industrial_Primary Metals_New_Space Heating_Natural Gas_Steam System Efficiency Improvements_A_Technical Potential | F14 | Industrial | Primary Metals | New | Space Heating | Natural Gas | Steam System Efficiency Improvements | A | Purchases (Cumulative) | Technical Potential | 0 | 0 | 0 | 0 | 0 | 0 | 0 | 0 | 0 | 0 | 0 | 0 | 0 | 0 | 0 | 0 | 0 | 0 | 0 | 0 | 0 | 0 | 0 | 0 | 0 | 0 | 0 | 0 | 0 | 0 | 0
F1_Industrial_Primary Metals_New_Process_Natural Gas_Steam System Efficiency Improvements_A_Technical Potential | F1 | Industrial | Primary Metals | New | Process | Natural Gas | Steam System Efficiency Improvements | A | Original Unit Energy Savings (kWh or therms) | Technical Potential | 0 | 0 | 0 | 0 | 0 | 0.13402 | 0.13402 | 0.13402 | 0.13402 | 0.13402 | 0.13402 | 0.13402 | 0.13402 | 0.13402 | 0.13402 | 0.13402 | 0.13402 | 0.13402 | 0.13402 | 0.13402 | 0.13402 | 0.13402 | 0.13402 | 0.13402 | 0.13402 | 0.13402 | 0.13402 | 0.13402 | 0.13402 | 0.13402 | 0.13402
F2_Industrial_Primary Metals_New_Process_Natural Gas_Steam System Efficiency Improvements_A_Technical Potential | F2 | Industrial | Primary Metals | New | Process | Natural Gas | Steam System Efficiency Improvements | A | Original Unit Summer Peak Savings (kW) | Technical Potential | 0 | 0 | 0 | 0 | 0 | 0 | 0 | 0 | 0 | 0 | 0 | 0 | 0 | 0 | 0 | 0 | 0 | 0 | 0 | 0 | 0 | 0 | 0 | 0 | 0 | 0 | 0 | 0 | 0 | 0 | 0
F3_Industrial_Primary Metals_New_Process_Natural Gas_Steam System Efficiency Improvements_A_Technical Potential | F3 | Industrial | Primary Metals | New | Process | Natural Gas | Steam System Efficiency Improvements | A | Original Unit Winter Peak Savings (kW) | Technical Potential | 0 | 0 | 0 | 0 | 0 | 0 | 0 | 0 | 0 | 0 | 0 | 0 | 0 | 0 | 0 | 0 | 0 | 0 | 0 | 0 | 0 | 0 | 0 | 0 | 0 | 0 | 0 | 0 | 0 | 0 | 0
F4_Industrial_Primary Metals_New_Process_Natural Gas_Steam System Efficiency Improvements_A_Technical Potential | F4 | Industrial | Primary Metals | New | Process | Natural Gas | Steam System Efficiency Improvements | A | Standalone Impact on Baseline Energy (%) | Technical Potential | 0% | 0% | 0% | 0% | 0% | 1.1e-06% | 3.127e-06% | 6.608e-06% | 1.218e-05% | 2.053e-05% | 3.179e-05% | 4.658e-05% | 6.489e-05% | 8.623e-05% | 0.0001096% | 0.0001331% | 0.0001544% | 0.0001709% | 0.0001799% | 0.0001796% | 0.0001711% | 0.0001634% | 0.0001565% | 0.0001501% | 1.4418e-06 | 1.3876e-06 | 1.3375e-06 | 1.291e-06 | 0 | 0 | 0
F5_Industrial_Primary Metals_New_Process_Natural Gas_Steam System Efficiency Improvements_A_Technical Potential | F5 | Industrial | Primary Metals | New | Process | Natural Gas | Steam System Efficiency Improvements | A | Standalone Impact on Baseline Summer Peak (%) | Technical Potential | 0% | 0% | 0% | 0% | 0% | 0% | 0% | 0% | 0% | 0% | 0% | 0% | 0% | 0% | 0% | 0% | 0% | 0% | 0% | 0% | 0% | 0% | 0% | 0% | 0 | 0 | 0 | 0 | 0 | 0 | 0
F6_Industrial_Primary Metals_New_Process_Natural Gas_Steam System Efficiency Improvements_A_Technical Potential | F6 | Industrial | Primary Metals | New | Process | Natural Gas | Steam System Efficiency Improvements | A | Standalone Impact on Baseline Winter Peak (%) | Technical Potential | 0% | 0% | 0% | 0% | 0% | 0% | 0% | 0% | 0% | 0% | 0% | 0% | 0% | 0% | 0% | 0% | 0% | 0% | 0% | 0% | 0% | 0% | 0% | 0% | 0 | 0 | 0 | 0 | 0 | 0 | 0
F7_Industrial_Primary Metals_New_Process_Natural Gas_Steam System Efficiency Improvements_A_Technical Potential | F7 | Industrial | Primary Metals | New | Process | Natural Gas | Steam System Efficiency Improvements | A | Incremental Energy Savings (MWh or mTherms) | Technical Potential | 0 | 0 | 0 | 0 | 0 | 2.426e-06 | 5.7453e-06 | 1.1791e-05 | 2.175e-05 | 3.6917e-05 | 5.8469e-05 | 8.7049e-05 | 0.00012256 | 0.00016358 | 0.00020682 | 0.00024771 | 0.00028003 | 0.00029779 | 0.00029627 | 0.00027405 | 0.00024771 | 0.00028003 | 0.00029779 | 0.00029627 | 0.00027405 | 0.00024771 | 0.00028003 | 0.00029779 | 0.00029627 | 0.00027405 | 0.00024771
F8_Industrial_Primary Metals_New_Process_Natural Gas_Steam System Efficiency Improvements_A_Technical Potential | F8 | Industrial | Primary Metals | New | Process | Natural Gas | Steam System Efficiency Improvements | A | Incremental Summer Peak Savings (MW) | Technical Potential | 0 | 0 | 0 | 0 | 0 | 0 | 0 | 0 | 0 | 0 | 0 | 0 | 0 | 0 | 0 | 0 | 0 | 0 | 0 | 0 | 0 | 0 | 0 | 0 | 0 | 0 | 0 | 0 | 0 | 0 | 0
F9_Industrial_Primary Metals_New_Process_Natural Gas_Steam System Efficiency Improvements_A_Technical Potential | F9 | Industrial | Primary Metals | New | Process | Natural Gas | Steam System Efficiency Improvements | A | Incremental Winter Peak Savings (MW) | Technical Potential | 0 | 0 | 0 | 0 | 0 | 0 | 0 | 0 | 0 | 0 | 0 | 0 | 0 | 0 | 0 | 0 | 0 | 0 | 0 | 0 | 0 | 0 | 0 | 0 | 0 | 0 | 0 | 0 | 0 | 0 | 0
F10_Industrial_Primary Metals_New_Process_Natural Gas_Steam System Efficiency Improvements_A_Technical Potential | F10 | Industrial | Primary Metals | New | Process | Natural Gas | Steam System Efficiency Improvements | A | Cumulative Energy Savings (MWh or mTherms) | Technical Potential | 0 | 0 | 0 | 0 | 0 | 2.426e-06 | 8.1713e-06 | 1.9962e-05 | 4.1712e-05 | 7.8629e-05 | 0.00013467 | 0.00021598 | 0.00032675 | 0.00046858 | 0.00063848 | 0.00082773 | 0.0010207 | 0.0011959 | 0.0013286 | 0.0013959 | 0.0013959 | 0.0013959 | 0.0013959 | 0.0013959 | 0.0013959 | 0.0013959 | 0.0013959 | 0.0013959 | 0.0013959 | 0.0013959 | 0.0013959
F11_Industrial_Primary Metals_New_Process_Natural Gas_Steam System Efficiency Improvements_A_Technical Potential | F11 | Industrial | Primary Metals | New | Process | Natural Gas | Steam System Efficiency Improvements | A | Cumulative Summer Peak Savings (MW) | Technical Potential | 0 | 0 | 0 | 0 | 0 | 0 | 0 | 0 | 0 | 0 | 0 | 0 | 0 | 0 | 0 | 0 | 0 | 0 | 0 | 0 | 0 | 0 | 0 | 0 | 0 | 0 | 0 | 0 | 0 | 0 | 0
F12_Industrial_Primary Metals_New_Process_Natural Gas_Steam System Efficiency Improvements_A_Technical Potential | F12 | Industrial | Primary Metals | New | Process | Natural Gas | Steam System Efficiency Improvements | A | Cumulative Winter Peak Savings (MW) | Technical Potential | 0 | 0 | 0 | 0 | 0 | 0 | 0 | 0 | 0 | 0 | 0 | 0 | 0 | 0 | 0 | 0 | 0 | 0 | 0 | 0 | 0 | 0 | 0 | 0 | 0 | 0 | 0 | 0 | 0 | 0 | 0
F13_Industrial_Primary Metals_New_Process_Natural Gas_Steam System Efficiency Improvements_A_Technical Potential | F13 | Industrial | Primary Metals | New | Process | Natural Gas | Steam System Efficiency Improvements | A | Purchases (Incremental) | Technical Potential | 0 | 0 | 0 | 0 | 0 | 0.018101 | 0.042868 | 0.087975 | 0.16228 | 0.27545 | 0.43626 | 0.64951 | 0.91449 | 1.2206 | 1.5432 | 1.8483 | 2.0894 | 2.2219 | 2.2106 | 2.0448 | 1.8483 | 2.0894 | 2.2219 | 2.2106 | 2.0448 | 1.8483 | 2.0894 | 2.2219 | 2.2106 | 2.0448 | 1.8483
F14_Industrial_Primary Metals_New_Process_Natural Gas_Steam System Efficiency Improvements_A_Technical Potential | F14 | Industrial | Primary Metals | New | Process | Natural Gas | Steam System Efficiency Improvements | A | Purchases (Cumulative) | Technical Potential | 0 | 0 | 0 | 0 | 0 | 0.018101 | 0.060969 | 0.14894 | 0.31123 | 0.58668 | 1.0048 | 1.6115 | 2.438 | 3.4963 | 4.764 | 6.176 | 7.6159 | 8.9234 | 9.9134 | 10.4151 | 10.4151 | 10.4151 | 10.4151 | 10.4151 | 10.4151 | 10.4151 | 10.4151 | 10.4151 | 10.4151 | 10.4151 | 10.4151
F1_Industrial_Primary Metals_New_Space Heating_Natural Gas_Strategic Energy Management_A_Technical Potential | F1 | Industrial | Primary Metals | New | Space Heating | Natural Gas | Strategic Energy Management | A | Original Unit Energy Savings (kWh or therms) | Technical Potential | 0 | 0 | 0 | 0 | 0 | 15.3752 | 15.1766 | 15.0316 | 14.9217 | 14.8349 | 14.7647 | 14.6826 | 14.5964 | 14.5113 | 14.4291 | 14.3645 | 14.3136 | 14.2731 | 14.209 | 14.162 | 14.1279 | 14.1013 | 14.1013 | 14.1013 | 14.1013 | 14.1013 | 14.1013 | 14.1013 | 0 | 0 | 0
F2_Industrial_Primary Metals_New_Space Heating_Natural Gas_Strategic Energy Management_A_Technical Potential | F2 | Industrial | Primary Metals | New | Space Heating | Natural Gas | Strategic Energy Management | A | Original Unit Summer Peak Savings (kW) | Technical Potential | 0 | 0 | 0 | 0 | 0 | 0 | 0 | 0 | 0 | 0 | 0 | 0 | 0 | 0 | 0 | 0 | 0 | 0 | 0 | 0 | 0 | 0 | 0 | 0 | 0 | 0 | 0 | 0 | 0 | 0 | 0
F3_Industrial_Primary Metals_New_Space Heating_Natural Gas_Strategic Energy Management_A_Technical Potential | F3 | Industrial | Primary Metals | New | Space Heating | Natural Gas | Strategic Energy Management | A | Original Unit Winter Peak Savings (kW) | Technical Potential | 0 | 0 | 0 | 0 | 0 | 0 | 0 | 0 | 0 | 0 | 0 | 0 | 0 | 0 | 0 | 0 | 0 | 0 | 0 | 0 | 0 | 0 | 0 | 0 | 0 | 0 | 0 | 0 | 0 | 0 | 0
F4_Industrial_Primary Metals_New_Space Heating_Natural Gas_Strategic Energy Management_A_Technical Potential | F4 | Industrial | Primary Metals | New | Space Heating | Natural Gas | Strategic Energy Management | A | Standalone Impact on Baseline Energy (%) | Technical Potential | 0% | 0% | 0% | 0% | 0% | 0.09293% | 0.1714% | 0.2412% | 0.3056% | 0.3662% | 0.3757% | 0.3838% | 0.3906% | 0.3963% | 0.4015% | 0.4057% | 0.4095% | 0.4128% | 0.4157% | 0.4184% | 0.4207% | 0.4228% | 0.4248% | 0.4265% | 0.0042815 | 0.0041206 | 0.0039718 | 0.0038338 | 0 | 0 | 0
F5_Industrial_Primary Metals_New_Space Heating_Natural Gas_Strategic Energy Management_A_Technical Potential | F5 | Industrial | Primary Metals | New | Space Heating | Natural Gas | Strategic Energy Management | A | Standalone Impact on Baseline Summer Peak (%) | Technical Potential | 0% | 0% | 0% | 0% | 0% | 0% | 0% | 0% | 0% | 0% | 0% | 0% | 0% | 0% | 0% | 0% | 0% | 0% | 0% | 0% | 0% | 0% | 0% | 0% | 0 | 0 | 0 | 0 | 0 | 0 | 0
F6_Industrial_Primary Metals_New_Space Heating_Natural Gas_Strategic Energy Management_A_Technical Potential | F6 | Industrial | Primary Metals | New | Space Heating | Natural Gas | Strategic Energy Management | A | Standalone Impact on Baseline Winter Peak (%) | Technical Potential | 0% | 0% | 0% | 0% | 0% | 0% | 0% | 0% | 0% | 0% | 0% | 0% | 0% | 0% | 0% | 0% | 0% | 0% | 0% | 0% | 0% | 0% | 0% | 0% | 0 | 0 | 0 | 0 | 0 | 0 | 0
F7_Industrial_Primary Metals_New_Space Heating_Natural Gas_Strategic Energy Management_A_Technical Potential | F7 | Industrial | Primary Metals | New | Space Heating | Natural Gas | Strategic Energy Management | A | Incremental Energy Savings (MWh or mTherms) | Technical Potential | 0 | 0 | 0 | 0 | 0 | 0.00079894 | 0.0009343 | 0.0010696 | 0.0012041 | 0.0013386 | 0.0014733 | 0.0016035 | 0.0017314 | 0.0018575 | 0.0019802 | 0.0021045 | 0.0022285 | 0.0023532 | 0.0024725 | 0.0025925 | 0.0027144 | 0.0028366 | 0.0029634 | 0.0030898 | 0.0032157 | 0.0027093 | 0.0028366 | 0.0029634 | 0 | 0 | 0
F8_Industrial_Primary Metals_New_Space Heating_Natural Gas_Strategic Energy Management_A_Technical Potential | F8 | Industrial | Primary Metals | New | Space Heating | Natural Gas | Strategic Energy Management | A | Incremental Summer Peak Savings (MW) | Technical Potential | 0 | 0 | 0 | 0 | 0 | 0 | 0 | 0 | 0 | 0 | 0 | 0 | 0 | 0 | 0 | 0 | 0 | 0 | 0 | 0 | 0 | 0 | 0 | 0 | 0 | 0 | 0 | 0 | 0 | 0 | 0
F9_Industrial_Primary Metals_New_Space Heating_Natural Gas_Strategic Energy Management_A_Technical Potential | F9 | Industrial | Primary Metals | New | Space Heating | Natural Gas | Strategic Energy Management | A | Incremental Winter Peak Savings (MW) | Technical Potential | 0 | 0 | 0 | 0 | 0 | 0 | 0 | 0 | 0 | 0 | 0 | 0 | 0 | 0 | 0 | 0 | 0 | 0 | 0 | 0 | 0 | 0 | 0 | 0 | 0 | 0 | 0 | 0 | 0 | 0 | 0
F10_Industrial_Primary Metals_New_Space Heating_Natural Gas_Strategic Energy Management_A_Technical Potential | F10 | Industrial | Primary Metals | New | Space Heating | Natural Gas | Strategic Energy Management | A | Cumulative Energy Savings (MWh or mTherms) | Technical Potential | 0 | 0 | 0 | 0 | 0 | 0.00079894 | 0.0017229 | 0.002776 | 0.0039598 | 0.0052754 | 0.0059565 | 0.006623 | 0.0072769 | 0.007921 | 0.0085543 | 0.0091872 | 0.0098198 | 0.010452 | 0.011059 | 0.011671 | 0.012288 | 0.012906 | 0.013544 | 0.01418 | 0.014815 | 0.014815 | 0.014815 | 0.014815 | 0 | 0 | 0
F11_Industrial_Primary Metals_New_Space Heating_Natural Gas_Strategic Energy Management_A_Technical Potential | F11 | Industrial | Primary Metals | New | Space Heating | Natural Gas | Strategic Energy Management | A | Cumulative Summer Peak Savings (MW) | Technical Potential | 0 | 0 | 0 | 0 | 0 | 0 | 0 | 0 | 0 | 0 | 0 | 0 | 0 | 0 | 0 | 0 | 0 | 0 | 0 | 0 | 0 | 0 | 0 | 0 | 0 | 0 | 0 | 0 | 0 | 0 | 0
F12_Industrial_Primary Metals_New_Space Heating_Natural Gas_Strategic Energy Management_A_Technical Potential | F12 | Industrial | Primary Metals | New | Space Heating | Natural Gas | Strategic Energy Management | A | Cumulative Winter Peak Savings (MW) | Technical Potential | 0 | 0 | 0 | 0 | 0 | 0 | 0 | 0 | 0 | 0 | 0 | 0 | 0 | 0 | 0 | 0 | 0 | 0 | 0 | 0 | 0 | 0 | 0 | 0 | 0 | 0 | 0 | 0 | 0 | 0 | 0
F13_Industrial_Primary Metals_New_Space Heating_Natural Gas_Strategic Energy Management_A_Technical Potential | F13 | Industrial | Primary Metals | New | Space Heating | Natural Gas | Strategic Energy Management | A | Purchases (Incremental) | Technical Potential | 0 | 0 | 0 | 0 | 0 | 0.051963 | 0.061562 | 0.071155 | 0.080693 | 0.090235 | 0.099785 | 0.10921 | 0.11862 | 0.128 | 0.13724 | 0.14651 | 0.15569 | 0.16487 | 0.17401 | 0.18306 | 0.19213 | 0.20116 | 0.21015 | 0.21911 | 0.22804 | 0.19213 | 0.20116 | 0.21015 | 0.21911 | 0.22804 | 0.19213
F14_Industrial_Primary Metals_New_Space Heating_Natural Gas_Strategic Energy Management_A_Technical Potential | F14 | Industrial | Primary Metals | New | Space Heating | Natural Gas | Strategic Energy Management | A | Purchases (Cumulative) | Technical Potential | 0 | 0 | 0 | 0 | 0 | 0.051963 | 0.11352 | 0.18468 | 0.26537 | 0.35561 | 0.40343 | 0.45108 | 0.49854 | 0.54585 | 0.59285 | 0.63957 | 0.68605 | 0.7323 | 0.77831 | 0.82414 | 0.86976 | 0.91523 | 0.96051 | 1.0056 | 1.0506 | 1.0506 | 1.0506 | 1.0506 | 1.0506 | 1.0506 | 1.0506
F1_Industrial_Primary Metals_New_Process_Natural Gas_Strategic Energy Management_A_Technical Potential | F1 | Industrial | Primary Metals | New | Process | Natural Gas | Strategic Energy Management | A | Original Unit Energy Savings (kWh or therms) | Technical Potential | 0 | 0 | 0 | 0 | 0 | 100.7891 | 100.7891 | 100.7891 | 100.7891 | 100.7891 | 100.7891 | 100.7891 | 100.7891 | 100.7891 | 100.7891 | 100.7891 | 100.7891 | 100.7891 | 100.7891 | 100.7891 | 100.7891 | 100.7891 | 100.7891 | 100.7891 | 100.7891 | 100.7891 | 100.7891 | 100.7891 | 0 | 0 | 0
F2_Industrial_Primary Metals_New_Process_Natural Gas_Strategic Energy Management_A_Technical Potential | F2 | Industrial | Primary Metals | New | Process | Natural Gas | Strategic Energy Management | A | Original Unit Summer Peak Savings (kW) | Technical Potential | 0 | 0 | 0 | 0 | 0 | 0 | 0 | 0 | 0 | 0 | 0 | 0 | 0 | 0 | 0 | 0 | 0 | 0 | 0 | 0 | 0 | 0 | 0 | 0 | 0 | 0 | 0 | 0 | 0 | 0 | 0
F3_Industrial_Primary Metals_New_Process_Natural Gas_Strategic Energy Management_A_Technical Potential | F3 | Industrial | Primary Metals | New | Process | Natural Gas | Strategic Energy Management | A | Original Unit Winter Peak Savings (kW) | Technical Potential | 0 | 0 | 0 | 0 | 0 | 0 | 0 | 0 | 0 | 0 | 0 | 0 | 0 | 0 | 0 | 0 | 0 | 0 | 0 | 0 | 0 | 0 | 0 | 0 | 0 | 0 | 0 | 0 | 0 | 0 | 0
F4_Industrial_Primary Metals_New_Process_Natural Gas_Strategic Energy Management_A_Technical Potential | F4 | Industrial | Primary Metals | New | Process | Natural Gas | Strategic Energy Management | A | Standalone Impact on Baseline Energy (%) | Technical Potential | 0% | 0% | 0% | 0% | 0% | 0.09675% | 0.1784% | 0.2511% | 0.3182% | 0.3813% | 0.3912% | 0.3996% | 0.4066% | 0.4126% | 0.418% | 0.4224% | 0.4263% | 0.4297% | 0.4327% | 0.4356% | 0.438% | 0.4402% | 0.4422% | 0.444% | 0.0044573 | 0.0042898 | 0.0041349 | 0.0039912 | 0 | 0 | 0
F5_Industrial_Primary Metals_New_Process_Natural Gas_Strategic Energy Management_A_Technical Potential | F5 | Industrial | Primary Metals | New | Process | Natural Gas | Strategic Energy Management | A | Standalone Impact on Baseline Summer Peak (%) | Technical Potential | 0% | 0% | 0% | 0% | 0% | 0% | 0% | 0% | 0% | 0% | 0% | 0% | 0% | 0% | 0% | 0% | 0% | 0% | 0% | 0% | 0% | 0% | 0% | 0% | 0 | 0 | 0 | 0 | 0 | 0 | 0
F6_Industrial_Primary Metals_New_Process_Natural Gas_Strategic Energy Management_A_Technical Potential | F6 | Industrial | Primary Metals | New | Process | Natural Gas | Strategic Energy Management | A | Standalone Impact on Baseline Winter Peak (%) | Technical Potential | 0% | 0% | 0% | 0% | 0% | 0% | 0% | 0% | 0% | 0% | 0% | 0% | 0% | 0% | 0% | 0% | 0% | 0% | 0% | 0% | 0% | 0% | 0% | 0% | 0 | 0 | 0 | 0 | 0 | 0 | 0
F7_Industrial_Primary Metals_New_Process_Natural Gas_Strategic Energy Management_A_Technical Potential | F7 | Industrial | Primary Metals | New | Process | Natural Gas | Strategic Energy Management | A | Incremental Energy Savings (MWh or mTherms) | Technical Potential | 0 | 0 | 0 | 0 | 0 | 0.21343 | 0.25286 | 0.29227 | 0.33144 | 0.37063 | 0.40986 | 0.44859 | 0.48721 | 0.52575 | 0.56369 | 0.60176 | 0.63948 | 0.6772 | 0.71472 | 0.75192 | 0.78916 | 0.82624 | 0.86318 | 0.89999 | 0.93667 | 0.78916 | 0.82624 | 0.86318 | 0 | 0 | 0
F8_Industrial_Primary Metals_New_Process_Natural Gas_Strategic Energy Management_A_Technical Potential | F8 | Industrial | Primary Metals | New | Process | Natural Gas | Strategic Energy Management | A | Incremental Summer Peak Savings (MW) | Technical Potential | 0 | 0 | 0 | 0 | 0 | 0 | 0 | 0 | 0 | 0 | 0 | 0 | 0 | 0 | 0 | 0 | 0 | 0 | 0 | 0 | 0 | 0 | 0 | 0 | 0 | 0 | 0 | 0 | 0 | 0 | 0
F9_Industrial_Primary Metals_New_Process_Natural Gas_Strategic Energy Management_A_Technical Potential | F9 | Industrial | Primary Metals | New | Process | Natural Gas | Strategic Energy Management | A | Incremental Winter Peak Savings (MW) | Technical Potential | 0 | 0 | 0 | 0 | 0 | 0 | 0 | 0 | 0 | 0 | 0 | 0 | 0 | 0 | 0 | 0 | 0 | 0 | 0 | 0 | 0 | 0 | 0 | 0 | 0 | 0 | 0 | 0 | 0 | 0 | 0
F10_Industrial_Primary Metals_New_Process_Natural Gas_Strategic Energy Management_A_Technical Potential | F10 | Industrial | Primary Metals | New | Process | Natural Gas | Strategic Energy Management | A | Cumulative Energy Savings (MWh or mTherms) | Technical Potential | 0 | 0 | 0 | 0 | 0 | 0.21343 | 0.46629 | 0.75856 | 1.09 | 1.4606 | 1.6571 | 1.8528 | 2.0477 | 2.242 | 2.4351 | 2.627 | 2.8179 | 3.0079 | 3.1968 | 3.3851 | 3.5725 | 3.7592 | 3.9452 | 4.1305 | 4.3152 | 4.3152 | 4.3152 | 4.3152 | 0 | 0 | 0
F11_Industrial_Primary Metals_New_Process_Natural Gas_Strategic Energy Management_A_Technical Potential | F11 | Industrial | Primary Metals | New | Process | Natural Gas | Strategic Energy Management | A | Cumulative Summer Peak Savings (MW) | Technical Potential | 0 | 0 | 0 | 0 | 0 | 0 | 0 | 0 | 0 | 0 | 0 | 0 | 0 | 0 | 0 | 0 | 0 | 0 | 0 | 0 | 0 | 0 | 0 | 0 | 0 | 0 | 0 | 0 | 0 | 0 | 0
F12_Industrial_Primary Metals_New_Process_Natural Gas_Strategic Energy Management_A_Technical Potential | F12 | Industrial | Primary Metals | New | Process | Natural Gas | Strategic Energy Management | A | Cumulative Winter Peak Savings (MW) | Technical Potential | 0 | 0 | 0 | 0 | 0 | 0 | 0 | 0 | 0 | 0 | 0 | 0 | 0 | 0 | 0 | 0 | 0 | 0 | 0 | 0 | 0 | 0 | 0 | 0 | 0 | 0 | 0 | 0 | 0 | 0 | 0
F13_Industrial_Primary Metals_New_Process_Natural Gas_Strategic Energy Management_A_Technical Potential | F13 | Industrial | Primary Metals | New | Process | Natural Gas | Strategic Energy Management | A | Purchases (Incremental) | Technical Potential | 0 | 0 | 0 | 0 | 0 | 2.1176 | 2.5088 | 2.8998 | 3.2884 | 3.6773 | 4.0665 | 4.4508 | 4.834 | 5.2164 | 5.5927 | 5.9705 | 6.3447 | 6.7189 | 7.0913 | 7.4603 | 7.8298 | 8.1977 | 8.5642 | 8.9294 | 9.2933 | 7.8298 | 8.1977 | 8.5642 | 8.9294 | 9.2933 | 7.8298
F14_Industrial_Primary Metals_New_Process_Natural Gas_Strategic Energy Management_A_Technical Potential | F14 | Industrial | Primary Metals | New | Process | Natural Gas | Strategic Energy Management | A | Purchases (Cumulative) | Technical Potential | 0 | 0 | 0 | 0 | 0 | 2.1176 | 4.6264 | 7.5262 | 10.8147 | 14.492 | 16.4408 | 18.3828 | 20.317 | 22.2449 | 24.1603 | 26.0644 | 27.9583 | 29.8433 | 31.7182 | 33.5858 | 35.4451 | 37.2981 | 39.1434 | 40.9815 | 42.8145 | 42.8145 | 42.8145 | 42.8145 | 42.8145 | 42.8145 | 42.8145
F1_Industrial_Primary Metals_New_Miscellaneous_Natural Gas_Strategic Energy Management_A_Technical Potential | F1 | Industrial | Primary Metals | New | Miscellaneous | Natural Gas | Strategic Energy Management | A | Original Unit Energy Savings (kWh or therms) | Technical Potential | 0 | 0 | 0 | 0 | 0 | 17.014 | 17.014 | 17.014 | 17.014 | 17.014 | 17.014 | 17.014 | 17.014 | 17.014 | 17.014 | 17.014 | 17.014 | 17.014 | 17.014 | 17.014 | 17.014 | 17.014 | 17.014 | 17.014 | 17.014 | 17.014 | 17.014 | 17.014 | 0 | 0 | 0
F2_Industrial_Primary Metals_New_Miscellaneous_Natural Gas_Strategic Energy Management_A_Technical Potential | F2 | Industrial | Primary Metals | New | Miscellaneous | Natural Gas | Strategic Energy Management | A | Original Unit Summer Peak Savings (kW) | Technical Potential | 0 | 0 | 0 | 0 | 0 | 0 | 0 | 0 | 0 | 0 | 0 | 0 | 0 | 0 | 0 | 0 | 0 | 0 | 0 | 0 | 0 | 0 | 0 | 0 | 0 | 0 | 0 | 0 | 0 | 0 | 0
F3_Industrial_Primary Metals_New_Miscellaneous_Natural Gas_Strategic Energy Management_A_Technical Potential | F3 | Industrial | Primary Metals | New | Miscellaneous | Natural Gas | Strategic Energy Management | A | Original Unit Winter Peak Savings (kW) | Technical Potential | 0 | 0 | 0 | 0 | 0 | 0 | 0 | 0 | 0 | 0 | 0 | 0 | 0 | 0 | 0 | 0 | 0 | 0 | 0 | 0 | 0 | 0 | 0 | 0 | 0 | 0 | 0 | 0 | 0 | 0 | 0
F4_Industrial_Primary Metals_New_Miscellaneous_Natural Gas_Strategic Energy Management_A_Technical Potential | F4 | Industrial | Primary Metals | New | Miscellaneous | Natural Gas | Strategic Energy Management | A | Standalone Impact on Baseline Energy (%) | Technical Potential | 0% | 0% | 0% | 0% | 0% | 0.09675% | 0.1784% | 0.2511% | 0.3182% | 0.3813% | 0.3912% | 0.3996% | 0.4066% | 0.4126% | 0.418% | 0.4224% | 0.4263% | 0.4297% | 0.4327% | 0.4356% | 0.438% | 0.4402% | 0.4422% | 0.444% | 0.0044573 | 0.0042898 | 0.0041349 | 0.0039912 | 0 | 0 | 0
F5_Industrial_Primary Metals_New_Miscellaneous_Natural Gas_Strategic Energy Management_A_Technical Potential | F5 | Industrial | Primary Metals | New | Miscellaneous | Natural Gas | Strategic Energy Management | A | Standalone Impact on Baseline Summer Peak (%) | Technical Potential | 0% | 0% | 0% | 0% | 0% | 0% | 0% | 0% | 0% | 0% | 0% | 0% | 0% | 0% | 0% | 0% | 0% | 0% | 0% | 0% | 0% | 0% | 0% | 0% | 0 | 0 | 0 | 0 | 0 | 0 | 0
F6_Industrial_Primary Metals_New_Miscellaneous_Natural Gas_Strategic Energy Management_A_Technical Potential | F6 | Industrial | Primary Metals | New | Miscellaneous | Natural Gas | Strategic Energy Management | A | Standalone Impact on Baseline Winter Peak (%) | Technical Potential | 0% | 0% | 0% | 0% | 0% | 0% | 0% | 0% | 0% | 0% | 0% | 0% | 0% | 0% | 0% | 0% | 0% | 0% | 0% | 0% | 0% | 0% | 0% | 0% | 0 | 0 | 0 | 0 | 0 | 0 | 0
F7_Industrial_Primary Metals_New_Miscellaneous_Natural Gas_Strategic Energy Management_A_Technical Potential | F7 | Industrial | Primary Metals | New | Miscellaneous | Natural Gas | Strategic Energy Management | A | Incremental Energy Savings (MWh or mTherms) | Technical Potential | 0 | 0 | 0 | 0 | 0 | 0.0090073 | 0.010671 | 0.012334 | 0.013987 | 0.015641 | 0.017297 | 0.018931 | 0.020561 | 0.022188 | 0.023789 | 0.025396 | 0.026987 | 0.028579 | 0.030163 | 0.031733 | 0.033304 | 0.034869 | 0.036428 | 0.037981 | 0.039529 | 0.033304 | 0.034869 | 0.036428 | 0 | 0 | 0
F8_Industrial_Primary Metals_New_Miscellaneous_Natural Gas_Strategic Energy Management_A_Technical Potential | F8 | Industrial | Primary Metals | New | Miscellaneous | Natural Gas | Strategic Energy Management | A | Incremental Summer Peak Savings (MW) | Technical Potential | 0 | 0 | 0 | 0 | 0 | 0 | 0 | 0 | 0 | 0 | 0 | 0 | 0 | 0 | 0 | 0 | 0 | 0 | 0 | 0 | 0 | 0 | 0 | 0 | 0 | 0 | 0 | 0 | 0 | 0 | 0
F9_Industrial_Primary Metals_New_Miscellaneous_Natural Gas_Strategic Energy Management_A_Technical Potential | F9 | Industrial | Primary Metals | New | Miscellaneous | Natural Gas | Strategic Energy Management | A | Incremental Winter Peak Savings (MW) | Technical Potential | 0 | 0 | 0 | 0 | 0 | 0 | 0 | 0 | 0 | 0 | 0 | 0 | 0 | 0 | 0 | 0 | 0 | 0 | 0 | 0 | 0 | 0 | 0 | 0 | 0 | 0 | 0 | 0 | 0 | 0 | 0
F10_Industrial_Primary Metals_New_Miscellaneous_Natural Gas_Strategic Energy Management_A_Technical Potential | F10 | Industrial | Primary Metals | New | Miscellaneous | Natural Gas | Strategic Energy Management | A | Cumulative Energy Savings (MWh or mTherms) | Technical Potential | 0 | 0 | 0 | 0 | 0 | 0.0090073 | 0.019679 | 0.032013 | 0.046 | 0.061642 | 0.069931 | 0.078191 | 0.086418 | 0.094619 | 0.10277 | 0.11086 | 0.11892 | 0.12694 | 0.13491 | 0.14286 | 0.15077 | 0.15865 | 0.1665 | 0.17432 | 0.18211 | 0.18211 | 0.18211 | 0.18211 | 0 | 0 | 0
F11_Industrial_Primary Metals_New_Miscellaneous_Natural Gas_Strategic Energy Management_A_Technical Potential | F11 | Industrial | Primary Metals | New | Miscellaneous | Natural Gas | Strategic Energy Management | A | Cumulative Summer Peak Savings (MW) | Technical Potential | 0 | 0 | 0 | 0 | 0 | 0 | 0 | 0 | 0 | 0 | 0 | 0 | 0 | 0 | 0 | 0 | 0 | 0 | 0 | 0 | 0 | 0 | 0 | 0 | 0 | 0 | 0 | 0 | 0 | 0 | 0
F12_Industrial_Primary Metals_New_Miscellaneous_Natural Gas_Strategic Energy Management_A_Technical Potential | F12 | Industrial | Primary Metals | New | Miscellaneous | Natural Gas | Strategic Energy Management | A | Cumulative Winter Peak Savings (MW) | Technical Potential | 0 | 0 | 0 | 0 | 0 | 0 | 0 | 0 | 0 | 0 | 0 | 0 | 0 | 0 | 0 | 0 | 0 | 0 | 0 | 0 | 0 | 0 | 0 | 0 | 0 | 0 | 0 | 0 | 0 | 0 | 0
F13_Industrial_Primary Metals_New_Miscellaneous_Natural Gas_Strategic Energy Management_A_Technical Potential | F13 | Industrial | Primary Metals | New | Miscellaneous | Natural Gas | Strategic Energy Management | A | Purchases (Incremental) | Technical Potential | 0 | 0 | 0 | 0 | 0 | 0.52941 | 0.6272 | 0.72494 | 0.82211 | 0.91933 | 1.0166 | 1.1127 | 1.2085 | 1.3041 | 1.3982 | 1.4926 | 1.5862 | 1.6797 | 1.7728 | 1.8651 | 1.9574 | 2.0494 | 2.1411 | 2.2324 | 2.3233 | 1.9574 | 2.0494 | 2.1411 | 2.2324 | 2.3233 | 1.9574
F14_Industrial_Primary Metals_New_Miscellaneous_Natural Gas_Strategic Energy Management_A_Technical Potential | F14 | Industrial | Primary Metals | New | Miscellaneous | Natural Gas | Strategic Energy Management | A | Purchases (Cumulative) | Technical Potential | 0 | 0 | 0 | 0 | 0 | 0.52941 | 1.1566 | 1.8816 | 2.7037 | 3.623 | 4.1102 | 4.5957 | 5.0792 | 5.5612 | 6.0401 | 6.5161 | 6.9896 | 7.4608 | 7.9296 | 8.3964 | 8.8613 | 9.3245 | 9.7858 | 10.2454 | 10.7036 | 10.7036 | 10.7036 | 10.7036 | 10.7036 | 10.7036 | 10.7036
F1_Industrial_Primary Metals_New_Space Heating_Natural Gas_Commissioning_A_Technical Potential | F1 | Industrial | Primary Metals | New | Space Heating | Natural Gas | Commissioning | A | Original Unit Energy Savings (kWh or therms) | Technical Potential | 0 | 0 | 0 | 0 | 0 | 20.2513 | 19.9896 | 19.7987 | 19.6539 | 19.5396 | 19.4471 | 19.3389 | 19.2254 | 19.1134 | 19.0051 | 18.92 | 18.853 | 18.7997 | 18.7152 | 18.6532 | 18.6084 | 18.5734 | 18.5734 | 18.5734 | 18.5734 | 18.5734 | 18.5734 | 18.5734 | 0 | 0 | 0
F2_Industrial_Primary Metals_New_Space Heating_Natural Gas_Commissioning_A_Technical Potential | F2 | Industrial | Primary Metals | New | Space Heating | Natural Gas | Commissioning | A | Original Unit Summer Peak Savings (kW) | Technical Potential | 0 | 0 | 0 | 0 | 0 | 0 | 0 | 0 | 0 | 0 | 0 | 0 | 0 | 0 | 0 | 0 | 0 | 0 | 0 | 0 | 0 | 0 | 0 | 0 | 0 | 0 | 0 | 0 | 0 | 0 | 0
F3_Industrial_Primary Metals_New_Space Heating_Natural Gas_Commissioning_A_Technical Potential | F3 | Industrial | Primary Metals | New | Space Heating | Natural Gas | Commissioning | A | Original Unit Winter Peak Savings (kW) | Technical Potential | 0 | 0 | 0 | 0 | 0 | 0 | 0 | 0 | 0 | 0 | 0 | 0 | 0 | 0 | 0 | 0 | 0 | 0 | 0 | 0 | 0 | 0 | 0 | 0 | 0 | 0 | 0 | 0 | 0 | 0 | 0
F4_Industrial_Primary Metals_New_Space Heating_Natural Gas_Commissioning_A_Technical Potential | F4 | Industrial | Primary Metals | New | Space Heating | Natural Gas | Commissioning | A | Standalone Impact on Baseline Energy (%) | Technical Potential | 0% | 0% | 0% | 0% | 0% | 0% | 0% | 0% | 0% | 0% | 0% | 0% | 0% | 0% | 0% | 0% | 0% | 0% | 0% | 0% | 0% | 0% | 0% | 0% | 0 | 0 | 0 | 0 | 0 | 0 | 0
F5_Industrial_Primary Metals_New_Space Heating_Natural Gas_Commissioning_A_Technical Potential | F5 | Industrial | Primary Metals | New | Space Heating | Natural Gas | Commissioning | A | Standalone Impact on Baseline Summer Peak (%) | Technical Potential | 0% | 0% | 0% | 0% | 0% | 0% | 0% | 0% | 0% | 0% | 0% | 0% | 0% | 0% | 0% | 0% | 0% | 0% | 0% | 0% | 0% | 0% | 0% | 0% | 0 | 0 | 0 | 0 | 0 | 0 | 0
F6_Industrial_Primary Metals_New_Space Heating_Natural Gas_Commissioning_A_Technical Potential | F6 | Industrial | Primary Metals | New | Space Heating | Natural Gas | Commissioning | A | Standalone Impact on Baseline Winter Peak (%) | Technical Potential | 0% | 0% | 0% | 0% | 0% | 0% | 0% | 0% | 0% | 0% | 0% | 0% | 0% | 0% | 0% | 0% | 0% | 0% | 0% | 0% | 0% | 0% | 0% | 0% | 0 | 0 | 0 | 0 | 0 | 0 | 0
F7_Industrial_Primary Metals_New_Space Heating_Natural Gas_Commissioning_A_Technical Potential | F7 | Industrial | Primary Metals | New | Space Heating | Natural Gas | Commissioning | A | Incremental Energy Savings (MWh or mTherms) | Technical Potential | 0 | 0 | 0 | 0 | 0 | 0 | 0 | 0 | 0 | 0 | 0 | 0 | 0 | 0 | 0 | 0 | 0 | 0 | 0 | 0 | 0 | 0 | 0 | 0 | 0 | 0 | 0 | 0 | 0 | 0 | 0
F8_Industrial_Primary Metals_New_Space Heating_Natural Gas_Commissioning_A_Technical Potential | F8 | Industrial | Primary Metals | New | Space Heating | Natural Gas | Commissioning | A | Incremental Summer Peak Savings (MW) | Technical Potential | 0 | 0 | 0 | 0 | 0 | 0 | 0 | 0 | 0 | 0 | 0 | 0 | 0 | 0 | 0 | 0 | 0 | 0 | 0 | 0 | 0 | 0 | 0 | 0 | 0 | 0 | 0 | 0 | 0 | 0 | 0
F9_Industrial_Primary Metals_New_Space Heating_Natural Gas_Commissioning_A_Technical Potential | F9 | Industrial | Primary Metals | New | Space Heating | Natural Gas | Commissioning | A | Incremental Winter Peak Savings (MW) | Technical Potential | 0 | 0 | 0 | 0 | 0 | 0 | 0 | 0 | 0 | 0 | 0 | 0 | 0 | 0 | 0 | 0 | 0 | 0 | 0 | 0 | 0 | 0 | 0 | 0 | 0 | 0 | 0 | 0 | 0 | 0 | 0
F10_Industrial_Primary Metals_New_Space Heating_Natural Gas_Commissioning_A_Technical Potential | F10 | Industrial | Primary Metals | New | Space Heating | Natural Gas | Commissioning | A | Cumulative Energy Savings (MWh or mTherms) | Technical Potential | 0 | 0 | 0 | 0 | 0 | 0 | 0 | 0 | 0 | 0 | 0 | 0 | 0 | 0 | 0 | 0 | 0 | 0 | 0 | 0 | 0 | 0 | 0 | 0 | 0 | 0 | 0 | 0 | 0 | 0 | 0
F11_Industrial_Primary Metals_New_Space Heating_Natural Gas_Commissioning_A_Technical Potential | F11 | Industrial | Primary Metals | New | Space Heating | Natural Gas | Commissioning | A | Cumulative Summer Peak Savings (MW) | Technical Potential | 0 | 0 | 0 | 0 | 0 | 0 | 0 | 0 | 0 | 0 | 0 | 0 | 0 | 0 | 0 | 0 | 0 | 0 | 0 | 0 | 0 | 0 | 0 | 0 | 0 | 0 | 0 | 0 | 0 | 0 | 0
F12_Industrial_Primary Metals_New_Space Heating_Natural Gas_Commissioning_A_Technical Potential | F12 | Industrial | Primary Metals | New | Space Heating | Natural Gas | Commissioning | A | Cumulative Winter Peak Savings (MW) | Technical Potential | 0 | 0 | 0 | 0 | 0 | 0 | 0 | 0 | 0 | 0 | 0 | 0 | 0 | 0 | 0 | 0 | 0 | 0 | 0 | 0 | 0 | 0 | 0 | 0 | 0 | 0 | 0 | 0 | 0 | 0 | 0
F13_Industrial_Primary Metals_New_Space Heating_Natural Gas_Commissioning_A_Technical Potential | F13 | Industrial | Primary Metals | New | Space Heating | Natural Gas | Commissioning | A | Purchases (Incremental) | Technical Potential | 0 | 0 | 0 | 0 | 0 | 0 | 0 | 0 | 0 | 0 | 0 | 0 | 0 | 0 | 0 | 0 | 0 | 0 | 0 | 0 | 0 | 0 | 0 | 0 | 0 | 0 | 0 | 0 | 0 | 0 | 0
F14_Industrial_Primary Metals_New_Space Heating_Natural Gas_Commissioning_A_Technical Potential | F14 | Industrial | Primary Metals | New | Space Heating | Natural Gas | Commissioning | A | Purchases (Cumulative) | Technical Potential | 0 | 0 | 0 | 0 | 0 | 0 | 0 | 0 | 0 | 0 | 0 | 0 | 0 | 0 | 0 | 0 | 0 | 0 | 0 | 0 | 0 | 0 | 0 | 0 | 0 | 0 | 0 | 0 | 0 | 0 | 0
F1_Industrial_Primary Metals_New_Process_Natural Gas_Commissioning_A_Technical Potential | F1 | Industrial | Primary Metals | New | Process | Natural Gas | Commissioning | A | Original Unit Energy Savings (kWh or therms) | Technical Potential | 0 | 0 | 0 | 0 | 0 | 562.5435 | 562.5435 | 562.5435 | 562.5435 | 562.5435 | 562.5435 | 562.5435 | 562.5435 | 562.5435 | 562.5435 | 562.5435 | 562.5435 | 562.5435 | 562.5435 | 562.5435 | 562.5435 | 562.5435 | 562.5435 | 562.5435 | 562.5435 | 562.5435 | 562.5435 | 562.5435 | 0 | 0 | 0
F2_Industrial_Primary Metals_New_Process_Natural Gas_Commissioning_A_Technical Potential | F2 | Industrial | Primary Metals | New | Process | Natural Gas | Commissioning | A | Original Unit Summer Peak Savings (kW) | Technical Potential | 0 | 0 | 0 | 0 | 0 | 0 | 0 | 0 | 0 | 0 | 0 | 0 | 0 | 0 | 0 | 0 | 0 | 0 | 0 | 0 | 0 | 0 | 0 | 0 | 0 | 0 | 0 | 0 | 0 | 0 | 0
F3_Industrial_Primary Metals_New_Process_Natural Gas_Commissioning_A_Technical Potential | F3 | Industrial | Primary Metals | New | Process | Natural Gas | Commissioning | A | Original Unit Winter Peak Savings (kW) | Technical Potential | 0 | 0 | 0 | 0 | 0 | 0 | 0 | 0 | 0 | 0 | 0 | 0 | 0 | 0 | 0 | 0 | 0 | 0 | 0 | 0 | 0 | 0 | 0 | 0 | 0 | 0 | 0 | 0 | 0 | 0 | 0
F4_Industrial_Primary Metals_New_Process_Natural Gas_Commissioning_A_Technical Potential | F4 | Industrial | Primary Metals | New | Process | Natural Gas | Commissioning | A | Standalone Impact on Baseline Energy (%) | Technical Potential | 0% | 0% | 0% | 0% | 0% | 0% | 0% | 0% | 0% | 0% | 0% | 0% | 0% | 0% | 0% | 0% | 0% | 0% | 0% | 0% | 0% | 0% | 0% | 0% | 0 | 0 | 0 | 0 | 0 | 0 | 0
F5_Industrial_Primary Metals_New_Process_Natural Gas_Commissioning_A_Technical Potential | F5 | Industrial | Primary Metals | New | Process | Natural Gas | Commissioning | A | Standalone Impact on Baseline Summer Peak (%) | Technical Potential | 0% | 0% | 0% | 0% | 0% | 0% | 0% | 0% | 0% | 0% | 0% | 0% | 0% | 0% | 0% | 0% | 0% | 0% | 0% | 0% | 0% | 0% | 0% | 0% | 0 | 0 | 0 | 0 | 0 | 0 | 0
F6_Industrial_Primary Metals_New_Process_Natural Gas_Commissioning_A_Technical Potential | F6 | Industrial | Primary Metals | New | Process | Natural Gas | Commissioning | A | Standalone Impact on Baseline Winter Peak (%) | Technical Potential | 0% | 0% | 0% | 0% | 0% | 0% | 0% | 0% | 0% | 0% | 0% | 0% | 0% | 0% | 0% | 0% | 0% | 0% | 0% | 0% | 0% | 0% | 0% | 0% | 0 | 0 | 0 | 0 | 0 | 0 | 0
F7_Industrial_Primary Metals_New_Process_Natural Gas_Commissioning_A_Technical Potential | F7 | Industrial | Primary Metals | New | Process | Natural Gas | Commissioning | A | Incremental Energy Savings (MWh or mTherms) | Technical Potential | 0 | 0 | 0 | 0 | 0 | 0 | 0 | 0 | 0 | 0 | 0 | 0 | 0 | 0 | 0 | 0 | 0 | 0 | 0 | 0 | 0 | 0 | 0 | 0 | 0 | 0 | 0 | 0 | 0 | 0 | 0
F8_Industrial_Primary Metals_New_Process_Natural Gas_Commissioning_A_Technical Potential | F8 | Industrial | Primary Metals | New | Process | Natural Gas | Commissioning | A | Incremental Summer Peak Savings (MW) | Technical Potential | 0 | 0 | 0 | 0 | 0 | 0 | 0 | 0 | 0 | 0 | 0 | 0 | 0 | 0 | 0 | 0 | 0 | 0 | 0 | 0 | 0 | 0 | 0 | 0 | 0 | 0 | 0 | 0 | 0 | 0 | 0
F9_Industrial_Primary Metals_New_Process_Natural Gas_Commissioning_A_Technical Potential | F9 | Industrial | Primary Metals | New | Process | Natural Gas | Commissioning | A | Incremental Winter Peak Savings (MW) | Technical Potential | 0 | 0 | 0 | 0 | 0 | 0 | 0 | 0 | 0 | 0 | 0 | 0 | 0 | 0 | 0 | 0 | 0 | 0 | 0 | 0 | 0 | 0 | 0 | 0 | 0 | 0 | 0 | 0 | 0 | 0 | 0
F10_Industrial_Primary Metals_New_Process_Natural Gas_Commissioning_A_Technical Potential | F10 | Industrial | Primary Metals | New | Process | Natural Gas | Commissioning | A | Cumulative Energy Savings (MWh or mTherms) | Technical Potential | 0 | 0 | 0 | 0 | 0 | 0 | 0 | 0 | 0 | 0 | 0 | 0 | 0 | 0 | 0 | 0 | 0 | 0 | 0 | 0 | 0 | 0 | 0 | 0 | 0 | 0 | 0 | 0 | 0 | 0 | 0
F11_Industrial_Primary Metals_New_Process_Natural Gas_Commissioning_A_Technical Potential | F11 | Industrial | Primary Metals | New | Process | Natural Gas | Commissioning | A | Cumulative Summer Peak Savings (MW) | Technical Potential | 0 | 0 | 0 | 0 | 0 | 0 | 0 | 0 | 0 | 0 | 0 | 0 | 0 | 0 | 0 | 0 | 0 | 0 | 0 | 0 | 0 | 0 | 0 | 0 | 0 | 0 | 0 | 0 | 0 | 0 | 0
F12_Industrial_Primary Metals_New_Process_Natural Gas_Commissioning_A_Technical Potential | F12 | Industrial | Primary Metals | New | Process | Natural Gas | Commissioning | A | Cumulative Winter Peak Savings (MW) | Technical Potential | 0 | 0 | 0 | 0 | 0 | 0 | 0 | 0 | 0 | 0 | 0 | 0 | 0 | 0 | 0 | 0 | 0 | 0 | 0 | 0 | 0 | 0 | 0 | 0 | 0 | 0 | 0 | 0 | 0 | 0 | 0
F13_Industrial_Primary Metals_New_Process_Natural Gas_Commissioning_A_Technical Potential | F13 | Industrial | Primary Metals | New | Process | Natural Gas | Commissioning | A | Purchases (Incremental) | Technical Potential | 0 | 0 | 0 | 0 | 0 | 0 | 0 | 0 | 0 | 0 | 0 | 0 | 0 | 0 | 0 | 0 | 0 | 0 | 0 | 0 | 0 | 0 | 0 | 0 | 0 | 0 | 0 | 0 | 0 | 0 | 0
F14_Industrial_Primary Metals_New_Process_Natural Gas_Commissioning_A_Technical Potential | F14 | Industrial | Primary Metals | New | Process | Natural Gas | Commissioning | A | Purchases (Cumulative) | Technical Potential | 0 | 0 | 0 | 0 | 0 | 0 | 0 | 0 | 0 | 0 | 0 | 0 | 0 | 0 | 0 | 0 | 0 | 0 | 0 | 0 | 0 | 0 | 0 | 0 | 0 | 0 | 0 | 0 | 0 | 0 | 0
F1_Industrial_Primary Metals_New_Space Heating_Natural Gas_Retrocommissioning_A_Technical Potential | F1 | Industrial | Primary Metals | New | Space Heating | Natural Gas | Retrocommissioning | A | Original Unit Energy Savings (kWh or therms) | Technical Potential | 0 | 0 | 0 | 0 | 0 | 0 | 0 | 0 | 0 | 0 | 0 | 0 | 0 | 0 | 0 | 0 | 0 | 0 | 0 | 0 | 0 | 0 | 0 | 0 | 0 | 0 | 0 | 0 | 0 | 0 | 0
F2_Industrial_Primary Metals_New_Space Heating_Natural Gas_Retrocommissioning_A_Technical Potential | F2 | Industrial | Primary Metals | New | Space Heating | Natural Gas | Retrocommissioning | A | Original Unit Summer Peak Savings (kW) | Technical Potential | 0 | 0 | 0 | 0 | 0 | 0 | 0 | 0 | 0 | 0 | 0 | 0 | 0 | 0 | 0 | 0 | 0 | 0 | 0 | 0 | 0 | 0 | 0 | 0 | 0 | 0 | 0 | 0 | 0 | 0 | 0
F3_Industrial_Primary Metals_New_Space Heating_Natural Gas_Retrocommissioning_A_Technical Potential | F3 | Industrial | Primary Metals | New | Space Heating | Natural Gas | Retrocommissioning | A | Original Unit Winter Peak Savings (kW) | Technical Potential | 0 | 0 | 0 | 0 | 0 | 0 | 0 | 0 | 0 | 0 | 0 | 0 | 0 | 0 | 0 | 0 | 0 | 0 | 0 | 0 | 0 | 0 | 0 | 0 | 0 | 0 | 0 | 0 | 0 | 0 | 0
F4_Industrial_Primary Metals_New_Space Heating_Natural Gas_Retrocommissioning_A_Technical Potential | F4 | Industrial | Primary Metals | New | Space Heating | Natural Gas | Retrocommissioning | A | Standalone Impact on Baseline Energy (%) | Technical Potential | 0% | 0% | 0% | 0% | 0% | 0% | 0% | 0% | 0% | 0% | 0% | 0% | 0% | 0% | 0% | 0% | 0% | 0% | 0% | 0% | 0% | 0% | 0% | 0% | 0 | 0 | 0 | 0 | 0 | 0 | 0
F5_Industrial_Primary Metals_New_Space Heating_Natural Gas_Retrocommissioning_A_Technical Potential | F5 | Industrial | Primary Metals | New | Space Heating | Natural Gas | Retrocommissioning | A | Standalone Impact on Baseline Summer Peak (%) | Technical Potential | 0% | 0% | 0% | 0% | 0% | 0% | 0% | 0% | 0% | 0% | 0% | 0% | 0% | 0% | 0% | 0% | 0% | 0% | 0% | 0% | 0% | 0% | 0% | 0% | 0 | 0 | 0 | 0 | 0 | 0 | 0
F6_Industrial_Primary Metals_New_Space Heating_Natural Gas_Retrocommissioning_A_Technical Potential | F6 | Industrial | Primary Metals | New | Space Heating | Natural Gas | Retrocommissioning | A | Standalone Impact on Baseline Winter Peak (%) | Technical Potential | 0% | 0% | 0% | 0% | 0% | 0% | 0% | 0% | 0% | 0% | 0% | 0% | 0% | 0% | 0% | 0% | 0% | 0% | 0% | 0% | 0% | 0% | 0% | 0% | 0 | 0 | 0 | 0 | 0 | 0 | 0
F7_Industrial_Primary Metals_New_Space Heating_Natural Gas_Retrocommissioning_A_Technical Potential | F7 | Industrial | Primary Metals | New | Space Heating | Natural Gas | Retrocommissioning | A | Incremental Energy Savings (MWh or mTherms) | Technical Potential | 0 | 0 | 0 | 0 | 0 | 0 | 0 | 0 | 0 | 0 | 0 | 0 | 0 | 0 | 0 | 0 | 0 | 0 | 0 | 0 | 0 | 0 | 0 | 0 | 0 | 0 | 0 | 0 | 0 | 0 | 0
F8_Industrial_Primary Metals_New_Space Heating_Natural Gas_Retrocommissioning_A_Technical Potential | F8 | Industrial | Primary Metals | New | Space Heating | Natural Gas | Retrocommissioning | A | Incremental Summer Peak Savings (MW) | Technical Potential | 0 | 0 | 0 | 0 | 0 | 0 | 0 | 0 | 0 | 0 | 0 | 0 | 0 | 0 | 0 | 0 | 0 | 0 | 0 | 0 | 0 | 0 | 0 | 0 | 0 | 0 | 0 | 0 | 0 | 0 | 0
F9_Industrial_Primary Metals_New_Space Heating_Natural Gas_Retrocommissioning_A_Technical Potential | F9 | Industrial | Primary Metals | New | Space Heating | Natural Gas | Retrocommissioning | A | Incremental Winter Peak Savings (MW) | Technical Potential | 0 | 0 | 0 | 0 | 0 | 0 | 0 | 0 | 0 | 0 | 0 | 0 | 0 | 0 | 0 | 0 | 0 | 0 | 0 | 0 | 0 | 0 | 0 | 0 | 0 | 0 | 0 | 0 | 0 | 0 | 0
F10_Industrial_Primary Metals_New_Space Heating_Natural Gas_Retrocommissioning_A_Technical Potential | F10 | Industrial | Primary Metals | New | Space Heating | Natural Gas | Retrocommissioning | A | Cumulative Energy Savings (MWh or mTherms) | Technical Potential | 0 | 0 | 0 | 0 | 0 | 0 | 0 | 0 | 0 | 0 | 0 | 0 | 0 | 0 | 0 | 0 | 0 | 0 | 0 | 0 | 0 | 0 | 0 | 0 | 0 | 0 | 0 | 0 | 0 | 0 | 0
F11_Industrial_Primary Metals_New_Space Heating_Natural Gas_Retrocommissioning_A_Technical Potential | F11 | Industrial | Primary Metals | New | Space Heating | Natural Gas | Retrocommissioning | A | Cumulative Summer Peak Savings (MW) | Technical Potential | 0 | 0 | 0 | 0 | 0 | 0 | 0 | 0 | 0 | 0 | 0 | 0 | 0 | 0 | 0 | 0 | 0 | 0 | 0 | 0 | 0 | 0 | 0 | 0 | 0 | 0 | 0 | 0 | 0 | 0 | 0
F12_Industrial_Primary Metals_New_Space Heating_Natural Gas_Retrocommissioning_A_Technical Potential | F12 | Industrial | Primary Metals | New | Space Heating | Natural Gas | Retrocommissioning | A | Cumulative Winter Peak Savings (MW) | Technical Potential | 0 | 0 | 0 | 0 | 0 | 0 | 0 | 0 | 0 | 0 | 0 | 0 | 0 | 0 | 0 | 0 | 0 | 0 | 0 | 0 | 0 | 0 | 0 | 0 | 0 | 0 | 0 | 0 | 0 | 0 | 0
F13_Industrial_Primary Metals_New_Space Heating_Natural Gas_Retrocommissioning_A_Technical Potential | F13 | Industrial | Primary Metals | New | Space Heating | Natural Gas | Retrocommissioning | A | Purchases (Incremental) | Technical Potential | 0 | 0 | 0 | 0 | 0 | 0 | 0 | 0 | 0 | 0 | 0 | 0 | 0 | 0 | 0 | 0 | 0 | 0 | 0 | 0 | 0 | 0 | 0 | 0 | 0 | 0 | 0 | 0 | 0 | 0 | 0
F14_Industrial_Primary Metals_New_Space Heating_Natural Gas_Retrocommissioning_A_Technical Potential | F14 | Industrial | Primary Metals | New | Space Heating | Natural Gas | Retrocommissioning | A | Purchases (Cumulative) | Technical Potential | 0 | 0 | 0 | 0 | 0 | 0 | 0 | 0 | 0 | 0 | 0 | 0 | 0 | 0 | 0 | 0 | 0 | 0 | 0 | 0 | 0 | 0 | 0 | 0 | 0 | 0 | 0 | 0 | 0 | 0 | 0
F1_Industrial_Primary Metals_New_Process_Natural Gas_Retrocommissioning_A_Technical Potential | F1 | Industrial | Primary Metals | New | Process | Natural Gas | Retrocommissioning | A | Original Unit Energy Savings (kWh or therms) | Technical Potential | 0 | 0 | 0 | 0 | 0 | 0 | 0 | 0 | 0 | 0 | 0 | 0 | 0 | 0 | 0 | 0 | 0 | 0 | 0 | 0 | 0 | 0 | 0 | 0 | 0 | 0 | 0 | 0 | 0 | 0 | 0
F2_Industrial_Primary Metals_New_Process_Natural Gas_Retrocommissioning_A_Technical Potential | F2 | Industrial | Primary Metals | New | Process | Natural Gas | Retrocommissioning | A | Original Unit Summer Peak Savings (kW) | Technical Potential | 0 | 0 | 0 | 0 | 0 | 0 | 0 | 0 | 0 | 0 | 0 | 0 | 0 | 0 | 0 | 0 | 0 | 0 | 0 | 0 | 0 | 0 | 0 | 0 | 0 | 0 | 0 | 0 | 0 | 0 | 0
F3_Industrial_Primary Metals_New_Process_Natural Gas_Retrocommissioning_A_Technical Potential | F3 | Industrial | Primary Metals | New | Process | Natural Gas | Retrocommissioning | A | Original Unit Winter Peak Savings (kW) | Technical Potential | 0 | 0 | 0 | 0 | 0 | 0 | 0 | 0 | 0 | 0 | 0 | 0 | 0 | 0 | 0 | 0 | 0 | 0 | 0 | 0 | 0 | 0 | 0 | 0 | 0 | 0 | 0 | 0 | 0 | 0 | 0
F4_Industrial_Primary Metals_New_Process_Natural Gas_Retrocommissioning_A_Technical Potential | F4 | Industrial | Primary Metals | New | Process | Natural Gas | Retrocommissioning | A | Standalone Impact on Baseline Energy (%) | Technical Potential | 0% | 0% | 0% | 0% | 0% | 0% | 0% | 0% | 0% | 0% | 0% | 0% | 0% | 0% | 0% | 0% | 0% | 0% | 0% | 0% | 0% | 0% | 0% | 0% | 0 | 0 | 0 | 0 | 0 | 0 | 0
F5_Industrial_Primary Metals_New_Process_Natural Gas_Retrocommissioning_A_Technical Potential | F5 | Industrial | Primary Metals | New | Process | Natural Gas | Retrocommissioning | A | Standalone Impact on Baseline Summer Peak (%) | Technical Potential | 0% | 0% | 0% | 0% | 0% | 0% | 0% | 0% | 0% | 0% | 0% | 0% | 0% | 0% | 0% | 0% | 0% | 0% | 0% | 0% | 0% | 0% | 0% | 0% | 0 | 0 | 0 | 0 | 0 | 0 | 0
F6_Industrial_Primary Metals_New_Process_Natural Gas_Retrocommissioning_A_Technical Potential | F6 | Industrial | Primary Metals | New | Process | Natural Gas | Retrocommissioning | A | Standalone Impact on Baseline Winter Peak (%) | Technical Potential | 0% | 0% | 0% | 0% | 0% | 0% | 0% | 0% | 0% | 0% | 0% | 0% | 0% | 0% | 0% | 0% | 0% | 0% | 0% | 0% | 0% | 0% | 0% | 0% | 0 | 0 | 0 | 0 | 0 | 0 | 0
F7_Industrial_Primary Metals_New_Process_Natural Gas_Retrocommissioning_A_Technical Potential | F7 | Industrial | Primary Metals | New | Process | Natural Gas | Retrocommissioning | A | Incremental Energy Savings (MWh or mTherms) | Technical Potential | 0 | 0 | 0 | 0 | 0 | 0 | 0 | 0 | 0 | 0 | 0 | 0 | 0 | 0 | 0 | 0 | 0 | 0 | 0 | 0 | 0 | 0 | 0 | 0 | 0 | 0 | 0 | 0 | 0 | 0 | 0
F8_Industrial_Primary Metals_New_Process_Natural Gas_Retrocommissioning_A_Technical Potential | F8 | Industrial | Primary Metals | New | Process | Natural Gas | Retrocommissioning | A | Incremental Summer Peak Savings (MW) | Technical Potential | 0 | 0 | 0 | 0 | 0 | 0 | 0 | 0 | 0 | 0 | 0 | 0 | 0 | 0 | 0 | 0 | 0 | 0 | 0 | 0 | 0 | 0 | 0 | 0 | 0 | 0 | 0 | 0 | 0 | 0 | 0
F9_Industrial_Primary Metals_New_Process_Natural Gas_Retrocommissioning_A_Technical Potential | F9 | Industrial | Primary Metals | New | Process | Natural Gas | Retrocommissioning | A | Incremental Winter Peak Savings (MW) | Technical Potential | 0 | 0 | 0 | 0 | 0 | 0 | 0 | 0 | 0 | 0 | 0 | 0 | 0 | 0 | 0 | 0 | 0 | 0 | 0 | 0 | 0 | 0 | 0 | 0 | 0 | 0 | 0 | 0 | 0 | 0 | 0
F10_Industrial_Primary Metals_New_Process_Natural Gas_Retrocommissioning_A_Technical Potential | F10 | Industrial | Primary Metals | New | Process | Natural Gas | Retrocommissioning | A | Cumulative Energy Savings (MWh or mTherms) | Technical Potential | 0 | 0 | 0 | 0 | 0 | 0 | 0 | 0 | 0 | 0 | 0 | 0 | 0 | 0 | 0 | 0 | 0 | 0 | 0 | 0 | 0 | 0 | 0 | 0 | 0 | 0 | 0 | 0 | 0 | 0 | 0
F11_Industrial_Primary Metals_New_Process_Natural Gas_Retrocommissioning_A_Technical Potential | F11 | Industrial | Primary Metals | New | Process | Natural Gas | Retrocommissioning | A | Cumulative Summer Peak Savings (MW) | Technical Potential | 0 | 0 | 0 | 0 | 0 | 0 | 0 | 0 | 0 | 0 | 0 | 0 | 0 | 0 | 0 | 0 | 0 | 0 | 0 | 0 | 0 | 0 | 0 | 0 | 0 | 0 | 0 | 0 | 0 | 0 | 0
F12_Industrial_Primary Metals_New_Process_Natural Gas_Retrocommissioning_A_Technical Potential | F12 | Industrial | Primary Metals | New | Process | Natural Gas | Retrocommissioning | A | Cumulative Winter Peak Savings (MW) | Technical Potential | 0 | 0 | 0 | 0 | 0 | 0 | 0 | 0 | 0 | 0 | 0 | 0 | 0 | 0 | 0 | 0 | 0 | 0 | 0 | 0 | 0 | 0 | 0 | 0 | 0 | 0 | 0 | 0 | 0 | 0 | 0
F13_Industrial_Primary Metals_New_Process_Natural Gas_Retrocommissioning_A_Technical Potential | F13 | Industrial | Primary Metals | New | Process | Natural Gas | Retrocommissioning | A | Purchases (Incremental) | Technical Potential | 0 | 0 | 0 | 0 | 0 | 0 | 0 | 0 | 0 | 0 | 0 | 0 | 0 | 0 | 0 | 0 | 0 | 0 | 0 | 0 | 0 | 0 | 0 | 0 | 0 | 0 | 0 | 0 | 0 | 0 | 0
F14_Industrial_Primary Metals_New_Process_Natural Gas_Retrocommissioning_A_Technical Potential | F14 | Industrial | Primary Metals | New | Process | Natural Gas | Retrocommissioning | A | Purchases (Cumulative) | Technical Potential | 0 | 0 | 0 | 0 | 0 | 0 | 0 | 0 | 0 | 0 | 0 | 0 | 0 | 0 | 0 | 0 | 0 | 0 | 0 | 0 | 0 | 0 | 0 | 0 | 0 | 0 | 0 | 0 | 0 | 0 | 0
F1_Industrial_Stone, Clay, and Glass_Existing_Space Heating_Natural Gas_Insulation - Roof/Ceiling_A_Technical Potential | F1 | Industrial | Stone, Clay, and Glass | Existing | Space Heating | Natural Gas | Insulation - Roof/Ceiling | A | Original Unit Energy Savings (kWh or therms) | Technical Potential | 0 | 0 | 0 | 0 | 0 | 0.099591 | 0.099104 | 0.098502 | 0.097865 | 0.097198 | 0.096522 | 0.095828 | 0.095137 | 0.094449 | 0.093706 | 0.093019 | 0.09234 | 0.09171 | 0.091123 | 0.090551 | 0.090011 | 0.089458 | 0.08896 | 0.088489 | 0.088041 | 0.087626 | 0.087242 | 0.086887 | 0 | 0 | 0
F2_Industrial_Stone, Clay, and Glass_Existing_Space Heating_Natural Gas_Insulation - Roof/Ceiling_A_Technical Potential | F2 | Industrial | Stone, Clay, and Glass | Existing | Space Heating | Natural Gas | Insulation - Roof/Ceiling | A | Original Unit Summer Peak Savings (kW) | Technical Potential | 0 | 0 | 0 | 0 | 0 | 0 | 0 | 0 | 0 | 0 | 0 | 0 | 0 | 0 | 0 | 0 | 0 | 0 | 0 | 0 | 0 | 0 | 0 | 0 | 0 | 0 | 0 | 0 | 0 | 0 | 0
F3_Industrial_Stone, Clay, and Glass_Existing_Space Heating_Natural Gas_Insulation - Roof/Ceiling_A_Technical Potential | F3 | Industrial | Stone, Clay, and Glass | Existing | Space Heating | Natural Gas | Insulation - Roof/Ceiling | A | Original Unit Winter Peak Savings (kW) | Technical Potential | 0 | 0 | 0 | 0 | 0 | 0 | 0 | 0 | 0 | 0 | 0 | 0 | 0 | 0 | 0 | 0 | 0 | 0 | 0 | 0 | 0 | 0 | 0 | 0 | 0 | 0 | 0 | 0 | 0 | 0 | 0
F4_Industrial_Stone, Clay, and Glass_Existing_Space Heating_Natural Gas_Insulation - Roof/Ceiling_A_Technical Potential | F4 | Industrial | Stone, Clay, and Glass | Existing | Space Heating | Natural Gas | Insulation - Roof/Ceiling | A | Standalone Impact on Baseline Energy (%) | Technical Potential | 0% | 0% | 0% | 0% | 0% | 0.448% | 1.232% | 2.459% | 4.165% | 6.334% | 8.951% | 11.71% | 14.46% | 17.24% | 19.4% | 21.43% | 22.85% | 24.02% | 24.97% | 25.43% | 25.85% | 26.14% | 26.37% | 26.46% | 0.26542 | 0.2662 | 0.26691 | 0.26756 | 0 | 0 | 0
F5_Industrial_Stone, Clay, and Glass_Existing_Space Heating_Natural Gas_Insulation - Roof/Ceiling_A_Technical Potential | F5 | Industrial | Stone, Clay, and Glass | Existing | Space Heating | Natural Gas | Insulation - Roof/Ceiling | A | Standalone Impact on Baseline Summer Peak (%) | Technical Potential | 0% | 0% | 0% | 0% | 0% | 0% | 0% | 0% | 0% | 0% | 0% | 0% | 0% | 0% | 0% | 0% | 0% | 0% | 0% | 0% | 0% | 0% | 0% | 0% | 0 | 0 | 0 | 0 | 0 | 0 | 0
F6_Industrial_Stone, Clay, and Glass_Existing_Space Heating_Natural Gas_Insulation - Roof/Ceiling_A_Technical Potential | F6 | Industrial | Stone, Clay, and Glass | Existing | Space Heating | Natural Gas | Insulation - Roof/Ceiling | A | Standalone Impact on Baseline Winter Peak (%) | Technical Potential | 0% | 0% | 0% | 0% | 0% | 0% | 0% | 0% | 0% | 0% | 0% | 0% | 0% | 0% | 0% | 0% | 0% | 0% | 0% | 0% | 0% | 0% | 0% | 0% | 0 | 0 | 0 | 0 | 0 | 0 | 0
F7_Industrial_Stone, Clay, and Glass_Existing_Space Heating_Natural Gas_Insulation - Roof/Ceiling_A_Technical Potential | F7 | Industrial | Stone, Clay, and Glass | Existing | Space Heating | Natural Gas | Insulation - Roof/Ceiling | A | Incremental Energy Savings (MWh or mTherms) | Technical Potential | 0 | 0 | 0 | 0 | 0 | 0.35665 | 0.62075 | 0.95409 | 1.3278 | 1.6798 | 1.9214 | 2.0487 | 2.0298 | 1.8509 | 1.613 | 1.306 | 1.0085 | 0.73433 | 0.50618 | 0.33573 | 0.2115 | 0.12745 | 0.0855 | 0 | 0 | 0 | 0 | 0 | 0 | 0 | 0
F8_Industrial_Stone, Clay, and Glass_Existing_Space Heating_Natural Gas_Insulation - Roof/Ceiling_A_Technical Potential | F8 | Industrial | Stone, Clay, and Glass | Existing | Space Heating | Natural Gas | Insulation - Roof/Ceiling | A | Incremental Summer Peak Savings (MW) | Technical Potential | 0 | 0 | 0 | 0 | 0 | 0 | 0 | 0 | 0 | 0 | 0 | 0 | 0 | 0 | 0 | 0 | 0 | 0 | 0 | 0 | 0 | 0 | 0 | 0 | 0 | 0 | 0 | 0 | 0 | 0 | 0
F9_Industrial_Stone, Clay, and Glass_Existing_Space Heating_Natural Gas_Insulation - Roof/Ceiling_A_Technical Potential | F9 | Industrial | Stone, Clay, and Glass | Existing | Space Heating | Natural Gas | Insulation - Roof/Ceiling | A | Incremental Winter Peak Savings (MW) | Technical Potential | 0 | 0 | 0 | 0 | 0 | 0 | 0 | 0 | 0 | 0 | 0 | 0 | 0 | 0 | 0 | 0 | 0 | 0 | 0 | 0 | 0 | 0 | 0 | 0 | 0 | 0 | 0 | 0 | 0 | 0 | 0
F10_Industrial_Stone, Clay, and Glass_Existing_Space Heating_Natural Gas_Insulation - Roof/Ceiling_A_Technical Potential | F10 | Industrial | Stone, Clay, and Glass | Existing | Space Heating | Natural Gas | Insulation - Roof/Ceiling | A | Cumulative Energy Savings (MWh or mTherms) | Technical Potential | 0 | 0 | 0 | 0 | 0 | 0.35665 | 0.97567 | 1.9238 | 3.2392 | 4.8969 | 6.7843 | 8.7842 | 10.7508 | 12.524 | 14.0384 | 15.2415 | 16.1388 | 16.763 | 17.1619 | 17.3899 | 17.4976 | 17.5177 | 17.5056 | 17.4129 | 17.3247 | 17.2431 | 17.1676 | 17.0976 | 0 | 0 | 0
F11_Industrial_Stone, Clay, and Glass_Existing_Space Heating_Natural Gas_Insulation - Roof/Ceiling_A_Technical Potential | F11 | Industrial | Stone, Clay, and Glass | Existing | Space Heating | Natural Gas | Insulation - Roof/Ceiling | A | Cumulative Summer Peak Savings (MW) | Technical Potential | 0 | 0 | 0 | 0 | 0 | 0 | 0 | 0 | 0 | 0 | 0 | 0 | 0 | 0 | 0 | 0 | 0 | 0 | 0 | 0 | 0 | 0 | 0 | 0 | 0 | 0 | 0 | 0 | 0 | 0 | 0
F12_Industrial_Stone, Clay, and Glass_Existing_Space Heating_Natural Gas_Insulation - Roof/Ceiling_A_Technical Potential | F12 | Industrial | Stone, Clay, and Glass | Existing | Space Heating | Natural Gas | Insulation - Roof/Ceiling | A | Cumulative Winter Peak Savings (MW) | Technical Potential | 0 | 0 | 0 | 0 | 0 | 0 | 0 | 0 | 0 | 0 | 0 | 0 | 0 | 0 | 0 | 0 | 0 | 0 | 0 | 0 | 0 | 0 | 0 | 0 | 0 | 0 | 0 | 0 | 0 | 0 | 0
F13_Industrial_Stone, Clay, and Glass_Existing_Space Heating_Natural Gas_Insulation - Roof/Ceiling_A_Technical Potential | F13 | Industrial | Stone, Clay, and Glass | Existing | Space Heating | Natural Gas | Insulation - Roof/Ceiling | A | Purchases (Incremental) | Technical Potential | 0 | 0 | 0 | 0 | 0 | 3581.2003 | 6263.6609 | 9686.0117 | 13567.7478 | 17282.3212 | 19906.6624 | 21379.3613 | 21335.952 | 19597.3348 | 17213.1383 | 14040.3436 | 10921.6844 | 8007.0532 | 5554.9416 | 3707.6811 | 2349.6766 | 1424.6753 | 961.1097 | 0 | 0 | 0 | 0 | 0 | 0 | 0 | 0
F14_Industrial_Stone, Clay, and Glass_Existing_Space Heating_Natural Gas_Insulation - Roof/Ceiling_A_Technical Potential | F14 | Industrial | Stone, Clay, and Glass | Existing | Space Heating | Natural Gas | Insulation - Roof/Ceiling | A | Purchases (Cumulative) | Technical Potential | 0 | 0 | 0 | 0 | 0 | 3581.2003 | 9844.8612 | 19530.8729 | 33098.6207 | 50380.9419 | 70287.6043 | 91666.9656 | 113002.9176 | 132600.2524 | 149813.3907 | 163853.7343 | 174775.4187 | 182782.4719 | 188337.4135 | 192045.0946 | 194394.7712 | 195819.4465 | 196780.5561 | 196780.5561 | 196780.5561 | 196780.5561 | 196780.5561 | 196780.5561 | 196780.5561 | 196780.5561 | 196780.5561
F1_Industrial_Stone, Clay, and Glass_Existing_Space Heating_Natural Gas_Insulation - Wall Cavity_A_Technical Potential | F1 | Industrial | Stone, Clay, and Glass | Existing | Space Heating | Natural Gas | Insulation - Wall Cavity | A | Original Unit Energy Savings (kWh or therms) | Technical Potential | 0 | 0 | 0 | 0 | 0 | 0.017935 | 0.017848 | 0.017739 | 0.017625 | 0.017505 | 0.017383 | 0.017258 | 0.017133 | 0.017009 | 0.016876 | 0.016752 | 0.01663 | 0.016516 | 0.01641 | 0.016307 | 0.01621 | 0.016111 | 0.016021 | 0.015936 | 0.015855 | 0.015781 | 0.015712 | 0.015648 | 0 | 0 | 0
F2_Industrial_Stone, Clay, and Glass_Existing_Space Heating_Natural Gas_Insulation - Wall Cavity_A_Technical Potential | F2 | Industrial | Stone, Clay, and Glass | Existing | Space Heating | Natural Gas | Insulation - Wall Cavity | A | Original Unit Summer Peak Savings (kW) | Technical Potential | 0 | 0 | 0 | 0 | 0 | 0 | 0 | 0 | 0 | 0 | 0 | 0 | 0 | 0 | 0 | 0 | 0 | 0 | 0 | 0 | 0 | 0 | 0 | 0 | 0 | 0 | 0 | 0 | 0 | 0 | 0
F3_Industrial_Stone, Clay, and Glass_Existing_Space Heating_Natural Gas_Insulation - Wall Cavity_A_Technical Potential | F3 | Industrial | Stone, Clay, and Glass | Existing | Space Heating | Natural Gas | Insulation - Wall Cavity | A | Original Unit Winter Peak Savings (kW) | Technical Potential | 0 | 0 | 0 | 0 | 0 | 0 | 0 | 0 | 0 | 0 | 0 | 0 | 0 | 0 | 0 | 0 | 0 | 0 | 0 | 0 | 0 | 0 | 0 | 0 | 0 | 0 | 0 | 0 | 0 | 0 | 0
F4_Industrial_Stone, Clay, and Glass_Existing_Space Heating_Natural Gas_Insulation - Wall Cavity_A_Technical Potential | F4 | Industrial | Stone, Clay, and Glass | Existing | Space Heating | Natural Gas | Insulation - Wall Cavity | A | Standalone Impact on Baseline Energy (%) | Technical Potential | 0% | 0% | 0% | 0% | 0% | 0.08068% | 0.2219% | 0.4428% | 0.7501% | 1.141% | 1.612% | 2.108% | 2.604% | 3.105% | 3.495% | 3.859% | 4.116% | 4.326% | 4.497% | 4.581% | 4.656% | 4.708% | 4.749% | 4.765% | 0.0478 | 0.047939 | 0.048068 | 0.048184 | 0 | 0 | 0
F5_Industrial_Stone, Clay, and Glass_Existing_Space Heating_Natural Gas_Insulation - Wall Cavity_A_Technical Potential | F5 | Industrial | Stone, Clay, and Glass | Existing | Space Heating | Natural Gas | Insulation - Wall Cavity | A | Standalone Impact on Baseline Summer Peak (%) | Technical Potential | 0% | 0% | 0% | 0% | 0% | 0% | 0% | 0% | 0% | 0% | 0% | 0% | 0% | 0% | 0% | 0% | 0% | 0% | 0% | 0% | 0% | 0% | 0% | 0% | 0 | 0 | 0 | 0 | 0 | 0 | 0
F6_Industrial_Stone, Clay, and Glass_Existing_Space Heating_Natural Gas_Insulation - Wall Cavity_A_Technical Potential | F6 | Industrial | Stone, Clay, and Glass | Existing | Space Heating | Natural Gas | Insulation - Wall Cavity | A | Standalone Impact on Baseline Winter Peak (%) | Technical Potential | 0% | 0% | 0% | 0% | 0% | 0% | 0% | 0% | 0% | 0% | 0% | 0% | 0% | 0% | 0% | 0% | 0% | 0% | 0% | 0% | 0% | 0% | 0% | 0% | 0 | 0 | 0 | 0 | 0 | 0 | 0
F7_Industrial_Stone, Clay, and Glass_Existing_Space Heating_Natural Gas_Insulation - Wall Cavity_A_Technical Potential | F7 | Industrial | Stone, Clay, and Glass | Existing | Space Heating | Natural Gas | Insulation - Wall Cavity | A | Incremental Energy Savings (MWh or mTherms) | Technical Potential | 0 | 0 | 0 | 0 | 0 | 0.06423 | 0.11179 | 0.17182 | 0.23913 | 0.30252 | 0.34603 | 0.36896 | 0.36556 | 0.33334 | 0.29048 | 0.2352 | 0.18162 | 0.13225 | 0.091159 | 0.060463 | 0.038089 | 0.022952 | 0.015398 | 0 | 0 | 0 | 0 | 0 | 0 | 0 | 0
F8_Industrial_Stone, Clay, and Glass_Existing_Space Heating_Natural Gas_Insulation - Wall Cavity_A_Technical Potential | F8 | Industrial | Stone, Clay, and Glass | Existing | Space Heating | Natural Gas | Insulation - Wall Cavity | A | Incremental Summer Peak Savings (MW) | Technical Potential | 0 | 0 | 0 | 0 | 0 | 0 | 0 | 0 | 0 | 0 | 0 | 0 | 0 | 0 | 0 | 0 | 0 | 0 | 0 | 0 | 0 | 0 | 0 | 0 | 0 | 0 | 0 | 0 | 0 | 0 | 0
F9_Industrial_Stone, Clay, and Glass_Existing_Space Heating_Natural Gas_Insulation - Wall Cavity_A_Technical Potential | F9 | Industrial | Stone, Clay, and Glass | Existing | Space Heating | Natural Gas | Insulation - Wall Cavity | A | Incremental Winter Peak Savings (MW) | Technical Potential | 0 | 0 | 0 | 0 | 0 | 0 | 0 | 0 | 0 | 0 | 0 | 0 | 0 | 0 | 0 | 0 | 0 | 0 | 0 | 0 | 0 | 0 | 0 | 0 | 0 | 0 | 0 | 0 | 0 | 0 | 0
F10_Industrial_Stone, Clay, and Glass_Existing_Space Heating_Natural Gas_Insulation - Wall Cavity_A_Technical Potential | F10 | Industrial | Stone, Clay, and Glass | Existing | Space Heating | Natural Gas | Insulation - Wall Cavity | A | Cumulative Energy Savings (MWh or mTherms) | Technical Potential | 0 | 0 | 0 | 0 | 0 | 0.06423 | 0.17571 | 0.34646 | 0.58335 | 0.8819 | 1.2218 | 1.582 | 1.9361 | 2.2555 | 2.5282 | 2.7449 | 2.9065 | 3.0189 | 3.0907 | 3.1318 | 3.1512 | 3.1548 | 3.1526 | 3.1359 | 3.12 | 3.1053 | 3.0917 | 3.0791 | 0 | 0 | 0
F11_Industrial_Stone, Clay, and Glass_Existing_Space Heating_Natural Gas_Insulation - Wall Cavity_A_Technical Potential | F11 | Industrial | Stone, Clay, and Glass | Existing | Space Heating | Natural Gas | Insulation - Wall Cavity | A | Cumulative Summer Peak Savings (MW) | Technical Potential | 0 | 0 | 0 | 0 | 0 | 0 | 0 | 0 | 0 | 0 | 0 | 0 | 0 | 0 | 0 | 0 | 0 | 0 | 0 | 0 | 0 | 0 | 0 | 0 | 0 | 0 | 0 | 0 | 0 | 0 | 0
F12_Industrial_Stone, Clay, and Glass_Existing_Space Heating_Natural Gas_Insulation - Wall Cavity_A_Technical Potential | F12 | Industrial | Stone, Clay, and Glass | Existing | Space Heating | Natural Gas | Insulation - Wall Cavity | A | Cumulative Winter Peak Savings (MW) | Technical Potential | 0 | 0 | 0 | 0 | 0 | 0 | 0 | 0 | 0 | 0 | 0 | 0 | 0 | 0 | 0 | 0 | 0 | 0 | 0 | 0 | 0 | 0 | 0 | 0 | 0 | 0 | 0 | 0 | 0 | 0 | 0
F13_Industrial_Stone, Clay, and Glass_Existing_Space Heating_Natural Gas_Insulation - Wall Cavity_A_Technical Potential | F13 | Industrial | Stone, Clay, and Glass | Existing | Space Heating | Natural Gas | Insulation - Wall Cavity | A | Purchases (Incremental) | Technical Potential | 0 | 0 | 0 | 0 | 0 | 3581.2003 | 6263.6609 | 9686.0117 | 13567.7478 | 17282.3212 | 19906.6624 | 21379.3613 | 21335.952 | 19597.3348 | 17213.1383 | 14040.3436 | 10921.6844 | 8007.0532 | 5554.9416 | 3707.6811 | 2349.6766 | 1424.6753 | 961.1097 | 0 | 0 | 0 | 0 | 0 | 0 | 0 | 0
F14_Industrial_Stone, Clay, and Glass_Existing_Space Heating_Natural Gas_Insulation - Wall Cavity_A_Technical Potential | F14 | Industrial | Stone, Clay, and Glass | Existing | Space Heating | Natural Gas | Insulation - Wall Cavity | A | Purchases (Cumulative) | Technical Potential | 0 | 0 | 0 | 0 | 0 | 3581.2003 | 9844.8612 | 19530.8729 | 33098.6207 | 50380.9419 | 70287.6043 | 91666.9656 | 113002.9176 | 132600.2524 | 149813.3907 | 163853.7343 | 174775.4187 | 182782.4719 | 188337.4135 | 192045.0946 | 194394.7712 | 195819.4465 | 196780.5561 | 196780.5561 | 196780.5561 | 196780.5561 | 196780.5561 | 196780.5561 | 196780.5561 | 196780.5561 | 196780.5561
F1_Industrial_Stone, Clay, and Glass_Existing_Space Heating_Natural Gas_Insulation - Ducting_A_Technical Potential | F1 | Industrial | Stone, Clay, and Glass | Existing | Space Heating | Natural Gas | Insulation - Ducting | A | Original Unit Energy Savings (kWh or therms) | Technical Potential | 0 | 0 | 0 | 0 | 0 | 0.0016309 | 0.0016162 | 0.0015975 | 0.0015784 | 0.0015594 | 0.0015407 | 0.0015222 | 0.0015048 | 0.0014884 | 0.0014718 | 0.0014574 | 0.0014437 | 0.0014309 | 0.0014188 | 0.0014066 | 0.0013948 | 0.001383 | 0.0013709 | 0.0013593 | 0.0013481 | 0.0013376 | 0.0013278 | 0.0013186 | 0.00131 | 0.0013019 | 0.0012943
F2_Industrial_Stone, Clay, and Glass_Existing_Space Heating_Natural Gas_Insulation - Ducting_A_Technical Potential | F2 | Industrial | Stone, Clay, and Glass | Existing | Space Heating | Natural Gas | Insulation - Ducting | A | Original Unit Summer Peak Savings (kW) | Technical Potential | 0 | 0 | 0 | 0 | 0 | 0 | 0 | 0 | 0 | 0 | 0 | 0 | 0 | 0 | 0 | 0 | 0 | 0 | 0 | 0 | 0 | 0 | 0 | 0 | 0 | 0 | 0 | 0 | 0 | 0 | 0
F3_Industrial_Stone, Clay, and Glass_Existing_Space Heating_Natural Gas_Insulation - Ducting_A_Technical Potential | F3 | Industrial | Stone, Clay, and Glass | Existing | Space Heating | Natural Gas | Insulation - Ducting | A | Original Unit Winter Peak Savings (kW) | Technical Potential | 0 | 0 | 0 | 0 | 0 | 0 | 0 | 0 | 0 | 0 | 0 | 0 | 0 | 0 | 0 | 0 | 0 | 0 | 0 | 0 | 0 | 0 | 0 | 0 | 0 | 0 | 0 | 0 | 0 | 0 | 0
F4_Industrial_Stone, Clay, and Glass_Existing_Space Heating_Natural Gas_Insulation - Ducting_A_Technical Potential | F4 | Industrial | Stone, Clay, and Glass | Existing | Space Heating | Natural Gas | Insulation - Ducting | A | Standalone Impact on Baseline Energy (%) | Technical Potential | 0% | 0% | 0% | 0% | 0% | 0.0009263% | 0.002055% | 0.003434% | 0.005005% | 0.00678% | 0.008932% | 0.01121% | 0.01351% | 0.01587% | 0.01763% | 0.01921% | 0.02012% | 0.02073% | 0.02114% | 0.02118% | 0.02126% | 0.0213% | 0.02132% | 0.02132% | 0.00021321 | 0.00021317 | 0.0002131 | 0.00021301 | 0 | 0 | 0
F5_Industrial_Stone, Clay, and Glass_Existing_Space Heating_Natural Gas_Insulation - Ducting_A_Technical Potential | F5 | Industrial | Stone, Clay, and Glass | Existing | Space Heating | Natural Gas | Insulation - Ducting | A | Standalone Impact on Baseline Summer Peak (%) | Technical Potential | 0% | 0% | 0% | 0% | 0% | 0% | 0% | 0% | 0% | 0% | 0% | 0% | 0% | 0% | 0% | 0% | 0% | 0% | 0% | 0% | 0% | 0% | 0% | 0% | 0 | 0 | 0 | 0 | 0 | 0 | 0
F6_Industrial_Stone, Clay, and Glass_Existing_Space Heating_Natural Gas_Insulation - Ducting_A_Technical Potential | F6 | Industrial | Stone, Clay, and Glass | Existing | Space Heating | Natural Gas | Insulation - Ducting | A | Standalone Impact on Baseline Winter Peak (%) | Technical Potential | 0% | 0% | 0% | 0% | 0% | 0% | 0% | 0% | 0% | 0% | 0% | 0% | 0% | 0% | 0% | 0% | 0% | 0% | 0% | 0% | 0% | 0% | 0% | 0% | 0 | 0 | 0 | 0 | 0 | 0 | 0
F7_Industrial_Stone, Clay, and Glass_Existing_Space Heating_Natural Gas_Insulation - Ducting_A_Technical Potential | F7 | Industrial | Stone, Clay, and Glass | Existing | Space Heating | Natural Gas | Insulation - Ducting | A | Incremental Energy Savings (MWh or mTherms) | Technical Potential | 0 | 0 | 0 | 0 | 0 | 0.00073744 | 0.0008968 | 0.0010783 | 0.0012375 | 0.0013956 | 0.0015917 | 0.0017204 | 0.0017339 | 0.0015905 | 0.0013571 | 0.00103 | 0.00067535 | 0.0003867 | 0.00018297 | 7.6837e-05 | 2.7591e-05 | 8.5124e-06 | 1.8324e-06 | 2.9762e-07 | 3.5318e-08 | 0 | 0 | 0 | 0 | 0 | 0
F8_Industrial_Stone, Clay, and Glass_Existing_Space Heating_Natural Gas_Insulation - Ducting_A_Technical Potential | F8 | Industrial | Stone, Clay, and Glass | Existing | Space Heating | Natural Gas | Insulation - Ducting | A | Incremental Summer Peak Savings (MW) | Technical Potential | 0 | 0 | 0 | 0 | 0 | 0 | 0 | 0 | 0 | 0 | 0 | 0 | 0 | 0 | 0 | 0 | 0 | 0 | 0 | 0 | 0 | 0 | 0 | 0 | 0 | 0 | 0 | 0 | 0 | 0 | 0
F9_Industrial_Stone, Clay, and Glass_Existing_Space Heating_Natural Gas_Insulation - Ducting_A_Technical Potential | F9 | Industrial | Stone, Clay, and Glass | Existing | Space Heating | Natural Gas | Insulation - Ducting | A | Incremental Winter Peak Savings (MW) | Technical Potential | 0 | 0 | 0 | 0 | 0 | 0 | 0 | 0 | 0 | 0 | 0 | 0 | 0 | 0 | 0 | 0 | 0 | 0 | 0 | 0 | 0 | 0 | 0 | 0 | 0 | 0 | 0 | 0 | 0 | 0 | 0
F10_Industrial_Stone, Clay, and Glass_Existing_Space Heating_Natural Gas_Insulation - Ducting_A_Technical Potential | F10 | Industrial | Stone, Clay, and Glass | Existing | Space Heating | Natural Gas | Insulation - Ducting | A | Cumulative Energy Savings (MWh or mTherms) | Technical Potential | 0 | 0 | 0 | 0 | 0 | 0.00073744 | 0.0016276 | 0.002687 | 0.0038926 | 0.0052412 | 0.0067701 | 0.0084091 | 0.010047 | 0.011528 | 0.012757 | 0.013661 | 0.014209 | 0.014469 | 0.01453 | 0.014482 | 0.014388 | 0.014275 | 0.014152 | 0.014032 | 0.013917 | 0.013808 | 0.013707 | 0.013612 | 0.013523 | 0.01344 | 0.013361
F11_Industrial_Stone, Clay, and Glass_Existing_Space Heating_Natural Gas_Insulation - Ducting_A_Technical Potential | F11 | Industrial | Stone, Clay, and Glass | Existing | Space Heating | Natural Gas | Insulation - Ducting | A | Cumulative Summer Peak Savings (MW) | Technical Potential | 0 | 0 | 0 | 0 | 0 | 0 | 0 | 0 | 0 | 0 | 0 | 0 | 0 | 0 | 0 | 0 | 0 | 0 | 0 | 0 | 0 | 0 | 0 | 0 | 0 | 0 | 0 | 0 | 0 | 0 | 0
F12_Industrial_Stone, Clay, and Glass_Existing_Space Heating_Natural Gas_Insulation - Ducting_A_Technical Potential | F12 | Industrial | Stone, Clay, and Glass | Existing | Space Heating | Natural Gas | Insulation - Ducting | A | Cumulative Winter Peak Savings (MW) | Technical Potential | 0 | 0 | 0 | 0 | 0 | 0 | 0 | 0 | 0 | 0 | 0 | 0 | 0 | 0 | 0 | 0 | 0 | 0 | 0 | 0 | 0 | 0 | 0 | 0 | 0 | 0 | 0 | 0 | 0 | 0 | 0
F13_Industrial_Stone, Clay, and Glass_Existing_Space Heating_Natural Gas_Insulation - Ducting_A_Technical Potential | F13 | Industrial | Stone, Clay, and Glass | Existing | Space Heating | Natural Gas | Insulation - Ducting | A | Purchases (Incremental) | Technical Potential | 0 | 0 | 0 | 0 | 0 | 452.1694 | 554.8873 | 675.0152 | 784.0099 | 895.002 | 1033.0772 | 1130.2048 | 1152.2397 | 1068.6048 | 922.0634 | 706.7271 | 467.7877 | 270.2516 | 128.9605 | 54.6248 | 19.7814 | 6.1548 | 1.3366 | 0.21895 | 0.026199 | 0 | 0 | 0 | 0 | 0 | 0
F14_Industrial_Stone, Clay, and Glass_Existing_Space Heating_Natural Gas_Insulation - Ducting_A_Technical Potential | F14 | Industrial | Stone, Clay, and Glass | Existing | Space Heating | Natural Gas | Insulation - Ducting | A | Purchases (Cumulative) | Technical Potential | 0 | 0 | 0 | 0 | 0 | 452.1694 | 1007.0567 | 1682.0719 | 2466.0818 | 3361.0839 | 4394.1611 | 5524.3659 | 6676.6057 | 7745.2104 | 8667.2739 | 9374.001 | 9841.7887 | 10112.0403 | 10241.0008 | 10295.6256 | 10315.4071 | 10321.5619 | 10322.8984 | 10323.1174 | 10323.1436 | 10323.1436 | 10323.1436 | 10323.1436 | 10323.1436 | 10323.1436 | 10323.1436
F1_Industrial_Stone, Clay, and Glass_Existing_Space Heating_Natural Gas_HVAC - Duct Repair and Sealing_A_Technical Potential | F1 | Industrial | Stone, Clay, and Glass | Existing | Space Heating | Natural Gas | HVAC - Duct Repair and Sealing | A | Original Unit Energy Savings (kWh or therms) | Technical Potential | 0 | 0 | 0 | 0 | 0 | 0.0038394 | 0.0038048 | 0.0037607 | 0.003716 | 0.0036711 | 0.0036271 | 0.0035835 | 0.0035425 | 0.0035039 | 0.003465 | 0.0034309 | 0.0033988 | 0.0033686 | 0.0033402 | 0.0033115 | 0.0032836 | 0.003256 | 0.0032274 | 0.0032 | 0.0031737 | 0.003149 | 0.0031259 | 0.0031042 | 0.0030839 | 0.0030649 | 0.0030471
F2_Industrial_Stone, Clay, and Glass_Existing_Space Heating_Natural Gas_HVAC - Duct Repair and Sealing_A_Technical Potential | F2 | Industrial | Stone, Clay, and Glass | Existing | Space Heating | Natural Gas | HVAC - Duct Repair and Sealing | A | Original Unit Summer Peak Savings (kW) | Technical Potential | 0 | 0 | 0 | 0 | 0 | 0 | 0 | 0 | 0 | 0 | 0 | 0 | 0 | 0 | 0 | 0 | 0 | 0 | 0 | 0 | 0 | 0 | 0 | 0 | 0 | 0 | 0 | 0 | 0 | 0 | 0
F3_Industrial_Stone, Clay, and Glass_Existing_Space Heating_Natural Gas_HVAC - Duct Repair and Sealing_A_Technical Potential | F3 | Industrial | Stone, Clay, and Glass | Existing | Space Heating | Natural Gas | HVAC - Duct Repair and Sealing | A | Original Unit Winter Peak Savings (kW) | Technical Potential | 0 | 0 | 0 | 0 | 0 | 0 | 0 | 0 | 0 | 0 | 0 | 0 | 0 | 0 | 0 | 0 | 0 | 0 | 0 | 0 | 0 | 0 | 0 | 0 | 0 | 0 | 0 | 0 | 0 | 0 | 0
F4_Industrial_Stone, Clay, and Glass_Existing_Space Heating_Natural Gas_HVAC - Duct Repair and Sealing_A_Technical Potential | F4 | Industrial | Stone, Clay, and Glass | Existing | Space Heating | Natural Gas | HVAC - Duct Repair and Sealing | A | Standalone Impact on Baseline Energy (%) | Technical Potential | 0% | 0% | 0% | 0% | 0% | 0.004437% | 0.00884% | 0.01324% | 0.01753% | 0.02177% | 0.02626% | 0.03051% | 0.03473% | 0.03943% | 0.0434% | 0.04796% | 0.05209% | 0.05647% | 0.06108% | 0.06508% | 0.06938% | 0.07368% | 0.07789% | 0.08207% | 0.00086214 | 0.00086199 | 0.00086172 | 0.00086133 | 0 | 0 | 0
F5_Industrial_Stone, Clay, and Glass_Existing_Space Heating_Natural Gas_HVAC - Duct Repair and Sealing_A_Technical Potential | F5 | Industrial | Stone, Clay, and Glass | Existing | Space Heating | Natural Gas | HVAC - Duct Repair and Sealing | A | Standalone Impact on Baseline Summer Peak (%) | Technical Potential | 0% | 0% | 0% | 0% | 0% | 0% | 0% | 0% | 0% | 0% | 0% | 0% | 0% | 0% | 0% | 0% | 0% | 0% | 0% | 0% | 0% | 0% | 0% | 0% | 0 | 0 | 0 | 0 | 0 | 0 | 0
F6_Industrial_Stone, Clay, and Glass_Existing_Space Heating_Natural Gas_HVAC - Duct Repair and Sealing_A_Technical Potential | F6 | Industrial | Stone, Clay, and Glass | Existing | Space Heating | Natural Gas | HVAC - Duct Repair and Sealing | A | Standalone Impact on Baseline Winter Peak (%) | Technical Potential | 0% | 0% | 0% | 0% | 0% | 0% | 0% | 0% | 0% | 0% | 0% | 0% | 0% | 0% | 0% | 0% | 0% | 0% | 0% | 0% | 0% | 0% | 0% | 0% | 0 | 0 | 0 | 0 | 0 | 0 | 0
F7_Industrial_Stone, Clay, and Glass_Existing_Space Heating_Natural Gas_HVAC - Duct Repair and Sealing_A_Technical Potential | F7 | Industrial | Stone, Clay, and Glass | Existing | Space Heating | Natural Gas | HVAC - Duct Repair and Sealing | A | Incremental Energy Savings (MWh or mTherms) | Technical Potential | 0 | 0 | 0 | 0 | 0 | 0.0035327 | 0.0034989 | 0.003438 | 0.0033989 | 0.0033606 | 0.0032782 | 0.00323 | 0.0031865 | 0.0031018 | 0.003079 | 0.0030196 | 0.0029917 | 0.0029503 | 0.0028993 | 0.0028778 | 0.0028418 | 0.0028069 | 0.0027721 | 0.0027393 | 0.0027081 | 0 | 0 | 0 | 0 | 0 | 0
F8_Industrial_Stone, Clay, and Glass_Existing_Space Heating_Natural Gas_HVAC - Duct Repair and Sealing_A_Technical Potential | F8 | Industrial | Stone, Clay, and Glass | Existing | Space Heating | Natural Gas | HVAC - Duct Repair and Sealing | A | Incremental Summer Peak Savings (MW) | Technical Potential | 0 | 0 | 0 | 0 | 0 | 0 | 0 | 0 | 0 | 0 | 0 | 0 | 0 | 0 | 0 | 0 | 0 | 0 | 0 | 0 | 0 | 0 | 0 | 0 | 0 | 0 | 0 | 0 | 0 | 0 | 0
F9_Industrial_Stone, Clay, and Glass_Existing_Space Heating_Natural Gas_HVAC - Duct Repair and Sealing_A_Technical Potential | F9 | Industrial | Stone, Clay, and Glass | Existing | Space Heating | Natural Gas | HVAC - Duct Repair and Sealing | A | Incremental Winter Peak Savings (MW) | Technical Potential | 0 | 0 | 0 | 0 | 0 | 0 | 0 | 0 | 0 | 0 | 0 | 0 | 0 | 0 | 0 | 0 | 0 | 0 | 0 | 0 | 0 | 0 | 0 | 0 | 0 | 0 | 0 | 0 | 0 | 0 | 0
F10_Industrial_Stone, Clay, and Glass_Existing_Space Heating_Natural Gas_HVAC - Duct Repair and Sealing_A_Technical Potential | F10 | Industrial | Stone, Clay, and Glass | Existing | Space Heating | Natural Gas | HVAC - Duct Repair and Sealing | A | Cumulative Energy Savings (MWh or mTherms) | Technical Potential | 0 | 0 | 0 | 0 | 0 | 0.0035327 | 0.0069998 | 0.010357 | 0.013632 | 0.016828 | 0.019905 | 0.022896 | 0.02582 | 0.028641 | 0.031401 | 0.034112 | 0.036784 | 0.039408 | 0.041975 | 0.044492 | 0.04696 | 0.049371 | 0.051711 | 0.054011 | 0.056274 | 0.055836 | 0.055426 | 0.055042 | 0.054682 | 0.054345 | 0.054029
F11_Industrial_Stone, Clay, and Glass_Existing_Space Heating_Natural Gas_HVAC - Duct Repair and Sealing_A_Technical Potential | F11 | Industrial | Stone, Clay, and Glass | Existing | Space Heating | Natural Gas | HVAC - Duct Repair and Sealing | A | Cumulative Summer Peak Savings (MW) | Technical Potential | 0 | 0 | 0 | 0 | 0 | 0 | 0 | 0 | 0 | 0 | 0 | 0 | 0 | 0 | 0 | 0 | 0 | 0 | 0 | 0 | 0 | 0 | 0 | 0 | 0 | 0 | 0 | 0 | 0 | 0 | 0
F12_Industrial_Stone, Clay, and Glass_Existing_Space Heating_Natural Gas_HVAC - Duct Repair and Sealing_A_Technical Potential | F12 | Industrial | Stone, Clay, and Glass | Existing | Space Heating | Natural Gas | HVAC - Duct Repair and Sealing | A | Cumulative Winter Peak Savings (MW) | Technical Potential | 0 | 0 | 0 | 0 | 0 | 0 | 0 | 0 | 0 | 0 | 0 | 0 | 0 | 0 | 0 | 0 | 0 | 0 | 0 | 0 | 0 | 0 | 0 | 0 | 0 | 0 | 0 | 0 | 0 | 0 | 0
F13_Industrial_Stone, Clay, and Glass_Existing_Space Heating_Natural Gas_HVAC - Duct Repair and Sealing_A_Technical Potential | F13 | Industrial | Stone, Clay, and Glass | Existing | Space Heating | Natural Gas | HVAC - Duct Repair and Sealing | A | Purchases (Incremental) | Technical Potential | 0 | 0 | 0 | 0 | 0 | 920.1122 | 919.6073 | 914.184 | 914.6782 | 915.4346 | 903.8095 | 901.3397 | 899.5096 | 885.2257 | 888.6055 | 880.1315 | 880.2457 | 875.8154 | 868.0032 | 869.0314 | 865.4377 | 862.0717 | 858.9307 | 856.0117 | 853.3123 | 0 | 0 | 0 | 0 | 0 | 0
F14_Industrial_Stone, Clay, and Glass_Existing_Space Heating_Natural Gas_HVAC - Duct Repair and Sealing_A_Technical Potential | F14 | Industrial | Stone, Clay, and Glass | Existing | Space Heating | Natural Gas | HVAC - Duct Repair and Sealing | A | Purchases (Cumulative) | Technical Potential | 0 | 0 | 0 | 0 | 0 | 920.1122 | 1839.7195 | 2753.9035 | 3668.5817 | 4584.0163 | 5487.8258 | 6389.1655 | 7288.6751 | 8173.9008 | 9062.5063 | 9942.6377 | 10822.8834 | 11698.6988 | 12566.702 | 13435.7334 | 14301.1711 | 15163.2428 | 16022.1735 | 16878.1852 | 17731.4975 | 17731.4975 | 17731.4975 | 17731.4975 | 17731.4975 | 17731.4975 | 17731.4975
F1_Industrial_Stone, Clay, and Glass_Existing_Space Heating_Natural Gas_Windows - High Efficiency_A_Technical Potential | F1 | Industrial | Stone, Clay, and Glass | Existing | Space Heating | Natural Gas | Windows - High Efficiency | A | Original Unit Energy Savings (kWh or therms) | Technical Potential | 0 | 0 | 0 | 0 | 0 | 0.0056921 | 0.0056642 | 0.0056298 | 0.0055934 | 0.0055553 | 0.0055167 | 0.005477 | 0.0054375 | 0.0053982 | 0.0053557 | 0.0053164 | 0.0052777 | 0.0052417 | 0.0052081 | 0.0051754 | 0.0051445 | 0.005113 | 0.0050845 | 0.0050575 | 0.0050319 | 0.0050082 | 0.0049863 | 0.004966 | 0 | 0 | 0
F2_Industrial_Stone, Clay, and Glass_Existing_Space Heating_Natural Gas_Windows - High Efficiency_A_Technical Potential | F2 | Industrial | Stone, Clay, and Glass | Existing | Space Heating | Natural Gas | Windows - High Efficiency | A | Original Unit Summer Peak Savings (kW) | Technical Potential | 0 | 0 | 0 | 0 | 0 | 0 | 0 | 0 | 0 | 0 | 0 | 0 | 0 | 0 | 0 | 0 | 0 | 0 | 0 | 0 | 0 | 0 | 0 | 0 | 0 | 0 | 0 | 0 | 0 | 0 | 0
F3_Industrial_Stone, Clay, and Glass_Existing_Space Heating_Natural Gas_Windows - High Efficiency_A_Technical Potential | F3 | Industrial | Stone, Clay, and Glass | Existing | Space Heating | Natural Gas | Windows - High Efficiency | A | Original Unit Winter Peak Savings (kW) | Technical Potential | 0 | 0 | 0 | 0 | 0 | 0 | 0 | 0 | 0 | 0 | 0 | 0 | 0 | 0 | 0 | 0 | 0 | 0 | 0 | 0 | 0 | 0 | 0 | 0 | 0 | 0 | 0 | 0 | 0 | 0 | 0
F4_Industrial_Stone, Clay, and Glass_Existing_Space Heating_Natural Gas_Windows - High Efficiency_A_Technical Potential | F4 | Industrial | Stone, Clay, and Glass | Existing | Space Heating | Natural Gas | Windows - High Efficiency | A | Standalone Impact on Baseline Energy (%) | Technical Potential | 0% | 0% | 0% | 0% | 0% | 0.005191% | 0.01557% | 0.03409% | 0.06404% | 0.1095% | 0.176% | 0.2651% | 0.3806% | 0.5288% | 0.6943% | 0.889% | 1.089% | 1.295% | 1.496% | 1.661% | 1.805% | 1.918% | 1.998% | 2.051% | 0.020878 | 0.020939 | 0.020995 | 0.021046 | 0 | 0 | 0
F5_Industrial_Stone, Clay, and Glass_Existing_Space Heating_Natural Gas_Windows - High Efficiency_A_Technical Potential | F5 | Industrial | Stone, Clay, and Glass | Existing | Space Heating | Natural Gas | Windows - High Efficiency | A | Standalone Impact on Baseline Summer Peak (%) | Technical Potential | 0% | 0% | 0% | 0% | 0% | 0% | 0% | 0% | 0% | 0% | 0% | 0% | 0% | 0% | 0% | 0% | 0% | 0% | 0% | 0% | 0% | 0% | 0% | 0% | 0 | 0 | 0 | 0 | 0 | 0 | 0
F6_Industrial_Stone, Clay, and Glass_Existing_Space Heating_Natural Gas_Windows - High Efficiency_A_Technical Potential | F6 | Industrial | Stone, Clay, and Glass | Existing | Space Heating | Natural Gas | Windows - High Efficiency | A | Standalone Impact on Baseline Winter Peak (%) | Technical Potential | 0% | 0% | 0% | 0% | 0% | 0% | 0% | 0% | 0% | 0% | 0% | 0% | 0% | 0% | 0% | 0% | 0% | 0% | 0% | 0% | 0% | 0% | 0% | 0% | 0 | 0 | 0 | 0 | 0 | 0 | 0
F7_Industrial_Stone, Clay, and Glass_Existing_Space Heating_Natural Gas_Windows - High Efficiency_A_Technical Potential | F7 | Industrial | Stone, Clay, and Glass | Existing | Space Heating | Natural Gas | Windows - High Efficiency | A | Incremental Energy Savings (MWh or mTherms) | Technical Potential | 0 | 0 | 0 | 0 | 0 | 0.0041328 | 0.0082163 | 0.014414 | 0.023308 | 0.035166 | 0.04938 | 0.066505 | 0.085419 | 0.10322 | 0.12122 | 0.13372 | 0.14123 | 0.14015 | 0.13009 | 0.1138 | 0.093162 | 0.070529 | 0.048379 | 0.03064 | 0.019819 | 0 | 0 | 0 | 0 | 0 | 0
F8_Industrial_Stone, Clay, and Glass_Existing_Space Heating_Natural Gas_Windows - High Efficiency_A_Technical Potential | F8 | Industrial | Stone, Clay, and Glass | Existing | Space Heating | Natural Gas | Windows - High Efficiency | A | Incremental Summer Peak Savings (MW) | Technical Potential | 0 | 0 | 0 | 0 | 0 | 0 | 0 | 0 | 0 | 0 | 0 | 0 | 0 | 0 | 0 | 0 | 0 | 0 | 0 | 0 | 0 | 0 | 0 | 0 | 0 | 0 | 0 | 0 | 0 | 0 | 0
F9_Industrial_Stone, Clay, and Glass_Existing_Space Heating_Natural Gas_Windows - High Efficiency_A_Technical Potential | F9 | Industrial | Stone, Clay, and Glass | Existing | Space Heating | Natural Gas | Windows - High Efficiency | A | Incremental Winter Peak Savings (MW) | Technical Potential | 0 | 0 | 0 | 0 | 0 | 0 | 0 | 0 | 0 | 0 | 0 | 0 | 0 | 0 | 0 | 0 | 0 | 0 | 0 | 0 | 0 | 0 | 0 | 0 | 0 | 0 | 0 | 0 | 0 | 0 | 0
F10_Industrial_Stone, Clay, and Glass_Existing_Space Heating_Natural Gas_Windows - High Efficiency_A_Technical Potential | F10 | Industrial | Stone, Clay, and Glass | Existing | Space Heating | Natural Gas | Windows - High Efficiency | A | Cumulative Energy Savings (MWh or mTherms) | Technical Potential | 0 | 0 | 0 | 0 | 0 | 0.0041328 | 0.012329 | 0.026668 | 0.049804 | 0.08463 | 0.13342 | 0.19897 | 0.28295 | 0.38412 | 0.50232 | 0.63236 | 0.76898 | 0.90388 | 1.0282 | 1.1355 | 1.2219 | 1.2849 | 1.3262 | 1.3498 | 1.3628 | 1.3563 | 1.3504 | 1.3449 | 0 | 0 | 0
F11_Industrial_Stone, Clay, and Glass_Existing_Space Heating_Natural Gas_Windows - High Efficiency_A_Technical Potential | F11 | Industrial | Stone, Clay, and Glass | Existing | Space Heating | Natural Gas | Windows - High Efficiency | A | Cumulative Summer Peak Savings (MW) | Technical Potential | 0 | 0 | 0 | 0 | 0 | 0 | 0 | 0 | 0 | 0 | 0 | 0 | 0 | 0 | 0 | 0 | 0 | 0 | 0 | 0 | 0 | 0 | 0 | 0 | 0 | 0 | 0 | 0 | 0 | 0 | 0
F12_Industrial_Stone, Clay, and Glass_Existing_Space Heating_Natural Gas_Windows - High Efficiency_A_Technical Potential | F12 | Industrial | Stone, Clay, and Glass | Existing | Space Heating | Natural Gas | Windows - High Efficiency | A | Cumulative Winter Peak Savings (MW) | Technical Potential | 0 | 0 | 0 | 0 | 0 | 0 | 0 | 0 | 0 | 0 | 0 | 0 | 0 | 0 | 0 | 0 | 0 | 0 | 0 | 0 | 0 | 0 | 0 | 0 | 0 | 0 | 0 | 0 | 0 | 0 | 0
F13_Industrial_Stone, Clay, and Glass_Existing_Space Heating_Natural Gas_Windows - High Efficiency_A_Technical Potential | F13 | Industrial | Stone, Clay, and Glass | Existing | Space Heating | Natural Gas | Windows - High Efficiency | A | Purchases (Incremental) | Technical Potential | 0 | 0 | 0 | 0 | 0 | 726.0618 | 1450.5535 | 2560.3346 | 4166.9867 | 6330.1337 | 8950.9739 | 12142.5103 | 15709.1177 | 19120.9379 | 22634.2175 | 25151.955 | 26760.417 | 26736.8895 | 24979.2091 | 21988.3271 | 18108.9079 | 13794.129 | 9514.9856 | 6058.3601 | 3938.6448 | 0 | 0 | 0 | 0 | 0 | 0
F14_Industrial_Stone, Clay, and Glass_Existing_Space Heating_Natural Gas_Windows - High Efficiency_A_Technical Potential | F14 | Industrial | Stone, Clay, and Glass | Existing | Space Heating | Natural Gas | Windows - High Efficiency | A | Purchases (Cumulative) | Technical Potential | 0 | 0 | 0 | 0 | 0 | 726.0618 | 2176.6153 | 4736.9499 | 8903.9366 | 15234.0703 | 24185.0442 | 36327.5545 | 52036.6722 | 71157.6101 | 93791.8276 | 118943.7826 | 145704.1996 | 172441.0891 | 197420.2982 | 219408.6252 | 237517.5331 | 251311.6621 | 260826.6477 | 266885.0078 | 270823.6526 | 270823.6526 | 270823.6526 | 270823.6526 | 270823.6526 | 270823.6526 | 270823.6526
F1_Industrial_Stone, Clay, and Glass_Existing_Space Heating_Natural Gas_Gas Boiler - Maintenance_A_Technical Potential | F1 | Industrial | Stone, Clay, and Glass | Existing | Space Heating | Natural Gas | Gas Boiler - Maintenance | A | Original Unit Energy Savings (kWh or therms) | Technical Potential | 0 | 0 | 0 | 0 | 0 | 7.0159 | 6.9683 | 6.9211 | 6.8736 | 6.8262 | 6.7802 | 6.7347 | 6.6896 | 6.645 | 6.5979 | 6.5546 | 6.5118 | 6.4697 | 6.4282 | 6.3866 | 6.3465 | 6.3047 | 6.2643 | 6.2253 | 6.1859 | 6.15 | 6.1173 | 6.0874 | 6.0601 | 6.0352 | 6.0125
F2_Industrial_Stone, Clay, and Glass_Existing_Space Heating_Natural Gas_Gas Boiler - Maintenance_A_Technical Potential | F2 | Industrial | Stone, Clay, and Glass | Existing | Space Heating | Natural Gas | Gas Boiler - Maintenance | A | Original Unit Summer Peak Savings (kW) | Technical Potential | 0 | 0 | 0 | 0 | 0 | 0 | 0 | 0 | 0 | 0 | 0 | 0 | 0 | 0 | 0 | 0 | 0 | 0 | 0 | 0 | 0 | 0 | 0 | 0 | 0 | 0 | 0 | 0 | 0 | 0 | 0
F3_Industrial_Stone, Clay, and Glass_Existing_Space Heating_Natural Gas_Gas Boiler - Maintenance_A_Technical Potential | F3 | Industrial | Stone, Clay, and Glass | Existing | Space Heating | Natural Gas | Gas Boiler - Maintenance | A | Original Unit Winter Peak Savings (kW) | Technical Potential | 0 | 0 | 0 | 0 | 0 | 0 | 0 | 0 | 0 | 0 | 0 | 0 | 0 | 0 | 0 | 0 | 0 | 0 | 0 | 0 | 0 | 0 | 0 | 0 | 0 | 0 | 0 | 0 | 0 | 0 | 0
F4_Industrial_Stone, Clay, and Glass_Existing_Space Heating_Natural Gas_Gas Boiler - Maintenance_A_Technical Potential | F4 | Industrial | Stone, Clay, and Glass | Existing | Space Heating | Natural Gas | Gas Boiler - Maintenance | A | Standalone Impact on Baseline Energy (%) | Technical Potential | 0% | 0% | 0% | 0% | 0% | 0.004916% | 0.008349% | 0.01077% | 0.01261% | 0.01423% | 0.01582% | 0.01707% | 0.01814% | 0.01931% | 0.01997% | 0.02079% | 0.02127% | 0.02175% | 0.02224% | 0.02243% | 0.02272% | 0.02296% | 0.02316% | 0.02333% | 0.0002347 | 0.00023512 | 0.00023553 | 0.00023591 | 0 | 0 | 0
F5_Industrial_Stone, Clay, and Glass_Existing_Space Heating_Natural Gas_Gas Boiler - Maintenance_A_Technical Potential | F5 | Industrial | Stone, Clay, and Glass | Existing | Space Heating | Natural Gas | Gas Boiler - Maintenance | A | Standalone Impact on Baseline Summer Peak (%) | Technical Potential | 0% | 0% | 0% | 0% | 0% | 0% | 0% | 0% | 0% | 0% | 0% | 0% | 0% | 0% | 0% | 0% | 0% | 0% | 0% | 0% | 0% | 0% | 0% | 0% | 0 | 0 | 0 | 0 | 0 | 0 | 0
F6_Industrial_Stone, Clay, and Glass_Existing_Space Heating_Natural Gas_Gas Boiler - Maintenance_A_Technical Potential | F6 | Industrial | Stone, Clay, and Glass | Existing | Space Heating | Natural Gas | Gas Boiler - Maintenance | A | Standalone Impact on Baseline Winter Peak (%) | Technical Potential | 0% | 0% | 0% | 0% | 0% | 0% | 0% | 0% | 0% | 0% | 0% | 0% | 0% | 0% | 0% | 0% | 0% | 0% | 0% | 0% | 0% | 0% | 0% | 0% | 0 | 0 | 0 | 0 | 0 | 0 | 0
F7_Industrial_Stone, Clay, and Glass_Existing_Space Heating_Natural Gas_Gas Boiler - Maintenance_A_Technical Potential | F7 | Industrial | Stone, Clay, and Glass | Existing | Space Heating | Natural Gas | Gas Boiler - Maintenance | A | Incremental Energy Savings (MWh or mTherms) | Technical Potential | 0 | 0 | 0 | 0 | 0 | 0.0039143 | 0.0027235 | 0.0018616 | 0.0014406 | 0.0012546 | 0.0010646 | 0.00090342 | 0.00076086 | 0.00062753 | 0.00052458 | 0.0004307 | 0.00033329 | 0.00025659 | 0.00019678 | 0.00015244 | 0.00013852 | 0.00010727 | 9.1448e-05 | 7.5961e-05 | 6.0773e-05 | 0 | 0 | 0 | 0 | 0 | 0
F8_Industrial_Stone, Clay, and Glass_Existing_Space Heating_Natural Gas_Gas Boiler - Maintenance_A_Technical Potential | F8 | Industrial | Stone, Clay, and Glass | Existing | Space Heating | Natural Gas | Gas Boiler - Maintenance | A | Incremental Summer Peak Savings (MW) | Technical Potential | 0 | 0 | 0 | 0 | 0 | 0 | 0 | 0 | 0 | 0 | 0 | 0 | 0 | 0 | 0 | 0 | 0 | 0 | 0 | 0 | 0 | 0 | 0 | 0 | 0 | 0 | 0 | 0 | 0 | 0 | 0
F9_Industrial_Stone, Clay, and Glass_Existing_Space Heating_Natural Gas_Gas Boiler - Maintenance_A_Technical Potential | F9 | Industrial | Stone, Clay, and Glass | Existing | Space Heating | Natural Gas | Gas Boiler - Maintenance | A | Incremental Winter Peak Savings (MW) | Technical Potential | 0 | 0 | 0 | 0 | 0 | 0 | 0 | 0 | 0 | 0 | 0 | 0 | 0 | 0 | 0 | 0 | 0 | 0 | 0 | 0 | 0 | 0 | 0 | 0 | 0 | 0 | 0 | 0 | 0 | 0 | 0
F10_Industrial_Stone, Clay, and Glass_Existing_Space Heating_Natural Gas_Gas Boiler - Maintenance_A_Technical Potential | F10 | Industrial | Stone, Clay, and Glass | Existing | Space Heating | Natural Gas | Gas Boiler - Maintenance | A | Cumulative Energy Savings (MWh or mTherms) | Technical Potential | 0 | 0 | 0 | 0 | 0 | 0.0039143 | 0.0066113 | 0.0084281 | 0.0098109 | 0.010998 | 0.011988 | 0.012811 | 0.013486 | 0.014024 | 0.014449 | 0.014785 | 0.015022 | 0.015181 | 0.015281 | 0.015334 | 0.015376 | 0.015382 | 0.015375 | 0.015355 | 0.015319 | 0.01523 | 0.015149 | 0.015075 | 0.015008 | 0.014946 | 0.01489
F11_Industrial_Stone, Clay, and Glass_Existing_Space Heating_Natural Gas_Gas Boiler - Maintenance_A_Technical Potential | F11 | Industrial | Stone, Clay, and Glass | Existing | Space Heating | Natural Gas | Gas Boiler - Maintenance | A | Cumulative Summer Peak Savings (MW) | Technical Potential | 0 | 0 | 0 | 0 | 0 | 0 | 0 | 0 | 0 | 0 | 0 | 0 | 0 | 0 | 0 | 0 | 0 | 0 | 0 | 0 | 0 | 0 | 0 | 0 | 0 | 0 | 0 | 0 | 0 | 0 | 0
F12_Industrial_Stone, Clay, and Glass_Existing_Space Heating_Natural Gas_Gas Boiler - Maintenance_A_Technical Potential | F12 | Industrial | Stone, Clay, and Glass | Existing | Space Heating | Natural Gas | Gas Boiler - Maintenance | A | Cumulative Winter Peak Savings (MW) | Technical Potential | 0 | 0 | 0 | 0 | 0 | 0 | 0 | 0 | 0 | 0 | 0 | 0 | 0 | 0 | 0 | 0 | 0 | 0 | 0 | 0 | 0 | 0 | 0 | 0 | 0 | 0 | 0 | 0 | 0 | 0 | 0
F13_Industrial_Stone, Clay, and Glass_Existing_Space Heating_Natural Gas_Gas Boiler - Maintenance_A_Technical Potential | F13 | Industrial | Stone, Clay, and Glass | Existing | Space Heating | Natural Gas | Gas Boiler - Maintenance | A | Purchases (Incremental) | Technical Potential | 0 | 0 | 0 | 0 | 0 | 0.55792 | 0.39084 | 0.26897 | 0.20959 | 0.18378 | 0.15702 | 0.13414 | 0.11374 | 0.094437 | 0.079507 | 0.065711 | 0.051182 | 0.03966 | 0.030612 | 0.023869 | 0.021826 | 0.017015 | 0.014598 | 0.012202 | 0.0098244 | 0 | 0 | 0 | 0 | 0 | 0
F14_Industrial_Stone, Clay, and Glass_Existing_Space Heating_Natural Gas_Gas Boiler - Maintenance_A_Technical Potential | F14 | Industrial | Stone, Clay, and Glass | Existing | Space Heating | Natural Gas | Gas Boiler - Maintenance | A | Purchases (Cumulative) | Technical Potential | 0 | 0 | 0 | 0 | 0 | 0.55792 | 0.94877 | 1.2177 | 1.4273 | 1.6111 | 1.7681 | 1.9023 | 2.016 | 2.1104 | 2.19 | 2.2557 | 2.3068 | 2.3465 | 2.3771 | 2.401 | 2.4228 | 2.4398 | 2.4544 | 2.4666 | 2.4765 | 2.4765 | 2.4765 | 2.4765 | 2.4765 | 2.4765 | 2.4765
F1_Industrial_Stone, Clay, and Glass_Existing_Process_Natural Gas_Gas Boiler - Maintenance_A_Technical Potential | F1 | Industrial | Stone, Clay, and Glass | Existing | Process | Natural Gas | Gas Boiler - Maintenance | A | Original Unit Energy Savings (kWh or therms) | Technical Potential | 0 | 0 | 0 | 0 | 0 | 4.2096 | 4.2096 | 4.2096 | 4.2096 | 4.2096 | 4.2096 | 4.2096 | 4.2096 | 4.2096 | 4.2096 | 4.2096 | 4.2096 | 4.2096 | 4.2096 | 4.2096 | 4.2096 | 4.2096 | 4.2096 | 4.2096 | 4.2096 | 4.2096 | 4.2096 | 4.2096 | 4.2096 | 4.2096 | 4.2096
F2_Industrial_Stone, Clay, and Glass_Existing_Process_Natural Gas_Gas Boiler - Maintenance_A_Technical Potential | F2 | Industrial | Stone, Clay, and Glass | Existing | Process | Natural Gas | Gas Boiler - Maintenance | A | Original Unit Summer Peak Savings (kW) | Technical Potential | 0 | 0 | 0 | 0 | 0 | 0 | 0 | 0 | 0 | 0 | 0 | 0 | 0 | 0 | 0 | 0 | 0 | 0 | 0 | 0 | 0 | 0 | 0 | 0 | 0 | 0 | 0 | 0 | 0 | 0 | 0
F3_Industrial_Stone, Clay, and Glass_Existing_Process_Natural Gas_Gas Boiler - Maintenance_A_Technical Potential | F3 | Industrial | Stone, Clay, and Glass | Existing | Process | Natural Gas | Gas Boiler - Maintenance | A | Original Unit Winter Peak Savings (kW) | Technical Potential | 0 | 0 | 0 | 0 | 0 | 0 | 0 | 0 | 0 | 0 | 0 | 0 | 0 | 0 | 0 | 0 | 0 | 0 | 0 | 0 | 0 | 0 | 0 | 0 | 0 | 0 | 0 | 0 | 0 | 0 | 0
F4_Industrial_Stone, Clay, and Glass_Existing_Process_Natural Gas_Gas Boiler - Maintenance_A_Technical Potential | F4 | Industrial | Stone, Clay, and Glass | Existing | Process | Natural Gas | Gas Boiler - Maintenance | A | Standalone Impact on Baseline Energy (%) | Technical Potential | 0% | 0% | 0% | 0% | 0% | 0.001654% | 0.002814% | 0.003633% | 0.004256% | 0.0048% | 0.005335% | 0.005756% | 0.006112% | 0.006502% | 0.006721% | 0.006989% | 0.007147% | 0.007306% | 0.007468% | 0.007534% | 0.007635% | 0.007718% | 0.007793% | 0.007858% | 7.9145e-05 | 7.9376e-05 | 7.9588e-05 | 7.9781e-05 | 0 | 0 | 0
F5_Industrial_Stone, Clay, and Glass_Existing_Process_Natural Gas_Gas Boiler - Maintenance_A_Technical Potential | F5 | Industrial | Stone, Clay, and Glass | Existing | Process | Natural Gas | Gas Boiler - Maintenance | A | Standalone Impact on Baseline Summer Peak (%) | Technical Potential | 0% | 0% | 0% | 0% | 0% | 0% | 0% | 0% | 0% | 0% | 0% | 0% | 0% | 0% | 0% | 0% | 0% | 0% | 0% | 0% | 0% | 0% | 0% | 0% | 0 | 0 | 0 | 0 | 0 | 0 | 0
F6_Industrial_Stone, Clay, and Glass_Existing_Process_Natural Gas_Gas Boiler - Maintenance_A_Technical Potential | F6 | Industrial | Stone, Clay, and Glass | Existing | Process | Natural Gas | Gas Boiler - Maintenance | A | Standalone Impact on Baseline Winter Peak (%) | Technical Potential | 0% | 0% | 0% | 0% | 0% | 0% | 0% | 0% | 0% | 0% | 0% | 0% | 0% | 0% | 0% | 0% | 0% | 0% | 0% | 0% | 0% | 0% | 0% | 0% | 0 | 0 | 0 | 0 | 0 | 0 | 0
F7_Industrial_Stone, Clay, and Glass_Existing_Process_Natural Gas_Gas Boiler - Maintenance_A_Technical Potential | F7 | Industrial | Stone, Clay, and Glass | Existing | Process | Natural Gas | Gas Boiler - Maintenance | A | Incremental Energy Savings (MWh or mTherms) | Technical Potential | 0 | 0 | 0 | 0 | 0 | 0.026039 | 0.018242 | 0.012554 | 0.009782 | 0.0085776 | 0.0073282 | 0.0062608 | 0.0053084 | 0.0044076 | 0.0037108 | 0.0030669 | 0.0023888 | 0.001851 | 0.0014287 | 0.001114 | 0.0010187 | 0.00079411 | 0.00068133 | 0.00056949 | 0.00045853 | 0 | 0 | 0 | 0 | 0 | 0
F8_Industrial_Stone, Clay, and Glass_Existing_Process_Natural Gas_Gas Boiler - Maintenance_A_Technical Potential | F8 | Industrial | Stone, Clay, and Glass | Existing | Process | Natural Gas | Gas Boiler - Maintenance | A | Incremental Summer Peak Savings (MW) | Technical Potential | 0 | 0 | 0 | 0 | 0 | 0 | 0 | 0 | 0 | 0 | 0 | 0 | 0 | 0 | 0 | 0 | 0 | 0 | 0 | 0 | 0 | 0 | 0 | 0 | 0 | 0 | 0 | 0 | 0 | 0 | 0
F9_Industrial_Stone, Clay, and Glass_Existing_Process_Natural Gas_Gas Boiler - Maintenance_A_Technical Potential | F9 | Industrial | Stone, Clay, and Glass | Existing | Process | Natural Gas | Gas Boiler - Maintenance | A | Incremental Winter Peak Savings (MW) | Technical Potential | 0 | 0 | 0 | 0 | 0 | 0 | 0 | 0 | 0 | 0 | 0 | 0 | 0 | 0 | 0 | 0 | 0 | 0 | 0 | 0 | 0 | 0 | 0 | 0 | 0 | 0 | 0 | 0 | 0 | 0 | 0
F10_Industrial_Stone, Clay, and Glass_Existing_Process_Natural Gas_Gas Boiler - Maintenance_A_Technical Potential | F10 | Industrial | Stone, Clay, and Glass | Existing | Process | Natural Gas | Gas Boiler - Maintenance | A | Cumulative Energy Savings (MWh or mTherms) | Technical Potential | 0 | 0 | 0 | 0 | 0 | 0.026039 | 0.044281 | 0.056834 | 0.066616 | 0.075194 | 0.082522 | 0.088783 | 0.094091 | 0.098499 | 0.10221 | 0.10528 | 0.10767 | 0.10952 | 0.11095 | 0.11206 | 0.11308 | 0.11387 | 0.11455 | 0.11512 | 0.11558 | 0.11558 | 0.11558 | 0.11558 | 0.11558 | 0.11558 | 0.11558
F11_Industrial_Stone, Clay, and Glass_Existing_Process_Natural Gas_Gas Boiler - Maintenance_A_Technical Potential | F11 | Industrial | Stone, Clay, and Glass | Existing | Process | Natural Gas | Gas Boiler - Maintenance | A | Cumulative Summer Peak Savings (MW) | Technical Potential | 0 | 0 | 0 | 0 | 0 | 0 | 0 | 0 | 0 | 0 | 0 | 0 | 0 | 0 | 0 | 0 | 0 | 0 | 0 | 0 | 0 | 0 | 0 | 0 | 0 | 0 | 0 | 0 | 0 | 0 | 0
F12_Industrial_Stone, Clay, and Glass_Existing_Process_Natural Gas_Gas Boiler - Maintenance_A_Technical Potential | F12 | Industrial | Stone, Clay, and Glass | Existing | Process | Natural Gas | Gas Boiler - Maintenance | A | Cumulative Winter Peak Savings (MW) | Technical Potential | 0 | 0 | 0 | 0 | 0 | 0 | 0 | 0 | 0 | 0 | 0 | 0 | 0 | 0 | 0 | 0 | 0 | 0 | 0 | 0 | 0 | 0 | 0 | 0 | 0 | 0 | 0 | 0 | 0 | 0 | 0
F13_Industrial_Stone, Clay, and Glass_Existing_Process_Natural Gas_Gas Boiler - Maintenance_A_Technical Potential | F13 | Industrial | Stone, Clay, and Glass | Existing | Process | Natural Gas | Gas Boiler - Maintenance | A | Purchases (Incremental) | Technical Potential | 0 | 0 | 0 | 0 | 0 | 6.1857 | 4.3333 | 2.9821 | 2.3237 | 2.0376 | 1.7408 | 1.4873 | 1.261 | 1.047 | 0.8815 | 0.72854 | 0.56746 | 0.43971 | 0.33939 | 0.26463 | 0.24199 | 0.18864 | 0.16185 | 0.13528 | 0.10892 | 0 | 0 | 0 | 0 | 0 | 0
F14_Industrial_Stone, Clay, and Glass_Existing_Process_Natural Gas_Gas Boiler - Maintenance_A_Technical Potential | F14 | Industrial | Stone, Clay, and Glass | Existing | Process | Natural Gas | Gas Boiler - Maintenance | A | Purchases (Cumulative) | Technical Potential | 0 | 0 | 0 | 0 | 0 | 6.1857 | 10.519 | 13.5012 | 15.8249 | 17.8625 | 19.6034 | 21.0906 | 22.3516 | 23.3987 | 24.2802 | 25.0087 | 25.5762 | 26.0159 | 26.3553 | 26.6199 | 26.8619 | 27.0505 | 27.2124 | 27.3477 | 27.4566 | 27.4566 | 27.4566 | 27.4566 | 27.4566 | 27.4566 | 27.4566
F1_Industrial_Stone, Clay, and Glass_Existing_Space Heating_Natural Gas_Gas Furnace - Maintenance_A_Technical Potential | F1 | Industrial | Stone, Clay, and Glass | Existing | Space Heating | Natural Gas | Gas Furnace - Maintenance | A | Original Unit Energy Savings (kWh or therms) | Technical Potential | 0 | 0 | 0 | 0 | 0 | 0.0091939 | 0.0091109 | 0.0090054 | 0.0088982 | 0.0087907 | 0.0086854 | 0.0085811 | 0.0084829 | 0.0083904 | 0.0082972 | 0.0082156 | 0.0081386 | 0.0080664 | 0.0079984 | 0.0079296 | 0.007863 | 0.0077967 | 0.0077284 | 0.0076628 | 0.0075997 | 0.0075405 | 0.0074852 | 0.0074333 | 0.0073847 | 0.0073392 | 0.0072965
F2_Industrial_Stone, Clay, and Glass_Existing_Space Heating_Natural Gas_Gas Furnace - Maintenance_A_Technical Potential | F2 | Industrial | Stone, Clay, and Glass | Existing | Space Heating | Natural Gas | Gas Furnace - Maintenance | A | Original Unit Summer Peak Savings (kW) | Technical Potential | 0 | 0 | 0 | 0 | 0 | 0 | 0 | 0 | 0 | 0 | 0 | 0 | 0 | 0 | 0 | 0 | 0 | 0 | 0 | 0 | 0 | 0 | 0 | 0 | 0 | 0 | 0 | 0 | 0 | 0 | 0
F3_Industrial_Stone, Clay, and Glass_Existing_Space Heating_Natural Gas_Gas Furnace - Maintenance_A_Technical Potential | F3 | Industrial | Stone, Clay, and Glass | Existing | Space Heating | Natural Gas | Gas Furnace - Maintenance | A | Original Unit Winter Peak Savings (kW) | Technical Potential | 0 | 0 | 0 | 0 | 0 | 0 | 0 | 0 | 0 | 0 | 0 | 0 | 0 | 0 | 0 | 0 | 0 | 0 | 0 | 0 | 0 | 0 | 0 | 0 | 0 | 0 | 0 | 0 | 0 | 0 | 0
F4_Industrial_Stone, Clay, and Glass_Existing_Space Heating_Natural Gas_Gas Furnace - Maintenance_A_Technical Potential | F4 | Industrial | Stone, Clay, and Glass | Existing | Space Heating | Natural Gas | Gas Furnace - Maintenance | A | Standalone Impact on Baseline Energy (%) | Technical Potential | 0% | 0% | 0% | 0% | 0% | 2.056e-05% | 3.483e-05% | 4.472e-05% | 5.21e-05% | 5.845e-05% | 6.465e-05% | 6.94e-05% | 7.339e-05% | 7.778e-05% | 8.014e-05% | 8.312e-05% | 8.482e-05% | 8.654e-05% | 8.828e-05% | 8.885e-05% | 8.981e-05% | 9.058e-05% | 9.116e-05% | 9.163e-05% | 9.1996e-07 | 9.198e-07 | 9.1951e-07 | 9.191e-07 | 0 | 0 | 0
F5_Industrial_Stone, Clay, and Glass_Existing_Space Heating_Natural Gas_Gas Furnace - Maintenance_A_Technical Potential | F5 | Industrial | Stone, Clay, and Glass | Existing | Space Heating | Natural Gas | Gas Furnace - Maintenance | A | Standalone Impact on Baseline Summer Peak (%) | Technical Potential | 0% | 0% | 0% | 0% | 0% | 0% | 0% | 0% | 0% | 0% | 0% | 0% | 0% | 0% | 0% | 0% | 0% | 0% | 0% | 0% | 0% | 0% | 0% | 0% | 0 | 0 | 0 | 0 | 0 | 0 | 0
F6_Industrial_Stone, Clay, and Glass_Existing_Space Heating_Natural Gas_Gas Furnace - Maintenance_A_Technical Potential | F6 | Industrial | Stone, Clay, and Glass | Existing | Space Heating | Natural Gas | Gas Furnace - Maintenance | A | Standalone Impact on Baseline Winter Peak (%) | Technical Potential | 0% | 0% | 0% | 0% | 0% | 0% | 0% | 0% | 0% | 0% | 0% | 0% | 0% | 0% | 0% | 0% | 0% | 0% | 0% | 0% | 0% | 0% | 0% | 0% | 0 | 0 | 0 | 0 | 0 | 0 | 0
F7_Industrial_Stone, Clay, and Glass_Existing_Space Heating_Natural Gas_Gas Furnace - Maintenance_A_Technical Potential | F7 | Industrial | Stone, Clay, and Glass | Existing | Space Heating | Natural Gas | Gas Furnace - Maintenance | A | Incremental Energy Savings (MWh or mTherms) | Technical Potential | 0 | 0 | 0 | 0 | 0 | 1.6366e-05 | 1.1362e-05 | 7.7283e-06 | 5.9504e-06 | 5.1547e-06 | 4.3512e-06 | 3.6727e-06 | 3.0784e-06 | 2.5281e-06 | 2.1048e-06 | 1.7225e-06 | 1.3291e-06 | 1.0207e-06 | 7.8121e-07 | 6.0389e-07 | 5.4756e-07 | 4.2326e-07 | 3.5997e-07 | 2.9833e-07 | 2.3822e-07 | 0 | 0 | 0 | 0 | 0 | 0
F8_Industrial_Stone, Clay, and Glass_Existing_Space Heating_Natural Gas_Gas Furnace - Maintenance_A_Technical Potential | F8 | Industrial | Stone, Clay, and Glass | Existing | Space Heating | Natural Gas | Gas Furnace - Maintenance | A | Incremental Summer Peak Savings (MW) | Technical Potential | 0 | 0 | 0 | 0 | 0 | 0 | 0 | 0 | 0 | 0 | 0 | 0 | 0 | 0 | 0 | 0 | 0 | 0 | 0 | 0 | 0 | 0 | 0 | 0 | 0 | 0 | 0 | 0 | 0 | 0 | 0
F9_Industrial_Stone, Clay, and Glass_Existing_Space Heating_Natural Gas_Gas Furnace - Maintenance_A_Technical Potential | F9 | Industrial | Stone, Clay, and Glass | Existing | Space Heating | Natural Gas | Gas Furnace - Maintenance | A | Incremental Winter Peak Savings (MW) | Technical Potential | 0 | 0 | 0 | 0 | 0 | 0 | 0 | 0 | 0 | 0 | 0 | 0 | 0 | 0 | 0 | 0 | 0 | 0 | 0 | 0 | 0 | 0 | 0 | 0 | 0 | 0 | 0 | 0 | 0 | 0 | 0
F10_Industrial_Stone, Clay, and Glass_Existing_Space Heating_Natural Gas_Gas Furnace - Maintenance_A_Technical Potential | F10 | Industrial | Stone, Clay, and Glass | Existing | Space Heating | Natural Gas | Gas Furnace - Maintenance | A | Cumulative Energy Savings (MWh or mTherms) | Technical Potential | 0 | 0 | 0 | 0 | 0 | 1.6366e-05 | 2.758e-05 | 3.4989e-05 | 4.0523e-05 | 4.5188e-05 | 4.8998e-05 | 5.2082e-05 | 5.4565e-05 | 5.6498e-05 | 5.7975e-05 | 5.9127e-05 | 5.9902e-05 | 6.0391e-05 | 6.0664e-05 | 6.0746e-05 | 6.0783e-05 | 6.0694e-05 | 6.0522e-05 | 6.0307e-05 | 6.0048e-05 | 5.9581e-05 | 5.9143e-05 | 5.8733e-05 | 5.8349e-05 | 5.799e-05 | 5.7653e-05
F11_Industrial_Stone, Clay, and Glass_Existing_Space Heating_Natural Gas_Gas Furnace - Maintenance_A_Technical Potential | F11 | Industrial | Stone, Clay, and Glass | Existing | Space Heating | Natural Gas | Gas Furnace - Maintenance | A | Cumulative Summer Peak Savings (MW) | Technical Potential | 0 | 0 | 0 | 0 | 0 | 0 | 0 | 0 | 0 | 0 | 0 | 0 | 0 | 0 | 0 | 0 | 0 | 0 | 0 | 0 | 0 | 0 | 0 | 0 | 0 | 0 | 0 | 0 | 0 | 0 | 0
F12_Industrial_Stone, Clay, and Glass_Existing_Space Heating_Natural Gas_Gas Furnace - Maintenance_A_Technical Potential | F12 | Industrial | Stone, Clay, and Glass | Existing | Space Heating | Natural Gas | Gas Furnace - Maintenance | A | Cumulative Winter Peak Savings (MW) | Technical Potential | 0 | 0 | 0 | 0 | 0 | 0 | 0 | 0 | 0 | 0 | 0 | 0 | 0 | 0 | 0 | 0 | 0 | 0 | 0 | 0 | 0 | 0 | 0 | 0 | 0 | 0 | 0 | 0 | 0 | 0 | 0
F13_Industrial_Stone, Clay, and Glass_Existing_Space Heating_Natural Gas_Gas Furnace - Maintenance_A_Technical Potential | F13 | Industrial | Stone, Clay, and Glass | Existing | Space Heating | Natural Gas | Gas Furnace - Maintenance | A | Purchases (Incremental) | Technical Potential | 0 | 0 | 0 | 0 | 0 | 1.7801 | 1.247 | 0.85819 | 0.66872 | 0.58638 | 0.50097 | 0.428 | 0.36289 | 0.30131 | 0.25368 | 0.20966 | 0.1633 | 0.12654 | 0.09767 | 0.076156 | 0.069638 | 0.054287 | 0.046577 | 0.038932 | 0.031346 | 0 | 0 | 0 | 0 | 0 | 0
F14_Industrial_Stone, Clay, and Glass_Existing_Space Heating_Natural Gas_Gas Furnace - Maintenance_A_Technical Potential | F14 | Industrial | Stone, Clay, and Glass | Existing | Space Heating | Natural Gas | Gas Furnace - Maintenance | A | Purchases (Cumulative) | Technical Potential | 0 | 0 | 0 | 0 | 0 | 1.7801 | 3.0271 | 3.8853 | 4.5541 | 5.1404 | 5.6414 | 6.0694 | 6.4323 | 6.7336 | 6.9873 | 7.197 | 7.3603 | 7.4868 | 7.5845 | 7.6606 | 7.7303 | 7.7846 | 7.8311 | 7.8701 | 7.9014 | 7.9014 | 7.9014 | 7.9014 | 7.9014 | 7.9014 | 7.9014
F1_Industrial_Stone, Clay, and Glass_Existing_Space Heating_Natural Gas_Gas Boiler - Hot Water Reset_A_Technical Potential | F1 | Industrial | Stone, Clay, and Glass | Existing | Space Heating | Natural Gas | Gas Boiler - Hot Water Reset | A | Original Unit Energy Savings (kWh or therms) | Technical Potential | 0 | 0 | 0 | 0 | 0 | 25.5122 | 25.3394 | 25.1676 | 24.9949 | 24.8227 | 24.6554 | 24.4897 | 24.3258 | 24.1637 | 23.9922 | 23.8348 | 23.6791 | 23.526 | 23.3752 | 23.224 | 23.078 | 22.9261 | 22.7794 | 22.6373 | 22.4943 | 22.3638 | 22.2447 | 22.136 | 22.0369 | 21.9464 | 21.8637
F2_Industrial_Stone, Clay, and Glass_Existing_Space Heating_Natural Gas_Gas Boiler - Hot Water Reset_A_Technical Potential | F2 | Industrial | Stone, Clay, and Glass | Existing | Space Heating | Natural Gas | Gas Boiler - Hot Water Reset | A | Original Unit Summer Peak Savings (kW) | Technical Potential | 0 | 0 | 0 | 0 | 0 | 0 | 0 | 0 | 0 | 0 | 0 | 0 | 0 | 0 | 0 | 0 | 0 | 0 | 0 | 0 | 0 | 0 | 0 | 0 | 0 | 0 | 0 | 0 | 0 | 0 | 0
F3_Industrial_Stone, Clay, and Glass_Existing_Space Heating_Natural Gas_Gas Boiler - Hot Water Reset_A_Technical Potential | F3 | Industrial | Stone, Clay, and Glass | Existing | Space Heating | Natural Gas | Gas Boiler - Hot Water Reset | A | Original Unit Winter Peak Savings (kW) | Technical Potential | 0 | 0 | 0 | 0 | 0 | 0 | 0 | 0 | 0 | 0 | 0 | 0 | 0 | 0 | 0 | 0 | 0 | 0 | 0 | 0 | 0 | 0 | 0 | 0 | 0 | 0 | 0 | 0 | 0 | 0 | 0
F4_Industrial_Stone, Clay, and Glass_Existing_Space Heating_Natural Gas_Gas Boiler - Hot Water Reset_A_Technical Potential | F4 | Industrial | Stone, Clay, and Glass | Existing | Space Heating | Natural Gas | Gas Boiler - Hot Water Reset | A | Standalone Impact on Baseline Energy (%) | Technical Potential | 0% | 0% | 0% | 0% | 0% | 0.008689% | 0.01932% | 0.03245% | 0.04752% | 0.06471% | 0.08571% | 0.1081% | 0.131% | 0.1545% | 0.1724% | 0.1884% | 0.1979% | 0.2044% | 0.2089% | 0.2097% | 0.2109% | 0.2118% | 0.2124% | 0.2129% | 0.0021333 | 0.0021372 | 0.0021409 | 0.0021443 | 0 | 0 | 0
F5_Industrial_Stone, Clay, and Glass_Existing_Space Heating_Natural Gas_Gas Boiler - Hot Water Reset_A_Technical Potential | F5 | Industrial | Stone, Clay, and Glass | Existing | Space Heating | Natural Gas | Gas Boiler - Hot Water Reset | A | Standalone Impact on Baseline Summer Peak (%) | Technical Potential | 0% | 0% | 0% | 0% | 0% | 0% | 0% | 0% | 0% | 0% | 0% | 0% | 0% | 0% | 0% | 0% | 0% | 0% | 0% | 0% | 0% | 0% | 0% | 0% | 0 | 0 | 0 | 0 | 0 | 0 | 0
F6_Industrial_Stone, Clay, and Glass_Existing_Space Heating_Natural Gas_Gas Boiler - Hot Water Reset_A_Technical Potential | F6 | Industrial | Stone, Clay, and Glass | Existing | Space Heating | Natural Gas | Gas Boiler - Hot Water Reset | A | Standalone Impact on Baseline Winter Peak (%) | Technical Potential | 0% | 0% | 0% | 0% | 0% | 0% | 0% | 0% | 0% | 0% | 0% | 0% | 0% | 0% | 0% | 0% | 0% | 0% | 0% | 0% | 0% | 0% | 0% | 0% | 0 | 0 | 0 | 0 | 0 | 0 | 0
F7_Industrial_Stone, Clay, and Glass_Existing_Space Heating_Natural Gas_Gas Boiler - Hot Water Reset_A_Technical Potential | F7 | Industrial | Stone, Clay, and Glass | Existing | Space Heating | Natural Gas | Gas Boiler - Hot Water Reset | A | Incremental Energy Savings (MWh or mTherms) | Technical Potential | 0 | 0 | 0 | 0 | 0 | 0.0069175 | 0.0084314 | 0.010187 | 0.011751 | 0.013322 | 0.015274 | 0.016597 | 0.016808 | 0.015484 | 0.013266 | 0.010101 | 0.0066422 | 0.0038125 | 0.0018076 | 0.00076072 | 0.00027375 | 8.4614e-05 | 1.8257e-05 | 2.9721e-06 | 3.5338e-07 | 0 | 0 | 0 | 0 | 0 | 0
F8_Industrial_Stone, Clay, and Glass_Existing_Space Heating_Natural Gas_Gas Boiler - Hot Water Reset_A_Technical Potential | F8 | Industrial | Stone, Clay, and Glass | Existing | Space Heating | Natural Gas | Gas Boiler - Hot Water Reset | A | Incremental Summer Peak Savings (MW) | Technical Potential | 0 | 0 | 0 | 0 | 0 | 0 | 0 | 0 | 0 | 0 | 0 | 0 | 0 | 0 | 0 | 0 | 0 | 0 | 0 | 0 | 0 | 0 | 0 | 0 | 0 | 0 | 0 | 0 | 0 | 0 | 0
F9_Industrial_Stone, Clay, and Glass_Existing_Space Heating_Natural Gas_Gas Boiler - Hot Water Reset_A_Technical Potential | F9 | Industrial | Stone, Clay, and Glass | Existing | Space Heating | Natural Gas | Gas Boiler - Hot Water Reset | A | Incremental Winter Peak Savings (MW) | Technical Potential | 0 | 0 | 0 | 0 | 0 | 0 | 0 | 0 | 0 | 0 | 0 | 0 | 0 | 0 | 0 | 0 | 0 | 0 | 0 | 0 | 0 | 0 | 0 | 0 | 0 | 0 | 0 | 0 | 0 | 0 | 0
F10_Industrial_Stone, Clay, and Glass_Existing_Space Heating_Natural Gas_Gas Boiler - Hot Water Reset_A_Technical Potential | F10 | Industrial | Stone, Clay, and Glass | Existing | Space Heating | Natural Gas | Gas Boiler - Hot Water Reset | A | Cumulative Energy Savings (MWh or mTherms) | Technical Potential | 0 | 0 | 0 | 0 | 0 | 0.0069175 | 0.015302 | 0.025385 | 0.036962 | 0.050029 | 0.064966 | 0.081127 | 0.097391 | 0.11223 | 0.1247 | 0.13398 | 0.13975 | 0.14265 | 0.14355 | 0.14338 | 0.14275 | 0.1419 | 0.14101 | 0.14013 | 0.13925 | 0.13844 | 0.1377 | 0.13703 | 0.13641 | 0.13585 | 0.13534
F11_Industrial_Stone, Clay, and Glass_Existing_Space Heating_Natural Gas_Gas Boiler - Hot Water Reset_A_Technical Potential | F11 | Industrial | Stone, Clay, and Glass | Existing | Space Heating | Natural Gas | Gas Boiler - Hot Water Reset | A | Cumulative Summer Peak Savings (MW) | Technical Potential | 0 | 0 | 0 | 0 | 0 | 0 | 0 | 0 | 0 | 0 | 0 | 0 | 0 | 0 | 0 | 0 | 0 | 0 | 0 | 0 | 0 | 0 | 0 | 0 | 0 | 0 | 0 | 0 | 0 | 0 | 0
F12_Industrial_Stone, Clay, and Glass_Existing_Space Heating_Natural Gas_Gas Boiler - Hot Water Reset_A_Technical Potential | F12 | Industrial | Stone, Clay, and Glass | Existing | Space Heating | Natural Gas | Gas Boiler - Hot Water Reset | A | Cumulative Winter Peak Savings (MW) | Technical Potential | 0 | 0 | 0 | 0 | 0 | 0 | 0 | 0 | 0 | 0 | 0 | 0 | 0 | 0 | 0 | 0 | 0 | 0 | 0 | 0 | 0 | 0 | 0 | 0 | 0 | 0 | 0 | 0 | 0 | 0 | 0
F13_Industrial_Stone, Clay, and Glass_Existing_Space Heating_Natural Gas_Gas Boiler - Hot Water Reset_A_Technical Potential | F13 | Industrial | Stone, Clay, and Glass | Existing | Space Heating | Natural Gas | Gas Boiler - Hot Water Reset | A | Purchases (Incremental) | Technical Potential | 0 | 0 | 0 | 0 | 0 | 0.27114 | 0.33274 | 0.40477 | 0.47013 | 0.53669 | 0.61948 | 0.67773 | 0.69094 | 0.64079 | 0.55291 | 0.42379 | 0.28051 | 0.16206 | 0.077331 | 0.032756 | 0.011862 | 0.0036907 | 0.00080148 | 0.00013129 | 1.571e-05 | 0 | 0 | 0 | 0 | 0 | 0
F14_Industrial_Stone, Clay, and Glass_Existing_Space Heating_Natural Gas_Gas Boiler - Hot Water Reset_A_Technical Potential | F14 | Industrial | Stone, Clay, and Glass | Existing | Space Heating | Natural Gas | Gas Boiler - Hot Water Reset | A | Purchases (Cumulative) | Technical Potential | 0 | 0 | 0 | 0 | 0 | 0.27114 | 0.60388 | 1.0087 | 1.4788 | 2.0155 | 2.635 | 3.3127 | 4.0036 | 4.6444 | 5.1973 | 5.6211 | 5.9016 | 6.0637 | 6.141 | 6.1738 | 6.1856 | 6.1893 | 6.1901 | 6.1902 | 6.1903 | 6.1903 | 6.1903 | 6.1903 | 6.1903 | 6.1903 | 6.1903
F1_Industrial_Stone, Clay, and Glass_Existing_Process_Natural Gas_Gas Boiler - Hot Water Reset_A_Technical Potential | F1 | Industrial | Stone, Clay, and Glass | Existing | Process | Natural Gas | Gas Boiler - Hot Water Reset | A | Original Unit Energy Savings (kWh or therms) | Technical Potential | 0 | 0 | 0 | 0 | 0 | 7.6538 | 7.6538 | 7.6538 | 7.6538 | 7.6538 | 7.6538 | 7.6538 | 7.6538 | 7.6538 | 7.6538 | 7.6538 | 7.6538 | 7.6538 | 7.6538 | 7.6538 | 7.6538 | 7.6538 | 7.6538 | 7.6538 | 7.6538 | 7.6538 | 7.6538 | 7.6538 | 7.6538 | 7.6538 | 7.6538
F2_Industrial_Stone, Clay, and Glass_Existing_Process_Natural Gas_Gas Boiler - Hot Water Reset_A_Technical Potential | F2 | Industrial | Stone, Clay, and Glass | Existing | Process | Natural Gas | Gas Boiler - Hot Water Reset | A | Original Unit Summer Peak Savings (kW) | Technical Potential | 0 | 0 | 0 | 0 | 0 | 0 | 0 | 0 | 0 | 0 | 0 | 0 | 0 | 0 | 0 | 0 | 0 | 0 | 0 | 0 | 0 | 0 | 0 | 0 | 0 | 0 | 0 | 0 | 0 | 0 | 0
F3_Industrial_Stone, Clay, and Glass_Existing_Process_Natural Gas_Gas Boiler - Hot Water Reset_A_Technical Potential | F3 | Industrial | Stone, Clay, and Glass | Existing | Process | Natural Gas | Gas Boiler - Hot Water Reset | A | Original Unit Winter Peak Savings (kW) | Technical Potential | 0 | 0 | 0 | 0 | 0 | 0 | 0 | 0 | 0 | 0 | 0 | 0 | 0 | 0 | 0 | 0 | 0 | 0 | 0 | 0 | 0 | 0 | 0 | 0 | 0 | 0 | 0 | 0 | 0 | 0 | 0
F4_Industrial_Stone, Clay, and Glass_Existing_Process_Natural Gas_Gas Boiler - Hot Water Reset_A_Technical Potential | F4 | Industrial | Stone, Clay, and Glass | Existing | Process | Natural Gas | Gas Boiler - Hot Water Reset | A | Standalone Impact on Baseline Energy (%) | Technical Potential | 0% | 0% | 0% | 0% | 0% | 0.001461% | 0.003256% | 0.005471% | 0.008016% | 0.01092% | 0.01446% | 0.01822% | 0.02207% | 0.02601% | 0.029% | 0.03167% | 0.03324% | 0.03433% | 0.03508% | 0.03523% | 0.03544% | 0.0356% | 0.03573% | 0.03586% | 0.0003597 | 0.00036075 | 0.00036171 | 0.00036259 | 0 | 0 | 0
F5_Industrial_Stone, Clay, and Glass_Existing_Process_Natural Gas_Gas Boiler - Hot Water Reset_A_Technical Potential | F5 | Industrial | Stone, Clay, and Glass | Existing | Process | Natural Gas | Gas Boiler - Hot Water Reset | A | Standalone Impact on Baseline Summer Peak (%) | Technical Potential | 0% | 0% | 0% | 0% | 0% | 0% | 0% | 0% | 0% | 0% | 0% | 0% | 0% | 0% | 0% | 0% | 0% | 0% | 0% | 0% | 0% | 0% | 0% | 0% | 0 | 0 | 0 | 0 | 0 | 0 | 0
F6_Industrial_Stone, Clay, and Glass_Existing_Process_Natural Gas_Gas Boiler - Hot Water Reset_A_Technical Potential | F6 | Industrial | Stone, Clay, and Glass | Existing | Process | Natural Gas | Gas Boiler - Hot Water Reset | A | Standalone Impact on Baseline Winter Peak (%) | Technical Potential | 0% | 0% | 0% | 0% | 0% | 0% | 0% | 0% | 0% | 0% | 0% | 0% | 0% | 0% | 0% | 0% | 0% | 0% | 0% | 0% | 0% | 0% | 0% | 0% | 0 | 0 | 0 | 0 | 0 | 0 | 0
F7_Industrial_Stone, Clay, and Glass_Existing_Process_Natural Gas_Gas Boiler - Hot Water Reset_A_Technical Potential | F7 | Industrial | Stone, Clay, and Glass | Existing | Process | Natural Gas | Gas Boiler - Hot Water Reset | A | Incremental Energy Savings (MWh or mTherms) | Technical Potential | 0 | 0 | 0 | 0 | 0 | 0.023009 | 0.028236 | 0.034348 | 0.039895 | 0.045542 | 0.052568 | 0.057511 | 0.058632 | 0.054376 | 0.046919 | 0.035962 | 0.023803 | 0.013752 | 0.0065622 | 0.0027796 | 0.0010066 | 0.00031319 | 6.8012e-05 | 1.1141e-05 | 1.3331e-06 | 0 | 0 | 0 | 0 | 0 | 0
F8_Industrial_Stone, Clay, and Glass_Existing_Process_Natural Gas_Gas Boiler - Hot Water Reset_A_Technical Potential | F8 | Industrial | Stone, Clay, and Glass | Existing | Process | Natural Gas | Gas Boiler - Hot Water Reset | A | Incremental Summer Peak Savings (MW) | Technical Potential | 0 | 0 | 0 | 0 | 0 | 0 | 0 | 0 | 0 | 0 | 0 | 0 | 0 | 0 | 0 | 0 | 0 | 0 | 0 | 0 | 0 | 0 | 0 | 0 | 0 | 0 | 0 | 0 | 0 | 0 | 0
F9_Industrial_Stone, Clay, and Glass_Existing_Process_Natural Gas_Gas Boiler - Hot Water Reset_A_Technical Potential | F9 | Industrial | Stone, Clay, and Glass | Existing | Process | Natural Gas | Gas Boiler - Hot Water Reset | A | Incremental Winter Peak Savings (MW) | Technical Potential | 0 | 0 | 0 | 0 | 0 | 0 | 0 | 0 | 0 | 0 | 0 | 0 | 0 | 0 | 0 | 0 | 0 | 0 | 0 | 0 | 0 | 0 | 0 | 0 | 0 | 0 | 0 | 0 | 0 | 0 | 0
F10_Industrial_Stone, Clay, and Glass_Existing_Process_Natural Gas_Gas Boiler - Hot Water Reset_A_Technical Potential | F10 | Industrial | Stone, Clay, and Glass | Existing | Process | Natural Gas | Gas Boiler - Hot Water Reset | A | Cumulative Energy Savings (MWh or mTherms) | Technical Potential | 0 | 0 | 0 | 0 | 0 | 0.023009 | 0.051244 | 0.085593 | 0.12549 | 0.17103 | 0.2236 | 0.28111 | 0.33974 | 0.39412 | 0.44104 | 0.477 | 0.5008 | 0.51455 | 0.52112 | 0.5239 | 0.5249 | 0.52522 | 0.52528 | 0.52529 | 0.5253 | 0.5253 | 0.5253 | 0.5253 | 0.5253 | 0.5253 | 0.5253
F11_Industrial_Stone, Clay, and Glass_Existing_Process_Natural Gas_Gas Boiler - Hot Water Reset_A_Technical Potential | F11 | Industrial | Stone, Clay, and Glass | Existing | Process | Natural Gas | Gas Boiler - Hot Water Reset | A | Cumulative Summer Peak Savings (MW) | Technical Potential | 0 | 0 | 0 | 0 | 0 | 0 | 0 | 0 | 0 | 0 | 0 | 0 | 0 | 0 | 0 | 0 | 0 | 0 | 0 | 0 | 0 | 0 | 0 | 0 | 0 | 0 | 0 | 0 | 0 | 0 | 0
F12_Industrial_Stone, Clay, and Glass_Existing_Process_Natural Gas_Gas Boiler - Hot Water Reset_A_Technical Potential | F12 | Industrial | Stone, Clay, and Glass | Existing | Process | Natural Gas | Gas Boiler - Hot Water Reset | A | Cumulative Winter Peak Savings (MW) | Technical Potential | 0 | 0 | 0 | 0 | 0 | 0 | 0 | 0 | 0 | 0 | 0 | 0 | 0 | 0 | 0 | 0 | 0 | 0 | 0 | 0 | 0 | 0 | 0 | 0 | 0 | 0 | 0 | 0 | 0 | 0 | 0
F13_Industrial_Stone, Clay, and Glass_Existing_Process_Natural Gas_Gas Boiler - Hot Water Reset_A_Technical Potential | F13 | Industrial | Stone, Clay, and Glass | Existing | Process | Natural Gas | Gas Boiler - Hot Water Reset | A | Purchases (Incremental) | Technical Potential | 0 | 0 | 0 | 0 | 0 | 3.0062 | 3.6891 | 4.4877 | 5.2124 | 5.9503 | 6.8683 | 7.514 | 7.6605 | 7.1045 | 6.1302 | 4.6986 | 3.11 | 1.7967 | 0.85737 | 0.36316 | 0.13151 | 0.040919 | 0.008886 | 0.0014557 | 0.00017418 | 0 | 0 | 0 | 0 | 0 | 0
F14_Industrial_Stone, Clay, and Glass_Existing_Process_Natural Gas_Gas Boiler - Hot Water Reset_A_Technical Potential | F14 | Industrial | Stone, Clay, and Glass | Existing | Process | Natural Gas | Gas Boiler - Hot Water Reset | A | Purchases (Cumulative) | Technical Potential | 0 | 0 | 0 | 0 | 0 | 3.0062 | 6.6953 | 11.183 | 16.3954 | 22.3457 | 29.2139 | 36.7279 | 44.3884 | 51.4928 | 57.623 | 62.3216 | 65.4316 | 67.2283 | 68.0857 | 68.4489 | 68.5804 | 68.6213 | 68.6302 | 68.6317 | 68.6318 | 68.6318 | 68.6318 | 68.6318 | 68.6318 | 68.6318 | 68.6318
F1_Industrial_Stone, Clay, and Glass_Existing_Space Heating_Natural Gas_Steam Trap Maintenance_A_Technical Potential | F1 | Industrial | Stone, Clay, and Glass | Existing | Space Heating | Natural Gas | Steam Trap Maintenance | A | Original Unit Energy Savings (kWh or therms) | Technical Potential | 0 | 0 | 0 | 0 | 0 | 9.0129 | 8.9519 | 8.8912 | 8.8302 | 8.7693 | 8.7102 | 8.6517 | 8.5938 | 8.5365 | 8.4759 | 8.4203 | 8.3653 | 8.3112 | 8.258 | 8.2046 | 8.153 | 8.0993 | 8.0475 | 7.9973 | 7.9468 | 7.9007 | 7.8586 | 7.8202 | 7.7852 | 7.7532 | 7.724
F2_Industrial_Stone, Clay, and Glass_Existing_Space Heating_Natural Gas_Steam Trap Maintenance_A_Technical Potential | F2 | Industrial | Stone, Clay, and Glass | Existing | Space Heating | Natural Gas | Steam Trap Maintenance | A | Original Unit Summer Peak Savings (kW) | Technical Potential | 0 | 0 | 0 | 0 | 0 | 0 | 0 | 0 | 0 | 0 | 0 | 0 | 0 | 0 | 0 | 0 | 0 | 0 | 0 | 0 | 0 | 0 | 0 | 0 | 0 | 0 | 0 | 0 | 0 | 0 | 0
F3_Industrial_Stone, Clay, and Glass_Existing_Space Heating_Natural Gas_Steam Trap Maintenance_A_Technical Potential | F3 | Industrial | Stone, Clay, and Glass | Existing | Space Heating | Natural Gas | Steam Trap Maintenance | A | Original Unit Winter Peak Savings (kW) | Technical Potential | 0 | 0 | 0 | 0 | 0 | 0 | 0 | 0 | 0 | 0 | 0 | 0 | 0 | 0 | 0 | 0 | 0 | 0 | 0 | 0 | 0 | 0 | 0 | 0 | 0 | 0 | 0 | 0 | 0 | 0 | 0
F4_Industrial_Stone, Clay, and Glass_Existing_Space Heating_Natural Gas_Steam Trap Maintenance_A_Technical Potential | F4 | Industrial | Stone, Clay, and Glass | Existing | Space Heating | Natural Gas | Steam Trap Maintenance | A | Standalone Impact on Baseline Energy (%) | Technical Potential | 0% | 0% | 0% | 0% | 0% | 0.001713% | 0.003421% | 0.005147% | 0.006851% | 0.008552% | 0.01037% | 0.01212% | 0.01386% | 0.0158% | 0.01746% | 0.01936% | 0.02109% | 0.02292% | 0.02484% | 0.02652% | 0.02833% | 0.03015% | 0.03194% | 0.03373% | 0.00035506 | 0.00035571 | 0.00035632 | 0.0003569 | 0 | 0 | 0
F5_Industrial_Stone, Clay, and Glass_Existing_Space Heating_Natural Gas_Steam Trap Maintenance_A_Technical Potential | F5 | Industrial | Stone, Clay, and Glass | Existing | Space Heating | Natural Gas | Steam Trap Maintenance | A | Standalone Impact on Baseline Summer Peak (%) | Technical Potential | 0% | 0% | 0% | 0% | 0% | 0% | 0% | 0% | 0% | 0% | 0% | 0% | 0% | 0% | 0% | 0% | 0% | 0% | 0% | 0% | 0% | 0% | 0% | 0% | 0 | 0 | 0 | 0 | 0 | 0 | 0
F6_Industrial_Stone, Clay, and Glass_Existing_Space Heating_Natural Gas_Steam Trap Maintenance_A_Technical Potential | F6 | Industrial | Stone, Clay, and Glass | Existing | Space Heating | Natural Gas | Steam Trap Maintenance | A | Standalone Impact on Baseline Winter Peak (%) | Technical Potential | 0% | 0% | 0% | 0% | 0% | 0% | 0% | 0% | 0% | 0% | 0% | 0% | 0% | 0% | 0% | 0% | 0% | 0% | 0% | 0% | 0% | 0% | 0% | 0% | 0 | 0 | 0 | 0 | 0 | 0 | 0
F7_Industrial_Stone, Clay, and Glass_Existing_Space Heating_Natural Gas_Steam Trap Maintenance_A_Technical Potential | F7 | Industrial | Stone, Clay, and Glass | Existing | Space Heating | Natural Gas | Steam Trap Maintenance | A | Incremental Energy Savings (MWh or mTherms) | Technical Potential | 0 | 0 | 0 | 0 | 0 | 0.001364 | 0.001354 | 0.0013369 | 0.0013284 | 0.0013204 | 0.0012948 | 0.0012826 | 0.0012714 | 0.0012429 | 0.0012388 | 0.0012189 | 0.0012111 | 0.0011972 | 0.0011789 | 0.0011727 | 0.0011605 | 0.0011484 | 0.0011369 | 0.001126 | 0.0011153 | 0 | 0 | 0 | 0 | 0 | 0
F8_Industrial_Stone, Clay, and Glass_Existing_Space Heating_Natural Gas_Steam Trap Maintenance_A_Technical Potential | F8 | Industrial | Stone, Clay, and Glass | Existing | Space Heating | Natural Gas | Steam Trap Maintenance | A | Incremental Summer Peak Savings (MW) | Technical Potential | 0 | 0 | 0 | 0 | 0 | 0 | 0 | 0 | 0 | 0 | 0 | 0 | 0 | 0 | 0 | 0 | 0 | 0 | 0 | 0 | 0 | 0 | 0 | 0 | 0 | 0 | 0 | 0 | 0 | 0 | 0
F9_Industrial_Stone, Clay, and Glass_Existing_Space Heating_Natural Gas_Steam Trap Maintenance_A_Technical Potential | F9 | Industrial | Stone, Clay, and Glass | Existing | Space Heating | Natural Gas | Steam Trap Maintenance | A | Incremental Winter Peak Savings (MW) | Technical Potential | 0 | 0 | 0 | 0 | 0 | 0 | 0 | 0 | 0 | 0 | 0 | 0 | 0 | 0 | 0 | 0 | 0 | 0 | 0 | 0 | 0 | 0 | 0 | 0 | 0 | 0 | 0 | 0 | 0 | 0 | 0
F10_Industrial_Stone, Clay, and Glass_Existing_Space Heating_Natural Gas_Steam Trap Maintenance_A_Technical Potential | F10 | Industrial | Stone, Clay, and Glass | Existing | Space Heating | Natural Gas | Steam Trap Maintenance | A | Cumulative Energy Savings (MWh or mTherms) | Technical Potential | 0 | 0 | 0 | 0 | 0 | 0.001364 | 0.0027087 | 0.0040273 | 0.005328 | 0.0066117 | 0.0078619 | 0.0090917 | 0.010302 | 0.011477 | 0.012634 | 0.01377 | 0.014891 | 0.015992 | 0.017068 | 0.018131 | 0.019177 | 0.020199 | 0.021207 | 0.022201 | 0.023176 | 0.023041 | 0.022919 | 0.022807 | 0.022705 | 0.022611 | 0.022526
F11_Industrial_Stone, Clay, and Glass_Existing_Space Heating_Natural Gas_Steam Trap Maintenance_A_Technical Potential | F11 | Industrial | Stone, Clay, and Glass | Existing | Space Heating | Natural Gas | Steam Trap Maintenance | A | Cumulative Summer Peak Savings (MW) | Technical Potential | 0 | 0 | 0 | 0 | 0 | 0 | 0 | 0 | 0 | 0 | 0 | 0 | 0 | 0 | 0 | 0 | 0 | 0 | 0 | 0 | 0 | 0 | 0 | 0 | 0 | 0 | 0 | 0 | 0 | 0 | 0
F12_Industrial_Stone, Clay, and Glass_Existing_Space Heating_Natural Gas_Steam Trap Maintenance_A_Technical Potential | F12 | Industrial | Stone, Clay, and Glass | Existing | Space Heating | Natural Gas | Steam Trap Maintenance | A | Cumulative Winter Peak Savings (MW) | Technical Potential | 0 | 0 | 0 | 0 | 0 | 0 | 0 | 0 | 0 | 0 | 0 | 0 | 0 | 0 | 0 | 0 | 0 | 0 | 0 | 0 | 0 | 0 | 0 | 0 | 0 | 0 | 0 | 0 | 0 | 0 | 0
F13_Industrial_Stone, Clay, and Glass_Existing_Space Heating_Natural Gas_Steam Trap Maintenance_A_Technical Potential | F13 | Industrial | Stone, Clay, and Glass | Existing | Space Heating | Natural Gas | Steam Trap Maintenance | A | Purchases (Incremental) | Technical Potential | 0 | 0 | 0 | 0 | 0 | 0.15134 | 0.15125 | 0.15036 | 0.15044 | 0.15057 | 0.14865 | 0.14825 | 0.14795 | 0.1456 | 0.14615 | 0.14476 | 0.14478 | 0.14405 | 0.14277 | 0.14293 | 0.14234 | 0.14179 | 0.14127 | 0.14079 | 0.14035 | 0 | 0 | 0 | 0 | 0 | 0
F14_Industrial_Stone, Clay, and Glass_Existing_Space Heating_Natural Gas_Steam Trap Maintenance_A_Technical Potential | F14 | Industrial | Stone, Clay, and Glass | Existing | Space Heating | Natural Gas | Steam Trap Maintenance | A | Purchases (Cumulative) | Technical Potential | 0 | 0 | 0 | 0 | 0 | 0.15134 | 0.30259 | 0.45295 | 0.60339 | 0.75396 | 0.90261 | 1.0509 | 1.1988 | 1.3444 | 1.4906 | 1.6353 | 1.7801 | 1.9241 | 2.0669 | 2.2098 | 2.3522 | 2.494 | 2.6353 | 2.776 | 2.9164 | 2.9164 | 2.9164 | 2.9164 | 2.9164 | 2.9164 | 2.9164
F1_Industrial_Stone, Clay, and Glass_Existing_Process_Natural Gas_Steam Trap Maintenance_A_Technical Potential | F1 | Industrial | Stone, Clay, and Glass | Existing | Process | Natural Gas | Steam Trap Maintenance | A | Original Unit Energy Savings (kWh or therms) | Technical Potential | 0 | 0 | 0 | 0 | 0 | 5.4079 | 5.4079 | 5.4079 | 5.4079 | 5.4079 | 5.4079 | 5.4079 | 5.4079 | 5.4079 | 5.4079 | 5.4079 | 5.4079 | 5.4079 | 5.4079 | 5.4079 | 5.4079 | 5.4079 | 5.4079 | 5.4079 | 5.4079 | 5.4079 | 5.4079 | 5.4079 | 5.4079 | 5.4079 | 5.4079
F2_Industrial_Stone, Clay, and Glass_Existing_Process_Natural Gas_Steam Trap Maintenance_A_Technical Potential | F2 | Industrial | Stone, Clay, and Glass | Existing | Process | Natural Gas | Steam Trap Maintenance | A | Original Unit Summer Peak Savings (kW) | Technical Potential | 0 | 0 | 0 | 0 | 0 | 0 | 0 | 0 | 0 | 0 | 0 | 0 | 0 | 0 | 0 | 0 | 0 | 0 | 0 | 0 | 0 | 0 | 0 | 0 | 0 | 0 | 0 | 0 | 0 | 0 | 0
F3_Industrial_Stone, Clay, and Glass_Existing_Process_Natural Gas_Steam Trap Maintenance_A_Technical Potential | F3 | Industrial | Stone, Clay, and Glass | Existing | Process | Natural Gas | Steam Trap Maintenance | A | Original Unit Winter Peak Savings (kW) | Technical Potential | 0 | 0 | 0 | 0 | 0 | 0 | 0 | 0 | 0 | 0 | 0 | 0 | 0 | 0 | 0 | 0 | 0 | 0 | 0 | 0 | 0 | 0 | 0 | 0 | 0 | 0 | 0 | 0 | 0 | 0 | 0
F4_Industrial_Stone, Clay, and Glass_Existing_Process_Natural Gas_Steam Trap Maintenance_A_Technical Potential | F4 | Industrial | Stone, Clay, and Glass | Existing | Process | Natural Gas | Steam Trap Maintenance | A | Standalone Impact on Baseline Energy (%) | Technical Potential | 0% | 0% | 0% | 0% | 0% | 0.0005762% | 0.001153% | 0.001736% | 0.002311% | 0.002885% | 0.003499% | 0.004085% | 0.004669% | 0.005321% | 0.005877% | 0.006509% | 0.007085% | 0.007697% | 0.008342% | 0.008909% | 0.009522% | 0.01014% | 0.01075% | 0.01136% | 0.00011974 | 0.00012008 | 0.00012041 | 0.0001207 | 0 | 0 | 0
F5_Industrial_Stone, Clay, and Glass_Existing_Process_Natural Gas_Steam Trap Maintenance_A_Technical Potential | F5 | Industrial | Stone, Clay, and Glass | Existing | Process | Natural Gas | Steam Trap Maintenance | A | Standalone Impact on Baseline Summer Peak (%) | Technical Potential | 0% | 0% | 0% | 0% | 0% | 0% | 0% | 0% | 0% | 0% | 0% | 0% | 0% | 0% | 0% | 0% | 0% | 0% | 0% | 0% | 0% | 0% | 0% | 0% | 0 | 0 | 0 | 0 | 0 | 0 | 0
F6_Industrial_Stone, Clay, and Glass_Existing_Process_Natural Gas_Steam Trap Maintenance_A_Technical Potential | F6 | Industrial | Stone, Clay, and Glass | Existing | Process | Natural Gas | Steam Trap Maintenance | A | Standalone Impact on Baseline Winter Peak (%) | Technical Potential | 0% | 0% | 0% | 0% | 0% | 0% | 0% | 0% | 0% | 0% | 0% | 0% | 0% | 0% | 0% | 0% | 0% | 0% | 0% | 0% | 0% | 0% | 0% | 0% | 0 | 0 | 0 | 0 | 0 | 0 | 0
F7_Industrial_Stone, Clay, and Glass_Existing_Process_Natural Gas_Steam Trap Maintenance_A_Technical Potential | F7 | Industrial | Stone, Clay, and Glass | Existing | Process | Natural Gas | Steam Trap Maintenance | A | Incremental Energy Savings (MWh or mTherms) | Technical Potential | 0 | 0 | 0 | 0 | 0 | 0.0090737 | 0.0090687 | 0.0090152 | 0.0090201 | 0.0090276 | 0.0089129 | 0.0088886 | 0.0088705 | 0.0087297 | 0.008763 | 0.0086794 | 0.0086805 | 0.0086369 | 0.0085598 | 0.00857 | 0.0085345 | 0.0085013 | 0.0084703 | 0.0084416 | 0.0084149 | 0 | 0 | 0 | 0 | 0 | 0
F8_Industrial_Stone, Clay, and Glass_Existing_Process_Natural Gas_Steam Trap Maintenance_A_Technical Potential | F8 | Industrial | Stone, Clay, and Glass | Existing | Process | Natural Gas | Steam Trap Maintenance | A | Incremental Summer Peak Savings (MW) | Technical Potential | 0 | 0 | 0 | 0 | 0 | 0 | 0 | 0 | 0 | 0 | 0 | 0 | 0 | 0 | 0 | 0 | 0 | 0 | 0 | 0 | 0 | 0 | 0 | 0 | 0 | 0 | 0 | 0 | 0 | 0 | 0
F9_Industrial_Stone, Clay, and Glass_Existing_Process_Natural Gas_Steam Trap Maintenance_A_Technical Potential | F9 | Industrial | Stone, Clay, and Glass | Existing | Process | Natural Gas | Steam Trap Maintenance | A | Incremental Winter Peak Savings (MW) | Technical Potential | 0 | 0 | 0 | 0 | 0 | 0 | 0 | 0 | 0 | 0 | 0 | 0 | 0 | 0 | 0 | 0 | 0 | 0 | 0 | 0 | 0 | 0 | 0 | 0 | 0 | 0 | 0 | 0 | 0 | 0 | 0
F10_Industrial_Stone, Clay, and Glass_Existing_Process_Natural Gas_Steam Trap Maintenance_A_Technical Potential | F10 | Industrial | Stone, Clay, and Glass | Existing | Process | Natural Gas | Steam Trap Maintenance | A | Cumulative Energy Savings (MWh or mTherms) | Technical Potential | 0 | 0 | 0 | 0 | 0 | 0.0090737 | 0.018142 | 0.027158 | 0.036178 | 0.045205 | 0.054118 | 0.063007 | 0.071877 | 0.080607 | 0.08937 | 0.098049 | 0.10673 | 0.11537 | 0.12393 | 0.1325 | 0.14103 | 0.14953 | 0.158 | 0.16644 | 0.17486 | 0.17486 | 0.17486 | 0.17486 | 0.17486 | 0.17486 | 0.17486
F11_Industrial_Stone, Clay, and Glass_Existing_Process_Natural Gas_Steam Trap Maintenance_A_Technical Potential | F11 | Industrial | Stone, Clay, and Glass | Existing | Process | Natural Gas | Steam Trap Maintenance | A | Cumulative Summer Peak Savings (MW) | Technical Potential | 0 | 0 | 0 | 0 | 0 | 0 | 0 | 0 | 0 | 0 | 0 | 0 | 0 | 0 | 0 | 0 | 0 | 0 | 0 | 0 | 0 | 0 | 0 | 0 | 0 | 0 | 0 | 0 | 0 | 0 | 0
F12_Industrial_Stone, Clay, and Glass_Existing_Process_Natural Gas_Steam Trap Maintenance_A_Technical Potential | F12 | Industrial | Stone, Clay, and Glass | Existing | Process | Natural Gas | Steam Trap Maintenance | A | Cumulative Winter Peak Savings (MW) | Technical Potential | 0 | 0 | 0 | 0 | 0 | 0 | 0 | 0 | 0 | 0 | 0 | 0 | 0 | 0 | 0 | 0 | 0 | 0 | 0 | 0 | 0 | 0 | 0 | 0 | 0 | 0 | 0 | 0 | 0 | 0 | 0
F13_Industrial_Stone, Clay, and Glass_Existing_Process_Natural Gas_Steam Trap Maintenance_A_Technical Potential | F13 | Industrial | Stone, Clay, and Glass | Existing | Process | Natural Gas | Steam Trap Maintenance | A | Purchases (Incremental) | Technical Potential | 0 | 0 | 0 | 0 | 0 | 1.6779 | 1.6769 | 1.6671 | 1.668 | 1.6693 | 1.6481 | 1.6436 | 1.6403 | 1.6143 | 1.6204 | 1.605 | 1.6052 | 1.5971 | 1.5828 | 1.5847 | 1.5782 | 1.572 | 1.5663 | 1.561 | 1.5561 | 0 | 0 | 0 | 0 | 0 | 0
F14_Industrial_Stone, Clay, and Glass_Existing_Process_Natural Gas_Steam Trap Maintenance_A_Technical Potential | F14 | Industrial | Stone, Clay, and Glass | Existing | Process | Natural Gas | Steam Trap Maintenance | A | Purchases (Cumulative) | Technical Potential | 0 | 0 | 0 | 0 | 0 | 1.6779 | 3.3548 | 5.0219 | 6.6898 | 8.3592 | 10.0073 | 11.6509 | 13.2912 | 14.9055 | 16.5259 | 18.1309 | 19.736 | 21.3331 | 22.916 | 24.5007 | 26.0789 | 27.6509 | 29.2172 | 30.7782 | 32.3342 | 32.3342 | 32.3342 | 32.3342 | 32.3342 | 32.3342 | 32.3342
F1_Industrial_Stone, Clay, and Glass_Existing_Space Heating_Natural Gas_Gas Boiler - High Turndown_A_Technical Potential | F1 | Industrial | Stone, Clay, and Glass | Existing | Space Heating | Natural Gas | Gas Boiler - High Turndown | A | Original Unit Energy Savings (kWh or therms) | Technical Potential | 0 | 0 | 0 | 0 | 0 | 9.5671 | 9.5023 | 9.4378 | 9.3731 | 9.3085 | 9.2458 | 9.1836 | 9.1222 | 9.0614 | 8.9971 | 8.938 | 8.8797 | 8.8223 | 8.7657 | 8.709 | 8.6543 | 8.5973 | 8.5423 | 8.489 | 8.4354 | 8.3864 | 8.3418 | 8.301 | 8.2638 | 8.2299 | 8.1989
F2_Industrial_Stone, Clay, and Glass_Existing_Space Heating_Natural Gas_Gas Boiler - High Turndown_A_Technical Potential | F2 | Industrial | Stone, Clay, and Glass | Existing | Space Heating | Natural Gas | Gas Boiler - High Turndown | A | Original Unit Summer Peak Savings (kW) | Technical Potential | 0 | 0 | 0 | 0 | 0 | 0 | 0 | 0 | 0 | 0 | 0 | 0 | 0 | 0 | 0 | 0 | 0 | 0 | 0 | 0 | 0 | 0 | 0 | 0 | 0 | 0 | 0 | 0 | 0 | 0 | 0
F3_Industrial_Stone, Clay, and Glass_Existing_Space Heating_Natural Gas_Gas Boiler - High Turndown_A_Technical Potential | F3 | Industrial | Stone, Clay, and Glass | Existing | Space Heating | Natural Gas | Gas Boiler - High Turndown | A | Original Unit Winter Peak Savings (kW) | Technical Potential | 0 | 0 | 0 | 0 | 0 | 0 | 0 | 0 | 0 | 0 | 0 | 0 | 0 | 0 | 0 | 0 | 0 | 0 | 0 | 0 | 0 | 0 | 0 | 0 | 0 | 0 | 0 | 0 | 0 | 0 | 0
F4_Industrial_Stone, Clay, and Glass_Existing_Space Heating_Natural Gas_Gas Boiler - High Turndown_A_Technical Potential | F4 | Industrial | Stone, Clay, and Glass | Existing | Space Heating | Natural Gas | Gas Boiler - High Turndown | A | Standalone Impact on Baseline Energy (%) | Technical Potential | 0% | 0% | 0% | 0% | 0% | 0.004973% | 0.009929% | 0.01494% | 0.01988% | 0.02482% | 0.02961% | 0.03328% | 0.03622% | 0.03912% | 0.04083% | 0.04272% | 0.04392% | 0.0451% | 0.04626% | 0.0468% | 0.04746% | 0.04762% | 0.04776% | 0.04788% | 0.00047967 | 0.00048055 | 0.00048138 | 0.00048215 | 0 | 0 | 0
F5_Industrial_Stone, Clay, and Glass_Existing_Space Heating_Natural Gas_Gas Boiler - High Turndown_A_Technical Potential | F5 | Industrial | Stone, Clay, and Glass | Existing | Space Heating | Natural Gas | Gas Boiler - High Turndown | A | Standalone Impact on Baseline Summer Peak (%) | Technical Potential | 0% | 0% | 0% | 0% | 0% | 0% | 0% | 0% | 0% | 0% | 0% | 0% | 0% | 0% | 0% | 0% | 0% | 0% | 0% | 0% | 0% | 0% | 0% | 0% | 0 | 0 | 0 | 0 | 0 | 0 | 0
F6_Industrial_Stone, Clay, and Glass_Existing_Space Heating_Natural Gas_Gas Boiler - High Turndown_A_Technical Potential | F6 | Industrial | Stone, Clay, and Glass | Existing | Space Heating | Natural Gas | Gas Boiler - High Turndown | A | Standalone Impact on Baseline Winter Peak (%) | Technical Potential | 0% | 0% | 0% | 0% | 0% | 0% | 0% | 0% | 0% | 0% | 0% | 0% | 0% | 0% | 0% | 0% | 0% | 0% | 0% | 0% | 0% | 0% | 0% | 0% | 0 | 0 | 0 | 0 | 0 | 0 | 0
F7_Industrial_Stone, Clay, and Glass_Existing_Space Heating_Natural Gas_Gas Boiler - High Turndown_A_Technical Potential | F7 | Industrial | Stone, Clay, and Glass | Existing | Space Heating | Natural Gas | Gas Boiler - High Turndown | A | Incremental Energy Savings (MWh or mTherms) | Technical Potential | 0 | 0 | 0 | 0 | 0 | 0.0039589 | 0.0039299 | 0.0038803 | 0.0038557 | 0.0038323 | 0.0033824 | 0.0026804 | 0.0021256 | 0.0016623 | 0.0013255 | 0.0010434 | 0.00082935 | 0.00065588 | 0.00051669 | 0.00041116 | 0.00032551 | 2.197e-06 | 7.7679e-07 | 2.6227e-07 | 8.4715e-08 | 7.1381e-08 | 7.0812e-08 | 7.0295e-08 | 6.9828e-08 | 6.9406e-08 | 6.9027e-08
F8_Industrial_Stone, Clay, and Glass_Existing_Space Heating_Natural Gas_Gas Boiler - High Turndown_A_Technical Potential | F8 | Industrial | Stone, Clay, and Glass | Existing | Space Heating | Natural Gas | Gas Boiler - High Turndown | A | Incremental Summer Peak Savings (MW) | Technical Potential | 0 | 0 | 0 | 0 | 0 | 0 | 0 | 0 | 0 | 0 | 0 | 0 | 0 | 0 | 0 | 0 | 0 | 0 | 0 | 0 | 0 | 0 | 0 | 0 | 0 | 0 | 0 | 0 | 0 | 0 | 0
F9_Industrial_Stone, Clay, and Glass_Existing_Space Heating_Natural Gas_Gas Boiler - High Turndown_A_Technical Potential | F9 | Industrial | Stone, Clay, and Glass | Existing | Space Heating | Natural Gas | Gas Boiler - High Turndown | A | Incremental Winter Peak Savings (MW) | Technical Potential | 0 | 0 | 0 | 0 | 0 | 0 | 0 | 0 | 0 | 0 | 0 | 0 | 0 | 0 | 0 | 0 | 0 | 0 | 0 | 0 | 0 | 0 | 0 | 0 | 0 | 0 | 0 | 0 | 0 | 0 | 0
F10_Industrial_Stone, Clay, and Glass_Existing_Space Heating_Natural Gas_Gas Boiler - High Turndown_A_Technical Potential | F10 | Industrial | Stone, Clay, and Glass | Existing | Space Heating | Natural Gas | Gas Boiler - High Turndown | A | Cumulative Energy Savings (MWh or mTherms) | Technical Potential | 0 | 0 | 0 | 0 | 0 | 0.0039589 | 0.007862 | 0.011689 | 0.015465 | 0.01919 | 0.022443 | 0.024973 | 0.026931 | 0.028414 | 0.029538 | 0.030388 | 0.031019 | 0.031474 | 0.031789 | 0.031994 | 0.032119 | 0.031909 | 0.031706 | 0.031509 | 0.03131 | 0.031128 | 0.030962 | 0.030811 | 0.030673 | 0.030547 | 0.030432
F11_Industrial_Stone, Clay, and Glass_Existing_Space Heating_Natural Gas_Gas Boiler - High Turndown_A_Technical Potential | F11 | Industrial | Stone, Clay, and Glass | Existing | Space Heating | Natural Gas | Gas Boiler - High Turndown | A | Cumulative Summer Peak Savings (MW) | Technical Potential | 0 | 0 | 0 | 0 | 0 | 0 | 0 | 0 | 0 | 0 | 0 | 0 | 0 | 0 | 0 | 0 | 0 | 0 | 0 | 0 | 0 | 0 | 0 | 0 | 0 | 0 | 0 | 0 | 0 | 0 | 0
F12_Industrial_Stone, Clay, and Glass_Existing_Space Heating_Natural Gas_Gas Boiler - High Turndown_A_Technical Potential | F12 | Industrial | Stone, Clay, and Glass | Existing | Space Heating | Natural Gas | Gas Boiler - High Turndown | A | Cumulative Winter Peak Savings (MW) | Technical Potential | 0 | 0 | 0 | 0 | 0 | 0 | 0 | 0 | 0 | 0 | 0 | 0 | 0 | 0 | 0 | 0 | 0 | 0 | 0 | 0 | 0 | 0 | 0 | 0 | 0 | 0 | 0 | 0 | 0 | 0 | 0
F13_Industrial_Stone, Clay, and Glass_Existing_Space Heating_Natural Gas_Gas Boiler - High Turndown_A_Technical Potential | F13 | Industrial | Stone, Clay, and Glass | Existing | Space Heating | Natural Gas | Gas Boiler - High Turndown | A | Purchases (Incremental) | Technical Potential | 0 | 0 | 0 | 0 | 0 | 0.41381 | 0.41358 | 0.41114 | 0.41136 | 0.4117 | 0.36583 | 0.29186 | 0.23302 | 0.18345 | 0.14732 | 0.11673 | 0.093399 | 0.074343 | 0.058944 | 0.047211 | 0.037613 | 0.00025555 | 9.0935e-05 | 3.0895e-05 | 1.0043e-05 | 8.5115e-06 | 8.4889e-06 | 8.4683e-06 | 8.4498e-06 | 8.4334e-06 | 8.4191e-06
F14_Industrial_Stone, Clay, and Glass_Existing_Space Heating_Natural Gas_Gas Boiler - High Turndown_A_Technical Potential | F14 | Industrial | Stone, Clay, and Glass | Existing | Space Heating | Natural Gas | Gas Boiler - High Turndown | A | Purchases (Cumulative) | Technical Potential | 0 | 0 | 0 | 0 | 0 | 0.41381 | 0.82739 | 1.2385 | 1.6499 | 2.0616 | 2.4274 | 2.7193 | 2.9523 | 3.1358 | 3.2831 | 3.3998 | 3.4932 | 3.5676 | 3.6265 | 3.6737 | 3.7113 | 3.7116 | 3.7117 | 3.7117 | 3.7117 | 3.7117 | 3.7117 | 3.7117 | 3.7117 | 3.7117 | 3.7118
F1_Industrial_Stone, Clay, and Glass_Existing_Process_Natural Gas_Gas Boiler - High Turndown_A_Technical Potential | F1 | Industrial | Stone, Clay, and Glass | Existing | Process | Natural Gas | Gas Boiler - High Turndown | A | Original Unit Energy Savings (kWh or therms) | Technical Potential | 0 | 0 | 0 | 0 | 0 | 5.7404 | 5.7404 | 5.7404 | 5.7404 | 5.7404 | 5.7404 | 5.7404 | 5.7404 | 5.7404 | 5.7404 | 5.7404 | 5.7404 | 5.7404 | 5.7404 | 5.7404 | 5.7404 | 5.7404 | 5.7404 | 5.7404 | 5.7404 | 5.7404 | 5.7404 | 5.7404 | 5.7404 | 5.7404 | 5.7404
F2_Industrial_Stone, Clay, and Glass_Existing_Process_Natural Gas_Gas Boiler - High Turndown_A_Technical Potential | F2 | Industrial | Stone, Clay, and Glass | Existing | Process | Natural Gas | Gas Boiler - High Turndown | A | Original Unit Summer Peak Savings (kW) | Technical Potential | 0 | 0 | 0 | 0 | 0 | 0 | 0 | 0 | 0 | 0 | 0 | 0 | 0 | 0 | 0 | 0 | 0 | 0 | 0 | 0 | 0 | 0 | 0 | 0 | 0 | 0 | 0 | 0 | 0 | 0 | 0
F3_Industrial_Stone, Clay, and Glass_Existing_Process_Natural Gas_Gas Boiler - High Turndown_A_Technical Potential | F3 | Industrial | Stone, Clay, and Glass | Existing | Process | Natural Gas | Gas Boiler - High Turndown | A | Original Unit Winter Peak Savings (kW) | Technical Potential | 0 | 0 | 0 | 0 | 0 | 0 | 0 | 0 | 0 | 0 | 0 | 0 | 0 | 0 | 0 | 0 | 0 | 0 | 0 | 0 | 0 | 0 | 0 | 0 | 0 | 0 | 0 | 0 | 0 | 0 | 0
F4_Industrial_Stone, Clay, and Glass_Existing_Process_Natural Gas_Gas Boiler - High Turndown_A_Technical Potential | F4 | Industrial | Stone, Clay, and Glass | Existing | Process | Natural Gas | Gas Boiler - High Turndown | A | Standalone Impact on Baseline Energy (%) | Technical Potential | 0% | 0% | 0% | 0% | 0% | 0.001672% | 0.003346% | 0.005038% | 0.006708% | 0.008375% | 0.009988% | 0.01122% | 0.01221% | 0.01317% | 0.01374% | 0.01436% | 0.01476% | 0.01515% | 0.01554% | 0.01572% | 0.01595% | 0.01601% | 0.01607% | 0.01612% | 0.00016176 | 0.00016223 | 0.00016266 | 0.00016306 | 0 | 0 | 0
F5_Industrial_Stone, Clay, and Glass_Existing_Process_Natural Gas_Gas Boiler - High Turndown_A_Technical Potential | F5 | Industrial | Stone, Clay, and Glass | Existing | Process | Natural Gas | Gas Boiler - High Turndown | A | Standalone Impact on Baseline Summer Peak (%) | Technical Potential | 0% | 0% | 0% | 0% | 0% | 0% | 0% | 0% | 0% | 0% | 0% | 0% | 0% | 0% | 0% | 0% | 0% | 0% | 0% | 0% | 0% | 0% | 0% | 0% | 0 | 0 | 0 | 0 | 0 | 0 | 0
F6_Industrial_Stone, Clay, and Glass_Existing_Process_Natural Gas_Gas Boiler - High Turndown_A_Technical Potential | F6 | Industrial | Stone, Clay, and Glass | Existing | Process | Natural Gas | Gas Boiler - High Turndown | A | Standalone Impact on Baseline Winter Peak (%) | Technical Potential | 0% | 0% | 0% | 0% | 0% | 0% | 0% | 0% | 0% | 0% | 0% | 0% | 0% | 0% | 0% | 0% | 0% | 0% | 0% | 0% | 0% | 0% | 0% | 0% | 0 | 0 | 0 | 0 | 0 | 0 | 0
F7_Industrial_Stone, Clay, and Glass_Existing_Process_Natural Gas_Gas Boiler - High Turndown_A_Technical Potential | F7 | Industrial | Stone, Clay, and Glass | Existing | Process | Natural Gas | Gas Boiler - High Turndown | A | Incremental Energy Savings (MWh or mTherms) | Technical Potential | 0 | 0 | 0 | 0 | 0 | 0.026336 | 0.026322 | 0.026167 | 0.026181 | 0.026202 | 0.023283 | 0.018575 | 0.01483 | 0.011676 | 0.0093761 | 0.0074294 | 0.0059443 | 0.0047315 | 0.0037514 | 0.0030047 | 0.0023938 | 1.6264e-05 | 5.7875e-06 | 1.9663e-06 | 6.3916e-07 | 5.4171e-07 | 5.4026e-07 | 5.3895e-07 | 5.3778e-07 | 5.3673e-07 | 5.3582e-07
F8_Industrial_Stone, Clay, and Glass_Existing_Process_Natural Gas_Gas Boiler - High Turndown_A_Technical Potential | F8 | Industrial | Stone, Clay, and Glass | Existing | Process | Natural Gas | Gas Boiler - High Turndown | A | Incremental Summer Peak Savings (MW) | Technical Potential | 0 | 0 | 0 | 0 | 0 | 0 | 0 | 0 | 0 | 0 | 0 | 0 | 0 | 0 | 0 | 0 | 0 | 0 | 0 | 0 | 0 | 0 | 0 | 0 | 0 | 0 | 0 | 0 | 0 | 0 | 0
F9_Industrial_Stone, Clay, and Glass_Existing_Process_Natural Gas_Gas Boiler - High Turndown_A_Technical Potential | F9 | Industrial | Stone, Clay, and Glass | Existing | Process | Natural Gas | Gas Boiler - High Turndown | A | Incremental Winter Peak Savings (MW) | Technical Potential | 0 | 0 | 0 | 0 | 0 | 0 | 0 | 0 | 0 | 0 | 0 | 0 | 0 | 0 | 0 | 0 | 0 | 0 | 0 | 0 | 0 | 0 | 0 | 0 | 0 | 0 | 0 | 0 | 0 | 0 | 0
F10_Industrial_Stone, Clay, and Glass_Existing_Process_Natural Gas_Gas Boiler - High Turndown_A_Technical Potential | F10 | Industrial | Stone, Clay, and Glass | Existing | Process | Natural Gas | Gas Boiler - High Turndown | A | Cumulative Energy Savings (MWh or mTherms) | Technical Potential | 0 | 0 | 0 | 0 | 0 | 0.026336 | 0.052658 | 0.078825 | 0.10501 | 0.13121 | 0.15449 | 0.17307 | 0.1879 | 0.19957 | 0.20895 | 0.21638 | 0.22232 | 0.22705 | 0.2308 | 0.23381 | 0.2362 | 0.23622 | 0.23622 | 0.23623 | 0.23623 | 0.23623 | 0.23623 | 0.23623 | 0.23623 | 0.23623 | 0.23623
F11_Industrial_Stone, Clay, and Glass_Existing_Process_Natural Gas_Gas Boiler - High Turndown_A_Technical Potential | F11 | Industrial | Stone, Clay, and Glass | Existing | Process | Natural Gas | Gas Boiler - High Turndown | A | Cumulative Summer Peak Savings (MW) | Technical Potential | 0 | 0 | 0 | 0 | 0 | 0 | 0 | 0 | 0 | 0 | 0 | 0 | 0 | 0 | 0 | 0 | 0 | 0 | 0 | 0 | 0 | 0 | 0 | 0 | 0 | 0 | 0 | 0 | 0 | 0 | 0
F12_Industrial_Stone, Clay, and Glass_Existing_Process_Natural Gas_Gas Boiler - High Turndown_A_Technical Potential | F12 | Industrial | Stone, Clay, and Glass | Existing | Process | Natural Gas | Gas Boiler - High Turndown | A | Cumulative Winter Peak Savings (MW) | Technical Potential | 0 | 0 | 0 | 0 | 0 | 0 | 0 | 0 | 0 | 0 | 0 | 0 | 0 | 0 | 0 | 0 | 0 | 0 | 0 | 0 | 0 | 0 | 0 | 0 | 0 | 0 | 0 | 0 | 0 | 0 | 0
F13_Industrial_Stone, Clay, and Glass_Existing_Process_Natural Gas_Gas Boiler - High Turndown_A_Technical Potential | F13 | Industrial | Stone, Clay, and Glass | Existing | Process | Natural Gas | Gas Boiler - High Turndown | A | Purchases (Incremental) | Technical Potential | 0 | 0 | 0 | 0 | 0 | 4.5879 | 4.5854 | 4.5583 | 4.5608 | 4.5646 | 4.056 | 3.2359 | 2.5835 | 2.0339 | 1.6334 | 1.2942 | 1.0355 | 0.82425 | 0.65352 | 0.52343 | 0.41701 | 0.0028333 | 0.0010082 | 0.00034254 | 0.00011135 | 9.4368e-05 | 9.4116e-05 | 9.3888e-05 | 9.3684e-05 | 9.3502e-05 | 9.3343e-05
F14_Industrial_Stone, Clay, and Glass_Existing_Process_Natural Gas_Gas Boiler - High Turndown_A_Technical Potential | F14 | Industrial | Stone, Clay, and Glass | Existing | Process | Natural Gas | Gas Boiler - High Turndown | A | Purchases (Cumulative) | Technical Potential | 0 | 0 | 0 | 0 | 0 | 4.5879 | 9.1733 | 13.7316 | 18.2924 | 22.857 | 26.913 | 30.1489 | 32.7323 | 34.7663 | 36.3996 | 37.6939 | 38.7294 | 39.5536 | 40.2072 | 40.7306 | 41.1476 | 41.1504 | 41.1514 | 41.1518 | 41.1519 | 41.152 | 41.1521 | 41.1522 | 41.1523 | 41.1524 | 41.1525
F1_Industrial_Stone, Clay, and Glass_Existing_Space Heating_Natural Gas_Gas Boiler - Burner Control Optimization_A_Technical Potential | F1 | Industrial | Stone, Clay, and Glass | Existing | Space Heating | Natural Gas | Gas Boiler - Burner Control Optimization | A | Original Unit Energy Savings (kWh or therms) | Technical Potential | 0 | 0 | 0 | 0 | 0 | 2.7745 | 2.7557 | 2.737 | 2.7182 | 2.6995 | 2.6813 | 2.6633 | 2.6454 | 2.6278 | 2.6092 | 2.592 | 2.5751 | 2.5585 | 2.5421 | 2.5256 | 2.5097 | 2.4932 | 2.4773 | 2.4618 | 2.4463 | 2.4321 | 2.4191 | 2.4073 | 2.3965 | 2.3867 | 2.3777
F2_Industrial_Stone, Clay, and Glass_Existing_Space Heating_Natural Gas_Gas Boiler - Burner Control Optimization_A_Technical Potential | F2 | Industrial | Stone, Clay, and Glass | Existing | Space Heating | Natural Gas | Gas Boiler - Burner Control Optimization | A | Original Unit Summer Peak Savings (kW) | Technical Potential | 0 | 0 | 0 | 0 | 0 | 0 | 0 | 0 | 0 | 0 | 0 | 0 | 0 | 0 | 0 | 0 | 0 | 0 | 0 | 0 | 0 | 0 | 0 | 0 | 0 | 0 | 0 | 0 | 0 | 0 | 0
F3_Industrial_Stone, Clay, and Glass_Existing_Space Heating_Natural Gas_Gas Boiler - Burner Control Optimization_A_Technical Potential | F3 | Industrial | Stone, Clay, and Glass | Existing | Space Heating | Natural Gas | Gas Boiler - Burner Control Optimization | A | Original Unit Winter Peak Savings (kW) | Technical Potential | 0 | 0 | 0 | 0 | 0 | 0 | 0 | 0 | 0 | 0 | 0 | 0 | 0 | 0 | 0 | 0 | 0 | 0 | 0 | 0 | 0 | 0 | 0 | 0 | 0 | 0 | 0 | 0 | 0 | 0 | 0
F4_Industrial_Stone, Clay, and Glass_Existing_Space Heating_Natural Gas_Gas Boiler - Burner Control Optimization_A_Technical Potential | F4 | Industrial | Stone, Clay, and Glass | Existing | Space Heating | Natural Gas | Gas Boiler - Burner Control Optimization | A | Standalone Impact on Baseline Energy (%) | Technical Potential | 0% | 0% | 0% | 0% | 0% | 0.000389% | 0.0009988% | 0.002224% | 0.004355% | 0.00767% | 0.01242% | 0.01838% | 0.02533% | 0.0332% | 0.04055% | 0.04793% | 0.05405% | 0.05936% | 0.0638% | 0.06659% | 0.06885% | 0.07043% | 0.07148% | 0.07218% | 0.00072667 | 0.00072799 | 0.00072924 | 0.00073042 | 0 | 0 | 0
F5_Industrial_Stone, Clay, and Glass_Existing_Space Heating_Natural Gas_Gas Boiler - Burner Control Optimization_A_Technical Potential | F5 | Industrial | Stone, Clay, and Glass | Existing | Space Heating | Natural Gas | Gas Boiler - Burner Control Optimization | A | Standalone Impact on Baseline Summer Peak (%) | Technical Potential | 0% | 0% | 0% | 0% | 0% | 0% | 0% | 0% | 0% | 0% | 0% | 0% | 0% | 0% | 0% | 0% | 0% | 0% | 0% | 0% | 0% | 0% | 0% | 0% | 0 | 0 | 0 | 0 | 0 | 0 | 0
F6_Industrial_Stone, Clay, and Glass_Existing_Space Heating_Natural Gas_Gas Boiler - Burner Control Optimization_A_Technical Potential | F6 | Industrial | Stone, Clay, and Glass | Existing | Space Heating | Natural Gas | Gas Boiler - Burner Control Optimization | A | Standalone Impact on Baseline Winter Peak (%) | Technical Potential | 0% | 0% | 0% | 0% | 0% | 0% | 0% | 0% | 0% | 0% | 0% | 0% | 0% | 0% | 0% | 0% | 0% | 0% | 0% | 0% | 0% | 0% | 0% | 0% | 0 | 0 | 0 | 0 | 0 | 0 | 0
F7_Industrial_Stone, Clay, and Glass_Existing_Space Heating_Natural Gas_Gas Boiler - Burner Control Optimization_A_Technical Potential | F7 | Industrial | Stone, Clay, and Glass | Existing | Space Heating | Natural Gas | Gas Boiler - Burner Control Optimization | A | Incremental Energy Savings (MWh or mTherms) | Technical Potential | 0 | 0 | 0 | 0 | 0 | 0.0003097 | 0.00048326 | 0.0009543 | 0.0016595 | 0.0025657 | 0.0035225 | 0.0044409 | 0.0051359 | 0.0054069 | 0.005389 | 0.0049491 | 0.0043027 | 0.0035028 | 0.0026828 | 0.0019663 | 0.0013621 | 0.00089859 | 0.0005661 | 0.00034127 | 0.00022889 | 0 | 0 | 0 | 0 | 0 | 0
F8_Industrial_Stone, Clay, and Glass_Existing_Space Heating_Natural Gas_Gas Boiler - Burner Control Optimization_A_Technical Potential | F8 | Industrial | Stone, Clay, and Glass | Existing | Space Heating | Natural Gas | Gas Boiler - Burner Control Optimization | A | Incremental Summer Peak Savings (MW) | Technical Potential | 0 | 0 | 0 | 0 | 0 | 0 | 0 | 0 | 0 | 0 | 0 | 0 | 0 | 0 | 0 | 0 | 0 | 0 | 0 | 0 | 0 | 0 | 0 | 0 | 0 | 0 | 0 | 0 | 0 | 0 | 0
F9_Industrial_Stone, Clay, and Glass_Existing_Space Heating_Natural Gas_Gas Boiler - Burner Control Optimization_A_Technical Potential | F9 | Industrial | Stone, Clay, and Glass | Existing | Space Heating | Natural Gas | Gas Boiler - Burner Control Optimization | A | Incremental Winter Peak Savings (MW) | Technical Potential | 0 | 0 | 0 | 0 | 0 | 0 | 0 | 0 | 0 | 0 | 0 | 0 | 0 | 0 | 0 | 0 | 0 | 0 | 0 | 0 | 0 | 0 | 0 | 0 | 0 | 0 | 0 | 0 | 0 | 0 | 0
F10_Industrial_Stone, Clay, and Glass_Existing_Space Heating_Natural Gas_Gas Boiler - Burner Control Optimization_A_Technical Potential | F10 | Industrial | Stone, Clay, and Glass | Existing | Space Heating | Natural Gas | Gas Boiler - Burner Control Optimization | A | Cumulative Energy Savings (MWh or mTherms) | Technical Potential | 0 | 0 | 0 | 0 | 0 | 0.0003097 | 0.00079086 | 0.0017398 | 0.0033873 | 0.0059297 | 0.0094123 | 0.01379 | 0.018834 | 0.024115 | 0.029333 | 0.034089 | 0.03817 | 0.041426 | 0.043843 | 0.045525 | 0.046601 | 0.047193 | 0.047457 | 0.047503 | 0.047431 | 0.047156 | 0.046905 | 0.046676 | 0.046467 | 0.046276 | 0.046102
F11_Industrial_Stone, Clay, and Glass_Existing_Space Heating_Natural Gas_Gas Boiler - Burner Control Optimization_A_Technical Potential | F11 | Industrial | Stone, Clay, and Glass | Existing | Space Heating | Natural Gas | Gas Boiler - Burner Control Optimization | A | Cumulative Summer Peak Savings (MW) | Technical Potential | 0 | 0 | 0 | 0 | 0 | 0 | 0 | 0 | 0 | 0 | 0 | 0 | 0 | 0 | 0 | 0 | 0 | 0 | 0 | 0 | 0 | 0 | 0 | 0 | 0 | 0 | 0 | 0 | 0 | 0 | 0
F12_Industrial_Stone, Clay, and Glass_Existing_Space Heating_Natural Gas_Gas Boiler - Burner Control Optimization_A_Technical Potential | F12 | Industrial | Stone, Clay, and Glass | Existing | Space Heating | Natural Gas | Gas Boiler - Burner Control Optimization | A | Cumulative Winter Peak Savings (MW) | Technical Potential | 0 | 0 | 0 | 0 | 0 | 0 | 0 | 0 | 0 | 0 | 0 | 0 | 0 | 0 | 0 | 0 | 0 | 0 | 0 | 0 | 0 | 0 | 0 | 0 | 0 | 0 | 0 | 0 | 0 | 0 | 0
F13_Industrial_Stone, Clay, and Glass_Existing_Space Heating_Natural Gas_Gas Boiler - Burner Control Optimization_A_Technical Potential | F13 | Industrial | Stone, Clay, and Glass | Existing | Space Heating | Natural Gas | Gas Boiler - Burner Control Optimization | A | Purchases (Incremental) | Technical Potential | 0 | 0 | 0 | 0 | 0 | 0.11163 | 0.17537 | 0.34867 | 0.6105 | 0.95046 | 1.3137 | 1.6675 | 1.9414 | 2.0576 | 2.0654 | 1.9093 | 1.6709 | 1.3691 | 1.0554 | 0.77856 | 0.54274 | 0.36042 | 0.22852 | 0.13863 | 0.093566 | 0 | 0 | 0 | 0 | 0 | 0
F14_Industrial_Stone, Clay, and Glass_Existing_Space Heating_Natural Gas_Gas Boiler - Burner Control Optimization_A_Technical Potential | F14 | Industrial | Stone, Clay, and Glass | Existing | Space Heating | Natural Gas | Gas Boiler - Burner Control Optimization | A | Purchases (Cumulative) | Technical Potential | 0 | 0 | 0 | 0 | 0 | 0.11163 | 0.287 | 0.63567 | 1.2462 | 2.1966 | 3.5104 | 5.1778 | 7.1193 | 9.1768 | 11.2423 | 13.1516 | 14.8225 | 16.1916 | 17.247 | 18.0255 | 18.5683 | 18.9287 | 19.1572 | 19.2958 | 19.3894 | 19.3894 | 19.3894 | 19.3894 | 19.3894 | 19.3894 | 19.3894
F1_Industrial_Stone, Clay, and Glass_Existing_Process_Natural Gas_Gas Boiler - Burner Control Optimization_A_Technical Potential | F1 | Industrial | Stone, Clay, and Glass | Existing | Process | Natural Gas | Gas Boiler - Burner Control Optimization | A | Original Unit Energy Savings (kWh or therms) | Technical Potential | 0 | 0 | 0 | 0 | 0 | 1.6647 | 1.6647 | 1.6647 | 1.6647 | 1.6647 | 1.6647 | 1.6647 | 1.6647 | 1.6647 | 1.6647 | 1.6647 | 1.6647 | 1.6647 | 1.6647 | 1.6647 | 1.6647 | 1.6647 | 1.6647 | 1.6647 | 1.6647 | 1.6647 | 1.6647 | 1.6647 | 1.6647 | 1.6647 | 1.6647
F2_Industrial_Stone, Clay, and Glass_Existing_Process_Natural Gas_Gas Boiler - Burner Control Optimization_A_Technical Potential | F2 | Industrial | Stone, Clay, and Glass | Existing | Process | Natural Gas | Gas Boiler - Burner Control Optimization | A | Original Unit Summer Peak Savings (kW) | Technical Potential | 0 | 0 | 0 | 0 | 0 | 0 | 0 | 0 | 0 | 0 | 0 | 0 | 0 | 0 | 0 | 0 | 0 | 0 | 0 | 0 | 0 | 0 | 0 | 0 | 0 | 0 | 0 | 0 | 0 | 0 | 0
F3_Industrial_Stone, Clay, and Glass_Existing_Process_Natural Gas_Gas Boiler - Burner Control Optimization_A_Technical Potential | F3 | Industrial | Stone, Clay, and Glass | Existing | Process | Natural Gas | Gas Boiler - Burner Control Optimization | A | Original Unit Winter Peak Savings (kW) | Technical Potential | 0 | 0 | 0 | 0 | 0 | 0 | 0 | 0 | 0 | 0 | 0 | 0 | 0 | 0 | 0 | 0 | 0 | 0 | 0 | 0 | 0 | 0 | 0 | 0 | 0 | 0 | 0 | 0 | 0 | 0 | 0
F4_Industrial_Stone, Clay, and Glass_Existing_Process_Natural Gas_Gas Boiler - Burner Control Optimization_A_Technical Potential | F4 | Industrial | Stone, Clay, and Glass | Existing | Process | Natural Gas | Gas Boiler - Burner Control Optimization | A | Standalone Impact on Baseline Energy (%) | Technical Potential | 0% | 0% | 0% | 0% | 0% | 0.0001308% | 0.0003366% | 0.0007499% | 0.001469% | 0.002588% | 0.004189% | 0.006195% | 0.008535% | 0.01118% | 0.01364% | 0.01611% | 0.01816% | 0.01994% | 0.02143% | 0.02237% | 0.02314% | 0.02368% | 0.02405% | 0.02431% | 0.00024505 | 0.00024576 | 0.00024642 | 0.00024702 | 0 | 0 | 0
F5_Industrial_Stone, Clay, and Glass_Existing_Process_Natural Gas_Gas Boiler - Burner Control Optimization_A_Technical Potential | F5 | Industrial | Stone, Clay, and Glass | Existing | Process | Natural Gas | Gas Boiler - Burner Control Optimization | A | Standalone Impact on Baseline Summer Peak (%) | Technical Potential | 0% | 0% | 0% | 0% | 0% | 0% | 0% | 0% | 0% | 0% | 0% | 0% | 0% | 0% | 0% | 0% | 0% | 0% | 0% | 0% | 0% | 0% | 0% | 0% | 0 | 0 | 0 | 0 | 0 | 0 | 0
F6_Industrial_Stone, Clay, and Glass_Existing_Process_Natural Gas_Gas Boiler - Burner Control Optimization_A_Technical Potential | F6 | Industrial | Stone, Clay, and Glass | Existing | Process | Natural Gas | Gas Boiler - Burner Control Optimization | A | Standalone Impact on Baseline Winter Peak (%) | Technical Potential | 0% | 0% | 0% | 0% | 0% | 0% | 0% | 0% | 0% | 0% | 0% | 0% | 0% | 0% | 0% | 0% | 0% | 0% | 0% | 0% | 0% | 0% | 0% | 0% | 0 | 0 | 0 | 0 | 0 | 0 | 0
F7_Industrial_Stone, Clay, and Glass_Existing_Process_Natural Gas_Gas Boiler - Burner Control Optimization_A_Technical Potential | F7 | Industrial | Stone, Clay, and Glass | Existing | Process | Natural Gas | Gas Boiler - Burner Control Optimization | A | Incremental Energy Savings (MWh or mTherms) | Technical Potential | 0 | 0 | 0 | 0 | 0 | 0.0020603 | 0.0032367 | 0.0064353 | 0.011268 | 0.017542 | 0.024247 | 0.030776 | 0.035832 | 0.037976 | 0.038121 | 0.03524 | 0.030839 | 0.025269 | 0.019478 | 0.01437 | 0.010017 | 0.0066521 | 0.0042177 | 0.0025586 | 0.0017269 | 0 | 0 | 0 | 0 | 0 | 0
F8_Industrial_Stone, Clay, and Glass_Existing_Process_Natural Gas_Gas Boiler - Burner Control Optimization_A_Technical Potential | F8 | Industrial | Stone, Clay, and Glass | Existing | Process | Natural Gas | Gas Boiler - Burner Control Optimization | A | Incremental Summer Peak Savings (MW) | Technical Potential | 0 | 0 | 0 | 0 | 0 | 0 | 0 | 0 | 0 | 0 | 0 | 0 | 0 | 0 | 0 | 0 | 0 | 0 | 0 | 0 | 0 | 0 | 0 | 0 | 0 | 0 | 0 | 0 | 0 | 0 | 0
F9_Industrial_Stone, Clay, and Glass_Existing_Process_Natural Gas_Gas Boiler - Burner Control Optimization_A_Technical Potential | F9 | Industrial | Stone, Clay, and Glass | Existing | Process | Natural Gas | Gas Boiler - Burner Control Optimization | A | Incremental Winter Peak Savings (MW) | Technical Potential | 0 | 0 | 0 | 0 | 0 | 0 | 0 | 0 | 0 | 0 | 0 | 0 | 0 | 0 | 0 | 0 | 0 | 0 | 0 | 0 | 0 | 0 | 0 | 0 | 0 | 0 | 0 | 0 | 0 | 0 | 0
F10_Industrial_Stone, Clay, and Glass_Existing_Process_Natural Gas_Gas Boiler - Burner Control Optimization_A_Technical Potential | F10 | Industrial | Stone, Clay, and Glass | Existing | Process | Natural Gas | Gas Boiler - Burner Control Optimization | A | Cumulative Energy Savings (MWh or mTherms) | Technical Potential | 0 | 0 | 0 | 0 | 0 | 0.0020603 | 0.005297 | 0.011732 | 0.023 | 0.040543 | 0.06479 | 0.095566 | 0.1314 | 0.16937 | 0.2075 | 0.24274 | 0.27357 | 0.29884 | 0.31832 | 0.33269 | 0.34271 | 0.34936 | 0.35358 | 0.35614 | 0.35786 | 0.35786 | 0.35786 | 0.35786 | 0.35786 | 0.35786 | 0.35786
F11_Industrial_Stone, Clay, and Glass_Existing_Process_Natural Gas_Gas Boiler - Burner Control Optimization_A_Technical Potential | F11 | Industrial | Stone, Clay, and Glass | Existing | Process | Natural Gas | Gas Boiler - Burner Control Optimization | A | Cumulative Summer Peak Savings (MW) | Technical Potential | 0 | 0 | 0 | 0 | 0 | 0 | 0 | 0 | 0 | 0 | 0 | 0 | 0 | 0 | 0 | 0 | 0 | 0 | 0 | 0 | 0 | 0 | 0 | 0 | 0 | 0 | 0 | 0 | 0 | 0 | 0
F12_Industrial_Stone, Clay, and Glass_Existing_Process_Natural Gas_Gas Boiler - Burner Control Optimization_A_Technical Potential | F12 | Industrial | Stone, Clay, and Glass | Existing | Process | Natural Gas | Gas Boiler - Burner Control Optimization | A | Cumulative Winter Peak Savings (MW) | Technical Potential | 0 | 0 | 0 | 0 | 0 | 0 | 0 | 0 | 0 | 0 | 0 | 0 | 0 | 0 | 0 | 0 | 0 | 0 | 0 | 0 | 0 | 0 | 0 | 0 | 0 | 0 | 0 | 0 | 0 | 0 | 0
F13_Industrial_Stone, Clay, and Glass_Existing_Process_Natural Gas_Gas Boiler - Burner Control Optimization_A_Technical Potential | F13 | Industrial | Stone, Clay, and Glass | Existing | Process | Natural Gas | Gas Boiler - Burner Control Optimization | A | Purchases (Incremental) | Technical Potential | 0 | 0 | 0 | 0 | 0 | 1.2376 | 1.9443 | 3.8657 | 6.7687 | 10.5378 | 14.5656 | 18.4873 | 21.5247 | 22.8124 | 22.8995 | 21.169 | 18.5253 | 15.1794 | 11.7009 | 8.6319 | 6.0173 | 3.996 | 2.5336 | 1.537 | 1.0374 | 0 | 0 | 0 | 0 | 0 | 0
F14_Industrial_Stone, Clay, and Glass_Existing_Process_Natural Gas_Gas Boiler - Burner Control Optimization_A_Technical Potential | F14 | Industrial | Stone, Clay, and Glass | Existing | Process | Natural Gas | Gas Boiler - Burner Control Optimization | A | Purchases (Cumulative) | Technical Potential | 0 | 0 | 0 | 0 | 0 | 1.2376 | 3.1819 | 7.0477 | 13.8164 | 24.3542 | 38.9197 | 57.407 | 78.9318 | 101.7442 | 124.6437 | 145.8127 | 164.338 | 179.5174 | 191.2183 | 199.8502 | 205.8675 | 209.8635 | 212.3971 | 213.934 | 214.9714 | 214.9714 | 214.9714 | 214.9714 | 214.9714 | 214.9714 | 214.9714
F1_Industrial_Stone, Clay, and Glass_Existing_Space Heating_Natural Gas_HVAC - Demand Controlled Ventilation_A_Technical Potential | F1 | Industrial | Stone, Clay, and Glass | Existing | Space Heating | Natural Gas | HVAC - Demand Controlled Ventilation | A | Original Unit Energy Savings (kWh or therms) | Technical Potential | 0 | 0 | 0 | 0 | 0 | 0.045714 | 0.045302 | 0.044777 | 0.044244 | 0.043709 | 0.043186 | 0.042667 | 0.042179 | 0.041719 | 0.041255 | 0.04085 | 0.040467 | 0.040108 | 0.03977 | 0.039428 | 0.039096 | 0.038767 | 0.038427 | 0.038101 | 0.037787 | 0.037493 | 0.037218 | 0.03696 | 0.036718 | 0.036492 | 0.03628
F2_Industrial_Stone, Clay, and Glass_Existing_Space Heating_Natural Gas_HVAC - Demand Controlled Ventilation_A_Technical Potential | F2 | Industrial | Stone, Clay, and Glass | Existing | Space Heating | Natural Gas | HVAC - Demand Controlled Ventilation | A | Original Unit Summer Peak Savings (kW) | Technical Potential | 0 | 0 | 0 | 0 | 0 | 0 | 0 | 0 | 0 | 0 | 0 | 0 | 0 | 0 | 0 | 0 | 0 | 0 | 0 | 0 | 0 | 0 | 0 | 0 | 0 | 0 | 0 | 0 | 0 | 0 | 0
F3_Industrial_Stone, Clay, and Glass_Existing_Space Heating_Natural Gas_HVAC - Demand Controlled Ventilation_A_Technical Potential | F3 | Industrial | Stone, Clay, and Glass | Existing | Space Heating | Natural Gas | HVAC - Demand Controlled Ventilation | A | Original Unit Winter Peak Savings (kW) | Technical Potential | 0 | 0 | 0 | 0 | 0 | 0 | 0 | 0 | 0 | 0 | 0 | 0 | 0 | 0 | 0 | 0 | 0 | 0 | 0 | 0 | 0 | 0 | 0 | 0 | 0 | 0 | 0 | 0 | 0 | 0 | 0
F4_Industrial_Stone, Clay, and Glass_Existing_Space Heating_Natural Gas_HVAC - Demand Controlled Ventilation_A_Technical Potential | F4 | Industrial | Stone, Clay, and Glass | Existing | Space Heating | Natural Gas | HVAC - Demand Controlled Ventilation | A | Standalone Impact on Baseline Energy (%) | Technical Potential | 0% | 0% | 0% | 0% | 0% | 0.03019% | 0.06014% | 0.09006% | 0.1193% | 0.1481% | 0.1787% | 0.2076% | 0.2363% | 0.2682% | 0.2953% | 0.3263% | 0.3544% | 0.3842% | 0.4156% | 0.4427% | 0.4721% | 0.5013% | 0.5299% | 0.5584% | 0.0058657 | 0.0058647 | 0.0058629 | 0.0058602 | 0 | 0 | 0
F5_Industrial_Stone, Clay, and Glass_Existing_Space Heating_Natural Gas_HVAC - Demand Controlled Ventilation_A_Technical Potential | F5 | Industrial | Stone, Clay, and Glass | Existing | Space Heating | Natural Gas | HVAC - Demand Controlled Ventilation | A | Standalone Impact on Baseline Summer Peak (%) | Technical Potential | 0% | 0% | 0% | 0% | 0% | 0% | 0% | 0% | 0% | 0% | 0% | 0% | 0% | 0% | 0% | 0% | 0% | 0% | 0% | 0% | 0% | 0% | 0% | 0% | 0 | 0 | 0 | 0 | 0 | 0 | 0
F6_Industrial_Stone, Clay, and Glass_Existing_Space Heating_Natural Gas_HVAC - Demand Controlled Ventilation_A_Technical Potential | F6 | Industrial | Stone, Clay, and Glass | Existing | Space Heating | Natural Gas | HVAC - Demand Controlled Ventilation | A | Standalone Impact on Baseline Winter Peak (%) | Technical Potential | 0% | 0% | 0% | 0% | 0% | 0% | 0% | 0% | 0% | 0% | 0% | 0% | 0% | 0% | 0% | 0% | 0% | 0% | 0% | 0% | 0% | 0% | 0% | 0% | 0 | 0 | 0 | 0 | 0 | 0 | 0
F7_Industrial_Stone, Clay, and Glass_Existing_Space Heating_Natural Gas_HVAC - Demand Controlled Ventilation_A_Technical Potential | F7 | Industrial | Stone, Clay, and Glass | Existing | Space Heating | Natural Gas | HVAC - Demand Controlled Ventilation | A | Incremental Energy Savings (MWh or mTherms) | Technical Potential | 0 | 0 | 0 | 0 | 0 | 0.024035 | 0.023805 | 0.023391 | 0.023125 | 0.022864 | 0.022304 | 0.021976 | 0.02168 | 0.021103 | 0.020948 | 0.020545 | 0.020355 | 0.020073 | 0.019726 | 0.019579 | 0.019335 | 0.019097 | 0.018861 | 0.018637 | 0.018425 | 0 | 0 | 0 | 0 | 0 | 0
F8_Industrial_Stone, Clay, and Glass_Existing_Space Heating_Natural Gas_HVAC - Demand Controlled Ventilation_A_Technical Potential | F8 | Industrial | Stone, Clay, and Glass | Existing | Space Heating | Natural Gas | HVAC - Demand Controlled Ventilation | A | Incremental Summer Peak Savings (MW) | Technical Potential | 0 | 0 | 0 | 0 | 0 | 0 | 0 | 0 | 0 | 0 | 0 | 0 | 0 | 0 | 0 | 0 | 0 | 0 | 0 | 0 | 0 | 0 | 0 | 0 | 0 | 0 | 0 | 0 | 0 | 0 | 0
F9_Industrial_Stone, Clay, and Glass_Existing_Space Heating_Natural Gas_HVAC - Demand Controlled Ventilation_A_Technical Potential | F9 | Industrial | Stone, Clay, and Glass | Existing | Space Heating | Natural Gas | HVAC - Demand Controlled Ventilation | A | Incremental Winter Peak Savings (MW) | Technical Potential | 0 | 0 | 0 | 0 | 0 | 0 | 0 | 0 | 0 | 0 | 0 | 0 | 0 | 0 | 0 | 0 | 0 | 0 | 0 | 0 | 0 | 0 | 0 | 0 | 0 | 0 | 0 | 0 | 0 | 0 | 0
F10_Industrial_Stone, Clay, and Glass_Existing_Space Heating_Natural Gas_HVAC - Demand Controlled Ventilation_A_Technical Potential | F10 | Industrial | Stone, Clay, and Glass | Existing | Space Heating | Natural Gas | HVAC - Demand Controlled Ventilation | A | Cumulative Energy Savings (MWh or mTherms) | Technical Potential | 0 | 0 | 0 | 0 | 0 | 0.024035 | 0.047624 | 0.070463 | 0.09275 | 0.11449 | 0.13543 | 0.15578 | 0.17567 | 0.19486 | 0.21364 | 0.23209 | 0.25027 | 0.26812 | 0.28558 | 0.30271 | 0.3195 | 0.3359 | 0.35182 | 0.36747 | 0.38287 | 0.37989 | 0.3771 | 0.37449 | 0.37204 | 0.36975 | 0.3676
F11_Industrial_Stone, Clay, and Glass_Existing_Space Heating_Natural Gas_HVAC - Demand Controlled Ventilation_A_Technical Potential | F11 | Industrial | Stone, Clay, and Glass | Existing | Space Heating | Natural Gas | HVAC - Demand Controlled Ventilation | A | Cumulative Summer Peak Savings (MW) | Technical Potential | 0 | 0 | 0 | 0 | 0 | 0 | 0 | 0 | 0 | 0 | 0 | 0 | 0 | 0 | 0 | 0 | 0 | 0 | 0 | 0 | 0 | 0 | 0 | 0 | 0 | 0 | 0 | 0 | 0 | 0 | 0
F12_Industrial_Stone, Clay, and Glass_Existing_Space Heating_Natural Gas_HVAC - Demand Controlled Ventilation_A_Technical Potential | F12 | Industrial | Stone, Clay, and Glass | Existing | Space Heating | Natural Gas | HVAC - Demand Controlled Ventilation | A | Cumulative Winter Peak Savings (MW) | Technical Potential | 0 | 0 | 0 | 0 | 0 | 0 | 0 | 0 | 0 | 0 | 0 | 0 | 0 | 0 | 0 | 0 | 0 | 0 | 0 | 0 | 0 | 0 | 0 | 0 | 0 | 0 | 0 | 0 | 0 | 0 | 0
F13_Industrial_Stone, Clay, and Glass_Existing_Space Heating_Natural Gas_HVAC - Demand Controlled Ventilation_A_Technical Potential | F13 | Industrial | Stone, Clay, and Glass | Existing | Space Heating | Natural Gas | HVAC - Demand Controlled Ventilation | A | Purchases (Incremental) | Technical Potential | 0 | 0 | 0 | 0 | 0 | 525.7784 | 525.4899 | 522.3909 | 522.6733 | 523.1055 | 516.4626 | 515.0512 | 514.0055 | 505.8432 | 507.7746 | 502.9323 | 502.9975 | 500.4659 | 496.0018 | 496.5894 | 494.5358 | 492.6124 | 490.8175 | 489.1496 | 487.6071 | 0 | 0 | 0 | 0 | 0 | 0
F14_Industrial_Stone, Clay, and Glass_Existing_Space Heating_Natural Gas_HVAC - Demand Controlled Ventilation_A_Technical Potential | F14 | Industrial | Stone, Clay, and Glass | Existing | Space Heating | Natural Gas | HVAC - Demand Controlled Ventilation | A | Purchases (Cumulative) | Technical Potential | 0 | 0 | 0 | 0 | 0 | 525.7784 | 1051.2683 | 1573.6591 | 2096.3324 | 2619.4379 | 3135.9005 | 3650.9517 | 4164.9572 | 4670.8004 | 5178.575 | 5681.5073 | 6184.5048 | 6684.9708 | 7180.9726 | 7677.5619 | 8172.0978 | 8664.7102 | 9155.5277 | 9644.6773 | 10132.2843 | 10132.2843 | 10132.2843 | 10132.2843 | 10132.2843 | 10132.2843 | 10132.2843
F1_Industrial_Stone, Clay, and Glass_Existing_Space Heating_Natural Gas_Gas Boiler - Stack Economizer_A_Technical Potential | F1 | Industrial | Stone, Clay, and Glass | Existing | Space Heating | Natural Gas | Gas Boiler - Stack Economizer | A | Original Unit Energy Savings (kWh or therms) | Technical Potential | 0 | 0 | 0 | 0 | 0 | 6.984 | 6.9367 | 6.8896 | 6.8424 | 6.7952 | 6.7494 | 6.704 | 6.6592 | 6.6148 | 6.5679 | 6.5248 | 6.4822 | 6.4402 | 6.399 | 6.3576 | 6.3176 | 6.276 | 6.2359 | 6.197 | 6.1578 | 6.1221 | 6.0895 | 6.0597 | 6.0326 | 6.0078 | 5.9852
F2_Industrial_Stone, Clay, and Glass_Existing_Space Heating_Natural Gas_Gas Boiler - Stack Economizer_A_Technical Potential | F2 | Industrial | Stone, Clay, and Glass | Existing | Space Heating | Natural Gas | Gas Boiler - Stack Economizer | A | Original Unit Summer Peak Savings (kW) | Technical Potential | 0 | 0 | 0 | 0 | 0 | 0 | 0 | 0 | 0 | 0 | 0 | 0 | 0 | 0 | 0 | 0 | 0 | 0 | 0 | 0 | 0 | 0 | 0 | 0 | 0 | 0 | 0 | 0 | 0 | 0 | 0
F3_Industrial_Stone, Clay, and Glass_Existing_Space Heating_Natural Gas_Gas Boiler - Stack Economizer_A_Technical Potential | F3 | Industrial | Stone, Clay, and Glass | Existing | Space Heating | Natural Gas | Gas Boiler - Stack Economizer | A | Original Unit Winter Peak Savings (kW) | Technical Potential | 0 | 0 | 0 | 0 | 0 | 0 | 0 | 0 | 0 | 0 | 0 | 0 | 0 | 0 | 0 | 0 | 0 | 0 | 0 | 0 | 0 | 0 | 0 | 0 | 0 | 0 | 0 | 0 | 0 | 0 | 0
F4_Industrial_Stone, Clay, and Glass_Existing_Space Heating_Natural Gas_Gas Boiler - Stack Economizer_A_Technical Potential | F4 | Industrial | Stone, Clay, and Glass | Existing | Space Heating | Natural Gas | Gas Boiler - Stack Economizer | A | Standalone Impact on Baseline Energy (%) | Technical Potential | 0% | 0% | 0% | 0% | 0% | 0.00968% | 0.01933% | 0.02908% | 0.03871% | 0.04832% | 0.05764% | 0.06478% | 0.07051% | 0.07614% | 0.07948% | 0.08316% | 0.0855% | 0.0878% | 0.09005% | 0.0911% | 0.09238% | 0.09271% | 0.09297% | 0.0932% | 0.00093377 | 0.00093547 | 0.00093708 | 0.00093859 | 0 | 0 | 0
F5_Industrial_Stone, Clay, and Glass_Existing_Space Heating_Natural Gas_Gas Boiler - Stack Economizer_A_Technical Potential | F5 | Industrial | Stone, Clay, and Glass | Existing | Space Heating | Natural Gas | Gas Boiler - Stack Economizer | A | Standalone Impact on Baseline Summer Peak (%) | Technical Potential | 0% | 0% | 0% | 0% | 0% | 0% | 0% | 0% | 0% | 0% | 0% | 0% | 0% | 0% | 0% | 0% | 0% | 0% | 0% | 0% | 0% | 0% | 0% | 0% | 0 | 0 | 0 | 0 | 0 | 0 | 0
F6_Industrial_Stone, Clay, and Glass_Existing_Space Heating_Natural Gas_Gas Boiler - Stack Economizer_A_Technical Potential | F6 | Industrial | Stone, Clay, and Glass | Existing | Space Heating | Natural Gas | Gas Boiler - Stack Economizer | A | Standalone Impact on Baseline Winter Peak (%) | Technical Potential | 0% | 0% | 0% | 0% | 0% | 0% | 0% | 0% | 0% | 0% | 0% | 0% | 0% | 0% | 0% | 0% | 0% | 0% | 0% | 0% | 0% | 0% | 0% | 0% | 0 | 0 | 0 | 0 | 0 | 0 | 0
F7_Industrial_Stone, Clay, and Glass_Existing_Space Heating_Natural Gas_Gas Boiler - Stack Economizer_A_Technical Potential | F7 | Industrial | Stone, Clay, and Glass | Existing | Space Heating | Natural Gas | Gas Boiler - Stack Economizer | A | Incremental Energy Savings (MWh or mTherms) | Technical Potential | 0 | 0 | 0 | 0 | 0 | 0.0077067 | 0.0076503 | 0.0075536 | 0.0075058 | 0.0074603 | 0.0065843 | 0.0052178 | 0.0041378 | 0.003236 | 0.0025802 | 0.0020311 | 0.0016145 | 0.0012768 | 0.0010058 | 0.0008004 | 0.00063366 | 4.2769e-06 | 1.5122e-06 | 5.1055e-07 | 1.6491e-07 | 1.3896e-07 | 1.3785e-07 | 1.3684e-07 | 1.3593e-07 | 1.3511e-07 | 1.3437e-07
F8_Industrial_Stone, Clay, and Glass_Existing_Space Heating_Natural Gas_Gas Boiler - Stack Economizer_A_Technical Potential | F8 | Industrial | Stone, Clay, and Glass | Existing | Space Heating | Natural Gas | Gas Boiler - Stack Economizer | A | Incremental Summer Peak Savings (MW) | Technical Potential | 0 | 0 | 0 | 0 | 0 | 0 | 0 | 0 | 0 | 0 | 0 | 0 | 0 | 0 | 0 | 0 | 0 | 0 | 0 | 0 | 0 | 0 | 0 | 0 | 0 | 0 | 0 | 0 | 0 | 0 | 0
F9_Industrial_Stone, Clay, and Glass_Existing_Space Heating_Natural Gas_Gas Boiler - Stack Economizer_A_Technical Potential | F9 | Industrial | Stone, Clay, and Glass | Existing | Space Heating | Natural Gas | Gas Boiler - Stack Economizer | A | Incremental Winter Peak Savings (MW) | Technical Potential | 0 | 0 | 0 | 0 | 0 | 0 | 0 | 0 | 0 | 0 | 0 | 0 | 0 | 0 | 0 | 0 | 0 | 0 | 0 | 0 | 0 | 0 | 0 | 0 | 0 | 0 | 0 | 0 | 0 | 0 | 0
F10_Industrial_Stone, Clay, and Glass_Existing_Space Heating_Natural Gas_Gas Boiler - Stack Economizer_A_Technical Potential | F10 | Industrial | Stone, Clay, and Glass | Existing | Space Heating | Natural Gas | Gas Boiler - Stack Economizer | A | Cumulative Energy Savings (MWh or mTherms) | Technical Potential | 0 | 0 | 0 | 0 | 0 | 0.0077067 | 0.015305 | 0.022755 | 0.030104 | 0.037357 | 0.04369 | 0.048614 | 0.052426 | 0.055313 | 0.057501 | 0.059155 | 0.060383 | 0.061269 | 0.061882 | 0.062282 | 0.062524 | 0.062117 | 0.061721 | 0.061337 | 0.060949 | 0.060596 | 0.060273 | 0.059979 | 0.05971 | 0.059465 | 0.059242
F11_Industrial_Stone, Clay, and Glass_Existing_Space Heating_Natural Gas_Gas Boiler - Stack Economizer_A_Technical Potential | F11 | Industrial | Stone, Clay, and Glass | Existing | Space Heating | Natural Gas | Gas Boiler - Stack Economizer | A | Cumulative Summer Peak Savings (MW) | Technical Potential | 0 | 0 | 0 | 0 | 0 | 0 | 0 | 0 | 0 | 0 | 0 | 0 | 0 | 0 | 0 | 0 | 0 | 0 | 0 | 0 | 0 | 0 | 0 | 0 | 0 | 0 | 0 | 0 | 0 | 0 | 0
F12_Industrial_Stone, Clay, and Glass_Existing_Space Heating_Natural Gas_Gas Boiler - Stack Economizer_A_Technical Potential | F12 | Industrial | Stone, Clay, and Glass | Existing | Space Heating | Natural Gas | Gas Boiler - Stack Economizer | A | Cumulative Winter Peak Savings (MW) | Technical Potential | 0 | 0 | 0 | 0 | 0 | 0 | 0 | 0 | 0 | 0 | 0 | 0 | 0 | 0 | 0 | 0 | 0 | 0 | 0 | 0 | 0 | 0 | 0 | 0 | 0 | 0 | 0 | 0 | 0 | 0 | 0
F13_Industrial_Stone, Clay, and Glass_Existing_Space Heating_Natural Gas_Gas Boiler - Stack Economizer_A_Technical Potential | F13 | Industrial | Stone, Clay, and Glass | Existing | Space Heating | Natural Gas | Gas Boiler - Stack Economizer | A | Purchases (Incremental) | Technical Potential | 0 | 0 | 0 | 0 | 0 | 1.1035 | 1.1029 | 1.0964 | 1.097 | 1.0979 | 0.97554 | 0.7783 | 0.62138 | 0.48921 | 0.39286 | 0.31129 | 0.24906 | 0.19825 | 0.15718 | 0.1259 | 0.1003 | 0.00068147 | 0.00024249 | 8.2388e-05 | 2.6781e-05 | 2.2697e-05 | 2.2637e-05 | 2.2582e-05 | 2.2533e-05 | 2.2489e-05 | 2.2451e-05
F14_Industrial_Stone, Clay, and Glass_Existing_Space Heating_Natural Gas_Gas Boiler - Stack Economizer_A_Technical Potential | F14 | Industrial | Stone, Clay, and Glass | Existing | Space Heating | Natural Gas | Gas Boiler - Stack Economizer | A | Purchases (Cumulative) | Technical Potential | 0 | 0 | 0 | 0 | 0 | 1.1035 | 2.2064 | 3.3027 | 4.3997 | 5.4976 | 6.4731 | 7.2514 | 7.8728 | 8.362 | 8.7549 | 9.0662 | 9.3152 | 9.5135 | 9.6707 | 9.7965 | 9.8968 | 9.8975 | 9.8978 | 9.8979 | 9.8979 | 9.8979 | 9.8979 | 9.898 | 9.898 | 9.898 | 9.898
F1_Industrial_Stone, Clay, and Glass_Existing_Process_Natural Gas_Gas Boiler - Stack Economizer_A_Technical Potential | F1 | Industrial | Stone, Clay, and Glass | Existing | Process | Natural Gas | Gas Boiler - Stack Economizer | A | Original Unit Energy Savings (kWh or therms) | Technical Potential | 0 | 0 | 0 | 0 | 0 | 5.5108 | 5.5108 | 5.5108 | 5.5108 | 5.5108 | 5.5108 | 5.5108 | 5.5108 | 5.5108 | 5.5108 | 5.5108 | 5.5108 | 5.5108 | 5.5108 | 5.5108 | 5.5108 | 5.5108 | 5.5108 | 5.5108 | 5.5108 | 5.5108 | 5.5108 | 5.5108 | 5.5108 | 5.5108 | 5.5108
F2_Industrial_Stone, Clay, and Glass_Existing_Process_Natural Gas_Gas Boiler - Stack Economizer_A_Technical Potential | F2 | Industrial | Stone, Clay, and Glass | Existing | Process | Natural Gas | Gas Boiler - Stack Economizer | A | Original Unit Summer Peak Savings (kW) | Technical Potential | 0 | 0 | 0 | 0 | 0 | 0 | 0 | 0 | 0 | 0 | 0 | 0 | 0 | 0 | 0 | 0 | 0 | 0 | 0 | 0 | 0 | 0 | 0 | 0 | 0 | 0 | 0 | 0 | 0 | 0 | 0
F3_Industrial_Stone, Clay, and Glass_Existing_Process_Natural Gas_Gas Boiler - Stack Economizer_A_Technical Potential | F3 | Industrial | Stone, Clay, and Glass | Existing | Process | Natural Gas | Gas Boiler - Stack Economizer | A | Original Unit Winter Peak Savings (kW) | Technical Potential | 0 | 0 | 0 | 0 | 0 | 0 | 0 | 0 | 0 | 0 | 0 | 0 | 0 | 0 | 0 | 0 | 0 | 0 | 0 | 0 | 0 | 0 | 0 | 0 | 0 | 0 | 0 | 0 | 0 | 0 | 0
F4_Industrial_Stone, Clay, and Glass_Existing_Process_Natural Gas_Gas Boiler - Stack Economizer_A_Technical Potential | F4 | Industrial | Stone, Clay, and Glass | Existing | Process | Natural Gas | Gas Boiler - Stack Economizer | A | Standalone Impact on Baseline Energy (%) | Technical Potential | 0% | 0% | 0% | 0% | 0% | 0.004281% | 0.008565% | 0.0129% | 0.01717% | 0.02144% | 0.02557% | 0.02872% | 0.03125% | 0.03372% | 0.03517% | 0.03677% | 0.03778% | 0.03878% | 0.03977% | 0.04024% | 0.04083% | 0.04099% | 0.04114% | 0.04128% | 0.0004141 | 0.00041531 | 0.00041642 | 0.00041743 | 0 | 0 | 0
F5_Industrial_Stone, Clay, and Glass_Existing_Process_Natural Gas_Gas Boiler - Stack Economizer_A_Technical Potential | F5 | Industrial | Stone, Clay, and Glass | Existing | Process | Natural Gas | Gas Boiler - Stack Economizer | A | Standalone Impact on Baseline Summer Peak (%) | Technical Potential | 0% | 0% | 0% | 0% | 0% | 0% | 0% | 0% | 0% | 0% | 0% | 0% | 0% | 0% | 0% | 0% | 0% | 0% | 0% | 0% | 0% | 0% | 0% | 0% | 0 | 0 | 0 | 0 | 0 | 0 | 0
F6_Industrial_Stone, Clay, and Glass_Existing_Process_Natural Gas_Gas Boiler - Stack Economizer_A_Technical Potential | F6 | Industrial | Stone, Clay, and Glass | Existing | Process | Natural Gas | Gas Boiler - Stack Economizer | A | Standalone Impact on Baseline Winter Peak (%) | Technical Potential | 0% | 0% | 0% | 0% | 0% | 0% | 0% | 0% | 0% | 0% | 0% | 0% | 0% | 0% | 0% | 0% | 0% | 0% | 0% | 0% | 0% | 0% | 0% | 0% | 0 | 0 | 0 | 0 | 0 | 0 | 0
F7_Industrial_Stone, Clay, and Glass_Existing_Process_Natural Gas_Gas Boiler - Stack Economizer_A_Technical Potential | F7 | Industrial | Stone, Clay, and Glass | Existing | Process | Natural Gas | Gas Boiler - Stack Economizer | A | Incremental Energy Savings (MWh or mTherms) | Technical Potential | 0 | 0 | 0 | 0 | 0 | 0.067421 | 0.067384 | 0.066986 | 0.067023 | 0.067078 | 0.059604 | 0.047553 | 0.037965 | 0.02989 | 0.024003 | 0.019019 | 0.015217 | 0.012113 | 0.0096037 | 0.007692 | 0.0061282 | 4.1636e-05 | 1.4816e-05 | 5.0337e-06 | 1.6363e-06 | 1.3868e-06 | 1.3831e-06 | 1.3797e-06 | 1.3767e-06 | 1.374e-06 | 1.3717e-06
F8_Industrial_Stone, Clay, and Glass_Existing_Process_Natural Gas_Gas Boiler - Stack Economizer_A_Technical Potential | F8 | Industrial | Stone, Clay, and Glass | Existing | Process | Natural Gas | Gas Boiler - Stack Economizer | A | Incremental Summer Peak Savings (MW) | Technical Potential | 0 | 0 | 0 | 0 | 0 | 0 | 0 | 0 | 0 | 0 | 0 | 0 | 0 | 0 | 0 | 0 | 0 | 0 | 0 | 0 | 0 | 0 | 0 | 0 | 0 | 0 | 0 | 0 | 0 | 0 | 0
F9_Industrial_Stone, Clay, and Glass_Existing_Process_Natural Gas_Gas Boiler - Stack Economizer_A_Technical Potential | F9 | Industrial | Stone, Clay, and Glass | Existing | Process | Natural Gas | Gas Boiler - Stack Economizer | A | Incremental Winter Peak Savings (MW) | Technical Potential | 0 | 0 | 0 | 0 | 0 | 0 | 0 | 0 | 0 | 0 | 0 | 0 | 0 | 0 | 0 | 0 | 0 | 0 | 0 | 0 | 0 | 0 | 0 | 0 | 0 | 0 | 0 | 0 | 0 | 0 | 0
F10_Industrial_Stone, Clay, and Glass_Existing_Process_Natural Gas_Gas Boiler - Stack Economizer_A_Technical Potential | F10 | Industrial | Stone, Clay, and Glass | Existing | Process | Natural Gas | Gas Boiler - Stack Economizer | A | Cumulative Energy Savings (MWh or mTherms) | Technical Potential | 0 | 0 | 0 | 0 | 0 | 0.067421 | 0.1348 | 0.20179 | 0.26881 | 0.33589 | 0.3955 | 0.44305 | 0.48101 | 0.5109 | 0.5349 | 0.55392 | 0.56914 | 0.58125 | 0.59086 | 0.59855 | 0.60468 | 0.60472 | 0.60473 | 0.60474 | 0.60474 | 0.60474 | 0.60474 | 0.60475 | 0.60475 | 0.60475 | 0.60475
F11_Industrial_Stone, Clay, and Glass_Existing_Process_Natural Gas_Gas Boiler - Stack Economizer_A_Technical Potential | F11 | Industrial | Stone, Clay, and Glass | Existing | Process | Natural Gas | Gas Boiler - Stack Economizer | A | Cumulative Summer Peak Savings (MW) | Technical Potential | 0 | 0 | 0 | 0 | 0 | 0 | 0 | 0 | 0 | 0 | 0 | 0 | 0 | 0 | 0 | 0 | 0 | 0 | 0 | 0 | 0 | 0 | 0 | 0 | 0 | 0 | 0 | 0 | 0 | 0 | 0
F12_Industrial_Stone, Clay, and Glass_Existing_Process_Natural Gas_Gas Boiler - Stack Economizer_A_Technical Potential | F12 | Industrial | Stone, Clay, and Glass | Existing | Process | Natural Gas | Gas Boiler - Stack Economizer | A | Cumulative Winter Peak Savings (MW) | Technical Potential | 0 | 0 | 0 | 0 | 0 | 0 | 0 | 0 | 0 | 0 | 0 | 0 | 0 | 0 | 0 | 0 | 0 | 0 | 0 | 0 | 0 | 0 | 0 | 0 | 0 | 0 | 0 | 0 | 0 | 0 | 0
F13_Industrial_Stone, Clay, and Glass_Existing_Process_Natural Gas_Gas Boiler - Stack Economizer_A_Technical Potential | F13 | Industrial | Stone, Clay, and Glass | Existing | Process | Natural Gas | Gas Boiler - Stack Economizer | A | Purchases (Incremental) | Technical Potential | 0 | 0 | 0 | 0 | 0 | 12.2344 | 12.2277 | 12.1556 | 12.1622 | 12.1722 | 10.8159 | 8.6291 | 6.8892 | 5.4239 | 4.3557 | 3.4513 | 2.7614 | 2.198 | 1.7427 | 1.3958 | 1.112 | 0.0075555 | 0.0026885 | 0.00091344 | 0.00029692 | 0.00025165 | 0.00025098 | 0.00025037 | 0.00024982 | 0.00024934 | 0.00024891
F14_Industrial_Stone, Clay, and Glass_Existing_Process_Natural Gas_Gas Boiler - Stack Economizer_A_Technical Potential | F14 | Industrial | Stone, Clay, and Glass | Existing | Process | Natural Gas | Gas Boiler - Stack Economizer | A | Purchases (Cumulative) | Technical Potential | 0 | 0 | 0 | 0 | 0 | 12.2344 | 24.4621 | 36.6177 | 48.7798 | 60.952 | 71.7679 | 80.397 | 87.2862 | 92.71 | 97.0657 | 100.517 | 103.2784 | 105.4764 | 107.2191 | 108.6149 | 109.727 | 109.7345 | 109.7372 | 109.7381 | 109.7384 | 109.7387 | 109.7389 | 109.7392 | 109.7394 | 109.7397 | 109.7399
F1_Industrial_Stone, Clay, and Glass_Existing_Space Heating_Natural Gas_Gas Furnace Tube Inserts_A_Technical Potential | F1 | Industrial | Stone, Clay, and Glass | Existing | Space Heating | Natural Gas | Gas Furnace Tube Inserts | A | Original Unit Energy Savings (kWh or therms) | Technical Potential | 0 | 0 | 0 | 0 | 0 | 0.086193 | 0.085415 | 0.084425 | 0.083421 | 0.082413 | 0.081426 | 0.080448 | 0.079527 | 0.07866 | 0.077786 | 0.077021 | 0.0763 | 0.075622 | 0.074985 | 0.07434 | 0.073715 | 0.073094 | 0.072454 | 0.071839 | 0.071247 | 0.070693 | 0.070173 | 0.069687 | 0.069231 | 0.068805 | 0.068405
F2_Industrial_Stone, Clay, and Glass_Existing_Space Heating_Natural Gas_Gas Furnace Tube Inserts_A_Technical Potential | F2 | Industrial | Stone, Clay, and Glass | Existing | Space Heating | Natural Gas | Gas Furnace Tube Inserts | A | Original Unit Summer Peak Savings (kW) | Technical Potential | 0 | 0 | 0 | 0 | 0 | 0 | 0 | 0 | 0 | 0 | 0 | 0 | 0 | 0 | 0 | 0 | 0 | 0 | 0 | 0 | 0 | 0 | 0 | 0 | 0 | 0 | 0 | 0 | 0 | 0 | 0
F3_Industrial_Stone, Clay, and Glass_Existing_Space Heating_Natural Gas_Gas Furnace Tube Inserts_A_Technical Potential | F3 | Industrial | Stone, Clay, and Glass | Existing | Space Heating | Natural Gas | Gas Furnace Tube Inserts | A | Original Unit Winter Peak Savings (kW) | Technical Potential | 0 | 0 | 0 | 0 | 0 | 0 | 0 | 0 | 0 | 0 | 0 | 0 | 0 | 0 | 0 | 0 | 0 | 0 | 0 | 0 | 0 | 0 | 0 | 0 | 0 | 0 | 0 | 0 | 0 | 0 | 0
F4_Industrial_Stone, Clay, and Glass_Existing_Space Heating_Natural Gas_Gas Furnace Tube Inserts_A_Technical Potential | F4 | Industrial | Stone, Clay, and Glass | Existing | Space Heating | Natural Gas | Gas Furnace Tube Inserts | A | Standalone Impact on Baseline Energy (%) | Technical Potential | 0% | 0% | 0% | 0% | 0% | 0% | 0% | 0% | 0% | 0% | 0% | 0% | 0% | 0% | 0% | 0% | 0% | 0% | 0% | 0% | 0% | 0% | 0% | 0% | 0 | 0 | 0 | 0 | 0 | 0 | 0
F5_Industrial_Stone, Clay, and Glass_Existing_Space Heating_Natural Gas_Gas Furnace Tube Inserts_A_Technical Potential | F5 | Industrial | Stone, Clay, and Glass | Existing | Space Heating | Natural Gas | Gas Furnace Tube Inserts | A | Standalone Impact on Baseline Summer Peak (%) | Technical Potential | 0% | 0% | 0% | 0% | 0% | 0% | 0% | 0% | 0% | 0% | 0% | 0% | 0% | 0% | 0% | 0% | 0% | 0% | 0% | 0% | 0% | 0% | 0% | 0% | 0 | 0 | 0 | 0 | 0 | 0 | 0
F6_Industrial_Stone, Clay, and Glass_Existing_Space Heating_Natural Gas_Gas Furnace Tube Inserts_A_Technical Potential | F6 | Industrial | Stone, Clay, and Glass | Existing | Space Heating | Natural Gas | Gas Furnace Tube Inserts | A | Standalone Impact on Baseline Winter Peak (%) | Technical Potential | 0% | 0% | 0% | 0% | 0% | 0% | 0% | 0% | 0% | 0% | 0% | 0% | 0% | 0% | 0% | 0% | 0% | 0% | 0% | 0% | 0% | 0% | 0% | 0% | 0 | 0 | 0 | 0 | 0 | 0 | 0
F7_Industrial_Stone, Clay, and Glass_Existing_Space Heating_Natural Gas_Gas Furnace Tube Inserts_A_Technical Potential | F7 | Industrial | Stone, Clay, and Glass | Existing | Space Heating | Natural Gas | Gas Furnace Tube Inserts | A | Incremental Energy Savings (MWh or mTherms) | Technical Potential | 0 | 0 | 0 | 0 | 0 | 0 | 0 | 0 | 0 | 0 | 0 | 0 | 0 | 0 | 0 | 0 | 0 | 0 | 0 | 0 | 0 | 0 | 0 | 0 | 0 | 0 | 0 | 0 | 0 | 0 | 0
F8_Industrial_Stone, Clay, and Glass_Existing_Space Heating_Natural Gas_Gas Furnace Tube Inserts_A_Technical Potential | F8 | Industrial | Stone, Clay, and Glass | Existing | Space Heating | Natural Gas | Gas Furnace Tube Inserts | A | Incremental Summer Peak Savings (MW) | Technical Potential | 0 | 0 | 0 | 0 | 0 | 0 | 0 | 0 | 0 | 0 | 0 | 0 | 0 | 0 | 0 | 0 | 0 | 0 | 0 | 0 | 0 | 0 | 0 | 0 | 0 | 0 | 0 | 0 | 0 | 0 | 0
F9_Industrial_Stone, Clay, and Glass_Existing_Space Heating_Natural Gas_Gas Furnace Tube Inserts_A_Technical Potential | F9 | Industrial | Stone, Clay, and Glass | Existing | Space Heating | Natural Gas | Gas Furnace Tube Inserts | A | Incremental Winter Peak Savings (MW) | Technical Potential | 0 | 0 | 0 | 0 | 0 | 0 | 0 | 0 | 0 | 0 | 0 | 0 | 0 | 0 | 0 | 0 | 0 | 0 | 0 | 0 | 0 | 0 | 0 | 0 | 0 | 0 | 0 | 0 | 0 | 0 | 0
F10_Industrial_Stone, Clay, and Glass_Existing_Space Heating_Natural Gas_Gas Furnace Tube Inserts_A_Technical Potential | F10 | Industrial | Stone, Clay, and Glass | Existing | Space Heating | Natural Gas | Gas Furnace Tube Inserts | A | Cumulative Energy Savings (MWh or mTherms) | Technical Potential | 0 | 0 | 0 | 0 | 0 | 0 | 0 | 0 | 0 | 0 | 0 | 0 | 0 | 0 | 0 | 0 | 0 | 0 | 0 | 0 | 0 | 0 | 0 | 0 | 0 | 0 | 0 | 0 | 0 | 0 | 0
F11_Industrial_Stone, Clay, and Glass_Existing_Space Heating_Natural Gas_Gas Furnace Tube Inserts_A_Technical Potential | F11 | Industrial | Stone, Clay, and Glass | Existing | Space Heating | Natural Gas | Gas Furnace Tube Inserts | A | Cumulative Summer Peak Savings (MW) | Technical Potential | 0 | 0 | 0 | 0 | 0 | 0 | 0 | 0 | 0 | 0 | 0 | 0 | 0 | 0 | 0 | 0 | 0 | 0 | 0 | 0 | 0 | 0 | 0 | 0 | 0 | 0 | 0 | 0 | 0 | 0 | 0
F12_Industrial_Stone, Clay, and Glass_Existing_Space Heating_Natural Gas_Gas Furnace Tube Inserts_A_Technical Potential | F12 | Industrial | Stone, Clay, and Glass | Existing | Space Heating | Natural Gas | Gas Furnace Tube Inserts | A | Cumulative Winter Peak Savings (MW) | Technical Potential | 0 | 0 | 0 | 0 | 0 | 0 | 0 | 0 | 0 | 0 | 0 | 0 | 0 | 0 | 0 | 0 | 0 | 0 | 0 | 0 | 0 | 0 | 0 | 0 | 0 | 0 | 0 | 0 | 0 | 0 | 0
F13_Industrial_Stone, Clay, and Glass_Existing_Space Heating_Natural Gas_Gas Furnace Tube Inserts_A_Technical Potential | F13 | Industrial | Stone, Clay, and Glass | Existing | Space Heating | Natural Gas | Gas Furnace Tube Inserts | A | Purchases (Incremental) | Technical Potential | 0 | 0 | 0 | 0 | 0 | 0 | 0 | 0 | 0 | 0 | 0 | 0 | 0 | 0 | 0 | 0 | 0 | 0 | 0 | 0 | 0 | 0 | 0 | 0 | 0 | 0 | 0 | 0 | 0 | 0 | 0
F14_Industrial_Stone, Clay, and Glass_Existing_Space Heating_Natural Gas_Gas Furnace Tube Inserts_A_Technical Potential | F14 | Industrial | Stone, Clay, and Glass | Existing | Space Heating | Natural Gas | Gas Furnace Tube Inserts | A | Purchases (Cumulative) | Technical Potential | 0 | 0 | 0 | 0 | 0 | 0 | 0 | 0 | 0 | 0 | 0 | 0 | 0 | 0 | 0 | 0 | 0 | 0 | 0 | 0 | 0 | 0 | 0 | 0 | 0 | 0 | 0 | 0 | 0 | 0 | 0
F1_Industrial_Stone, Clay, and Glass_Existing_Space Heating_Natural Gas_Space Heating - Heat Recovery Ventilator_A_Technical Potential | F1 | Industrial | Stone, Clay, and Glass | Existing | Space Heating | Natural Gas | Space Heating - Heat Recovery Ventilator | A | Original Unit Energy Savings (kWh or therms) | Technical Potential | 0 | 0 | 0 | 0 | 0 | 0.013225 | 0.01316 | 0.01308 | 0.012996 | 0.012907 | 0.012817 | 0.012725 | 0.012634 | 0.012542 | 0.012443 | 0.012352 | 0.012262 | 0.012178 | 0.0121 | 0.012025 | 0.011953 | 0.011879 | 0.011813 | 0.011751 | 0.011691 | 0.011636 | 0.011585 | 0.011538 | 0 | 0 | 0
F2_Industrial_Stone, Clay, and Glass_Existing_Space Heating_Natural Gas_Space Heating - Heat Recovery Ventilator_A_Technical Potential | F2 | Industrial | Stone, Clay, and Glass | Existing | Space Heating | Natural Gas | Space Heating - Heat Recovery Ventilator | A | Original Unit Summer Peak Savings (kW) | Technical Potential | 0 | 0 | 0 | 0 | 0 | 0 | 0 | 0 | 0 | 0 | 0 | 0 | 0 | 0 | 0 | 0 | 0 | 0 | 0 | 0 | 0 | 0 | 0 | 0 | 0 | 0 | 0 | 0 | 0 | 0 | 0
F3_Industrial_Stone, Clay, and Glass_Existing_Space Heating_Natural Gas_Space Heating - Heat Recovery Ventilator_A_Technical Potential | F3 | Industrial | Stone, Clay, and Glass | Existing | Space Heating | Natural Gas | Space Heating - Heat Recovery Ventilator | A | Original Unit Winter Peak Savings (kW) | Technical Potential | 0 | 0 | 0 | 0 | 0 | 0 | 0 | 0 | 0 | 0 | 0 | 0 | 0 | 0 | 0 | 0 | 0 | 0 | 0 | 0 | 0 | 0 | 0 | 0 | 0 | 0 | 0 | 0 | 0 | 0 | 0
F4_Industrial_Stone, Clay, and Glass_Existing_Space Heating_Natural Gas_Space Heating - Heat Recovery Ventilator_A_Technical Potential | F4 | Industrial | Stone, Clay, and Glass | Existing | Space Heating | Natural Gas | Space Heating - Heat Recovery Ventilator | A | Standalone Impact on Baseline Energy (%) | Technical Potential | 0% | 0% | 0% | 0% | 0% | 0.02138% | 0.04277% | 0.0644% | 0.08574% | 0.107% | 0.1298% | 0.1515% | 0.1732% | 0.1974% | 0.218% | 0.2415% | 0.2628% | 0.2856% | 0.3095% | 0.3305% | 0.3533% | 0.376% | 0.3988% | 0.4215% | 0.0044422 | 0.0044552 | 0.0044671 | 0.0044779 | 0 | 0 | 0
F5_Industrial_Stone, Clay, and Glass_Existing_Space Heating_Natural Gas_Space Heating - Heat Recovery Ventilator_A_Technical Potential | F5 | Industrial | Stone, Clay, and Glass | Existing | Space Heating | Natural Gas | Space Heating - Heat Recovery Ventilator | A | Standalone Impact on Baseline Summer Peak (%) | Technical Potential | 0% | 0% | 0% | 0% | 0% | 0% | 0% | 0% | 0% | 0% | 0% | 0% | 0% | 0% | 0% | 0% | 0% | 0% | 0% | 0% | 0% | 0% | 0% | 0% | 0 | 0 | 0 | 0 | 0 | 0 | 0
F6_Industrial_Stone, Clay, and Glass_Existing_Space Heating_Natural Gas_Space Heating - Heat Recovery Ventilator_A_Technical Potential | F6 | Industrial | Stone, Clay, and Glass | Existing | Space Heating | Natural Gas | Space Heating - Heat Recovery Ventilator | A | Standalone Impact on Baseline Winter Peak (%) | Technical Potential | 0% | 0% | 0% | 0% | 0% | 0% | 0% | 0% | 0% | 0% | 0% | 0% | 0% | 0% | 0% | 0% | 0% | 0% | 0% | 0% | 0% | 0% | 0% | 0% | 0 | 0 | 0 | 0 | 0 | 0 | 0
F7_Industrial_Stone, Clay, and Glass_Existing_Space Heating_Natural Gas_Space Heating - Heat Recovery Ventilator_A_Technical Potential | F7 | Industrial | Stone, Clay, and Glass | Existing | Space Heating | Natural Gas | Space Heating - Heat Recovery Ventilator | A | Incremental Energy Savings (MWh or mTherms) | Technical Potential | 0 | 0 | 0 | 0 | 0 | 0.01702 | 0.016928 | 0.016725 | 0.016626 | 0.016527 | 0.016203 | 0.016043 | 0.015895 | 0.015529 | 0.015466 | 0.015206 | 0.015097 | 0.014919 | 0.014691 | 0.014616 | 0.014469 | 0.014324 | 0.014192 | 0.014069 | 0.013954 | 0 | 0 | 0 | 0 | 0 | 0
F8_Industrial_Stone, Clay, and Glass_Existing_Space Heating_Natural Gas_Space Heating - Heat Recovery Ventilator_A_Technical Potential | F8 | Industrial | Stone, Clay, and Glass | Existing | Space Heating | Natural Gas | Space Heating - Heat Recovery Ventilator | A | Incremental Summer Peak Savings (MW) | Technical Potential | 0 | 0 | 0 | 0 | 0 | 0 | 0 | 0 | 0 | 0 | 0 | 0 | 0 | 0 | 0 | 0 | 0 | 0 | 0 | 0 | 0 | 0 | 0 | 0 | 0 | 0 | 0 | 0 | 0 | 0 | 0
F9_Industrial_Stone, Clay, and Glass_Existing_Space Heating_Natural Gas_Space Heating - Heat Recovery Ventilator_A_Technical Potential | F9 | Industrial | Stone, Clay, and Glass | Existing | Space Heating | Natural Gas | Space Heating - Heat Recovery Ventilator | A | Incremental Winter Peak Savings (MW) | Technical Potential | 0 | 0 | 0 | 0 | 0 | 0 | 0 | 0 | 0 | 0 | 0 | 0 | 0 | 0 | 0 | 0 | 0 | 0 | 0 | 0 | 0 | 0 | 0 | 0 | 0 | 0 | 0 | 0 | 0 | 0 | 0
F10_Industrial_Stone, Clay, and Glass_Existing_Space Heating_Natural Gas_Space Heating - Heat Recovery Ventilator_A_Technical Potential | F10 | Industrial | Stone, Clay, and Glass | Existing | Space Heating | Natural Gas | Space Heating - Heat Recovery Ventilator | A | Cumulative Energy Savings (MWh or mTherms) | Technical Potential | 0 | 0 | 0 | 0 | 0 | 0.01702 | 0.033864 | 0.050384 | 0.066685 | 0.082757 | 0.098385 | 0.11372 | 0.12879 | 0.14339 | 0.15773 | 0.17178 | 0.18562 | 0.19928 | 0.21269 | 0.22597 | 0.23909 | 0.25195 | 0.26474 | 0.2774 | 0.28995 | 0.28859 | 0.28732 | 0.28615 | 0 | 0 | 0
F11_Industrial_Stone, Clay, and Glass_Existing_Space Heating_Natural Gas_Space Heating - Heat Recovery Ventilator_A_Technical Potential | F11 | Industrial | Stone, Clay, and Glass | Existing | Space Heating | Natural Gas | Space Heating - Heat Recovery Ventilator | A | Cumulative Summer Peak Savings (MW) | Technical Potential | 0 | 0 | 0 | 0 | 0 | 0 | 0 | 0 | 0 | 0 | 0 | 0 | 0 | 0 | 0 | 0 | 0 | 0 | 0 | 0 | 0 | 0 | 0 | 0 | 0 | 0 | 0 | 0 | 0 | 0 | 0
F12_Industrial_Stone, Clay, and Glass_Existing_Space Heating_Natural Gas_Space Heating - Heat Recovery Ventilator_A_Technical Potential | F12 | Industrial | Stone, Clay, and Glass | Existing | Space Heating | Natural Gas | Space Heating - Heat Recovery Ventilator | A | Cumulative Winter Peak Savings (MW) | Technical Potential | 0 | 0 | 0 | 0 | 0 | 0 | 0 | 0 | 0 | 0 | 0 | 0 | 0 | 0 | 0 | 0 | 0 | 0 | 0 | 0 | 0 | 0 | 0 | 0 | 0 | 0 | 0 | 0 | 0 | 0 | 0
F13_Industrial_Stone, Clay, and Glass_Existing_Space Heating_Natural Gas_Space Heating - Heat Recovery Ventilator_A_Technical Potential | F13 | Industrial | Stone, Clay, and Glass | Existing | Space Heating | Natural Gas | Space Heating - Heat Recovery Ventilator | A | Purchases (Incremental) | Technical Potential | 0 | 0 | 0 | 0 | 0 | 1286.9618 | 1286.2555 | 1278.67 | 1279.3613 | 1280.4192 | 1264.1591 | 1260.7046 | 1258.1448 | 1238.1659 | 1242.8933 | 1231.0407 | 1231.2004 | 1225.0038 | 1214.0768 | 1215.5149 | 1210.4885 | 1205.7805 | 1201.3871 | 1197.3044 | 1193.5287 | 0 | 0 | 0 | 0 | 0 | 0
F14_Industrial_Stone, Clay, and Glass_Existing_Space Heating_Natural Gas_Space Heating - Heat Recovery Ventilator_A_Technical Potential | F14 | Industrial | Stone, Clay, and Glass | Existing | Space Heating | Natural Gas | Space Heating - Heat Recovery Ventilator | A | Purchases (Cumulative) | Technical Potential | 0 | 0 | 0 | 0 | 0 | 1286.9618 | 2573.2173 | 3851.8873 | 5131.2485 | 6411.6677 | 7675.8268 | 8936.5315 | 10194.6763 | 11432.8422 | 12675.7355 | 13906.7762 | 15137.9767 | 16362.9804 | 17577.0572 | 18792.5722 | 20003.0607 | 21208.8412 | 22410.2283 | 23607.5326 | 24801.0614 | 24801.0614 | 24801.0614 | 24801.0614 | 24801.0614 | 24801.0614 | 24801.0614
F1_Industrial_Stone, Clay, and Glass_Existing_Space Heating_Natural Gas_Thermostat - Programmable_A_Technical Potential | F1 | Industrial | Stone, Clay, and Glass | Existing | Space Heating | Natural Gas | Thermostat - Programmable | A | Original Unit Energy Savings (kWh or therms) | Technical Potential | 0 | 0 | 0 | 0 | 0 | 0.00657 | 0.0065379 | 0.0064981 | 0.0064561 | 0.0064121 | 0.0063676 | 0.0063217 | 0.0062762 | 0.0062308 | 0.0061817 | 0.0061364 | 0.0060916 | 0.0060501 | 0.0060114 | 0.0059736 | 0.005938 | 0.0059015 | 0.0058686 | 0.0058376 | 0.005808 | 0.0057807 | 0.0057553 | 0.0057319 | 0 | 0 | 0
F2_Industrial_Stone, Clay, and Glass_Existing_Space Heating_Natural Gas_Thermostat - Programmable_A_Technical Potential | F2 | Industrial | Stone, Clay, and Glass | Existing | Space Heating | Natural Gas | Thermostat - Programmable | A | Original Unit Summer Peak Savings (kW) | Technical Potential | 0 | 0 | 0 | 0 | 0 | 0 | 0 | 0 | 0 | 0 | 0 | 0 | 0 | 0 | 0 | 0 | 0 | 0 | 0 | 0 | 0 | 0 | 0 | 0 | 0 | 0 | 0 | 0 | 0 | 0 | 0
F3_Industrial_Stone, Clay, and Glass_Existing_Space Heating_Natural Gas_Thermostat - Programmable_A_Technical Potential | F3 | Industrial | Stone, Clay, and Glass | Existing | Space Heating | Natural Gas | Thermostat - Programmable | A | Original Unit Winter Peak Savings (kW) | Technical Potential | 0 | 0 | 0 | 0 | 0 | 0 | 0 | 0 | 0 | 0 | 0 | 0 | 0 | 0 | 0 | 0 | 0 | 0 | 0 | 0 | 0 | 0 | 0 | 0 | 0 | 0 | 0 | 0 | 0 | 0 | 0
F4_Industrial_Stone, Clay, and Glass_Existing_Space Heating_Natural Gas_Thermostat - Programmable_A_Technical Potential | F4 | Industrial | Stone, Clay, and Glass | Existing | Space Heating | Natural Gas | Thermostat - Programmable | A | Standalone Impact on Baseline Energy (%) | Technical Potential | 0% | 0% | 0% | 0% | 0% | 0.03186% | 0.06374% | 0.09598% | 0.1278% | 0.1595% | 0.1935% | 0.2258% | 0.2582% | 0.2942% | 0.3249% | 0.3599% | 0.3917% | 0.4256% | 0.4613% | 0.4926% | 0.5265% | 0.5604% | 0.5943% | 0.6282% | 0.0066205 | 0.0066398 | 0.0066575 | 0.0066737 | 0 | 0 | 0
F5_Industrial_Stone, Clay, and Glass_Existing_Space Heating_Natural Gas_Thermostat - Programmable_A_Technical Potential | F5 | Industrial | Stone, Clay, and Glass | Existing | Space Heating | Natural Gas | Thermostat - Programmable | A | Standalone Impact on Baseline Summer Peak (%) | Technical Potential | 0% | 0% | 0% | 0% | 0% | 0% | 0% | 0% | 0% | 0% | 0% | 0% | 0% | 0% | 0% | 0% | 0% | 0% | 0% | 0% | 0% | 0% | 0% | 0% | 0 | 0 | 0 | 0 | 0 | 0 | 0
F6_Industrial_Stone, Clay, and Glass_Existing_Space Heating_Natural Gas_Thermostat - Programmable_A_Technical Potential | F6 | Industrial | Stone, Clay, and Glass | Existing | Space Heating | Natural Gas | Thermostat - Programmable | A | Standalone Impact on Baseline Winter Peak (%) | Technical Potential | 0% | 0% | 0% | 0% | 0% | 0% | 0% | 0% | 0% | 0% | 0% | 0% | 0% | 0% | 0% | 0% | 0% | 0% | 0% | 0% | 0% | 0% | 0% | 0% | 0 | 0 | 0 | 0 | 0 | 0 | 0
F7_Industrial_Stone, Clay, and Glass_Existing_Space Heating_Natural Gas_Thermostat - Programmable_A_Technical Potential | F7 | Industrial | Stone, Clay, and Glass | Existing | Space Heating | Natural Gas | Thermostat - Programmable | A | Incremental Energy Savings (MWh or mTherms) | Technical Potential | 0 | 0 | 0 | 0 | 0 | 0.025366 | 0.025228 | 0.024927 | 0.024779 | 0.024631 | 0.024149 | 0.023909 | 0.023689 | 0.023144 | 0.02305 | 0.022663 | 0.0225 | 0.022234 | 0.021895 | 0.021783 | 0.021564 | 0.021348 | 0.021152 | 0.020968 | 0.020796 | 0 | 0 | 0 | 0 | 0 | 0
F8_Industrial_Stone, Clay, and Glass_Existing_Space Heating_Natural Gas_Thermostat - Programmable_A_Technical Potential | F8 | Industrial | Stone, Clay, and Glass | Existing | Space Heating | Natural Gas | Thermostat - Programmable | A | Incremental Summer Peak Savings (MW) | Technical Potential | 0 | 0 | 0 | 0 | 0 | 0 | 0 | 0 | 0 | 0 | 0 | 0 | 0 | 0 | 0 | 0 | 0 | 0 | 0 | 0 | 0 | 0 | 0 | 0 | 0 | 0 | 0 | 0 | 0 | 0 | 0
F9_Industrial_Stone, Clay, and Glass_Existing_Space Heating_Natural Gas_Thermostat - Programmable_A_Technical Potential | F9 | Industrial | Stone, Clay, and Glass | Existing | Space Heating | Natural Gas | Thermostat - Programmable | A | Incremental Winter Peak Savings (MW) | Technical Potential | 0 | 0 | 0 | 0 | 0 | 0 | 0 | 0 | 0 | 0 | 0 | 0 | 0 | 0 | 0 | 0 | 0 | 0 | 0 | 0 | 0 | 0 | 0 | 0 | 0 | 0 | 0 | 0 | 0 | 0 | 0
F10_Industrial_Stone, Clay, and Glass_Existing_Space Heating_Natural Gas_Thermostat - Programmable_A_Technical Potential | F10 | Industrial | Stone, Clay, and Glass | Existing | Space Heating | Natural Gas | Thermostat - Programmable | A | Cumulative Energy Savings (MWh or mTherms) | Technical Potential | 0 | 0 | 0 | 0 | 0 | 0.025366 | 0.05047 | 0.07509 | 0.099384 | 0.12334 | 0.14663 | 0.16948 | 0.19195 | 0.21371 | 0.23507 | 0.25601 | 0.27665 | 0.29699 | 0.31699 | 0.33678 | 0.35633 | 0.37549 | 0.39455 | 0.41343 | 0.43213 | 0.4301 | 0.42822 | 0.42647 | 0 | 0 | 0
F11_Industrial_Stone, Clay, and Glass_Existing_Space Heating_Natural Gas_Thermostat - Programmable_A_Technical Potential | F11 | Industrial | Stone, Clay, and Glass | Existing | Space Heating | Natural Gas | Thermostat - Programmable | A | Cumulative Summer Peak Savings (MW) | Technical Potential | 0 | 0 | 0 | 0 | 0 | 0 | 0 | 0 | 0 | 0 | 0 | 0 | 0 | 0 | 0 | 0 | 0 | 0 | 0 | 0 | 0 | 0 | 0 | 0 | 0 | 0 | 0 | 0 | 0 | 0 | 0
F12_Industrial_Stone, Clay, and Glass_Existing_Space Heating_Natural Gas_Thermostat - Programmable_A_Technical Potential | F12 | Industrial | Stone, Clay, and Glass | Existing | Space Heating | Natural Gas | Thermostat - Programmable | A | Cumulative Winter Peak Savings (MW) | Technical Potential | 0 | 0 | 0 | 0 | 0 | 0 | 0 | 0 | 0 | 0 | 0 | 0 | 0 | 0 | 0 | 0 | 0 | 0 | 0 | 0 | 0 | 0 | 0 | 0 | 0 | 0 | 0 | 0 | 0 | 0 | 0
F13_Industrial_Stone, Clay, and Glass_Existing_Space Heating_Natural Gas_Thermostat - Programmable_A_Technical Potential | F13 | Industrial | Stone, Clay, and Glass | Existing | Space Heating | Natural Gas | Thermostat - Programmable | A | Purchases (Incremental) | Technical Potential | 0 | 0 | 0 | 0 | 0 | 3860.8855 | 3858.7665 | 3836.0099 | 3838.0838 | 3841.2575 | 3792.4774 | 3782.1139 | 3774.4345 | 3714.4978 | 3728.6799 | 3693.1221 | 3693.6013 | 3675.0113 | 3642.2304 | 3646.5448 | 3631.4655 | 3617.3415 | 3604.1612 | 3591.9131 | 3580.5862 | 0 | 0 | 0 | 0 | 0 | 0
F14_Industrial_Stone, Clay, and Glass_Existing_Space Heating_Natural Gas_Thermostat - Programmable_A_Technical Potential | F14 | Industrial | Stone, Clay, and Glass | Existing | Space Heating | Natural Gas | Thermostat - Programmable | A | Purchases (Cumulative) | Technical Potential | 0 | 0 | 0 | 0 | 0 | 3860.8855 | 7719.6519 | 11555.6618 | 15393.7456 | 19235.0031 | 23027.4805 | 26809.5944 | 30584.0289 | 34298.5267 | 38027.2066 | 41720.3287 | 45413.93 | 49088.9413 | 52731.1717 | 56377.7166 | 60009.1821 | 63626.5236 | 67230.6848 | 70822.5979 | 74403.1841 | 74403.1841 | 74403.1841 | 74403.1841 | 74403.1841 | 74403.1841 | 74403.1841
F1_Industrial_Stone, Clay, and Glass_Existing_Space Heating_Natural Gas_ENERGY STAR Connected Thermostat_A_Technical Potential | F1 | Industrial | Stone, Clay, and Glass | Existing | Space Heating | Natural Gas | ENERGY STAR Connected Thermostat | A | Original Unit Energy Savings (kWh or therms) | Technical Potential | 0 | 0 | 0 | 0 | 0 | 0.015466 | 0.01539 | 0.015297 | 0.015198 | 0.015094 | 0.014989 | 0.014881 | 0.014774 | 0.014667 | 0.014552 | 0.014445 | 0.01434 | 0.014242 | 0.014151 | 0.014062 | 0.013978 | 0.013892 | 0.013815 | 0.013742 | 0.013672 | 0.013608 | 0.013548 | 0.013493 | 0 | 0 | 0
F2_Industrial_Stone, Clay, and Glass_Existing_Space Heating_Natural Gas_ENERGY STAR Connected Thermostat_A_Technical Potential | F2 | Industrial | Stone, Clay, and Glass | Existing | Space Heating | Natural Gas | ENERGY STAR Connected Thermostat | A | Original Unit Summer Peak Savings (kW) | Technical Potential | 0 | 0 | 0 | 0 | 0 | 0 | 0 | 0 | 0 | 0 | 0 | 0 | 0 | 0 | 0 | 0 | 0 | 0 | 0 | 0 | 0 | 0 | 0 | 0 | 0 | 0 | 0 | 0 | 0 | 0 | 0
F3_Industrial_Stone, Clay, and Glass_Existing_Space Heating_Natural Gas_ENERGY STAR Connected Thermostat_A_Technical Potential | F3 | Industrial | Stone, Clay, and Glass | Existing | Space Heating | Natural Gas | ENERGY STAR Connected Thermostat | A | Original Unit Winter Peak Savings (kW) | Technical Potential | 0 | 0 | 0 | 0 | 0 | 0 | 0 | 0 | 0 | 0 | 0 | 0 | 0 | 0 | 0 | 0 | 0 | 0 | 0 | 0 | 0 | 0 | 0 | 0 | 0 | 0 | 0 | 0 | 0 | 0 | 0
F4_Industrial_Stone, Clay, and Glass_Existing_Space Heating_Natural Gas_ENERGY STAR Connected Thermostat_A_Technical Potential | F4 | Industrial | Stone, Clay, and Glass | Existing | Space Heating | Natural Gas | ENERGY STAR Connected Thermostat | A | Standalone Impact on Baseline Energy (%) | Technical Potential | 0% | 0% | 0% | 0% | 0% | 0.075% | 0.15% | 0.2259% | 0.3008% | 0.3756% | 0.4554% | 0.5316% | 0.6077% | 0.6925% | 0.7649% | 0.8473% | 0.9221% | 1.002% | 1.086% | 1.16% | 1.239% | 1.319% | 1.399% | 1.479% | 0.015585 | 0.01563 | 0.015672 | 0.01571 | 0 | 0 | 0
F5_Industrial_Stone, Clay, and Glass_Existing_Space Heating_Natural Gas_ENERGY STAR Connected Thermostat_A_Technical Potential | F5 | Industrial | Stone, Clay, and Glass | Existing | Space Heating | Natural Gas | ENERGY STAR Connected Thermostat | A | Standalone Impact on Baseline Summer Peak (%) | Technical Potential | 0% | 0% | 0% | 0% | 0% | 0% | 0% | 0% | 0% | 0% | 0% | 0% | 0% | 0% | 0% | 0% | 0% | 0% | 0% | 0% | 0% | 0% | 0% | 0% | 0 | 0 | 0 | 0 | 0 | 0 | 0
F6_Industrial_Stone, Clay, and Glass_Existing_Space Heating_Natural Gas_ENERGY STAR Connected Thermostat_A_Technical Potential | F6 | Industrial | Stone, Clay, and Glass | Existing | Space Heating | Natural Gas | ENERGY STAR Connected Thermostat | A | Standalone Impact on Baseline Winter Peak (%) | Technical Potential | 0% | 0% | 0% | 0% | 0% | 0% | 0% | 0% | 0% | 0% | 0% | 0% | 0% | 0% | 0% | 0% | 0% | 0% | 0% | 0% | 0% | 0% | 0% | 0% | 0 | 0 | 0 | 0 | 0 | 0 | 0
F7_Industrial_Stone, Clay, and Glass_Existing_Space Heating_Natural Gas_ENERGY STAR Connected Thermostat_A_Technical Potential | F7 | Industrial | Stone, Clay, and Glass | Existing | Space Heating | Natural Gas | ENERGY STAR Connected Thermostat | A | Incremental Energy Savings (MWh or mTherms) | Technical Potential | 0 | 0 | 0 | 0 | 0 | 0.059712 | 0.059387 | 0.058678 | 0.058331 | 0.057981 | 0.056847 | 0.056283 | 0.055764 | 0.054482 | 0.054259 | 0.053348 | 0.052966 | 0.05234 | 0.051541 | 0.051278 | 0.050761 | 0.050253 | 0.049791 | 0.049359 | 0.048954 | 0 | 0 | 0 | 0 | 0 | 0
F8_Industrial_Stone, Clay, and Glass_Existing_Space Heating_Natural Gas_ENERGY STAR Connected Thermostat_A_Technical Potential | F8 | Industrial | Stone, Clay, and Glass | Existing | Space Heating | Natural Gas | ENERGY STAR Connected Thermostat | A | Incremental Summer Peak Savings (MW) | Technical Potential | 0 | 0 | 0 | 0 | 0 | 0 | 0 | 0 | 0 | 0 | 0 | 0 | 0 | 0 | 0 | 0 | 0 | 0 | 0 | 0 | 0 | 0 | 0 | 0 | 0 | 0 | 0 | 0 | 0 | 0 | 0
F9_Industrial_Stone, Clay, and Glass_Existing_Space Heating_Natural Gas_ENERGY STAR Connected Thermostat_A_Technical Potential | F9 | Industrial | Stone, Clay, and Glass | Existing | Space Heating | Natural Gas | ENERGY STAR Connected Thermostat | A | Incremental Winter Peak Savings (MW) | Technical Potential | 0 | 0 | 0 | 0 | 0 | 0 | 0 | 0 | 0 | 0 | 0 | 0 | 0 | 0 | 0 | 0 | 0 | 0 | 0 | 0 | 0 | 0 | 0 | 0 | 0 | 0 | 0 | 0 | 0 | 0 | 0
F10_Industrial_Stone, Clay, and Glass_Existing_Space Heating_Natural Gas_ENERGY STAR Connected Thermostat_A_Technical Potential | F10 | Industrial | Stone, Clay, and Glass | Existing | Space Heating | Natural Gas | ENERGY STAR Connected Thermostat | A | Cumulative Energy Savings (MWh or mTherms) | Technical Potential | 0 | 0 | 0 | 0 | 0 | 0.059712 | 0.11881 | 0.17676 | 0.23395 | 0.29034 | 0.34517 | 0.39897 | 0.45185 | 0.50307 | 0.55337 | 0.60266 | 0.65123 | 0.69913 | 0.74619 | 0.79278 | 0.83881 | 0.88392 | 0.92879 | 0.97323 | 1.0173 | 1.0125 | 1.008 | 1.0039 | 0 | 0 | 0
F11_Industrial_Stone, Clay, and Glass_Existing_Space Heating_Natural Gas_ENERGY STAR Connected Thermostat_A_Technical Potential | F11 | Industrial | Stone, Clay, and Glass | Existing | Space Heating | Natural Gas | ENERGY STAR Connected Thermostat | A | Cumulative Summer Peak Savings (MW) | Technical Potential | 0 | 0 | 0 | 0 | 0 | 0 | 0 | 0 | 0 | 0 | 0 | 0 | 0 | 0 | 0 | 0 | 0 | 0 | 0 | 0 | 0 | 0 | 0 | 0 | 0 | 0 | 0 | 0 | 0 | 0 | 0
F12_Industrial_Stone, Clay, and Glass_Existing_Space Heating_Natural Gas_ENERGY STAR Connected Thermostat_A_Technical Potential | F12 | Industrial | Stone, Clay, and Glass | Existing | Space Heating | Natural Gas | ENERGY STAR Connected Thermostat | A | Cumulative Winter Peak Savings (MW) | Technical Potential | 0 | 0 | 0 | 0 | 0 | 0 | 0 | 0 | 0 | 0 | 0 | 0 | 0 | 0 | 0 | 0 | 0 | 0 | 0 | 0 | 0 | 0 | 0 | 0 | 0 | 0 | 0 | 0 | 0 | 0 | 0
F13_Industrial_Stone, Clay, and Glass_Existing_Space Heating_Natural Gas_ENERGY STAR Connected Thermostat_A_Technical Potential | F13 | Industrial | Stone, Clay, and Glass | Existing | Space Heating | Natural Gas | ENERGY STAR Connected Thermostat | A | Purchases (Incremental) | Technical Potential | 0 | 0 | 0 | 0 | 0 | 3860.8855 | 3858.7665 | 3836.0099 | 3838.0838 | 3841.2575 | 3792.4774 | 3782.1139 | 3774.4345 | 3714.4978 | 3728.6799 | 3693.1221 | 3693.6013 | 3675.0113 | 3642.2304 | 3646.5448 | 3631.4655 | 3617.3415 | 3604.1612 | 3591.9131 | 3580.5862 | 0 | 0 | 0 | 0 | 0 | 0
F14_Industrial_Stone, Clay, and Glass_Existing_Space Heating_Natural Gas_ENERGY STAR Connected Thermostat_A_Technical Potential | F14 | Industrial | Stone, Clay, and Glass | Existing | Space Heating | Natural Gas | ENERGY STAR Connected Thermostat | A | Purchases (Cumulative) | Technical Potential | 0 | 0 | 0 | 0 | 0 | 3860.8855 | 7719.6519 | 11555.6618 | 15393.7456 | 19235.0031 | 23027.4805 | 26809.5944 | 30584.0289 | 34298.5267 | 38027.2066 | 41720.3287 | 45413.93 | 49088.9413 | 52731.1717 | 56377.7166 | 60009.1821 | 63626.5236 | 67230.6848 | 70822.5979 | 74403.1841 | 74403.1841 | 74403.1841 | 74403.1841 | 74403.1841 | 74403.1841 | 74403.1841
F1_Industrial_Stone, Clay, and Glass_Existing_Space Heating_Natural Gas_Destratification Fans (HVLS)_A_Technical Potential | F1 | Industrial | Stone, Clay, and Glass | Existing | Space Heating | Natural Gas | Destratification Fans (HVLS) | A | Original Unit Energy Savings (kWh or therms) | Technical Potential | 0 | 0 | 0 | 0 | 0 | 0.015466 | 0.01539 | 0.015297 | 0.015198 | 0.015094 | 0.014989 | 0.014881 | 0.014774 | 0.014667 | 0.014552 | 0.014445 | 0.01434 | 0.014242 | 0.014151 | 0.014062 | 0.013978 | 0.013892 | 0.013815 | 0.013742 | 0.013672 | 0.013608 | 0.013548 | 0.013493 | 0 | 0 | 0
F2_Industrial_Stone, Clay, and Glass_Existing_Space Heating_Natural Gas_Destratification Fans (HVLS)_A_Technical Potential | F2 | Industrial | Stone, Clay, and Glass | Existing | Space Heating | Natural Gas | Destratification Fans (HVLS) | A | Original Unit Summer Peak Savings (kW) | Technical Potential | 0 | 0 | 0 | 0 | 0 | 0 | 0 | 0 | 0 | 0 | 0 | 0 | 0 | 0 | 0 | 0 | 0 | 0 | 0 | 0 | 0 | 0 | 0 | 0 | 0 | 0 | 0 | 0 | 0 | 0 | 0
F3_Industrial_Stone, Clay, and Glass_Existing_Space Heating_Natural Gas_Destratification Fans (HVLS)_A_Technical Potential | F3 | Industrial | Stone, Clay, and Glass | Existing | Space Heating | Natural Gas | Destratification Fans (HVLS) | A | Original Unit Winter Peak Savings (kW) | Technical Potential | 0 | 0 | 0 | 0 | 0 | 0 | 0 | 0 | 0 | 0 | 0 | 0 | 0 | 0 | 0 | 0 | 0 | 0 | 0 | 0 | 0 | 0 | 0 | 0 | 0 | 0 | 0 | 0 | 0 | 0 | 0
F4_Industrial_Stone, Clay, and Glass_Existing_Space Heating_Natural Gas_Destratification Fans (HVLS)_A_Technical Potential | F4 | Industrial | Stone, Clay, and Glass | Existing | Space Heating | Natural Gas | Destratification Fans (HVLS) | A | Standalone Impact on Baseline Energy (%) | Technical Potential | 0% | 0% | 0% | 0% | 0% | 0.075% | 0.15% | 0.2259% | 0.3008% | 0.3756% | 0.4554% | 0.5316% | 0.6077% | 0.6925% | 0.7649% | 0.8473% | 0.9221% | 1.002% | 1.086% | 1.16% | 1.239% | 1.319% | 1.399% | 1.479% | 0.015585 | 0.01563 | 0.015672 | 0.01571 | 0 | 0 | 0
F5_Industrial_Stone, Clay, and Glass_Existing_Space Heating_Natural Gas_Destratification Fans (HVLS)_A_Technical Potential | F5 | Industrial | Stone, Clay, and Glass | Existing | Space Heating | Natural Gas | Destratification Fans (HVLS) | A | Standalone Impact on Baseline Summer Peak (%) | Technical Potential | 0% | 0% | 0% | 0% | 0% | 0% | 0% | 0% | 0% | 0% | 0% | 0% | 0% | 0% | 0% | 0% | 0% | 0% | 0% | 0% | 0% | 0% | 0% | 0% | 0 | 0 | 0 | 0 | 0 | 0 | 0
F6_Industrial_Stone, Clay, and Glass_Existing_Space Heating_Natural Gas_Destratification Fans (HVLS)_A_Technical Potential | F6 | Industrial | Stone, Clay, and Glass | Existing | Space Heating | Natural Gas | Destratification Fans (HVLS) | A | Standalone Impact on Baseline Winter Peak (%) | Technical Potential | 0% | 0% | 0% | 0% | 0% | 0% | 0% | 0% | 0% | 0% | 0% | 0% | 0% | 0% | 0% | 0% | 0% | 0% | 0% | 0% | 0% | 0% | 0% | 0% | 0 | 0 | 0 | 0 | 0 | 0 | 0
F7_Industrial_Stone, Clay, and Glass_Existing_Space Heating_Natural Gas_Destratification Fans (HVLS)_A_Technical Potential | F7 | Industrial | Stone, Clay, and Glass | Existing | Space Heating | Natural Gas | Destratification Fans (HVLS) | A | Incremental Energy Savings (MWh or mTherms) | Technical Potential | 0 | 0 | 0 | 0 | 0 | 0.059712 | 0.059387 | 0.058678 | 0.058331 | 0.057981 | 0.056847 | 0.056283 | 0.055764 | 0.054482 | 0.054259 | 0.053348 | 0.052966 | 0.05234 | 0.051541 | 0.051278 | 0.050761 | 0.050253 | 0.049791 | 0.049359 | 0.048954 | 0 | 0 | 0 | 0 | 0 | 0
F8_Industrial_Stone, Clay, and Glass_Existing_Space Heating_Natural Gas_Destratification Fans (HVLS)_A_Technical Potential | F8 | Industrial | Stone, Clay, and Glass | Existing | Space Heating | Natural Gas | Destratification Fans (HVLS) | A | Incremental Summer Peak Savings (MW) | Technical Potential | 0 | 0 | 0 | 0 | 0 | 0 | 0 | 0 | 0 | 0 | 0 | 0 | 0 | 0 | 0 | 0 | 0 | 0 | 0 | 0 | 0 | 0 | 0 | 0 | 0 | 0 | 0 | 0 | 0 | 0 | 0
F9_Industrial_Stone, Clay, and Glass_Existing_Space Heating_Natural Gas_Destratification Fans (HVLS)_A_Technical Potential | F9 | Industrial | Stone, Clay, and Glass | Existing | Space Heating | Natural Gas | Destratification Fans (HVLS) | A | Incremental Winter Peak Savings (MW) | Technical Potential | 0 | 0 | 0 | 0 | 0 | 0 | 0 | 0 | 0 | 0 | 0 | 0 | 0 | 0 | 0 | 0 | 0 | 0 | 0 | 0 | 0 | 0 | 0 | 0 | 0 | 0 | 0 | 0 | 0 | 0 | 0
F10_Industrial_Stone, Clay, and Glass_Existing_Space Heating_Natural Gas_Destratification Fans (HVLS)_A_Technical Potential | F10 | Industrial | Stone, Clay, and Glass | Existing | Space Heating | Natural Gas | Destratification Fans (HVLS) | A | Cumulative Energy Savings (MWh or mTherms) | Technical Potential | 0 | 0 | 0 | 0 | 0 | 0.059712 | 0.11881 | 0.17676 | 0.23395 | 0.29034 | 0.34517 | 0.39897 | 0.45185 | 0.50307 | 0.55337 | 0.60266 | 0.65123 | 0.69913 | 0.74619 | 0.79278 | 0.83881 | 0.88392 | 0.92879 | 0.97323 | 1.0173 | 1.0125 | 1.008 | 1.0039 | 0 | 0 | 0
F11_Industrial_Stone, Clay, and Glass_Existing_Space Heating_Natural Gas_Destratification Fans (HVLS)_A_Technical Potential | F11 | Industrial | Stone, Clay, and Glass | Existing | Space Heating | Natural Gas | Destratification Fans (HVLS) | A | Cumulative Summer Peak Savings (MW) | Technical Potential | 0 | 0 | 0 | 0 | 0 | 0 | 0 | 0 | 0 | 0 | 0 | 0 | 0 | 0 | 0 | 0 | 0 | 0 | 0 | 0 | 0 | 0 | 0 | 0 | 0 | 0 | 0 | 0 | 0 | 0 | 0
F12_Industrial_Stone, Clay, and Glass_Existing_Space Heating_Natural Gas_Destratification Fans (HVLS)_A_Technical Potential | F12 | Industrial | Stone, Clay, and Glass | Existing | Space Heating | Natural Gas | Destratification Fans (HVLS) | A | Cumulative Winter Peak Savings (MW) | Technical Potential | 0 | 0 | 0 | 0 | 0 | 0 | 0 | 0 | 0 | 0 | 0 | 0 | 0 | 0 | 0 | 0 | 0 | 0 | 0 | 0 | 0 | 0 | 0 | 0 | 0 | 0 | 0 | 0 | 0 | 0 | 0
F13_Industrial_Stone, Clay, and Glass_Existing_Space Heating_Natural Gas_Destratification Fans (HVLS)_A_Technical Potential | F13 | Industrial | Stone, Clay, and Glass | Existing | Space Heating | Natural Gas | Destratification Fans (HVLS) | A | Purchases (Incremental) | Technical Potential | 0 | 0 | 0 | 0 | 0 | 3860.8855 | 3858.7665 | 3836.0099 | 3838.0838 | 3841.2575 | 3792.4774 | 3782.1139 | 3774.4345 | 3714.4978 | 3728.6799 | 3693.1221 | 3693.6013 | 3675.0113 | 3642.2304 | 3646.5448 | 3631.4655 | 3617.3415 | 3604.1612 | 3591.9131 | 3580.5862 | 0 | 0 | 0 | 0 | 0 | 0
F14_Industrial_Stone, Clay, and Glass_Existing_Space Heating_Natural Gas_Destratification Fans (HVLS)_A_Technical Potential | F14 | Industrial | Stone, Clay, and Glass | Existing | Space Heating | Natural Gas | Destratification Fans (HVLS) | A | Purchases (Cumulative) | Technical Potential | 0 | 0 | 0 | 0 | 0 | 3860.8855 | 7719.6519 | 11555.6618 | 15393.7456 | 19235.0031 | 23027.4805 | 26809.5944 | 30584.0289 | 34298.5267 | 38027.2066 | 41720.3287 | 45413.93 | 49088.9413 | 52731.1717 | 56377.7166 | 60009.1821 | 63626.5236 | 67230.6848 | 70822.5979 | 74403.1841 | 74403.1841 | 74403.1841 | 74403.1841 | 74403.1841 | 74403.1841 | 74403.1841
F1_Industrial_Stone, Clay, and Glass_Existing_Space Heating_Natural Gas_Gas Boiler - Insulate Steam Lines/Condensate Tank_A_Technical Potential | F1 | Industrial | Stone, Clay, and Glass | Existing | Space Heating | Natural Gas | Gas Boiler - Insulate Steam Lines/Condensate Tank | A | Original Unit Energy Savings (kWh or therms) | Technical Potential | 0 | 0 | 0 | 0 | 0 | 75.9808 | 75.466 | 74.9544 | 74.4401 | 73.9273 | 73.4289 | 72.9354 | 72.4472 | 71.9646 | 71.4538 | 70.985 | 70.5214 | 70.0654 | 69.6162 | 69.166 | 68.7312 | 68.2786 | 67.8417 | 67.4186 | 66.9927 | 66.6041 | 66.2495 | 65.9258 | 65.6304 | 65.3609 | 65.1148
F2_Industrial_Stone, Clay, and Glass_Existing_Space Heating_Natural Gas_Gas Boiler - Insulate Steam Lines/Condensate Tank_A_Technical Potential | F2 | Industrial | Stone, Clay, and Glass | Existing | Space Heating | Natural Gas | Gas Boiler - Insulate Steam Lines/Condensate Tank | A | Original Unit Summer Peak Savings (kW) | Technical Potential | 0 | 0 | 0 | 0 | 0 | 0 | 0 | 0 | 0 | 0 | 0 | 0 | 0 | 0 | 0 | 0 | 0 | 0 | 0 | 0 | 0 | 0 | 0 | 0 | 0 | 0 | 0 | 0 | 0 | 0 | 0
F3_Industrial_Stone, Clay, and Glass_Existing_Space Heating_Natural Gas_Gas Boiler - Insulate Steam Lines/Condensate Tank_A_Technical Potential | F3 | Industrial | Stone, Clay, and Glass | Existing | Space Heating | Natural Gas | Gas Boiler - Insulate Steam Lines/Condensate Tank | A | Original Unit Winter Peak Savings (kW) | Technical Potential | 0 | 0 | 0 | 0 | 0 | 0 | 0 | 0 | 0 | 0 | 0 | 0 | 0 | 0 | 0 | 0 | 0 | 0 | 0 | 0 | 0 | 0 | 0 | 0 | 0 | 0 | 0 | 0 | 0 | 0 | 0
F4_Industrial_Stone, Clay, and Glass_Existing_Space Heating_Natural Gas_Gas Boiler - Insulate Steam Lines/Condensate Tank_A_Technical Potential | F4 | Industrial | Stone, Clay, and Glass | Existing | Space Heating | Natural Gas | Gas Boiler - Insulate Steam Lines/Condensate Tank | A | Standalone Impact on Baseline Energy (%) | Technical Potential | 0% | 0% | 0% | 0% | 0% | 0.006018% | 0.01202% | 0.01808% | 0.02406% | 0.03004% | 0.03643% | 0.04256% | 0.04867% | 0.05549% | 0.06134% | 0.068% | 0.07407% | 0.08049% | 0.08724% | 0.09315% | 0.09953% | 0.1059% | 0.1122% | 0.1185% | 0.0012472 | 0.0012495 | 0.0012516 | 0.0012536 | 0 | 0 | 0
F5_Industrial_Stone, Clay, and Glass_Existing_Space Heating_Natural Gas_Gas Boiler - Insulate Steam Lines/Condensate Tank_A_Technical Potential | F5 | Industrial | Stone, Clay, and Glass | Existing | Space Heating | Natural Gas | Gas Boiler - Insulate Steam Lines/Condensate Tank | A | Standalone Impact on Baseline Summer Peak (%) | Technical Potential | 0% | 0% | 0% | 0% | 0% | 0% | 0% | 0% | 0% | 0% | 0% | 0% | 0% | 0% | 0% | 0% | 0% | 0% | 0% | 0% | 0% | 0% | 0% | 0% | 0 | 0 | 0 | 0 | 0 | 0 | 0
F6_Industrial_Stone, Clay, and Glass_Existing_Space Heating_Natural Gas_Gas Boiler - Insulate Steam Lines/Condensate Tank_A_Technical Potential | F6 | Industrial | Stone, Clay, and Glass | Existing | Space Heating | Natural Gas | Gas Boiler - Insulate Steam Lines/Condensate Tank | A | Standalone Impact on Baseline Winter Peak (%) | Technical Potential | 0% | 0% | 0% | 0% | 0% | 0% | 0% | 0% | 0% | 0% | 0% | 0% | 0% | 0% | 0% | 0% | 0% | 0% | 0% | 0% | 0% | 0% | 0% | 0% | 0 | 0 | 0 | 0 | 0 | 0 | 0
F7_Industrial_Stone, Clay, and Glass_Existing_Space Heating_Natural Gas_Gas Boiler - Insulate Steam Lines/Condensate Tank_A_Technical Potential | F7 | Industrial | Stone, Clay, and Glass | Existing | Space Heating | Natural Gas | Gas Boiler - Insulate Steam Lines/Condensate Tank | A | Incremental Energy Savings (MWh or mTherms) | Technical Potential | 0 | 0 | 0 | 0 | 0 | 0.0047911 | 0.004756 | 0.0046959 | 0.0046662 | 0.0046379 | 0.0045481 | 0.0045052 | 0.004466 | 0.0043658 | 0.0043513 | 0.0042816 | 0.0042542 | 0.0042054 | 0.0041411 | 0.0041192 | 0.0040764 | 0.0040338 | 0.0039934 | 0.003955 | 0.0039176 | 0 | 0 | 0 | 0 | 0 | 0
F8_Industrial_Stone, Clay, and Glass_Existing_Space Heating_Natural Gas_Gas Boiler - Insulate Steam Lines/Condensate Tank_A_Technical Potential | F8 | Industrial | Stone, Clay, and Glass | Existing | Space Heating | Natural Gas | Gas Boiler - Insulate Steam Lines/Condensate Tank | A | Incremental Summer Peak Savings (MW) | Technical Potential | 0 | 0 | 0 | 0 | 0 | 0 | 0 | 0 | 0 | 0 | 0 | 0 | 0 | 0 | 0 | 0 | 0 | 0 | 0 | 0 | 0 | 0 | 0 | 0 | 0 | 0 | 0 | 0 | 0 | 0 | 0
F9_Industrial_Stone, Clay, and Glass_Existing_Space Heating_Natural Gas_Gas Boiler - Insulate Steam Lines/Condensate Tank_A_Technical Potential | F9 | Industrial | Stone, Clay, and Glass | Existing | Space Heating | Natural Gas | Gas Boiler - Insulate Steam Lines/Condensate Tank | A | Incremental Winter Peak Savings (MW) | Technical Potential | 0 | 0 | 0 | 0 | 0 | 0 | 0 | 0 | 0 | 0 | 0 | 0 | 0 | 0 | 0 | 0 | 0 | 0 | 0 | 0 | 0 | 0 | 0 | 0 | 0 | 0 | 0 | 0 | 0 | 0 | 0
F10_Industrial_Stone, Clay, and Glass_Existing_Space Heating_Natural Gas_Gas Boiler - Insulate Steam Lines/Condensate Tank_A_Technical Potential | F10 | Industrial | Stone, Clay, and Glass | Existing | Space Heating | Natural Gas | Gas Boiler - Insulate Steam Lines/Condensate Tank | A | Cumulative Energy Savings (MWh or mTherms) | Technical Potential | 0 | 0 | 0 | 0 | 0 | 0.0047911 | 0.0095146 | 0.014146 | 0.018715 | 0.023224 | 0.027616 | 0.031935 | 0.036188 | 0.040312 | 0.044378 | 0.048368 | 0.052306 | 0.056173 | 0.059954 | 0.063686 | 0.067362 | 0.070952 | 0.074492 | 0.077982 | 0.081407 | 0.080935 | 0.080504 | 0.080111 | 0.079752 | 0.079424 | 0.079125
F11_Industrial_Stone, Clay, and Glass_Existing_Space Heating_Natural Gas_Gas Boiler - Insulate Steam Lines/Condensate Tank_A_Technical Potential | F11 | Industrial | Stone, Clay, and Glass | Existing | Space Heating | Natural Gas | Gas Boiler - Insulate Steam Lines/Condensate Tank | A | Cumulative Summer Peak Savings (MW) | Technical Potential | 0 | 0 | 0 | 0 | 0 | 0 | 0 | 0 | 0 | 0 | 0 | 0 | 0 | 0 | 0 | 0 | 0 | 0 | 0 | 0 | 0 | 0 | 0 | 0 | 0 | 0 | 0 | 0 | 0 | 0 | 0
F12_Industrial_Stone, Clay, and Glass_Existing_Space Heating_Natural Gas_Gas Boiler - Insulate Steam Lines/Condensate Tank_A_Technical Potential | F12 | Industrial | Stone, Clay, and Glass | Existing | Space Heating | Natural Gas | Gas Boiler - Insulate Steam Lines/Condensate Tank | A | Cumulative Winter Peak Savings (MW) | Technical Potential | 0 | 0 | 0 | 0 | 0 | 0 | 0 | 0 | 0 | 0 | 0 | 0 | 0 | 0 | 0 | 0 | 0 | 0 | 0 | 0 | 0 | 0 | 0 | 0 | 0 | 0 | 0 | 0 | 0 | 0 | 0
F13_Industrial_Stone, Clay, and Glass_Existing_Space Heating_Natural Gas_Gas Boiler - Insulate Steam Lines/Condensate Tank_A_Technical Potential | F13 | Industrial | Stone, Clay, and Glass | Existing | Space Heating | Natural Gas | Gas Boiler - Insulate Steam Lines/Condensate Tank | A | Purchases (Incremental) | Technical Potential | 0 | 0 | 0 | 0 | 0 | 0.063057 | 0.063022 | 0.06265 | 0.062684 | 0.062736 | 0.061939 | 0.06177 | 0.061645 | 0.060666 | 0.060897 | 0.060317 | 0.060324 | 0.060021 | 0.059485 | 0.059556 | 0.05931 | 0.059079 | 0.058864 | 0.058664 | 0.058479 | 0 | 0 | 0 | 0 | 0 | 0
F14_Industrial_Stone, Clay, and Glass_Existing_Space Heating_Natural Gas_Gas Boiler - Insulate Steam Lines/Condensate Tank_A_Technical Potential | F14 | Industrial | Stone, Clay, and Glass | Existing | Space Heating | Natural Gas | Gas Boiler - Insulate Steam Lines/Condensate Tank | A | Purchases (Cumulative) | Technical Potential | 0 | 0 | 0 | 0 | 0 | 0.063057 | 0.12608 | 0.18873 | 0.25141 | 0.31415 | 0.37609 | 0.43786 | 0.4995 | 0.56017 | 0.62107 | 0.68138 | 0.74171 | 0.80173 | 0.86121 | 0.92077 | 0.98008 | 1.0392 | 1.098 | 1.1567 | 1.2152 | 1.2152 | 1.2152 | 1.2152 | 1.2152 | 1.2152 | 1.2152
F1_Industrial_Stone, Clay, and Glass_Existing_Process_Natural Gas_Gas Boiler - Insulate Steam Lines/Condensate Tank_A_Technical Potential | F1 | Industrial | Stone, Clay, and Glass | Existing | Process | Natural Gas | Gas Boiler - Insulate Steam Lines/Condensate Tank | A | Original Unit Energy Savings (kWh or therms) | Technical Potential | 0 | 0 | 0 | 0 | 0 | 45.5894 | 45.5894 | 45.5894 | 45.5894 | 45.5894 | 45.5894 | 45.5894 | 45.5894 | 45.5894 | 45.5894 | 45.5894 | 45.5894 | 45.5894 | 45.5894 | 45.5894 | 45.5894 | 45.5894 | 45.5894 | 45.5894 | 45.5894 | 45.5894 | 45.5894 | 45.5894 | 45.5894 | 45.5894 | 45.5894
F2_Industrial_Stone, Clay, and Glass_Existing_Process_Natural Gas_Gas Boiler - Insulate Steam Lines/Condensate Tank_A_Technical Potential | F2 | Industrial | Stone, Clay, and Glass | Existing | Process | Natural Gas | Gas Boiler - Insulate Steam Lines/Condensate Tank | A | Original Unit Summer Peak Savings (kW) | Technical Potential | 0 | 0 | 0 | 0 | 0 | 0 | 0 | 0 | 0 | 0 | 0 | 0 | 0 | 0 | 0 | 0 | 0 | 0 | 0 | 0 | 0 | 0 | 0 | 0 | 0 | 0 | 0 | 0 | 0 | 0 | 0
F3_Industrial_Stone, Clay, and Glass_Existing_Process_Natural Gas_Gas Boiler - Insulate Steam Lines/Condensate Tank_A_Technical Potential | F3 | Industrial | Stone, Clay, and Glass | Existing | Process | Natural Gas | Gas Boiler - Insulate Steam Lines/Condensate Tank | A | Original Unit Winter Peak Savings (kW) | Technical Potential | 0 | 0 | 0 | 0 | 0 | 0 | 0 | 0 | 0 | 0 | 0 | 0 | 0 | 0 | 0 | 0 | 0 | 0 | 0 | 0 | 0 | 0 | 0 | 0 | 0 | 0 | 0 | 0 | 0 | 0 | 0
F4_Industrial_Stone, Clay, and Glass_Existing_Process_Natural Gas_Gas Boiler - Insulate Steam Lines/Condensate Tank_A_Technical Potential | F4 | Industrial | Stone, Clay, and Glass | Existing | Process | Natural Gas | Gas Boiler - Insulate Steam Lines/Condensate Tank | A | Standalone Impact on Baseline Energy (%) | Technical Potential | 0% | 0% | 0% | 0% | 0% | 0.002024% | 0.004049% | 0.006097% | 0.008118% | 0.01014% | 0.01229% | 0.01435% | 0.0164% | 0.01869% | 0.02064% | 0.02286% | 0.02489% | 0.02704% | 0.0293% | 0.03129% | 0.03345% | 0.0356% | 0.03776% | 0.03991% | 0.00042058 | 0.00042181 | 0.00042293 | 0.00042396 | 0 | 0 | 0
F5_Industrial_Stone, Clay, and Glass_Existing_Process_Natural Gas_Gas Boiler - Insulate Steam Lines/Condensate Tank_A_Technical Potential | F5 | Industrial | Stone, Clay, and Glass | Existing | Process | Natural Gas | Gas Boiler - Insulate Steam Lines/Condensate Tank | A | Standalone Impact on Baseline Summer Peak (%) | Technical Potential | 0% | 0% | 0% | 0% | 0% | 0% | 0% | 0% | 0% | 0% | 0% | 0% | 0% | 0% | 0% | 0% | 0% | 0% | 0% | 0% | 0% | 0% | 0% | 0% | 0 | 0 | 0 | 0 | 0 | 0 | 0
F6_Industrial_Stone, Clay, and Glass_Existing_Process_Natural Gas_Gas Boiler - Insulate Steam Lines/Condensate Tank_A_Technical Potential | F6 | Industrial | Stone, Clay, and Glass | Existing | Process | Natural Gas | Gas Boiler - Insulate Steam Lines/Condensate Tank | A | Standalone Impact on Baseline Winter Peak (%) | Technical Potential | 0% | 0% | 0% | 0% | 0% | 0% | 0% | 0% | 0% | 0% | 0% | 0% | 0% | 0% | 0% | 0% | 0% | 0% | 0% | 0% | 0% | 0% | 0% | 0% | 0 | 0 | 0 | 0 | 0 | 0 | 0
F7_Industrial_Stone, Clay, and Glass_Existing_Process_Natural Gas_Gas Boiler - Insulate Steam Lines/Condensate Tank_A_Technical Potential | F7 | Industrial | Stone, Clay, and Glass | Existing | Process | Natural Gas | Gas Boiler - Insulate Steam Lines/Condensate Tank | A | Incremental Energy Savings (MWh or mTherms) | Technical Potential | 0 | 0 | 0 | 0 | 0 | 0.031872 | 0.031855 | 0.031667 | 0.031684 | 0.03171 | 0.031307 | 0.031222 | 0.031158 | 0.030664 | 0.030781 | 0.030487 | 0.030491 | 0.030338 | 0.030067 | 0.030103 | 0.029978 | 0.029862 | 0.029753 | 0.029652 | 0.029558 | 0 | 0 | 0 | 0 | 0 | 0
F8_Industrial_Stone, Clay, and Glass_Existing_Process_Natural Gas_Gas Boiler - Insulate Steam Lines/Condensate Tank_A_Technical Potential | F8 | Industrial | Stone, Clay, and Glass | Existing | Process | Natural Gas | Gas Boiler - Insulate Steam Lines/Condensate Tank | A | Incremental Summer Peak Savings (MW) | Technical Potential | 0 | 0 | 0 | 0 | 0 | 0 | 0 | 0 | 0 | 0 | 0 | 0 | 0 | 0 | 0 | 0 | 0 | 0 | 0 | 0 | 0 | 0 | 0 | 0 | 0 | 0 | 0 | 0 | 0 | 0 | 0
F9_Industrial_Stone, Clay, and Glass_Existing_Process_Natural Gas_Gas Boiler - Insulate Steam Lines/Condensate Tank_A_Technical Potential | F9 | Industrial | Stone, Clay, and Glass | Existing | Process | Natural Gas | Gas Boiler - Insulate Steam Lines/Condensate Tank | A | Incremental Winter Peak Savings (MW) | Technical Potential | 0 | 0 | 0 | 0 | 0 | 0 | 0 | 0 | 0 | 0 | 0 | 0 | 0 | 0 | 0 | 0 | 0 | 0 | 0 | 0 | 0 | 0 | 0 | 0 | 0 | 0 | 0 | 0 | 0 | 0 | 0
F10_Industrial_Stone, Clay, and Glass_Existing_Process_Natural Gas_Gas Boiler - Insulate Steam Lines/Condensate Tank_A_Technical Potential | F10 | Industrial | Stone, Clay, and Glass | Existing | Process | Natural Gas | Gas Boiler - Insulate Steam Lines/Condensate Tank | A | Cumulative Energy Savings (MWh or mTherms) | Technical Potential | 0 | 0 | 0 | 0 | 0 | 0.031872 | 0.063727 | 0.095393 | 0.12708 | 0.15879 | 0.19009 | 0.22132 | 0.25247 | 0.28314 | 0.31392 | 0.34441 | 0.3749 | 0.40523 | 0.4353 | 0.4654 | 0.49538 | 0.52524 | 0.555 | 0.58465 | 0.61421 | 0.61421 | 0.61421 | 0.61421 | 0.61421 | 0.61421 | 0.61421
F11_Industrial_Stone, Clay, and Glass_Existing_Process_Natural Gas_Gas Boiler - Insulate Steam Lines/Condensate Tank_A_Technical Potential | F11 | Industrial | Stone, Clay, and Glass | Existing | Process | Natural Gas | Gas Boiler - Insulate Steam Lines/Condensate Tank | A | Cumulative Summer Peak Savings (MW) | Technical Potential | 0 | 0 | 0 | 0 | 0 | 0 | 0 | 0 | 0 | 0 | 0 | 0 | 0 | 0 | 0 | 0 | 0 | 0 | 0 | 0 | 0 | 0 | 0 | 0 | 0 | 0 | 0 | 0 | 0 | 0 | 0
F12_Industrial_Stone, Clay, and Glass_Existing_Process_Natural Gas_Gas Boiler - Insulate Steam Lines/Condensate Tank_A_Technical Potential | F12 | Industrial | Stone, Clay, and Glass | Existing | Process | Natural Gas | Gas Boiler - Insulate Steam Lines/Condensate Tank | A | Cumulative Winter Peak Savings (MW) | Technical Potential | 0 | 0 | 0 | 0 | 0 | 0 | 0 | 0 | 0 | 0 | 0 | 0 | 0 | 0 | 0 | 0 | 0 | 0 | 0 | 0 | 0 | 0 | 0 | 0 | 0 | 0 | 0 | 0 | 0 | 0 | 0
F13_Industrial_Stone, Clay, and Glass_Existing_Process_Natural Gas_Gas Boiler - Insulate Steam Lines/Condensate Tank_A_Technical Potential | F13 | Industrial | Stone, Clay, and Glass | Existing | Process | Natural Gas | Gas Boiler - Insulate Steam Lines/Condensate Tank | A | Purchases (Incremental) | Technical Potential | 0 | 0 | 0 | 0 | 0 | 0.69911 | 0.69873 | 0.69461 | 0.69498 | 0.69556 | 0.68672 | 0.68485 | 0.68346 | 0.6726 | 0.67517 | 0.66873 | 0.66882 | 0.66545 | 0.65952 | 0.6603 | 0.65757 | 0.65501 | 0.65262 | 0.65041 | 0.64836 | 0 | 0 | 0 | 0 | 0 | 0
F14_Industrial_Stone, Clay, and Glass_Existing_Process_Natural Gas_Gas Boiler - Insulate Steam Lines/Condensate Tank_A_Technical Potential | F14 | Industrial | Stone, Clay, and Glass | Existing | Process | Natural Gas | Gas Boiler - Insulate Steam Lines/Condensate Tank | A | Purchases (Cumulative) | Technical Potential | 0 | 0 | 0 | 0 | 0 | 0.69911 | 1.3978 | 2.0924 | 2.7874 | 3.483 | 4.1697 | 4.8546 | 5.538 | 6.2106 | 6.8858 | 7.5545 | 8.2233 | 8.8888 | 9.5483 | 10.2086 | 10.8662 | 11.5212 | 12.1738 | 12.8242 | 13.4726 | 13.4726 | 13.4726 | 13.4726 | 13.4726 | 13.4726 | 13.4726
F1_Industrial_Stone, Clay, and Glass_Existing_Space Heating_Natural Gas_Gas Boiler - Insulate Hot Water Lines_A_Technical Potential | F1 | Industrial | Stone, Clay, and Glass | Existing | Space Heating | Natural Gas | Gas Boiler - Insulate Hot Water Lines | A | Original Unit Energy Savings (kWh or therms) | Technical Potential | 0 | 0 | 0 | 0 | 0 | 85.8823 | 85.3003 | 84.7221 | 84.1407 | 83.5611 | 82.9977 | 82.44 | 81.8882 | 81.3427 | 80.7653 | 80.2353 | 79.7114 | 79.196 | 78.6882 | 78.1793 | 77.6878 | 77.1763 | 76.6825 | 76.2042 | 75.7228 | 75.2836 | 74.8827 | 74.5169 | 74.183 | 73.8783 | 73.6002
F2_Industrial_Stone, Clay, and Glass_Existing_Space Heating_Natural Gas_Gas Boiler - Insulate Hot Water Lines_A_Technical Potential | F2 | Industrial | Stone, Clay, and Glass | Existing | Space Heating | Natural Gas | Gas Boiler - Insulate Hot Water Lines | A | Original Unit Summer Peak Savings (kW) | Technical Potential | 0 | 0 | 0 | 0 | 0 | 0 | 0 | 0 | 0 | 0 | 0 | 0 | 0 | 0 | 0 | 0 | 0 | 0 | 0 | 0 | 0 | 0 | 0 | 0 | 0 | 0 | 0 | 0 | 0 | 0 | 0
F3_Industrial_Stone, Clay, and Glass_Existing_Space Heating_Natural Gas_Gas Boiler - Insulate Hot Water Lines_A_Technical Potential | F3 | Industrial | Stone, Clay, and Glass | Existing | Space Heating | Natural Gas | Gas Boiler - Insulate Hot Water Lines | A | Original Unit Winter Peak Savings (kW) | Technical Potential | 0 | 0 | 0 | 0 | 0 | 0 | 0 | 0 | 0 | 0 | 0 | 0 | 0 | 0 | 0 | 0 | 0 | 0 | 0 | 0 | 0 | 0 | 0 | 0 | 0 | 0 | 0 | 0 | 0 | 0 | 0
F4_Industrial_Stone, Clay, and Glass_Existing_Space Heating_Natural Gas_Gas Boiler - Insulate Hot Water Lines_A_Technical Potential | F4 | Industrial | Stone, Clay, and Glass | Existing | Space Heating | Natural Gas | Gas Boiler - Insulate Hot Water Lines | A | Standalone Impact on Baseline Energy (%) | Technical Potential | 0% | 0% | 0% | 0% | 0% | 0.0136% | 0.02716% | 0.04087% | 0.0544% | 0.06791% | 0.08236% | 0.0962% | 0.11% | 0.1255% | 0.1387% | 0.1537% | 0.1674% | 0.182% | 0.1972% | 0.2106% | 0.225% | 0.2394% | 0.2537% | 0.2679% | 0.0028194 | 0.0028246 | 0.0028294 | 0.002834 | 0 | 0 | 0
F5_Industrial_Stone, Clay, and Glass_Existing_Space Heating_Natural Gas_Gas Boiler - Insulate Hot Water Lines_A_Technical Potential | F5 | Industrial | Stone, Clay, and Glass | Existing | Space Heating | Natural Gas | Gas Boiler - Insulate Hot Water Lines | A | Standalone Impact on Baseline Summer Peak (%) | Technical Potential | 0% | 0% | 0% | 0% | 0% | 0% | 0% | 0% | 0% | 0% | 0% | 0% | 0% | 0% | 0% | 0% | 0% | 0% | 0% | 0% | 0% | 0% | 0% | 0% | 0 | 0 | 0 | 0 | 0 | 0 | 0
F6_Industrial_Stone, Clay, and Glass_Existing_Space Heating_Natural Gas_Gas Boiler - Insulate Hot Water Lines_A_Technical Potential | F6 | Industrial | Stone, Clay, and Glass | Existing | Space Heating | Natural Gas | Gas Boiler - Insulate Hot Water Lines | A | Standalone Impact on Baseline Winter Peak (%) | Technical Potential | 0% | 0% | 0% | 0% | 0% | 0% | 0% | 0% | 0% | 0% | 0% | 0% | 0% | 0% | 0% | 0% | 0% | 0% | 0% | 0% | 0% | 0% | 0% | 0% | 0 | 0 | 0 | 0 | 0 | 0 | 0
F7_Industrial_Stone, Clay, and Glass_Existing_Space Heating_Natural Gas_Gas Boiler - Insulate Hot Water Lines_A_Technical Potential | F7 | Industrial | Stone, Clay, and Glass | Existing | Space Heating | Natural Gas | Gas Boiler - Insulate Hot Water Lines | A | Incremental Energy Savings (MWh or mTherms) | Technical Potential | 0 | 0 | 0 | 0 | 0 | 0.010831 | 0.010752 | 0.010616 | 0.010549 | 0.010485 | 0.010282 | 0.010185 | 0.010096 | 0.0098694 | 0.0098368 | 0.009679 | 0.0096171 | 0.0095068 | 0.0093616 | 0.0093121 | 0.0092153 | 0.009119 | 0.0090276 | 0.0089408 | 0.0088563 | 0 | 0 | 0 | 0 | 0 | 0
F8_Industrial_Stone, Clay, and Glass_Existing_Space Heating_Natural Gas_Gas Boiler - Insulate Hot Water Lines_A_Technical Potential | F8 | Industrial | Stone, Clay, and Glass | Existing | Space Heating | Natural Gas | Gas Boiler - Insulate Hot Water Lines | A | Incremental Summer Peak Savings (MW) | Technical Potential | 0 | 0 | 0 | 0 | 0 | 0 | 0 | 0 | 0 | 0 | 0 | 0 | 0 | 0 | 0 | 0 | 0 | 0 | 0 | 0 | 0 | 0 | 0 | 0 | 0 | 0 | 0 | 0 | 0 | 0 | 0
F9_Industrial_Stone, Clay, and Glass_Existing_Space Heating_Natural Gas_Gas Boiler - Insulate Hot Water Lines_A_Technical Potential | F9 | Industrial | Stone, Clay, and Glass | Existing | Space Heating | Natural Gas | Gas Boiler - Insulate Hot Water Lines | A | Incremental Winter Peak Savings (MW) | Technical Potential | 0 | 0 | 0 | 0 | 0 | 0 | 0 | 0 | 0 | 0 | 0 | 0 | 0 | 0 | 0 | 0 | 0 | 0 | 0 | 0 | 0 | 0 | 0 | 0 | 0 | 0 | 0 | 0 | 0 | 0 | 0
F10_Industrial_Stone, Clay, and Glass_Existing_Space Heating_Natural Gas_Gas Boiler - Insulate Hot Water Lines_A_Technical Potential | F10 | Industrial | Stone, Clay, and Glass | Existing | Space Heating | Natural Gas | Gas Boiler - Insulate Hot Water Lines | A | Cumulative Energy Savings (MWh or mTherms) | Technical Potential | 0 | 0 | 0 | 0 | 0 | 0.010831 | 0.021509 | 0.031979 | 0.042308 | 0.052501 | 0.062429 | 0.072194 | 0.081807 | 0.091131 | 0.10032 | 0.10934 | 0.11824 | 0.12699 | 0.13553 | 0.14397 | 0.15228 | 0.1604 | 0.1684 | 0.17629 | 0.18403 | 0.18296 | 0.18199 | 0.1811 | 0.18029 | 0.17955 | 0.17887
F11_Industrial_Stone, Clay, and Glass_Existing_Space Heating_Natural Gas_Gas Boiler - Insulate Hot Water Lines_A_Technical Potential | F11 | Industrial | Stone, Clay, and Glass | Existing | Space Heating | Natural Gas | Gas Boiler - Insulate Hot Water Lines | A | Cumulative Summer Peak Savings (MW) | Technical Potential | 0 | 0 | 0 | 0 | 0 | 0 | 0 | 0 | 0 | 0 | 0 | 0 | 0 | 0 | 0 | 0 | 0 | 0 | 0 | 0 | 0 | 0 | 0 | 0 | 0 | 0 | 0 | 0 | 0 | 0 | 0
F12_Industrial_Stone, Clay, and Glass_Existing_Space Heating_Natural Gas_Gas Boiler - Insulate Hot Water Lines_A_Technical Potential | F12 | Industrial | Stone, Clay, and Glass | Existing | Space Heating | Natural Gas | Gas Boiler - Insulate Hot Water Lines | A | Cumulative Winter Peak Savings (MW) | Technical Potential | 0 | 0 | 0 | 0 | 0 | 0 | 0 | 0 | 0 | 0 | 0 | 0 | 0 | 0 | 0 | 0 | 0 | 0 | 0 | 0 | 0 | 0 | 0 | 0 | 0 | 0 | 0 | 0 | 0 | 0 | 0
F13_Industrial_Stone, Clay, and Glass_Existing_Space Heating_Natural Gas_Gas Boiler - Insulate Hot Water Lines_A_Technical Potential | F13 | Industrial | Stone, Clay, and Glass | Existing | Space Heating | Natural Gas | Gas Boiler - Insulate Hot Water Lines | A | Purchases (Incremental) | Technical Potential | 0 | 0 | 0 | 0 | 0 | 0.12611 | 0.12604 | 0.1253 | 0.12537 | 0.12547 | 0.12388 | 0.12354 | 0.12329 | 0.12133 | 0.12179 | 0.12063 | 0.12065 | 0.12004 | 0.11897 | 0.11911 | 0.11862 | 0.11816 | 0.11773 | 0.11733 | 0.11696 | 0 | 0 | 0 | 0 | 0 | 0
F14_Industrial_Stone, Clay, and Glass_Existing_Space Heating_Natural Gas_Gas Boiler - Insulate Hot Water Lines_A_Technical Potential | F14 | Industrial | Stone, Clay, and Glass | Existing | Space Heating | Natural Gas | Gas Boiler - Insulate Hot Water Lines | A | Purchases (Cumulative) | Technical Potential | 0 | 0 | 0 | 0 | 0 | 0.12611 | 0.25216 | 0.37746 | 0.50283 | 0.6283 | 0.75218 | 0.87572 | 0.99901 | 1.1203 | 1.2421 | 1.3628 | 1.4834 | 1.6035 | 1.7224 | 1.8415 | 1.9602 | 2.0783 | 2.196 | 2.3134 | 2.4303 | 2.4303 | 2.4303 | 2.4303 | 2.4303 | 2.4303 | 2.4303
F1_Industrial_Stone, Clay, and Glass_Existing_Process_Natural Gas_Gas Boiler - Insulate Hot Water Lines_A_Technical Potential | F1 | Industrial | Stone, Clay, and Glass | Existing | Process | Natural Gas | Gas Boiler - Insulate Hot Water Lines | A | Original Unit Energy Savings (kWh or therms) | Technical Potential | 0 | 0 | 0 | 0 | 0 | 51.5303 | 51.5303 | 51.5303 | 51.5303 | 51.5303 | 51.5303 | 51.5303 | 51.5303 | 51.5303 | 51.5303 | 51.5303 | 51.5303 | 51.5303 | 51.5303 | 51.5303 | 51.5303 | 51.5303 | 51.5303 | 51.5303 | 51.5303 | 51.5303 | 51.5303 | 51.5303 | 51.5303 | 51.5303 | 51.5303
F2_Industrial_Stone, Clay, and Glass_Existing_Process_Natural Gas_Gas Boiler - Insulate Hot Water Lines_A_Technical Potential | F2 | Industrial | Stone, Clay, and Glass | Existing | Process | Natural Gas | Gas Boiler - Insulate Hot Water Lines | A | Original Unit Summer Peak Savings (kW) | Technical Potential | 0 | 0 | 0 | 0 | 0 | 0 | 0 | 0 | 0 | 0 | 0 | 0 | 0 | 0 | 0 | 0 | 0 | 0 | 0 | 0 | 0 | 0 | 0 | 0 | 0 | 0 | 0 | 0 | 0 | 0 | 0
F3_Industrial_Stone, Clay, and Glass_Existing_Process_Natural Gas_Gas Boiler - Insulate Hot Water Lines_A_Technical Potential | F3 | Industrial | Stone, Clay, and Glass | Existing | Process | Natural Gas | Gas Boiler - Insulate Hot Water Lines | A | Original Unit Winter Peak Savings (kW) | Technical Potential | 0 | 0 | 0 | 0 | 0 | 0 | 0 | 0 | 0 | 0 | 0 | 0 | 0 | 0 | 0 | 0 | 0 | 0 | 0 | 0 | 0 | 0 | 0 | 0 | 0 | 0 | 0 | 0 | 0 | 0 | 0
F4_Industrial_Stone, Clay, and Glass_Existing_Process_Natural Gas_Gas Boiler - Insulate Hot Water Lines_A_Technical Potential | F4 | Industrial | Stone, Clay, and Glass | Existing | Process | Natural Gas | Gas Boiler - Insulate Hot Water Lines | A | Standalone Impact on Baseline Energy (%) | Technical Potential | 0% | 0% | 0% | 0% | 0% | 0.004576% | 0.009154% | 0.01378% | 0.01835% | 0.02291% | 0.02778% | 0.03243% | 0.03708% | 0.04225% | 0.04666% | 0.05169% | 0.05626% | 0.06112% | 0.06624% | 0.07074% | 0.07561% | 0.08048% | 0.08535% | 0.09022% | 0.00095078 | 0.00095355 | 0.0009561 | 0.00095842 | 0 | 0 | 0
F5_Industrial_Stone, Clay, and Glass_Existing_Process_Natural Gas_Gas Boiler - Insulate Hot Water Lines_A_Technical Potential | F5 | Industrial | Stone, Clay, and Glass | Existing | Process | Natural Gas | Gas Boiler - Insulate Hot Water Lines | A | Standalone Impact on Baseline Summer Peak (%) | Technical Potential | 0% | 0% | 0% | 0% | 0% | 0% | 0% | 0% | 0% | 0% | 0% | 0% | 0% | 0% | 0% | 0% | 0% | 0% | 0% | 0% | 0% | 0% | 0% | 0% | 0 | 0 | 0 | 0 | 0 | 0 | 0
F6_Industrial_Stone, Clay, and Glass_Existing_Process_Natural Gas_Gas Boiler - Insulate Hot Water Lines_A_Technical Potential | F6 | Industrial | Stone, Clay, and Glass | Existing | Process | Natural Gas | Gas Boiler - Insulate Hot Water Lines | A | Standalone Impact on Baseline Winter Peak (%) | Technical Potential | 0% | 0% | 0% | 0% | 0% | 0% | 0% | 0% | 0% | 0% | 0% | 0% | 0% | 0% | 0% | 0% | 0% | 0% | 0% | 0% | 0% | 0% | 0% | 0% | 0 | 0 | 0 | 0 | 0 | 0 | 0
F7_Industrial_Stone, Clay, and Glass_Existing_Process_Natural Gas_Gas Boiler - Insulate Hot Water Lines_A_Technical Potential | F7 | Industrial | Stone, Clay, and Glass | Existing | Process | Natural Gas | Gas Boiler - Insulate Hot Water Lines | A | Incremental Energy Savings (MWh or mTherms) | Technical Potential | 0 | 0 | 0 | 0 | 0 | 0.072051 | 0.072011 | 0.071587 | 0.071625 | 0.071685 | 0.070774 | 0.070581 | 0.070438 | 0.069319 | 0.069584 | 0.06892 | 0.068929 | 0.068582 | 0.06797 | 0.068051 | 0.06777 | 0.067506 | 0.06726 | 0.067031 | 0.06682 | 0 | 0 | 0 | 0 | 0 | 0
F8_Industrial_Stone, Clay, and Glass_Existing_Process_Natural Gas_Gas Boiler - Insulate Hot Water Lines_A_Technical Potential | F8 | Industrial | Stone, Clay, and Glass | Existing | Process | Natural Gas | Gas Boiler - Insulate Hot Water Lines | A | Incremental Summer Peak Savings (MW) | Technical Potential | 0 | 0 | 0 | 0 | 0 | 0 | 0 | 0 | 0 | 0 | 0 | 0 | 0 | 0 | 0 | 0 | 0 | 0 | 0 | 0 | 0 | 0 | 0 | 0 | 0 | 0 | 0 | 0 | 0 | 0 | 0
F9_Industrial_Stone, Clay, and Glass_Existing_Process_Natural Gas_Gas Boiler - Insulate Hot Water Lines_A_Technical Potential | F9 | Industrial | Stone, Clay, and Glass | Existing | Process | Natural Gas | Gas Boiler - Insulate Hot Water Lines | A | Incremental Winter Peak Savings (MW) | Technical Potential | 0 | 0 | 0 | 0 | 0 | 0 | 0 | 0 | 0 | 0 | 0 | 0 | 0 | 0 | 0 | 0 | 0 | 0 | 0 | 0 | 0 | 0 | 0 | 0 | 0 | 0 | 0 | 0 | 0 | 0 | 0
F10_Industrial_Stone, Clay, and Glass_Existing_Process_Natural Gas_Gas Boiler - Insulate Hot Water Lines_A_Technical Potential | F10 | Industrial | Stone, Clay, and Glass | Existing | Process | Natural Gas | Gas Boiler - Insulate Hot Water Lines | A | Cumulative Energy Savings (MWh or mTherms) | Technical Potential | 0 | 0 | 0 | 0 | 0 | 0.072051 | 0.14406 | 0.21565 | 0.28727 | 0.35896 | 0.42973 | 0.50031 | 0.57075 | 0.64007 | 0.70965 | 0.77857 | 0.8475 | 0.91609 | 0.98406 | 1.0521 | 1.1199 | 1.1874 | 1.2546 | 1.3217 | 1.3885 | 1.3885 | 1.3885 | 1.3885 | 1.3885 | 1.3885 | 1.3885
F11_Industrial_Stone, Clay, and Glass_Existing_Process_Natural Gas_Gas Boiler - Insulate Hot Water Lines_A_Technical Potential | F11 | Industrial | Stone, Clay, and Glass | Existing | Process | Natural Gas | Gas Boiler - Insulate Hot Water Lines | A | Cumulative Summer Peak Savings (MW) | Technical Potential | 0 | 0 | 0 | 0 | 0 | 0 | 0 | 0 | 0 | 0 | 0 | 0 | 0 | 0 | 0 | 0 | 0 | 0 | 0 | 0 | 0 | 0 | 0 | 0 | 0 | 0 | 0 | 0 | 0 | 0 | 0
F12_Industrial_Stone, Clay, and Glass_Existing_Process_Natural Gas_Gas Boiler - Insulate Hot Water Lines_A_Technical Potential | F12 | Industrial | Stone, Clay, and Glass | Existing | Process | Natural Gas | Gas Boiler - Insulate Hot Water Lines | A | Cumulative Winter Peak Savings (MW) | Technical Potential | 0 | 0 | 0 | 0 | 0 | 0 | 0 | 0 | 0 | 0 | 0 | 0 | 0 | 0 | 0 | 0 | 0 | 0 | 0 | 0 | 0 | 0 | 0 | 0 | 0 | 0 | 0 | 0 | 0 | 0 | 0
F13_Industrial_Stone, Clay, and Glass_Existing_Process_Natural Gas_Gas Boiler - Insulate Hot Water Lines_A_Technical Potential | F13 | Industrial | Stone, Clay, and Glass | Existing | Process | Natural Gas | Gas Boiler - Insulate Hot Water Lines | A | Purchases (Incremental) | Technical Potential | 0 | 0 | 0 | 0 | 0 | 1.3982 | 1.3975 | 1.3892 | 1.39 | 1.3911 | 1.3734 | 1.3697 | 1.3669 | 1.3452 | 1.3503 | 1.3375 | 1.3376 | 1.3309 | 1.319 | 1.3206 | 1.3151 | 1.31 | 1.3052 | 1.3008 | 1.2967 | 0 | 0 | 0 | 0 | 0 | 0
F14_Industrial_Stone, Clay, and Glass_Existing_Process_Natural Gas_Gas Boiler - Insulate Hot Water Lines_A_Technical Potential | F14 | Industrial | Stone, Clay, and Glass | Existing | Process | Natural Gas | Gas Boiler - Insulate Hot Water Lines | A | Purchases (Cumulative) | Technical Potential | 0 | 0 | 0 | 0 | 0 | 1.3982 | 2.7957 | 4.1849 | 5.5749 | 6.966 | 8.3394 | 9.7091 | 11.076 | 12.4212 | 13.7716 | 15.1091 | 16.4467 | 17.7776 | 19.0966 | 20.4172 | 21.7324 | 23.0424 | 24.3476 | 25.6485 | 26.9452 | 26.9452 | 26.9452 | 26.9452 | 26.9452 | 26.9452 | 26.9452
F1_Industrial_Stone, Clay, and Glass_Existing_Process_Natural Gas_Process - Insulate Heated Process Fluids_A_Technical Potential | F1 | Industrial | Stone, Clay, and Glass | Existing | Process | Natural Gas | Process - Insulate Heated Process Fluids | A | Original Unit Energy Savings (kWh or therms) | Technical Potential | 0 | 0 | 0 | 0 | 0 | 1280.913 | 1280.913 | 1280.913 | 1280.913 | 1280.913 | 1280.913 | 1280.913 | 1280.913 | 1280.913 | 1280.913 | 1280.913 | 1280.913 | 1280.913 | 1280.913 | 1280.913 | 1280.913 | 1280.913 | 1280.913 | 1280.913 | 1280.913 | 1280.913 | 1280.913 | 1280.913 | 1280.913 | 1280.913 | 1280.913
F2_Industrial_Stone, Clay, and Glass_Existing_Process_Natural Gas_Process - Insulate Heated Process Fluids_A_Technical Potential | F2 | Industrial | Stone, Clay, and Glass | Existing | Process | Natural Gas | Process - Insulate Heated Process Fluids | A | Original Unit Summer Peak Savings (kW) | Technical Potential | 0 | 0 | 0 | 0 | 0 | 0 | 0 | 0 | 0 | 0 | 0 | 0 | 0 | 0 | 0 | 0 | 0 | 0 | 0 | 0 | 0 | 0 | 0 | 0 | 0 | 0 | 0 | 0 | 0 | 0 | 0
F3_Industrial_Stone, Clay, and Glass_Existing_Process_Natural Gas_Process - Insulate Heated Process Fluids_A_Technical Potential | F3 | Industrial | Stone, Clay, and Glass | Existing | Process | Natural Gas | Process - Insulate Heated Process Fluids | A | Original Unit Winter Peak Savings (kW) | Technical Potential | 0 | 0 | 0 | 0 | 0 | 0 | 0 | 0 | 0 | 0 | 0 | 0 | 0 | 0 | 0 | 0 | 0 | 0 | 0 | 0 | 0 | 0 | 0 | 0 | 0 | 0 | 0 | 0 | 0 | 0 | 0
F4_Industrial_Stone, Clay, and Glass_Existing_Process_Natural Gas_Process - Insulate Heated Process Fluids_A_Technical Potential | F4 | Industrial | Stone, Clay, and Glass | Existing | Process | Natural Gas | Process - Insulate Heated Process Fluids | A | Standalone Impact on Baseline Energy (%) | Technical Potential | 0% | 0% | 0% | 0% | 0% | 0.1244% | 0.2489% | 0.3747% | 0.4989% | 0.6229% | 0.7429% | 0.8345% | 0.9078% | 0.9798% | 1.022% | 1.068% | 1.098% | 1.127% | 1.156% | 1.169% | 1.186% | 1.191% | 1.195% | 1.199% | 0.012032 | 0.012067 | 0.012099 | 0.012128 | 0 | 0 | 0
F5_Industrial_Stone, Clay, and Glass_Existing_Process_Natural Gas_Process - Insulate Heated Process Fluids_A_Technical Potential | F5 | Industrial | Stone, Clay, and Glass | Existing | Process | Natural Gas | Process - Insulate Heated Process Fluids | A | Standalone Impact on Baseline Summer Peak (%) | Technical Potential | 0% | 0% | 0% | 0% | 0% | 0% | 0% | 0% | 0% | 0% | 0% | 0% | 0% | 0% | 0% | 0% | 0% | 0% | 0% | 0% | 0% | 0% | 0% | 0% | 0 | 0 | 0 | 0 | 0 | 0 | 0
F6_Industrial_Stone, Clay, and Glass_Existing_Process_Natural Gas_Process - Insulate Heated Process Fluids_A_Technical Potential | F6 | Industrial | Stone, Clay, and Glass | Existing | Process | Natural Gas | Process - Insulate Heated Process Fluids | A | Standalone Impact on Baseline Winter Peak (%) | Technical Potential | 0% | 0% | 0% | 0% | 0% | 0% | 0% | 0% | 0% | 0% | 0% | 0% | 0% | 0% | 0% | 0% | 0% | 0% | 0% | 0% | 0% | 0% | 0% | 0% | 0 | 0 | 0 | 0 | 0 | 0 | 0
F7_Industrial_Stone, Clay, and Glass_Existing_Process_Natural Gas_Process - Insulate Heated Process Fluids_A_Technical Potential | F7 | Industrial | Stone, Clay, and Glass | Existing | Process | Natural Gas | Process - Insulate Heated Process Fluids | A | Incremental Energy Savings (MWh or mTherms) | Technical Potential | 0 | 0 | 0 | 0 | 0 | 1.9589 | 1.9578 | 1.9463 | 1.9473 | 1.9489 | 1.7318 | 1.3816 | 1.1031 | 0.86844 | 0.6974 | 0.5526 | 0.44214 | 0.35193 | 0.27903 | 0.22349 | 0.17805 | 0.0012097 | 0.00043047 | 0.00014625 | 4.7541e-05 | 4.0292e-05 | 4.0185e-05 | 4.0088e-05 | 4e-05 | 3.9923e-05 | 3.9855e-05
F8_Industrial_Stone, Clay, and Glass_Existing_Process_Natural Gas_Process - Insulate Heated Process Fluids_A_Technical Potential | F8 | Industrial | Stone, Clay, and Glass | Existing | Process | Natural Gas | Process - Insulate Heated Process Fluids | A | Incremental Summer Peak Savings (MW) | Technical Potential | 0 | 0 | 0 | 0 | 0 | 0 | 0 | 0 | 0 | 0 | 0 | 0 | 0 | 0 | 0 | 0 | 0 | 0 | 0 | 0 | 0 | 0 | 0 | 0 | 0 | 0 | 0 | 0 | 0 | 0 | 0
F9_Industrial_Stone, Clay, and Glass_Existing_Process_Natural Gas_Process - Insulate Heated Process Fluids_A_Technical Potential | F9 | Industrial | Stone, Clay, and Glass | Existing | Process | Natural Gas | Process - Insulate Heated Process Fluids | A | Incremental Winter Peak Savings (MW) | Technical Potential | 0 | 0 | 0 | 0 | 0 | 0 | 0 | 0 | 0 | 0 | 0 | 0 | 0 | 0 | 0 | 0 | 0 | 0 | 0 | 0 | 0 | 0 | 0 | 0 | 0 | 0 | 0 | 0 | 0 | 0 | 0
F10_Industrial_Stone, Clay, and Glass_Existing_Process_Natural Gas_Process - Insulate Heated Process Fluids_A_Technical Potential | F10 | Industrial | Stone, Clay, and Glass | Existing | Process | Natural Gas | Process - Insulate Heated Process Fluids | A | Cumulative Energy Savings (MWh or mTherms) | Technical Potential | 0 | 0 | 0 | 0 | 0 | 1.9589 | 3.9167 | 5.863 | 7.8103 | 9.7593 | 11.4911 | 12.8727 | 13.9757 | 14.8442 | 15.5416 | 16.0942 | 16.5363 | 16.8883 | 17.1673 | 17.3908 | 17.5688 | 17.57 | 17.5705 | 17.5706 | 17.5707 | 17.5707 | 17.5707 | 17.5708 | 17.5708 | 17.5709 | 17.5709
F11_Industrial_Stone, Clay, and Glass_Existing_Process_Natural Gas_Process - Insulate Heated Process Fluids_A_Technical Potential | F11 | Industrial | Stone, Clay, and Glass | Existing | Process | Natural Gas | Process - Insulate Heated Process Fluids | A | Cumulative Summer Peak Savings (MW) | Technical Potential | 0 | 0 | 0 | 0 | 0 | 0 | 0 | 0 | 0 | 0 | 0 | 0 | 0 | 0 | 0 | 0 | 0 | 0 | 0 | 0 | 0 | 0 | 0 | 0 | 0 | 0 | 0 | 0 | 0 | 0 | 0
F12_Industrial_Stone, Clay, and Glass_Existing_Process_Natural Gas_Process - Insulate Heated Process Fluids_A_Technical Potential | F12 | Industrial | Stone, Clay, and Glass | Existing | Process | Natural Gas | Process - Insulate Heated Process Fluids | A | Cumulative Winter Peak Savings (MW) | Technical Potential | 0 | 0 | 0 | 0 | 0 | 0 | 0 | 0 | 0 | 0 | 0 | 0 | 0 | 0 | 0 | 0 | 0 | 0 | 0 | 0 | 0 | 0 | 0 | 0 | 0 | 0 | 0 | 0 | 0 | 0 | 0
F13_Industrial_Stone, Clay, and Glass_Existing_Process_Natural Gas_Process - Insulate Heated Process Fluids_A_Technical Potential | F13 | Industrial | Stone, Clay, and Glass | Existing | Process | Natural Gas | Process - Insulate Heated Process Fluids | A | Purchases (Incremental) | Technical Potential | 0 | 0 | 0 | 0 | 0 | 1.5293 | 1.5285 | 1.5194 | 1.5203 | 1.5215 | 1.352 | 1.0786 | 0.86115 | 0.67798 | 0.54446 | 0.43141 | 0.34517 | 0.27475 | 0.21784 | 0.17448 | 0.139 | 0.00094443 | 0.00033607 | 0.00011418 | 3.7115e-05 | 3.1456e-05 | 3.1372e-05 | 3.1296e-05 | 3.1228e-05 | 3.1167e-05 | 3.1114e-05
F14_Industrial_Stone, Clay, and Glass_Existing_Process_Natural Gas_Process - Insulate Heated Process Fluids_A_Technical Potential | F14 | Industrial | Stone, Clay, and Glass | Existing | Process | Natural Gas | Process - Insulate Heated Process Fluids | A | Purchases (Cumulative) | Technical Potential | 0 | 0 | 0 | 0 | 0 | 1.5293 | 3.0578 | 4.5772 | 6.0975 | 7.619 | 8.971 | 10.0496 | 10.9108 | 11.5888 | 12.1332 | 12.5646 | 12.9098 | 13.1845 | 13.4024 | 13.5769 | 13.7159 | 13.7168 | 13.7171 | 13.7173 | 13.7173 | 13.7173 | 13.7174 | 13.7174 | 13.7174 | 13.7175 | 13.7175
F1_Industrial_Stone, Clay, and Glass_Existing_Process_Natural Gas_Process Heat Recovery_A_Technical Potential | F1 | Industrial | Stone, Clay, and Glass | Existing | Process | Natural Gas | Process Heat Recovery | A | Original Unit Energy Savings (kWh or therms) | Technical Potential | 0 | 0 | 0 | 0 | 0 | 73.39 | 73.39 | 73.39 | 73.39 | 73.39 | 73.39 | 73.39 | 73.39 | 73.39 | 73.39 | 73.39 | 73.39 | 73.39 | 73.39 | 73.39 | 73.39 | 73.39 | 73.39 | 73.39 | 73.39 | 73.39 | 73.39 | 73.39 | 0 | 0 | 0
F2_Industrial_Stone, Clay, and Glass_Existing_Process_Natural Gas_Process Heat Recovery_A_Technical Potential | F2 | Industrial | Stone, Clay, and Glass | Existing | Process | Natural Gas | Process Heat Recovery | A | Original Unit Summer Peak Savings (kW) | Technical Potential | 0 | 0 | 0 | 0 | 0 | 0 | 0 | 0 | 0 | 0 | 0 | 0 | 0 | 0 | 0 | 0 | 0 | 0 | 0 | 0 | 0 | 0 | 0 | 0 | 0 | 0 | 0 | 0 | 0 | 0 | 0
F3_Industrial_Stone, Clay, and Glass_Existing_Process_Natural Gas_Process Heat Recovery_A_Technical Potential | F3 | Industrial | Stone, Clay, and Glass | Existing | Process | Natural Gas | Process Heat Recovery | A | Original Unit Winter Peak Savings (kW) | Technical Potential | 0 | 0 | 0 | 0 | 0 | 0 | 0 | 0 | 0 | 0 | 0 | 0 | 0 | 0 | 0 | 0 | 0 | 0 | 0 | 0 | 0 | 0 | 0 | 0 | 0 | 0 | 0 | 0 | 0 | 0 | 0
F4_Industrial_Stone, Clay, and Glass_Existing_Process_Natural Gas_Process Heat Recovery_A_Technical Potential | F4 | Industrial | Stone, Clay, and Glass | Existing | Process | Natural Gas | Process Heat Recovery | A | Standalone Impact on Baseline Energy (%) | Technical Potential | 0% | 0% | 0% | 0% | 0% | 0.2566% | 0.5133% | 0.7729% | 1.029% | 1.285% | 1.532% | 1.721% | 1.873% | 2.021% | 2.108% | 2.204% | 2.264% | 2.324% | 2.384% | 2.412% | 2.447% | 2.456% | 2.465% | 2.474% | 0.024817 | 0.024889 | 0.024956 | 0.025016 | 0 | 0 | 0
F5_Industrial_Stone, Clay, and Glass_Existing_Process_Natural Gas_Process Heat Recovery_A_Technical Potential | F5 | Industrial | Stone, Clay, and Glass | Existing | Process | Natural Gas | Process Heat Recovery | A | Standalone Impact on Baseline Summer Peak (%) | Technical Potential | 0% | 0% | 0% | 0% | 0% | 0% | 0% | 0% | 0% | 0% | 0% | 0% | 0% | 0% | 0% | 0% | 0% | 0% | 0% | 0% | 0% | 0% | 0% | 0% | 0 | 0 | 0 | 0 | 0 | 0 | 0
F6_Industrial_Stone, Clay, and Glass_Existing_Process_Natural Gas_Process Heat Recovery_A_Technical Potential | F6 | Industrial | Stone, Clay, and Glass | Existing | Process | Natural Gas | Process Heat Recovery | A | Standalone Impact on Baseline Winter Peak (%) | Technical Potential | 0% | 0% | 0% | 0% | 0% | 0% | 0% | 0% | 0% | 0% | 0% | 0% | 0% | 0% | 0% | 0% | 0% | 0% | 0% | 0% | 0% | 0% | 0% | 0% | 0 | 0 | 0 | 0 | 0 | 0 | 0
F7_Industrial_Stone, Clay, and Glass_Existing_Process_Natural Gas_Process Heat Recovery_A_Technical Potential | F7 | Industrial | Stone, Clay, and Glass | Existing | Process | Natural Gas | Process Heat Recovery | A | Incremental Energy Savings (MWh or mTherms) | Technical Potential | 0 | 0 | 0 | 0 | 0 | 4.0405 | 4.0383 | 4.0144 | 4.0166 | 4.0199 | 3.572 | 2.8498 | 2.2752 | 1.7913 | 1.4385 | 1.1398 | 0.91196 | 0.7259 | 0.57554 | 0.46098 | 0.36726 | 0.0024952 | 0.00088791 | 0.00030167 | 9.8059e-05 | 8.3108e-05 | 8.2886e-05 | 8.2686e-05 | 0 | 0 | 0
F8_Industrial_Stone, Clay, and Glass_Existing_Process_Natural Gas_Process Heat Recovery_A_Technical Potential | F8 | Industrial | Stone, Clay, and Glass | Existing | Process | Natural Gas | Process Heat Recovery | A | Incremental Summer Peak Savings (MW) | Technical Potential | 0 | 0 | 0 | 0 | 0 | 0 | 0 | 0 | 0 | 0 | 0 | 0 | 0 | 0 | 0 | 0 | 0 | 0 | 0 | 0 | 0 | 0 | 0 | 0 | 0 | 0 | 0 | 0 | 0 | 0 | 0
F9_Industrial_Stone, Clay, and Glass_Existing_Process_Natural Gas_Process Heat Recovery_A_Technical Potential | F9 | Industrial | Stone, Clay, and Glass | Existing | Process | Natural Gas | Process Heat Recovery | A | Incremental Winter Peak Savings (MW) | Technical Potential | 0 | 0 | 0 | 0 | 0 | 0 | 0 | 0 | 0 | 0 | 0 | 0 | 0 | 0 | 0 | 0 | 0 | 0 | 0 | 0 | 0 | 0 | 0 | 0 | 0 | 0 | 0 | 0 | 0 | 0 | 0
F10_Industrial_Stone, Clay, and Glass_Existing_Process_Natural Gas_Process Heat Recovery_A_Technical Potential | F10 | Industrial | Stone, Clay, and Glass | Existing | Process | Natural Gas | Process Heat Recovery | A | Cumulative Energy Savings (MWh or mTherms) | Technical Potential | 0 | 0 | 0 | 0 | 0 | 4.0405 | 8.0787 | 12.0932 | 16.1098 | 20.1297 | 23.7017 | 26.5515 | 28.8267 | 30.618 | 32.0564 | 33.1962 | 34.1082 | 34.8341 | 35.4096 | 35.8706 | 36.2379 | 36.2404 | 36.2413 | 36.2416 | 36.2417 | 36.2417 | 36.2418 | 36.2419 | 0 | 0 | 0
F11_Industrial_Stone, Clay, and Glass_Existing_Process_Natural Gas_Process Heat Recovery_A_Technical Potential | F11 | Industrial | Stone, Clay, and Glass | Existing | Process | Natural Gas | Process Heat Recovery | A | Cumulative Summer Peak Savings (MW) | Technical Potential | 0 | 0 | 0 | 0 | 0 | 0 | 0 | 0 | 0 | 0 | 0 | 0 | 0 | 0 | 0 | 0 | 0 | 0 | 0 | 0 | 0 | 0 | 0 | 0 | 0 | 0 | 0 | 0 | 0 | 0 | 0
F12_Industrial_Stone, Clay, and Glass_Existing_Process_Natural Gas_Process Heat Recovery_A_Technical Potential | F12 | Industrial | Stone, Clay, and Glass | Existing | Process | Natural Gas | Process Heat Recovery | A | Cumulative Winter Peak Savings (MW) | Technical Potential | 0 | 0 | 0 | 0 | 0 | 0 | 0 | 0 | 0 | 0 | 0 | 0 | 0 | 0 | 0 | 0 | 0 | 0 | 0 | 0 | 0 | 0 | 0 | 0 | 0 | 0 | 0 | 0 | 0 | 0 | 0
F13_Industrial_Stone, Clay, and Glass_Existing_Process_Natural Gas_Process Heat Recovery_A_Technical Potential | F13 | Industrial | Stone, Clay, and Glass | Existing | Process | Natural Gas | Process Heat Recovery | A | Purchases (Incremental) | Technical Potential | 0 | 0 | 0 | 0 | 0 | 55.0548 | 55.0246 | 54.7001 | 54.7297 | 54.7749 | 48.6714 | 38.8307 | 31.0015 | 24.4074 | 19.6004 | 15.5308 | 12.4263 | 9.891 | 7.8422 | 6.2812 | 5.0042 | 0.034 | 0.012098 | 0.0041105 | 0.0013361 | 0.0011324 | 0.0011294 | 0.0011267 | 1.0948e-06 | 1.0948e-06 | 1.0948e-06
F14_Industrial_Stone, Clay, and Glass_Existing_Process_Natural Gas_Process Heat Recovery_A_Technical Potential | F14 | Industrial | Stone, Clay, and Glass | Existing | Process | Natural Gas | Process Heat Recovery | A | Purchases (Cumulative) | Technical Potential | 0 | 0 | 0 | 0 | 0 | 55.0548 | 110.0794 | 164.7795 | 219.5092 | 274.2841 | 322.9556 | 361.7863 | 392.7878 | 417.1952 | 436.7956 | 452.3264 | 464.7527 | 474.6437 | 482.4859 | 488.7671 | 493.7713 | 493.8053 | 493.8174 | 493.8215 | 493.8228 | 493.824 | 493.8251 | 493.8262 | 493.8262 | 493.8262 | 493.8262
F1_Industrial_Stone, Clay, and Glass_Existing_Space Heating_Natural Gas_Building Automation System_A_Technical Potential | F1 | Industrial | Stone, Clay, and Glass | Existing | Space Heating | Natural Gas | Building Automation System | A | Original Unit Energy Savings (kWh or therms) | Technical Potential | 0 | 0 | 0 | 0 | 0 | 0.015466 | 0.01539 | 0.015297 | 0.015198 | 0.015094 | 0.014989 | 0.014881 | 0.014774 | 0.014667 | 0.014552 | 0.014445 | 0.01434 | 0.014242 | 0.014151 | 0.014062 | 0.013978 | 0.013892 | 0.013815 | 0.013742 | 0.013672 | 0.013608 | 0.013548 | 0.013493 | 0 | 0 | 0
F2_Industrial_Stone, Clay, and Glass_Existing_Space Heating_Natural Gas_Building Automation System_A_Technical Potential | F2 | Industrial | Stone, Clay, and Glass | Existing | Space Heating | Natural Gas | Building Automation System | A | Original Unit Summer Peak Savings (kW) | Technical Potential | 0 | 0 | 0 | 0 | 0 | 0 | 0 | 0 | 0 | 0 | 0 | 0 | 0 | 0 | 0 | 0 | 0 | 0 | 0 | 0 | 0 | 0 | 0 | 0 | 0 | 0 | 0 | 0 | 0 | 0 | 0
F3_Industrial_Stone, Clay, and Glass_Existing_Space Heating_Natural Gas_Building Automation System_A_Technical Potential | F3 | Industrial | Stone, Clay, and Glass | Existing | Space Heating | Natural Gas | Building Automation System | A | Original Unit Winter Peak Savings (kW) | Technical Potential | 0 | 0 | 0 | 0 | 0 | 0 | 0 | 0 | 0 | 0 | 0 | 0 | 0 | 0 | 0 | 0 | 0 | 0 | 0 | 0 | 0 | 0 | 0 | 0 | 0 | 0 | 0 | 0 | 0 | 0 | 0
F4_Industrial_Stone, Clay, and Glass_Existing_Space Heating_Natural Gas_Building Automation System_A_Technical Potential | F4 | Industrial | Stone, Clay, and Glass | Existing | Space Heating | Natural Gas | Building Automation System | A | Standalone Impact on Baseline Energy (%) | Technical Potential | 0% | 0% | 0% | 0% | 0% | 0.01539% | 0.04615% | 0.101% | 0.1898% | 0.3245% | 0.5218% | 0.7859% | 1.128% | 1.567% | 2.058% | 2.635% | 3.228% | 3.839% | 4.435% | 4.923% | 5.351% | 5.684% | 5.921% | 6.079% | 0.061885 | 0.062065 | 0.062231 | 0.062382 | 0 | 0 | 0
F5_Industrial_Stone, Clay, and Glass_Existing_Space Heating_Natural Gas_Building Automation System_A_Technical Potential | F5 | Industrial | Stone, Clay, and Glass | Existing | Space Heating | Natural Gas | Building Automation System | A | Standalone Impact on Baseline Summer Peak (%) | Technical Potential | 0% | 0% | 0% | 0% | 0% | 0% | 0% | 0% | 0% | 0% | 0% | 0% | 0% | 0% | 0% | 0% | 0% | 0% | 0% | 0% | 0% | 0% | 0% | 0% | 0 | 0 | 0 | 0 | 0 | 0 | 0
F6_Industrial_Stone, Clay, and Glass_Existing_Space Heating_Natural Gas_Building Automation System_A_Technical Potential | F6 | Industrial | Stone, Clay, and Glass | Existing | Space Heating | Natural Gas | Building Automation System | A | Standalone Impact on Baseline Winter Peak (%) | Technical Potential | 0% | 0% | 0% | 0% | 0% | 0% | 0% | 0% | 0% | 0% | 0% | 0% | 0% | 0% | 0% | 0% | 0% | 0% | 0% | 0% | 0% | 0% | 0% | 0% | 0 | 0 | 0 | 0 | 0 | 0 | 0
F7_Industrial_Stone, Clay, and Glass_Existing_Space Heating_Natural Gas_Building Automation System_A_Technical Potential | F7 | Industrial | Stone, Clay, and Glass | Existing | Space Heating | Natural Gas | Building Automation System | A | Incremental Energy Savings (MWh or mTherms) | Technical Potential | 0 | 0 | 0 | 0 | 0 | 0.01225 | 0.024354 | 0.042725 | 0.069086 | 0.10424 | 0.14637 | 0.19713 | 0.25319 | 0.30595 | 0.35931 | 0.39636 | 0.41863 | 0.4154 | 0.38561 | 0.33731 | 0.27614 | 0.20905 | 0.1434 | 0.090821 | 0.058745 | 0 | 0 | 0 | 0 | 0 | 0
F8_Industrial_Stone, Clay, and Glass_Existing_Space Heating_Natural Gas_Building Automation System_A_Technical Potential | F8 | Industrial | Stone, Clay, and Glass | Existing | Space Heating | Natural Gas | Building Automation System | A | Incremental Summer Peak Savings (MW) | Technical Potential | 0 | 0 | 0 | 0 | 0 | 0 | 0 | 0 | 0 | 0 | 0 | 0 | 0 | 0 | 0 | 0 | 0 | 0 | 0 | 0 | 0 | 0 | 0 | 0 | 0 | 0 | 0 | 0 | 0 | 0 | 0
F9_Industrial_Stone, Clay, and Glass_Existing_Space Heating_Natural Gas_Building Automation System_A_Technical Potential | F9 | Industrial | Stone, Clay, and Glass | Existing | Space Heating | Natural Gas | Building Automation System | A | Incremental Winter Peak Savings (MW) | Technical Potential | 0 | 0 | 0 | 0 | 0 | 0 | 0 | 0 | 0 | 0 | 0 | 0 | 0 | 0 | 0 | 0 | 0 | 0 | 0 | 0 | 0 | 0 | 0 | 0 | 0 | 0 | 0 | 0 | 0 | 0 | 0
F10_Industrial_Stone, Clay, and Glass_Existing_Space Heating_Natural Gas_Building Automation System_A_Technical Potential | F10 | Industrial | Stone, Clay, and Glass | Existing | Space Heating | Natural Gas | Building Automation System | A | Cumulative Energy Savings (MWh or mTherms) | Technical Potential | 0 | 0 | 0 | 0 | 0 | 0.01225 | 0.036544 | 0.079047 | 0.14762 | 0.25085 | 0.39547 | 0.58975 | 0.83869 | 1.1386 | 1.4889 | 1.8744 | 2.2793 | 2.6792 | 3.0476 | 3.3658 | 3.6219 | 3.8087 | 3.9309 | 4.0009 | 4.0394 | 4.0203 | 4.0027 | 3.9864 | 0 | 0 | 0
F11_Industrial_Stone, Clay, and Glass_Existing_Space Heating_Natural Gas_Building Automation System_A_Technical Potential | F11 | Industrial | Stone, Clay, and Glass | Existing | Space Heating | Natural Gas | Building Automation System | A | Cumulative Summer Peak Savings (MW) | Technical Potential | 0 | 0 | 0 | 0 | 0 | 0 | 0 | 0 | 0 | 0 | 0 | 0 | 0 | 0 | 0 | 0 | 0 | 0 | 0 | 0 | 0 | 0 | 0 | 0 | 0 | 0 | 0 | 0 | 0 | 0 | 0
F12_Industrial_Stone, Clay, and Glass_Existing_Space Heating_Natural Gas_Building Automation System_A_Technical Potential | F12 | Industrial | Stone, Clay, and Glass | Existing | Space Heating | Natural Gas | Building Automation System | A | Cumulative Winter Peak Savings (MW) | Technical Potential | 0 | 0 | 0 | 0 | 0 | 0 | 0 | 0 | 0 | 0 | 0 | 0 | 0 | 0 | 0 | 0 | 0 | 0 | 0 | 0 | 0 | 0 | 0 | 0 | 0 | 0 | 0 | 0 | 0 | 0 | 0
F13_Industrial_Stone, Clay, and Glass_Existing_Space Heating_Natural Gas_Building Automation System_A_Technical Potential | F13 | Industrial | Stone, Clay, and Glass | Existing | Space Heating | Natural Gas | Building Automation System | A | Purchases (Incremental) | Technical Potential | 0 | 0 | 0 | 0 | 0 | 792.0675 | 1582.4219 | 2793.0922 | 4545.8037 | 6905.6004 | 9764.6988 | 13246.3749 | 17137.2193 | 20859.205 | 24691.8736 | 27438.4964 | 29193.1821 | 29167.5159 | 27250.0462 | 23987.2659 | 19755.1723 | 15048.1407 | 10379.9842 | 6609.1201 | 4296.7034 | 0 | 0 | 0 | 0 | 0 | 0
F14_Industrial_Stone, Clay, and Glass_Existing_Space Heating_Natural Gas_Building Automation System_A_Technical Potential | F14 | Industrial | Stone, Clay, and Glass | Existing | Space Heating | Natural Gas | Building Automation System | A | Purchases (Cumulative) | Technical Potential | 0 | 0 | 0 | 0 | 0 | 792.0675 | 2374.4894 | 5167.5817 | 9713.3853 | 16618.9858 | 26383.6846 | 39630.0595 | 56767.2788 | 77626.4837 | 102318.3574 | 129756.8538 | 158950.0359 | 188117.5518 | 215367.598 | 239354.8639 | 259110.0362 | 274158.1769 | 284538.1611 | 291147.2813 | 295443.9847 | 295443.9847 | 295443.9847 | 295443.9847 | 295443.9847 | 295443.9847 | 295443.9847
F1_Industrial_Stone, Clay, and Glass_Existing_Space Heating_Natural Gas_Steam System Efficiency Improvements_A_Technical Potential | F1 | Industrial | Stone, Clay, and Glass | Existing | Space Heating | Natural Gas | Steam System Efficiency Improvements | A | Original Unit Energy Savings (kWh or therms) | Technical Potential | 0 | 0 | 0 | 0 | 0 | 0.13779 | 0.13686 | 0.13593 | 0.135 | 0.13407 | 0.13317 | 0.13227 | 0.13139 | 0.13051 | 0.12958 | 0.12873 | 0.12789 | 0.12707 | 0.12625 | 0.12544 | 0.12465 | 0.12383 | 0.12303 | 0.12227 | 0.12149 | 0.12079 | 0.12015 | 0.11956 | 0.11902 | 0.11854 | 0.11809
F2_Industrial_Stone, Clay, and Glass_Existing_Space Heating_Natural Gas_Steam System Efficiency Improvements_A_Technical Potential | F2 | Industrial | Stone, Clay, and Glass | Existing | Space Heating | Natural Gas | Steam System Efficiency Improvements | A | Original Unit Summer Peak Savings (kW) | Technical Potential | 0 | 0 | 0 | 0 | 0 | 0 | 0 | 0 | 0 | 0 | 0 | 0 | 0 | 0 | 0 | 0 | 0 | 0 | 0 | 0 | 0 | 0 | 0 | 0 | 0 | 0 | 0 | 0 | 0 | 0 | 0
F3_Industrial_Stone, Clay, and Glass_Existing_Space Heating_Natural Gas_Steam System Efficiency Improvements_A_Technical Potential | F3 | Industrial | Stone, Clay, and Glass | Existing | Space Heating | Natural Gas | Steam System Efficiency Improvements | A | Original Unit Winter Peak Savings (kW) | Technical Potential | 0 | 0 | 0 | 0 | 0 | 0 | 0 | 0 | 0 | 0 | 0 | 0 | 0 | 0 | 0 | 0 | 0 | 0 | 0 | 0 | 0 | 0 | 0 | 0 | 0 | 0 | 0 | 0 | 0 | 0 | 0
F4_Industrial_Stone, Clay, and Glass_Existing_Space Heating_Natural Gas_Steam System Efficiency Improvements_A_Technical Potential | F4 | Industrial | Stone, Clay, and Glass | Existing | Space Heating | Natural Gas | Steam System Efficiency Improvements | A | Standalone Impact on Baseline Energy (%) | Technical Potential | 0% | 0% | 0% | 0% | 0% | 0.0009716% | 0.002909% | 0.006363% | 0.01195% | 0.02043% | 0.03285% | 0.0495% | 0.07109% | 0.09884% | 0.1299% | 0.1664% | 0.204% | 0.2428% | 0.2804% | 0.3112% | 0.3382% | 0.3591% | 0.3737% | 0.3833% | 0.0038974 | 0.0039045 | 0.0039112 | 0.0039175 | 0 | 0 | 0
F5_Industrial_Stone, Clay, and Glass_Existing_Space Heating_Natural Gas_Steam System Efficiency Improvements_A_Technical Potential | F5 | Industrial | Stone, Clay, and Glass | Existing | Space Heating | Natural Gas | Steam System Efficiency Improvements | A | Standalone Impact on Baseline Summer Peak (%) | Technical Potential | 0% | 0% | 0% | 0% | 0% | 0% | 0% | 0% | 0% | 0% | 0% | 0% | 0% | 0% | 0% | 0% | 0% | 0% | 0% | 0% | 0% | 0% | 0% | 0% | 0 | 0 | 0 | 0 | 0 | 0 | 0
F6_Industrial_Stone, Clay, and Glass_Existing_Space Heating_Natural Gas_Steam System Efficiency Improvements_A_Technical Potential | F6 | Industrial | Stone, Clay, and Glass | Existing | Space Heating | Natural Gas | Steam System Efficiency Improvements | A | Standalone Impact on Baseline Winter Peak (%) | Technical Potential | 0% | 0% | 0% | 0% | 0% | 0% | 0% | 0% | 0% | 0% | 0% | 0% | 0% | 0% | 0% | 0% | 0% | 0% | 0% | 0% | 0% | 0% | 0% | 0% | 0 | 0 | 0 | 0 | 0 | 0 | 0
F7_Industrial_Stone, Clay, and Glass_Existing_Space Heating_Natural Gas_Steam System Efficiency Improvements_A_Technical Potential | F7 | Industrial | Stone, Clay, and Glass | Existing | Space Heating | Natural Gas | Steam System Efficiency Improvements | A | Incremental Energy Savings (MWh or mTherms) | Technical Potential | 0 | 0 | 0 | 0 | 0 | 0.00077351 | 0.0015349 | 0.0026908 | 0.0043493 | 0.0065615 | 0.0092156 | 0.012418 | 0.015957 | 0.019294 | 0.022677 | 0.025034 | 0.026461 | 0.026267 | 0.024382 | 0.021324 | 0.017452 | 0.013206 | 0.0090509 | 0.0057269 | 0.0036997 | 0 | 0 | 0 | 0 | 0 | 0
F8_Industrial_Stone, Clay, and Glass_Existing_Space Heating_Natural Gas_Steam System Efficiency Improvements_A_Technical Potential | F8 | Industrial | Stone, Clay, and Glass | Existing | Space Heating | Natural Gas | Steam System Efficiency Improvements | A | Incremental Summer Peak Savings (MW) | Technical Potential | 0 | 0 | 0 | 0 | 0 | 0 | 0 | 0 | 0 | 0 | 0 | 0 | 0 | 0 | 0 | 0 | 0 | 0 | 0 | 0 | 0 | 0 | 0 | 0 | 0 | 0 | 0 | 0 | 0 | 0 | 0
F9_Industrial_Stone, Clay, and Glass_Existing_Space Heating_Natural Gas_Steam System Efficiency Improvements_A_Technical Potential | F9 | Industrial | Stone, Clay, and Glass | Existing | Space Heating | Natural Gas | Steam System Efficiency Improvements | A | Incremental Winter Peak Savings (MW) | Technical Potential | 0 | 0 | 0 | 0 | 0 | 0 | 0 | 0 | 0 | 0 | 0 | 0 | 0 | 0 | 0 | 0 | 0 | 0 | 0 | 0 | 0 | 0 | 0 | 0 | 0 | 0 | 0 | 0 | 0 | 0 | 0
F10_Industrial_Stone, Clay, and Glass_Existing_Space Heating_Natural Gas_Steam System Efficiency Improvements_A_Technical Potential | F10 | Industrial | Stone, Clay, and Glass | Existing | Space Heating | Natural Gas | Steam System Efficiency Improvements | A | Cumulative Energy Savings (MWh or mTherms) | Technical Potential | 0 | 0 | 0 | 0 | 0 | 0.00077351 | 0.0023031 | 0.0049783 | 0.0092934 | 0.015791 | 0.0249 | 0.03715 | 0.052859 | 0.071801 | 0.093968 | 0.11838 | 0.14407 | 0.16941 | 0.1927 | 0.21278 | 0.2289 | 0.24059 | 0.24811 | 0.25228 | 0.25439 | 0.25292 | 0.25157 | 0.25034 | 0.24922 | 0.24819 | 0.24726
F11_Industrial_Stone, Clay, and Glass_Existing_Space Heating_Natural Gas_Steam System Efficiency Improvements_A_Technical Potential | F11 | Industrial | Stone, Clay, and Glass | Existing | Space Heating | Natural Gas | Steam System Efficiency Improvements | A | Cumulative Summer Peak Savings (MW) | Technical Potential | 0 | 0 | 0 | 0 | 0 | 0 | 0 | 0 | 0 | 0 | 0 | 0 | 0 | 0 | 0 | 0 | 0 | 0 | 0 | 0 | 0 | 0 | 0 | 0 | 0 | 0 | 0 | 0 | 0 | 0 | 0
F12_Industrial_Stone, Clay, and Glass_Existing_Space Heating_Natural Gas_Steam System Efficiency Improvements_A_Technical Potential | F12 | Industrial | Stone, Clay, and Glass | Existing | Space Heating | Natural Gas | Steam System Efficiency Improvements | A | Cumulative Winter Peak Savings (MW) | Technical Potential | 0 | 0 | 0 | 0 | 0 | 0 | 0 | 0 | 0 | 0 | 0 | 0 | 0 | 0 | 0 | 0 | 0 | 0 | 0 | 0 | 0 | 0 | 0 | 0 | 0 | 0 | 0 | 0 | 0 | 0 | 0
F13_Industrial_Stone, Clay, and Glass_Existing_Space Heating_Natural Gas_Steam System Efficiency Improvements_A_Technical Potential | F13 | Industrial | Stone, Clay, and Glass | Existing | Space Heating | Natural Gas | Steam System Efficiency Improvements | A | Purchases (Incremental) | Technical Potential | 0 | 0 | 0 | 0 | 0 | 5.6135 | 11.2148 | 19.795 | 32.2167 | 48.9408 | 69.2036 | 93.8787 | 121.4536 | 147.8317 | 174.9943 | 194.46 | 206.8957 | 206.7138 | 193.1244 | 170.0007 | 140.0073 | 106.648 | 73.5642 | 46.8396 | 30.4513 | 0 | 0 | 0 | 0 | 0 | 0
F14_Industrial_Stone, Clay, and Glass_Existing_Space Heating_Natural Gas_Steam System Efficiency Improvements_A_Technical Potential | F14 | Industrial | Stone, Clay, and Glass | Existing | Space Heating | Natural Gas | Steam System Efficiency Improvements | A | Purchases (Cumulative) | Technical Potential | 0 | 0 | 0 | 0 | 0 | 5.6135 | 16.8283 | 36.6233 | 68.84 | 117.7808 | 186.9844 | 280.8631 | 402.3166 | 550.1484 | 725.1427 | 919.6027 | 1126.4983 | 1333.2121 | 1526.3365 | 1696.3372 | 1836.3445 | 1942.9925 | 2016.5568 | 2063.3964 | 2093.8477 | 2093.8477 | 2093.8477 | 2093.8477 | 2093.8477 | 2093.8477 | 2093.8477
F1_Industrial_Stone, Clay, and Glass_Existing_Process_Natural Gas_Steam System Efficiency Improvements_A_Technical Potential | F1 | Industrial | Stone, Clay, and Glass | Existing | Process | Natural Gas | Steam System Efficiency Improvements | A | Original Unit Energy Savings (kWh or therms) | Technical Potential | 0 | 0 | 0 | 0 | 0 | 0.082679 | 0.082679 | 0.082679 | 0.082679 | 0.082679 | 0.082679 | 0.082679 | 0.082679 | 0.082679 | 0.082679 | 0.082679 | 0.082679 | 0.082679 | 0.082679 | 0.082679 | 0.082679 | 0.082679 | 0.082679 | 0.082679 | 0.082679 | 0.082679 | 0.082679 | 0.082679 | 0.082679 | 0.082679 | 0.082679
F2_Industrial_Stone, Clay, and Glass_Existing_Process_Natural Gas_Steam System Efficiency Improvements_A_Technical Potential | F2 | Industrial | Stone, Clay, and Glass | Existing | Process | Natural Gas | Steam System Efficiency Improvements | A | Original Unit Summer Peak Savings (kW) | Technical Potential | 0 | 0 | 0 | 0 | 0 | 0 | 0 | 0 | 0 | 0 | 0 | 0 | 0 | 0 | 0 | 0 | 0 | 0 | 0 | 0 | 0 | 0 | 0 | 0 | 0 | 0 | 0 | 0 | 0 | 0 | 0
F3_Industrial_Stone, Clay, and Glass_Existing_Process_Natural Gas_Steam System Efficiency Improvements_A_Technical Potential | F3 | Industrial | Stone, Clay, and Glass | Existing | Process | Natural Gas | Steam System Efficiency Improvements | A | Original Unit Winter Peak Savings (kW) | Technical Potential | 0 | 0 | 0 | 0 | 0 | 0 | 0 | 0 | 0 | 0 | 0 | 0 | 0 | 0 | 0 | 0 | 0 | 0 | 0 | 0 | 0 | 0 | 0 | 0 | 0 | 0 | 0 | 0 | 0 | 0 | 0
F4_Industrial_Stone, Clay, and Glass_Existing_Process_Natural Gas_Steam System Efficiency Improvements_A_Technical Potential | F4 | Industrial | Stone, Clay, and Glass | Existing | Process | Natural Gas | Steam System Efficiency Improvements | A | Standalone Impact on Baseline Energy (%) | Technical Potential | 0% | 0% | 0% | 0% | 0% | 1.13e-06% | 3.388e-06% | 7.417e-06% | 1.393e-05% | 2.382e-05% | 3.83e-05% | 5.769e-05% | 8.281e-05% | 0.0001151% | 0.0001511% | 0.0001934% | 0.0002369% | 0.0002818% | 0.0003256% | 0.0003614% | 0.0003929% | 0.0004173% | 0.0004347% | 0.0004463% | 4.5431e-06 | 4.5564e-06 | 4.5685e-06 | 4.5796e-06 | 0 | 0 | 0
F5_Industrial_Stone, Clay, and Glass_Existing_Process_Natural Gas_Steam System Efficiency Improvements_A_Technical Potential | F5 | Industrial | Stone, Clay, and Glass | Existing | Process | Natural Gas | Steam System Efficiency Improvements | A | Standalone Impact on Baseline Summer Peak (%) | Technical Potential | 0% | 0% | 0% | 0% | 0% | 0% | 0% | 0% | 0% | 0% | 0% | 0% | 0% | 0% | 0% | 0% | 0% | 0% | 0% | 0% | 0% | 0% | 0% | 0% | 0 | 0 | 0 | 0 | 0 | 0 | 0
F6_Industrial_Stone, Clay, and Glass_Existing_Process_Natural Gas_Steam System Efficiency Improvements_A_Technical Potential | F6 | Industrial | Stone, Clay, and Glass | Existing | Process | Natural Gas | Steam System Efficiency Improvements | A | Standalone Impact on Baseline Winter Peak (%) | Technical Potential | 0% | 0% | 0% | 0% | 0% | 0% | 0% | 0% | 0% | 0% | 0% | 0% | 0% | 0% | 0% | 0% | 0% | 0% | 0% | 0% | 0% | 0% | 0% | 0% | 0 | 0 | 0 | 0 | 0 | 0 | 0
F7_Industrial_Stone, Clay, and Glass_Existing_Process_Natural Gas_Steam System Efficiency Improvements_A_Technical Potential | F7 | Industrial | Stone, Clay, and Glass | Existing | Process | Natural Gas | Steam System Efficiency Improvements | A | Incremental Energy Savings (MWh or mTherms) | Technical Potential | 0 | 0 | 0 | 0 | 0 | 1.7787e-05 | 3.5536e-05 | 6.2723e-05 | 0.00010208 | 0.00015508 | 0.00021928 | 0.00029747 | 0.00038484 | 0.00046843 | 0.00055449 | 0.00061617 | 0.00065558 | 0.000655 | 0.00061194 | 0.00053867 | 0.00044363 | 0.00033793 | 0.0002331 | 0.00014842 | 9.6489e-05 | 0 | 0 | 0 | 0 | 0 | 0
F8_Industrial_Stone, Clay, and Glass_Existing_Process_Natural Gas_Steam System Efficiency Improvements_A_Technical Potential | F8 | Industrial | Stone, Clay, and Glass | Existing | Process | Natural Gas | Steam System Efficiency Improvements | A | Incremental Summer Peak Savings (MW) | Technical Potential | 0 | 0 | 0 | 0 | 0 | 0 | 0 | 0 | 0 | 0 | 0 | 0 | 0 | 0 | 0 | 0 | 0 | 0 | 0 | 0 | 0 | 0 | 0 | 0 | 0 | 0 | 0 | 0 | 0 | 0 | 0
F9_Industrial_Stone, Clay, and Glass_Existing_Process_Natural Gas_Steam System Efficiency Improvements_A_Technical Potential | F9 | Industrial | Stone, Clay, and Glass | Existing | Process | Natural Gas | Steam System Efficiency Improvements | A | Incremental Winter Peak Savings (MW) | Technical Potential | 0 | 0 | 0 | 0 | 0 | 0 | 0 | 0 | 0 | 0 | 0 | 0 | 0 | 0 | 0 | 0 | 0 | 0 | 0 | 0 | 0 | 0 | 0 | 0 | 0 | 0 | 0 | 0 | 0 | 0 | 0
F10_Industrial_Stone, Clay, and Glass_Existing_Process_Natural Gas_Steam System Efficiency Improvements_A_Technical Potential | F10 | Industrial | Stone, Clay, and Glass | Existing | Process | Natural Gas | Steam System Efficiency Improvements | A | Cumulative Energy Savings (MWh or mTherms) | Technical Potential | 0 | 0 | 0 | 0 | 0 | 1.7787e-05 | 5.3323e-05 | 0.00011605 | 0.00021813 | 0.00037321 | 0.00059249 | 0.00088996 | 0.0012748 | 0.0017432 | 0.0022977 | 0.0029139 | 0.0035695 | 0.0042245 | 0.0048364 | 0.0053751 | 0.0058187 | 0.0061567 | 0.0063898 | 0.0065382 | 0.0066347 | 0.0066347 | 0.0066347 | 0.0066347 | 0.0066347 | 0.0066347 | 0.0066347
F11_Industrial_Stone, Clay, and Glass_Existing_Process_Natural Gas_Steam System Efficiency Improvements_A_Technical Potential | F11 | Industrial | Stone, Clay, and Glass | Existing | Process | Natural Gas | Steam System Efficiency Improvements | A | Cumulative Summer Peak Savings (MW) | Technical Potential | 0 | 0 | 0 | 0 | 0 | 0 | 0 | 0 | 0 | 0 | 0 | 0 | 0 | 0 | 0 | 0 | 0 | 0 | 0 | 0 | 0 | 0 | 0 | 0 | 0 | 0 | 0 | 0 | 0 | 0 | 0
F12_Industrial_Stone, Clay, and Glass_Existing_Process_Natural Gas_Steam System Efficiency Improvements_A_Technical Potential | F12 | Industrial | Stone, Clay, and Glass | Existing | Process | Natural Gas | Steam System Efficiency Improvements | A | Cumulative Winter Peak Savings (MW) | Technical Potential | 0 | 0 | 0 | 0 | 0 | 0 | 0 | 0 | 0 | 0 | 0 | 0 | 0 | 0 | 0 | 0 | 0 | 0 | 0 | 0 | 0 | 0 | 0 | 0 | 0 | 0 | 0 | 0 | 0 | 0 | 0
F13_Industrial_Stone, Clay, and Glass_Existing_Process_Natural Gas_Steam System Efficiency Improvements_A_Technical Potential | F13 | Industrial | Stone, Clay, and Glass | Existing | Process | Natural Gas | Steam System Efficiency Improvements | A | Purchases (Incremental) | Technical Potential | 0 | 0 | 0 | 0 | 0 | 0.21514 | 0.42981 | 0.75864 | 1.2347 | 1.8757 | 2.6522 | 3.5979 | 4.6547 | 5.6656 | 6.7066 | 7.4527 | 7.9293 | 7.9223 | 7.4015 | 6.5153 | 5.3658 | 4.0873 | 2.8193 | 1.7951 | 1.167 | 0 | 0 | 0 | 0 | 0 | 0
F14_Industrial_Stone, Clay, and Glass_Existing_Process_Natural Gas_Steam System Efficiency Improvements_A_Technical Potential | F14 | Industrial | Stone, Clay, and Glass | Existing | Process | Natural Gas | Steam System Efficiency Improvements | A | Purchases (Cumulative) | Technical Potential | 0 | 0 | 0 | 0 | 0 | 0.21514 | 0.64494 | 1.4036 | 2.6383 | 4.5139 | 7.1662 | 10.764 | 15.4187 | 21.0844 | 27.791 | 35.2437 | 43.1729 | 51.0952 | 58.4967 | 65.0119 | 70.3777 | 74.465 | 77.2843 | 79.0794 | 80.2465 | 80.2465 | 80.2465 | 80.2465 | 80.2465 | 80.2465 | 80.2465
F1_Industrial_Stone, Clay, and Glass_Existing_Space Heating_Natural Gas_Strategic Energy Management_A_Technical Potential | F1 | Industrial | Stone, Clay, and Glass | Existing | Space Heating | Natural Gas | Strategic Energy Management | A | Original Unit Energy Savings (kWh or therms) | Technical Potential | 0 | 0 | 0 | 0 | 0 | 19.4315 | 19.3365 | 19.219 | 19.0948 | 18.9647 | 18.8328 | 18.6973 | 18.5625 | 18.4283 | 18.2833 | 18.1492 | 18.0168 | 17.8939 | 17.7794 | 17.6677 | 17.5623 | 17.4545 | 17.3573 | 17.2653 | 17.1779 | 17.097 | 17.0221 | 16.9528 | 0 | 0 | 0
F2_Industrial_Stone, Clay, and Glass_Existing_Space Heating_Natural Gas_Strategic Energy Management_A_Technical Potential | F2 | Industrial | Stone, Clay, and Glass | Existing | Space Heating | Natural Gas | Strategic Energy Management | A | Original Unit Summer Peak Savings (kW) | Technical Potential | 0 | 0 | 0 | 0 | 0 | 0 | 0 | 0 | 0 | 0 | 0 | 0 | 0 | 0 | 0 | 0 | 0 | 0 | 0 | 0 | 0 | 0 | 0 | 0 | 0 | 0 | 0 | 0 | 0 | 0 | 0
F3_Industrial_Stone, Clay, and Glass_Existing_Space Heating_Natural Gas_Strategic Energy Management_A_Technical Potential | F3 | Industrial | Stone, Clay, and Glass | Existing | Space Heating | Natural Gas | Strategic Energy Management | A | Original Unit Winter Peak Savings (kW) | Technical Potential | 0 | 0 | 0 | 0 | 0 | 0 | 0 | 0 | 0 | 0 | 0 | 0 | 0 | 0 | 0 | 0 | 0 | 0 | 0 | 0 | 0 | 0 | 0 | 0 | 0 | 0 | 0 | 0 | 0 | 0 | 0
F4_Industrial_Stone, Clay, and Glass_Existing_Space Heating_Natural Gas_Strategic Energy Management_A_Technical Potential | F4 | Industrial | Stone, Clay, and Glass | Existing | Space Heating | Natural Gas | Strategic Energy Management | A | Standalone Impact on Baseline Energy (%) | Technical Potential | 0% | 0% | 0% | 0% | 0% | 0.09675% | 0.1936% | 0.2915% | 0.388% | 0.4845% | 0.5875% | 0.6858% | 0.784% | 0.8934% | 0.9867% | 1.093% | 1.19% | 1.292% | 1.401% | 1.496% | 1.599% | 1.702% | 1.805% | 1.908% | 0.020104 | 0.020163 | 0.020217 | 0.020266 | 0 | 0 | 0
F5_Industrial_Stone, Clay, and Glass_Existing_Space Heating_Natural Gas_Strategic Energy Management_A_Technical Potential | F5 | Industrial | Stone, Clay, and Glass | Existing | Space Heating | Natural Gas | Strategic Energy Management | A | Standalone Impact on Baseline Summer Peak (%) | Technical Potential | 0% | 0% | 0% | 0% | 0% | 0% | 0% | 0% | 0% | 0% | 0% | 0% | 0% | 0% | 0% | 0% | 0% | 0% | 0% | 0% | 0% | 0% | 0% | 0% | 0 | 0 | 0 | 0 | 0 | 0 | 0
F6_Industrial_Stone, Clay, and Glass_Existing_Space Heating_Natural Gas_Strategic Energy Management_A_Technical Potential | F6 | Industrial | Stone, Clay, and Glass | Existing | Space Heating | Natural Gas | Strategic Energy Management | A | Standalone Impact on Baseline Winter Peak (%) | Technical Potential | 0% | 0% | 0% | 0% | 0% | 0% | 0% | 0% | 0% | 0% | 0% | 0% | 0% | 0% | 0% | 0% | 0% | 0% | 0% | 0% | 0% | 0% | 0% | 0% | 0 | 0 | 0 | 0 | 0 | 0 | 0
F7_Industrial_Stone, Clay, and Glass_Existing_Space Heating_Natural Gas_Strategic Energy Management_A_Technical Potential | F7 | Industrial | Stone, Clay, and Glass | Existing | Space Heating | Natural Gas | Strategic Energy Management | A | Incremental Energy Savings (MWh or mTherms) | Technical Potential | 0 | 0 | 0 | 0 | 0 | 0.077028 | 0.07661 | 0.075695 | 0.075246 | 0.074796 | 0.073332 | 0.072606 | 0.071936 | 0.070282 | 0.069995 | 0.068819 | 0.068326 | 0.067518 | 0.066487 | 0.066148 | 0.065482 | 0.064827 | 0.064231 | 0.063673 | 0.063151 | 0 | 0 | 0 | 0 | 0 | 0
F8_Industrial_Stone, Clay, and Glass_Existing_Space Heating_Natural Gas_Strategic Energy Management_A_Technical Potential | F8 | Industrial | Stone, Clay, and Glass | Existing | Space Heating | Natural Gas | Strategic Energy Management | A | Incremental Summer Peak Savings (MW) | Technical Potential | 0 | 0 | 0 | 0 | 0 | 0 | 0 | 0 | 0 | 0 | 0 | 0 | 0 | 0 | 0 | 0 | 0 | 0 | 0 | 0 | 0 | 0 | 0 | 0 | 0 | 0 | 0 | 0 | 0 | 0 | 0
F9_Industrial_Stone, Clay, and Glass_Existing_Space Heating_Natural Gas_Strategic Energy Management_A_Technical Potential | F9 | Industrial | Stone, Clay, and Glass | Existing | Space Heating | Natural Gas | Strategic Energy Management | A | Incremental Winter Peak Savings (MW) | Technical Potential | 0 | 0 | 0 | 0 | 0 | 0 | 0 | 0 | 0 | 0 | 0 | 0 | 0 | 0 | 0 | 0 | 0 | 0 | 0 | 0 | 0 | 0 | 0 | 0 | 0 | 0 | 0 | 0 | 0 | 0 | 0
F10_Industrial_Stone, Clay, and Glass_Existing_Space Heating_Natural Gas_Strategic Energy Management_A_Technical Potential | F10 | Industrial | Stone, Clay, and Glass | Existing | Space Heating | Natural Gas | Strategic Energy Management | A | Cumulative Energy Savings (MWh or mTherms) | Technical Potential | 0 | 0 | 0 | 0 | 0 | 0.077028 | 0.15326 | 0.22803 | 0.3018 | 0.37454 | 0.44526 | 0.51467 | 0.58289 | 0.64896 | 0.71385 | 0.77743 | 0.84008 | 0.90187 | 0.96259 | 1.0227 | 1.0821 | 1.1403 | 1.1981 | 1.2555 | 1.3123 | 1.3061 | 1.3004 | 1.2951 | 0 | 0 | 0
F11_Industrial_Stone, Clay, and Glass_Existing_Space Heating_Natural Gas_Strategic Energy Management_A_Technical Potential | F11 | Industrial | Stone, Clay, and Glass | Existing | Space Heating | Natural Gas | Strategic Energy Management | A | Cumulative Summer Peak Savings (MW) | Technical Potential | 0 | 0 | 0 | 0 | 0 | 0 | 0 | 0 | 0 | 0 | 0 | 0 | 0 | 0 | 0 | 0 | 0 | 0 | 0 | 0 | 0 | 0 | 0 | 0 | 0 | 0 | 0 | 0 | 0 | 0 | 0
F12_Industrial_Stone, Clay, and Glass_Existing_Space Heating_Natural Gas_Strategic Energy Management_A_Technical Potential | F12 | Industrial | Stone, Clay, and Glass | Existing | Space Heating | Natural Gas | Strategic Energy Management | A | Cumulative Winter Peak Savings (MW) | Technical Potential | 0 | 0 | 0 | 0 | 0 | 0 | 0 | 0 | 0 | 0 | 0 | 0 | 0 | 0 | 0 | 0 | 0 | 0 | 0 | 0 | 0 | 0 | 0 | 0 | 0 | 0 | 0 | 0 | 0 | 0 | 0
F13_Industrial_Stone, Clay, and Glass_Existing_Space Heating_Natural Gas_Strategic Energy Management_A_Technical Potential | F13 | Industrial | Stone, Clay, and Glass | Existing | Space Heating | Natural Gas | Strategic Energy Management | A | Purchases (Incremental) | Technical Potential | 0 | 0 | 0 | 0 | 0 | 3.9641 | 3.9619 | 3.9385 | 3.9407 | 3.9439 | 3.8938 | 3.8832 | 3.8753 | 3.8138 | 3.8283 | 3.7918 | 3.7923 | 3.7732 | 3.7396 | 3.744 | 3.7285 | 3.714 | 3.7005 | 3.6879 | 3.6763 | 0 | 0 | 0 | 0 | 0 | 0
F14_Industrial_Stone, Clay, and Glass_Existing_Space Heating_Natural Gas_Strategic Energy Management_A_Technical Potential | F14 | Industrial | Stone, Clay, and Glass | Existing | Space Heating | Natural Gas | Strategic Energy Management | A | Purchases (Cumulative) | Technical Potential | 0 | 0 | 0 | 0 | 0 | 3.9641 | 7.926 | 11.8645 | 15.8052 | 19.7492 | 23.643 | 27.5262 | 31.4015 | 35.2153 | 39.0437 | 42.8355 | 46.6278 | 50.4011 | 54.1407 | 57.8847 | 61.6132 | 65.3273 | 69.0278 | 72.7157 | 76.392 | 76.392 | 76.392 | 76.392 | 76.392 | 76.392 | 76.392
F1_Industrial_Stone, Clay, and Glass_Existing_Process_Natural Gas_Strategic Energy Management_A_Technical Potential | F1 | Industrial | Stone, Clay, and Glass | Existing | Process | Natural Gas | Strategic Energy Management | A | Original Unit Energy Savings (kWh or therms) | Technical Potential | 0 | 0 | 0 | 0 | 0 | 60.5342 | 60.5342 | 60.5342 | 60.5342 | 60.5342 | 60.5342 | 60.5342 | 60.5342 | 60.5342 | 60.5342 | 60.5342 | 60.5342 | 60.5342 | 60.5342 | 60.5342 | 60.5342 | 60.5342 | 60.5342 | 60.5342 | 60.5342 | 60.5342 | 60.5342 | 60.5342 | 0 | 0 | 0
F2_Industrial_Stone, Clay, and Glass_Existing_Process_Natural Gas_Strategic Energy Management_A_Technical Potential | F2 | Industrial | Stone, Clay, and Glass | Existing | Process | Natural Gas | Strategic Energy Management | A | Original Unit Summer Peak Savings (kW) | Technical Potential | 0 | 0 | 0 | 0 | 0 | 0 | 0 | 0 | 0 | 0 | 0 | 0 | 0 | 0 | 0 | 0 | 0 | 0 | 0 | 0 | 0 | 0 | 0 | 0 | 0 | 0 | 0 | 0 | 0 | 0 | 0
F3_Industrial_Stone, Clay, and Glass_Existing_Process_Natural Gas_Strategic Energy Management_A_Technical Potential | F3 | Industrial | Stone, Clay, and Glass | Existing | Process | Natural Gas | Strategic Energy Management | A | Original Unit Winter Peak Savings (kW) | Technical Potential | 0 | 0 | 0 | 0 | 0 | 0 | 0 | 0 | 0 | 0 | 0 | 0 | 0 | 0 | 0 | 0 | 0 | 0 | 0 | 0 | 0 | 0 | 0 | 0 | 0 | 0 | 0 | 0 | 0 | 0 | 0
F4_Industrial_Stone, Clay, and Glass_Existing_Process_Natural Gas_Strategic Energy Management_A_Technical Potential | F4 | Industrial | Stone, Clay, and Glass | Existing | Process | Natural Gas | Strategic Energy Management | A | Standalone Impact on Baseline Energy (%) | Technical Potential | 0% | 0% | 0% | 0% | 0% | 0.09675% | 0.1936% | 0.2915% | 0.388% | 0.4845% | 0.5875% | 0.6858% | 0.784% | 0.8934% | 0.9867% | 1.093% | 1.19% | 1.292% | 1.401% | 1.496% | 1.599% | 1.702% | 1.805% | 1.908% | 0.020104 | 0.020163 | 0.020217 | 0.020266 | 0 | 0 | 0
F5_Industrial_Stone, Clay, and Glass_Existing_Process_Natural Gas_Strategic Energy Management_A_Technical Potential | F5 | Industrial | Stone, Clay, and Glass | Existing | Process | Natural Gas | Strategic Energy Management | A | Standalone Impact on Baseline Summer Peak (%) | Technical Potential | 0% | 0% | 0% | 0% | 0% | 0% | 0% | 0% | 0% | 0% | 0% | 0% | 0% | 0% | 0% | 0% | 0% | 0% | 0% | 0% | 0% | 0% | 0% | 0% | 0 | 0 | 0 | 0 | 0 | 0 | 0
F6_Industrial_Stone, Clay, and Glass_Existing_Process_Natural Gas_Strategic Energy Management_A_Technical Potential | F6 | Industrial | Stone, Clay, and Glass | Existing | Process | Natural Gas | Strategic Energy Management | A | Standalone Impact on Baseline Winter Peak (%) | Technical Potential | 0% | 0% | 0% | 0% | 0% | 0% | 0% | 0% | 0% | 0% | 0% | 0% | 0% | 0% | 0% | 0% | 0% | 0% | 0% | 0% | 0% | 0% | 0% | 0% | 0 | 0 | 0 | 0 | 0 | 0 | 0
F7_Industrial_Stone, Clay, and Glass_Existing_Process_Natural Gas_Strategic Energy Management_A_Technical Potential | F7 | Industrial | Stone, Clay, and Glass | Existing | Process | Natural Gas | Strategic Energy Management | A | Incremental Energy Savings (MWh or mTherms) | Technical Potential | 0 | 0 | 0 | 0 | 0 | 1.5235 | 1.5227 | 1.5137 | 1.5145 | 1.5158 | 1.4965 | 1.4924 | 1.4894 | 1.4658 | 1.4714 | 1.4573 | 1.4575 | 1.4502 | 1.4372 | 1.4389 | 1.433 | 1.4274 | 1.4222 | 1.4174 | 1.4129 | 0 | 0 | 0 | 0 | 0 | 0
F8_Industrial_Stone, Clay, and Glass_Existing_Process_Natural Gas_Strategic Energy Management_A_Technical Potential | F8 | Industrial | Stone, Clay, and Glass | Existing | Process | Natural Gas | Strategic Energy Management | A | Incremental Summer Peak Savings (MW) | Technical Potential | 0 | 0 | 0 | 0 | 0 | 0 | 0 | 0 | 0 | 0 | 0 | 0 | 0 | 0 | 0 | 0 | 0 | 0 | 0 | 0 | 0 | 0 | 0 | 0 | 0 | 0 | 0 | 0 | 0 | 0 | 0
F9_Industrial_Stone, Clay, and Glass_Existing_Process_Natural Gas_Strategic Energy Management_A_Technical Potential | F9 | Industrial | Stone, Clay, and Glass | Existing | Process | Natural Gas | Strategic Energy Management | A | Incremental Winter Peak Savings (MW) | Technical Potential | 0 | 0 | 0 | 0 | 0 | 0 | 0 | 0 | 0 | 0 | 0 | 0 | 0 | 0 | 0 | 0 | 0 | 0 | 0 | 0 | 0 | 0 | 0 | 0 | 0 | 0 | 0 | 0 | 0 | 0 | 0
F10_Industrial_Stone, Clay, and Glass_Existing_Process_Natural Gas_Strategic Energy Management_A_Technical Potential | F10 | Industrial | Stone, Clay, and Glass | Existing | Process | Natural Gas | Strategic Energy Management | A | Cumulative Energy Savings (MWh or mTherms) | Technical Potential | 0 | 0 | 0 | 0 | 0 | 1.5235 | 3.0462 | 4.5599 | 6.0745 | 7.5902 | 9.0868 | 10.5792 | 12.0686 | 13.5344 | 15.0057 | 16.4631 | 17.9206 | 19.3707 | 20.808 | 22.2469 | 23.6799 | 25.1073 | 26.5296 | 27.947 | 29.3599 | 29.3599 | 29.3599 | 29.3599 | 0 | 0 | 0
F11_Industrial_Stone, Clay, and Glass_Existing_Process_Natural Gas_Strategic Energy Management_A_Technical Potential | F11 | Industrial | Stone, Clay, and Glass | Existing | Process | Natural Gas | Strategic Energy Management | A | Cumulative Summer Peak Savings (MW) | Technical Potential | 0 | 0 | 0 | 0 | 0 | 0 | 0 | 0 | 0 | 0 | 0 | 0 | 0 | 0 | 0 | 0 | 0 | 0 | 0 | 0 | 0 | 0 | 0 | 0 | 0 | 0 | 0 | 0 | 0 | 0 | 0
F12_Industrial_Stone, Clay, and Glass_Existing_Process_Natural Gas_Strategic Energy Management_A_Technical Potential | F12 | Industrial | Stone, Clay, and Glass | Existing | Process | Natural Gas | Strategic Energy Management | A | Cumulative Winter Peak Savings (MW) | Technical Potential | 0 | 0 | 0 | 0 | 0 | 0 | 0 | 0 | 0 | 0 | 0 | 0 | 0 | 0 | 0 | 0 | 0 | 0 | 0 | 0 | 0 | 0 | 0 | 0 | 0 | 0 | 0 | 0 | 0 | 0 | 0
F13_Industrial_Stone, Clay, and Glass_Existing_Process_Natural Gas_Strategic Energy Management_A_Technical Potential | F13 | Industrial | Stone, Clay, and Glass | Existing | Process | Natural Gas | Strategic Energy Management | A | Purchases (Incremental) | Technical Potential | 0 | 0 | 0 | 0 | 0 | 25.168 | 25.1542 | 25.0059 | 25.0194 | 25.0401 | 24.7221 | 24.6545 | 24.6045 | 24.2138 | 24.3062 | 24.0744 | 24.0775 | 23.9564 | 23.7427 | 23.7708 | 23.6725 | 23.5804 | 23.4945 | 23.4147 | 23.3408 | 0 | 0 | 0 | 0 | 0 | 0
F14_Industrial_Stone, Clay, and Glass_Existing_Process_Natural Gas_Strategic Energy Management_A_Technical Potential | F14 | Industrial | Stone, Clay, and Glass | Existing | Process | Natural Gas | Strategic Energy Management | A | Purchases (Cumulative) | Technical Potential | 0 | 0 | 0 | 0 | 0 | 25.168 | 50.3222 | 75.3281 | 100.3474 | 125.3875 | 150.1096 | 174.7641 | 199.3686 | 223.5823 | 247.8885 | 271.9629 | 296.0405 | 319.9968 | 343.7395 | 367.5103 | 391.1828 | 414.7632 | 438.2577 | 461.6723 | 485.0131 | 485.0131 | 485.0131 | 485.0131 | 485.0131 | 485.0131 | 485.0131
F1_Industrial_Stone, Clay, and Glass_Existing_Miscellaneous_Natural Gas_Strategic Energy Management_A_Technical Potential | F1 | Industrial | Stone, Clay, and Glass | Existing | Miscellaneous | Natural Gas | Strategic Energy Management | A | Original Unit Energy Savings (kWh or therms) | Technical Potential | 0 | 0 | 0 | 0 | 0 | 16.2609 | 16.2609 | 16.2609 | 16.2609 | 16.2609 | 16.2609 | 16.2609 | 16.2609 | 16.2609 | 16.2609 | 16.2609 | 16.2609 | 16.2609 | 16.2609 | 16.2609 | 16.2609 | 16.2609 | 16.2609 | 16.2609 | 16.2609 | 16.2609 | 16.2609 | 16.2609 | 0 | 0 | 0
F2_Industrial_Stone, Clay, and Glass_Existing_Miscellaneous_Natural Gas_Strategic Energy Management_A_Technical Potential | F2 | Industrial | Stone, Clay, and Glass | Existing | Miscellaneous | Natural Gas | Strategic Energy Management | A | Original Unit Summer Peak Savings (kW) | Technical Potential | 0 | 0 | 0 | 0 | 0 | 0 | 0 | 0 | 0 | 0 | 0 | 0 | 0 | 0 | 0 | 0 | 0 | 0 | 0 | 0 | 0 | 0 | 0 | 0 | 0 | 0 | 0 | 0 | 0 | 0 | 0
F3_Industrial_Stone, Clay, and Glass_Existing_Miscellaneous_Natural Gas_Strategic Energy Management_A_Technical Potential | F3 | Industrial | Stone, Clay, and Glass | Existing | Miscellaneous | Natural Gas | Strategic Energy Management | A | Original Unit Winter Peak Savings (kW) | Technical Potential | 0 | 0 | 0 | 0 | 0 | 0 | 0 | 0 | 0 | 0 | 0 | 0 | 0 | 0 | 0 | 0 | 0 | 0 | 0 | 0 | 0 | 0 | 0 | 0 | 0 | 0 | 0 | 0 | 0 | 0 | 0
F4_Industrial_Stone, Clay, and Glass_Existing_Miscellaneous_Natural Gas_Strategic Energy Management_A_Technical Potential | F4 | Industrial | Stone, Clay, and Glass | Existing | Miscellaneous | Natural Gas | Strategic Energy Management | A | Standalone Impact on Baseline Energy (%) | Technical Potential | 0% | 0% | 0% | 0% | 0% | 0.09675% | 0.1936% | 0.2915% | 0.388% | 0.4845% | 0.5875% | 0.6858% | 0.784% | 0.8934% | 0.9867% | 1.093% | 1.19% | 1.292% | 1.401% | 1.496% | 1.599% | 1.702% | 1.805% | 1.908% | 0.020104 | 0.020163 | 0.020217 | 0.020266 | 0 | 0 | 0
F5_Industrial_Stone, Clay, and Glass_Existing_Miscellaneous_Natural Gas_Strategic Energy Management_A_Technical Potential | F5 | Industrial | Stone, Clay, and Glass | Existing | Miscellaneous | Natural Gas | Strategic Energy Management | A | Standalone Impact on Baseline Summer Peak (%) | Technical Potential | 0% | 0% | 0% | 0% | 0% | 0% | 0% | 0% | 0% | 0% | 0% | 0% | 0% | 0% | 0% | 0% | 0% | 0% | 0% | 0% | 0% | 0% | 0% | 0% | 0 | 0 | 0 | 0 | 0 | 0 | 0
F6_Industrial_Stone, Clay, and Glass_Existing_Miscellaneous_Natural Gas_Strategic Energy Management_A_Technical Potential | F6 | Industrial | Stone, Clay, and Glass | Existing | Miscellaneous | Natural Gas | Strategic Energy Management | A | Standalone Impact on Baseline Winter Peak (%) | Technical Potential | 0% | 0% | 0% | 0% | 0% | 0% | 0% | 0% | 0% | 0% | 0% | 0% | 0% | 0% | 0% | 0% | 0% | 0% | 0% | 0% | 0% | 0% | 0% | 0% | 0 | 0 | 0 | 0 | 0 | 0 | 0
F7_Industrial_Stone, Clay, and Glass_Existing_Miscellaneous_Natural Gas_Strategic Energy Management_A_Technical Potential | F7 | Industrial | Stone, Clay, and Glass | Existing | Miscellaneous | Natural Gas | Strategic Energy Management | A | Incremental Energy Savings (MWh or mTherms) | Technical Potential | 0 | 0 | 0 | 0 | 0 | 0.10231 | 0.10226 | 0.10165 | 0.10171 | 0.10179 | 0.1005 | 0.10023 | 0.10002 | 0.098434 | 0.09881 | 0.097868 | 0.097881 | 0.097388 | 0.096519 | 0.096634 | 0.096234 | 0.09586 | 0.09551 | 0.095186 | 0.094886 | 0 | 0 | 0 | 0 | 0 | 0
F8_Industrial_Stone, Clay, and Glass_Existing_Miscellaneous_Natural Gas_Strategic Energy Management_A_Technical Potential | F8 | Industrial | Stone, Clay, and Glass | Existing | Miscellaneous | Natural Gas | Strategic Energy Management | A | Incremental Summer Peak Savings (MW) | Technical Potential | 0 | 0 | 0 | 0 | 0 | 0 | 0 | 0 | 0 | 0 | 0 | 0 | 0 | 0 | 0 | 0 | 0 | 0 | 0 | 0 | 0 | 0 | 0 | 0 | 0 | 0 | 0 | 0 | 0 | 0 | 0
F9_Industrial_Stone, Clay, and Glass_Existing_Miscellaneous_Natural Gas_Strategic Energy Management_A_Technical Potential | F9 | Industrial | Stone, Clay, and Glass | Existing | Miscellaneous | Natural Gas | Strategic Energy Management | A | Incremental Winter Peak Savings (MW) | Technical Potential | 0 | 0 | 0 | 0 | 0 | 0 | 0 | 0 | 0 | 0 | 0 | 0 | 0 | 0 | 0 | 0 | 0 | 0 | 0 | 0 | 0 | 0 | 0 | 0 | 0 | 0 | 0 | 0 | 0 | 0 | 0
F10_Industrial_Stone, Clay, and Glass_Existing_Miscellaneous_Natural Gas_Strategic Energy Management_A_Technical Potential | F10 | Industrial | Stone, Clay, and Glass | Existing | Miscellaneous | Natural Gas | Strategic Energy Management | A | Cumulative Energy Savings (MWh or mTherms) | Technical Potential | 0 | 0 | 0 | 0 | 0 | 0.10231 | 0.20457 | 0.30623 | 0.40793 | 0.50973 | 0.61023 | 0.71046 | 0.81048 | 0.90891 | 1.0077 | 1.1056 | 1.2035 | 1.3009 | 1.3974 | 1.494 | 1.5902 | 1.6861 | 1.7816 | 1.8768 | 1.9717 | 1.9717 | 1.9717 | 1.9717 | 0 | 0 | 0
F11_Industrial_Stone, Clay, and Glass_Existing_Miscellaneous_Natural Gas_Strategic Energy Management_A_Technical Potential | F11 | Industrial | Stone, Clay, and Glass | Existing | Miscellaneous | Natural Gas | Strategic Energy Management | A | Cumulative Summer Peak Savings (MW) | Technical Potential | 0 | 0 | 0 | 0 | 0 | 0 | 0 | 0 | 0 | 0 | 0 | 0 | 0 | 0 | 0 | 0 | 0 | 0 | 0 | 0 | 0 | 0 | 0 | 0 | 0 | 0 | 0 | 0 | 0 | 0 | 0
F12_Industrial_Stone, Clay, and Glass_Existing_Miscellaneous_Natural Gas_Strategic Energy Management_A_Technical Potential | F12 | Industrial | Stone, Clay, and Glass | Existing | Miscellaneous | Natural Gas | Strategic Energy Management | A | Cumulative Winter Peak Savings (MW) | Technical Potential | 0 | 0 | 0 | 0 | 0 | 0 | 0 | 0 | 0 | 0 | 0 | 0 | 0 | 0 | 0 | 0 | 0 | 0 | 0 | 0 | 0 | 0 | 0 | 0 | 0 | 0 | 0 | 0 | 0 | 0 | 0
F13_Industrial_Stone, Clay, and Glass_Existing_Miscellaneous_Natural Gas_Strategic Energy Management_A_Technical Potential | F13 | Industrial | Stone, Clay, and Glass | Existing | Miscellaneous | Natural Gas | Strategic Energy Management | A | Purchases (Incremental) | Technical Potential | 0 | 0 | 0 | 0 | 0 | 6.292 | 6.2885 | 6.2515 | 6.2548 | 6.26 | 6.1805 | 6.1636 | 6.1511 | 6.0534 | 6.0766 | 6.0186 | 6.0194 | 5.9891 | 5.9357 | 5.9427 | 5.9181 | 5.8951 | 5.8736 | 5.8537 | 5.8352 | 0 | 0 | 0 | 0 | 0 | 0
F14_Industrial_Stone, Clay, and Glass_Existing_Miscellaneous_Natural Gas_Strategic Energy Management_A_Technical Potential | F14 | Industrial | Stone, Clay, and Glass | Existing | Miscellaneous | Natural Gas | Strategic Energy Management | A | Purchases (Cumulative) | Technical Potential | 0 | 0 | 0 | 0 | 0 | 6.292 | 12.5806 | 18.832 | 25.0869 | 31.3469 | 37.5274 | 43.691 | 49.8421 | 55.8956 | 61.9721 | 67.9907 | 74.0101 | 79.9992 | 85.9349 | 91.8776 | 97.7957 | 103.6908 | 109.5644 | 115.4181 | 121.2533 | 121.2533 | 121.2533 | 121.2533 | 121.2533 | 121.2533 | 121.2533
F1_Industrial_Stone, Clay, and Glass_Existing_Space Heating_Natural Gas_Commissioning_A_Technical Potential | F1 | Industrial | Stone, Clay, and Glass | Existing | Space Heating | Natural Gas | Commissioning | A | Original Unit Energy Savings (kWh or therms) | Technical Potential | 0 | 0 | 0 | 0 | 0 | 17.0822 | 16.9987 | 16.8954 | 16.7862 | 16.6718 | 16.5559 | 16.4368 | 16.3183 | 16.2003 | 16.0728 | 15.9549 | 15.8385 | 15.7305 | 15.6298 | 15.5317 | 15.4389 | 15.3442 | 15.2587 | 15.1779 | 15.1011 | 15.03 | 14.9641 | 14.9032 | 0 | 0 | 0
F2_Industrial_Stone, Clay, and Glass_Existing_Space Heating_Natural Gas_Commissioning_A_Technical Potential | F2 | Industrial | Stone, Clay, and Glass | Existing | Space Heating | Natural Gas | Commissioning | A | Original Unit Summer Peak Savings (kW) | Technical Potential | 0 | 0 | 0 | 0 | 0 | 0 | 0 | 0 | 0 | 0 | 0 | 0 | 0 | 0 | 0 | 0 | 0 | 0 | 0 | 0 | 0 | 0 | 0 | 0 | 0 | 0 | 0 | 0 | 0 | 0 | 0
F3_Industrial_Stone, Clay, and Glass_Existing_Space Heating_Natural Gas_Commissioning_A_Technical Potential | F3 | Industrial | Stone, Clay, and Glass | Existing | Space Heating | Natural Gas | Commissioning | A | Original Unit Winter Peak Savings (kW) | Technical Potential | 0 | 0 | 0 | 0 | 0 | 0 | 0 | 0 | 0 | 0 | 0 | 0 | 0 | 0 | 0 | 0 | 0 | 0 | 0 | 0 | 0 | 0 | 0 | 0 | 0 | 0 | 0 | 0 | 0 | 0 | 0
F4_Industrial_Stone, Clay, and Glass_Existing_Space Heating_Natural Gas_Commissioning_A_Technical Potential | F4 | Industrial | Stone, Clay, and Glass | Existing | Space Heating | Natural Gas | Commissioning | A | Standalone Impact on Baseline Energy (%) | Technical Potential | 0% | 0% | 0% | 0% | 0% | 0% | 0% | 0% | 0% | 0% | 0% | 0% | 0% | 0% | 0% | 0% | 0% | 0% | 0% | 0% | 0% | 0% | 0% | 0% | 0 | 0 | 0 | 0 | 0 | 0 | 0
F5_Industrial_Stone, Clay, and Glass_Existing_Space Heating_Natural Gas_Commissioning_A_Technical Potential | F5 | Industrial | Stone, Clay, and Glass | Existing | Space Heating | Natural Gas | Commissioning | A | Standalone Impact on Baseline Summer Peak (%) | Technical Potential | 0% | 0% | 0% | 0% | 0% | 0% | 0% | 0% | 0% | 0% | 0% | 0% | 0% | 0% | 0% | 0% | 0% | 0% | 0% | 0% | 0% | 0% | 0% | 0% | 0 | 0 | 0 | 0 | 0 | 0 | 0
F6_Industrial_Stone, Clay, and Glass_Existing_Space Heating_Natural Gas_Commissioning_A_Technical Potential | F6 | Industrial | Stone, Clay, and Glass | Existing | Space Heating | Natural Gas | Commissioning | A | Standalone Impact on Baseline Winter Peak (%) | Technical Potential | 0% | 0% | 0% | 0% | 0% | 0% | 0% | 0% | 0% | 0% | 0% | 0% | 0% | 0% | 0% | 0% | 0% | 0% | 0% | 0% | 0% | 0% | 0% | 0% | 0 | 0 | 0 | 0 | 0 | 0 | 0
F7_Industrial_Stone, Clay, and Glass_Existing_Space Heating_Natural Gas_Commissioning_A_Technical Potential | F7 | Industrial | Stone, Clay, and Glass | Existing | Space Heating | Natural Gas | Commissioning | A | Incremental Energy Savings (MWh or mTherms) | Technical Potential | 0 | 0 | 0 | 0 | 0 | 0 | 0 | 0 | 0 | 0 | 0 | 0 | 0 | 0 | 0 | 0 | 0 | 0 | 0 | 0 | 0 | 0 | 0 | 0 | 0 | 0 | 0 | 0 | 0 | 0 | 0
F8_Industrial_Stone, Clay, and Glass_Existing_Space Heating_Natural Gas_Commissioning_A_Technical Potential | F8 | Industrial | Stone, Clay, and Glass | Existing | Space Heating | Natural Gas | Commissioning | A | Incremental Summer Peak Savings (MW) | Technical Potential | 0 | 0 | 0 | 0 | 0 | 0 | 0 | 0 | 0 | 0 | 0 | 0 | 0 | 0 | 0 | 0 | 0 | 0 | 0 | 0 | 0 | 0 | 0 | 0 | 0 | 0 | 0 | 0 | 0 | 0 | 0
F9_Industrial_Stone, Clay, and Glass_Existing_Space Heating_Natural Gas_Commissioning_A_Technical Potential | F9 | Industrial | Stone, Clay, and Glass | Existing | Space Heating | Natural Gas | Commissioning | A | Incremental Winter Peak Savings (MW) | Technical Potential | 0 | 0 | 0 | 0 | 0 | 0 | 0 | 0 | 0 | 0 | 0 | 0 | 0 | 0 | 0 | 0 | 0 | 0 | 0 | 0 | 0 | 0 | 0 | 0 | 0 | 0 | 0 | 0 | 0 | 0 | 0
F10_Industrial_Stone, Clay, and Glass_Existing_Space Heating_Natural Gas_Commissioning_A_Technical Potential | F10 | Industrial | Stone, Clay, and Glass | Existing | Space Heating | Natural Gas | Commissioning | A | Cumulative Energy Savings (MWh or mTherms) | Technical Potential | 0 | 0 | 0 | 0 | 0 | 0 | 0 | 0 | 0 | 0 | 0 | 0 | 0 | 0 | 0 | 0 | 0 | 0 | 0 | 0 | 0 | 0 | 0 | 0 | 0 | 0 | 0 | 0 | 0 | 0 | 0
F11_Industrial_Stone, Clay, and Glass_Existing_Space Heating_Natural Gas_Commissioning_A_Technical Potential | F11 | Industrial | Stone, Clay, and Glass | Existing | Space Heating | Natural Gas | Commissioning | A | Cumulative Summer Peak Savings (MW) | Technical Potential | 0 | 0 | 0 | 0 | 0 | 0 | 0 | 0 | 0 | 0 | 0 | 0 | 0 | 0 | 0 | 0 | 0 | 0 | 0 | 0 | 0 | 0 | 0 | 0 | 0 | 0 | 0 | 0 | 0 | 0 | 0
F12_Industrial_Stone, Clay, and Glass_Existing_Space Heating_Natural Gas_Commissioning_A_Technical Potential | F12 | Industrial | Stone, Clay, and Glass | Existing | Space Heating | Natural Gas | Commissioning | A | Cumulative Winter Peak Savings (MW) | Technical Potential | 0 | 0 | 0 | 0 | 0 | 0 | 0 | 0 | 0 | 0 | 0 | 0 | 0 | 0 | 0 | 0 | 0 | 0 | 0 | 0 | 0 | 0 | 0 | 0 | 0 | 0 | 0 | 0 | 0 | 0 | 0
F13_Industrial_Stone, Clay, and Glass_Existing_Space Heating_Natural Gas_Commissioning_A_Technical Potential | F13 | Industrial | Stone, Clay, and Glass | Existing | Space Heating | Natural Gas | Commissioning | A | Purchases (Incremental) | Technical Potential | 0 | 0 | 0 | 0 | 0 | 0 | 0 | 0 | 0 | 0 | 0 | 0 | 0 | 0 | 0 | 0 | 0 | 0 | 0 | 0 | 0 | 0 | 0 | 0 | 0 | 0 | 0 | 0 | 0 | 0 | 0
F14_Industrial_Stone, Clay, and Glass_Existing_Space Heating_Natural Gas_Commissioning_A_Technical Potential | F14 | Industrial | Stone, Clay, and Glass | Existing | Space Heating | Natural Gas | Commissioning | A | Purchases (Cumulative) | Technical Potential | 0 | 0 | 0 | 0 | 0 | 0 | 0 | 0 | 0 | 0 | 0 | 0 | 0 | 0 | 0 | 0 | 0 | 0 | 0 | 0 | 0 | 0 | 0 | 0 | 0 | 0 | 0 | 0 | 0 | 0 | 0
F1_Industrial_Stone, Clay, and Glass_Existing_Process_Natural Gas_Commissioning_A_Technical Potential | F1 | Industrial | Stone, Clay, and Glass | Existing | Process | Natural Gas | Commissioning | A | Original Unit Energy Savings (kWh or therms) | Technical Potential | 0 | 0 | 0 | 0 | 0 | 337.8652 | 337.8652 | 337.8652 | 337.8652 | 337.8652 | 337.8652 | 337.8652 | 337.8652 | 337.8652 | 337.8652 | 337.8652 | 337.8652 | 337.8652 | 337.8652 | 337.8652 | 337.8652 | 337.8652 | 337.8652 | 337.8652 | 337.8652 | 337.8652 | 337.8652 | 337.8652 | 0 | 0 | 0
F2_Industrial_Stone, Clay, and Glass_Existing_Process_Natural Gas_Commissioning_A_Technical Potential | F2 | Industrial | Stone, Clay, and Glass | Existing | Process | Natural Gas | Commissioning | A | Original Unit Summer Peak Savings (kW) | Technical Potential | 0 | 0 | 0 | 0 | 0 | 0 | 0 | 0 | 0 | 0 | 0 | 0 | 0 | 0 | 0 | 0 | 0 | 0 | 0 | 0 | 0 | 0 | 0 | 0 | 0 | 0 | 0 | 0 | 0 | 0 | 0
F3_Industrial_Stone, Clay, and Glass_Existing_Process_Natural Gas_Commissioning_A_Technical Potential | F3 | Industrial | Stone, Clay, and Glass | Existing | Process | Natural Gas | Commissioning | A | Original Unit Winter Peak Savings (kW) | Technical Potential | 0 | 0 | 0 | 0 | 0 | 0 | 0 | 0 | 0 | 0 | 0 | 0 | 0 | 0 | 0 | 0 | 0 | 0 | 0 | 0 | 0 | 0 | 0 | 0 | 0 | 0 | 0 | 0 | 0 | 0 | 0
F4_Industrial_Stone, Clay, and Glass_Existing_Process_Natural Gas_Commissioning_A_Technical Potential | F4 | Industrial | Stone, Clay, and Glass | Existing | Process | Natural Gas | Commissioning | A | Standalone Impact on Baseline Energy (%) | Technical Potential | 0% | 0% | 0% | 0% | 0% | 0% | 0% | 0% | 0% | 0% | 0% | 0% | 0% | 0% | 0% | 0% | 0% | 0% | 0% | 0% | 0% | 0% | 0% | 0% | 0 | 0 | 0 | 0 | 0 | 0 | 0
F5_Industrial_Stone, Clay, and Glass_Existing_Process_Natural Gas_Commissioning_A_Technical Potential | F5 | Industrial | Stone, Clay, and Glass | Existing | Process | Natural Gas | Commissioning | A | Standalone Impact on Baseline Summer Peak (%) | Technical Potential | 0% | 0% | 0% | 0% | 0% | 0% | 0% | 0% | 0% | 0% | 0% | 0% | 0% | 0% | 0% | 0% | 0% | 0% | 0% | 0% | 0% | 0% | 0% | 0% | 0 | 0 | 0 | 0 | 0 | 0 | 0
F6_Industrial_Stone, Clay, and Glass_Existing_Process_Natural Gas_Commissioning_A_Technical Potential | F6 | Industrial | Stone, Clay, and Glass | Existing | Process | Natural Gas | Commissioning | A | Standalone Impact on Baseline Winter Peak (%) | Technical Potential | 0% | 0% | 0% | 0% | 0% | 0% | 0% | 0% | 0% | 0% | 0% | 0% | 0% | 0% | 0% | 0% | 0% | 0% | 0% | 0% | 0% | 0% | 0% | 0% | 0 | 0 | 0 | 0 | 0 | 0 | 0
F7_Industrial_Stone, Clay, and Glass_Existing_Process_Natural Gas_Commissioning_A_Technical Potential | F7 | Industrial | Stone, Clay, and Glass | Existing | Process | Natural Gas | Commissioning | A | Incremental Energy Savings (MWh or mTherms) | Technical Potential | 0 | 0 | 0 | 0 | 0 | 0 | 0 | 0 | 0 | 0 | 0 | 0 | 0 | 0 | 0 | 0 | 0 | 0 | 0 | 0 | 0 | 0 | 0 | 0 | 0 | 0 | 0 | 0 | 0 | 0 | 0
F8_Industrial_Stone, Clay, and Glass_Existing_Process_Natural Gas_Commissioning_A_Technical Potential | F8 | Industrial | Stone, Clay, and Glass | Existing | Process | Natural Gas | Commissioning | A | Incremental Summer Peak Savings (MW) | Technical Potential | 0 | 0 | 0 | 0 | 0 | 0 | 0 | 0 | 0 | 0 | 0 | 0 | 0 | 0 | 0 | 0 | 0 | 0 | 0 | 0 | 0 | 0 | 0 | 0 | 0 | 0 | 0 | 0 | 0 | 0 | 0
F9_Industrial_Stone, Clay, and Glass_Existing_Process_Natural Gas_Commissioning_A_Technical Potential | F9 | Industrial | Stone, Clay, and Glass | Existing | Process | Natural Gas | Commissioning | A | Incremental Winter Peak Savings (MW) | Technical Potential | 0 | 0 | 0 | 0 | 0 | 0 | 0 | 0 | 0 | 0 | 0 | 0 | 0 | 0 | 0 | 0 | 0 | 0 | 0 | 0 | 0 | 0 | 0 | 0 | 0 | 0 | 0 | 0 | 0 | 0 | 0
F10_Industrial_Stone, Clay, and Glass_Existing_Process_Natural Gas_Commissioning_A_Technical Potential | F10 | Industrial | Stone, Clay, and Glass | Existing | Process | Natural Gas | Commissioning | A | Cumulative Energy Savings (MWh or mTherms) | Technical Potential | 0 | 0 | 0 | 0 | 0 | 0 | 0 | 0 | 0 | 0 | 0 | 0 | 0 | 0 | 0 | 0 | 0 | 0 | 0 | 0 | 0 | 0 | 0 | 0 | 0 | 0 | 0 | 0 | 0 | 0 | 0
F11_Industrial_Stone, Clay, and Glass_Existing_Process_Natural Gas_Commissioning_A_Technical Potential | F11 | Industrial | Stone, Clay, and Glass | Existing | Process | Natural Gas | Commissioning | A | Cumulative Summer Peak Savings (MW) | Technical Potential | 0 | 0 | 0 | 0 | 0 | 0 | 0 | 0 | 0 | 0 | 0 | 0 | 0 | 0 | 0 | 0 | 0 | 0 | 0 | 0 | 0 | 0 | 0 | 0 | 0 | 0 | 0 | 0 | 0 | 0 | 0
F12_Industrial_Stone, Clay, and Glass_Existing_Process_Natural Gas_Commissioning_A_Technical Potential | F12 | Industrial | Stone, Clay, and Glass | Existing | Process | Natural Gas | Commissioning | A | Cumulative Winter Peak Savings (MW) | Technical Potential | 0 | 0 | 0 | 0 | 0 | 0 | 0 | 0 | 0 | 0 | 0 | 0 | 0 | 0 | 0 | 0 | 0 | 0 | 0 | 0 | 0 | 0 | 0 | 0 | 0 | 0 | 0 | 0 | 0 | 0 | 0
F13_Industrial_Stone, Clay, and Glass_Existing_Process_Natural Gas_Commissioning_A_Technical Potential | F13 | Industrial | Stone, Clay, and Glass | Existing | Process | Natural Gas | Commissioning | A | Purchases (Incremental) | Technical Potential | 0 | 0 | 0 | 0 | 0 | 0 | 0 | 0 | 0 | 0 | 0 | 0 | 0 | 0 | 0 | 0 | 0 | 0 | 0 | 0 | 0 | 0 | 0 | 0 | 0 | 0 | 0 | 0 | 0 | 0 | 0
F14_Industrial_Stone, Clay, and Glass_Existing_Process_Natural Gas_Commissioning_A_Technical Potential | F14 | Industrial | Stone, Clay, and Glass | Existing | Process | Natural Gas | Commissioning | A | Purchases (Cumulative) | Technical Potential | 0 | 0 | 0 | 0 | 0 | 0 | 0 | 0 | 0 | 0 | 0 | 0 | 0 | 0 | 0 | 0 | 0 | 0 | 0 | 0 | 0 | 0 | 0 | 0 | 0 | 0 | 0 | 0 | 0 | 0 | 0
F1_Industrial_Stone, Clay, and Glass_Existing_Space Heating_Natural Gas_Retrocommissioning_A_Technical Potential | F1 | Industrial | Stone, Clay, and Glass | Existing | Space Heating | Natural Gas | Retrocommissioning | A | Original Unit Energy Savings (kWh or therms) | Technical Potential | 0 | 0 | 0 | 0 | 0 | 2.3726 | 2.361 | 2.3467 | 2.3315 | 2.3156 | 2.2995 | 2.283 | 2.2665 | 2.2501 | 2.2324 | 2.216 | 2.1999 | 2.1849 | 2.1709 | 2.1572 | 2.1444 | 2.1312 | 2.1193 | 2.1081 | 2.0974 | 2.0876 | 2.0784 | 2.0699 | 0 | 0 | 0
F2_Industrial_Stone, Clay, and Glass_Existing_Space Heating_Natural Gas_Retrocommissioning_A_Technical Potential | F2 | Industrial | Stone, Clay, and Glass | Existing | Space Heating | Natural Gas | Retrocommissioning | A | Original Unit Summer Peak Savings (kW) | Technical Potential | 0 | 0 | 0 | 0 | 0 | 0 | 0 | 0 | 0 | 0 | 0 | 0 | 0 | 0 | 0 | 0 | 0 | 0 | 0 | 0 | 0 | 0 | 0 | 0 | 0 | 0 | 0 | 0 | 0 | 0 | 0
F3_Industrial_Stone, Clay, and Glass_Existing_Space Heating_Natural Gas_Retrocommissioning_A_Technical Potential | F3 | Industrial | Stone, Clay, and Glass | Existing | Space Heating | Natural Gas | Retrocommissioning | A | Original Unit Winter Peak Savings (kW) | Technical Potential | 0 | 0 | 0 | 0 | 0 | 0 | 0 | 0 | 0 | 0 | 0 | 0 | 0 | 0 | 0 | 0 | 0 | 0 | 0 | 0 | 0 | 0 | 0 | 0 | 0 | 0 | 0 | 0 | 0 | 0 | 0
F4_Industrial_Stone, Clay, and Glass_Existing_Space Heating_Natural Gas_Retrocommissioning_A_Technical Potential | F4 | Industrial | Stone, Clay, and Glass | Existing | Space Heating | Natural Gas | Retrocommissioning | A | Standalone Impact on Baseline Energy (%) | Technical Potential | 0% | 0% | 0% | 0% | 0% | 0.01458% | 0.02918% | 0.04393% | 0.05849% | 0.07303% | 0.08855% | 0.1034% | 0.1182% | 0.1347% | 0.1487% | 0.1647% | 0.1793% | 0.1948% | 0.2111% | 0.2255% | 0.241% | 0.2565% | 0.272% | 0.2876% | 0.0030304 | 0.0030393 | 0.0030474 | 0.0030548 | 0 | 0 | 0
F5_Industrial_Stone, Clay, and Glass_Existing_Space Heating_Natural Gas_Retrocommissioning_A_Technical Potential | F5 | Industrial | Stone, Clay, and Glass | Existing | Space Heating | Natural Gas | Retrocommissioning | A | Standalone Impact on Baseline Summer Peak (%) | Technical Potential | 0% | 0% | 0% | 0% | 0% | 0% | 0% | 0% | 0% | 0% | 0% | 0% | 0% | 0% | 0% | 0% | 0% | 0% | 0% | 0% | 0% | 0% | 0% | 0% | 0 | 0 | 0 | 0 | 0 | 0 | 0
F6_Industrial_Stone, Clay, and Glass_Existing_Space Heating_Natural Gas_Retrocommissioning_A_Technical Potential | F6 | Industrial | Stone, Clay, and Glass | Existing | Space Heating | Natural Gas | Retrocommissioning | A | Standalone Impact on Baseline Winter Peak (%) | Technical Potential | 0% | 0% | 0% | 0% | 0% | 0% | 0% | 0% | 0% | 0% | 0% | 0% | 0% | 0% | 0% | 0% | 0% | 0% | 0% | 0% | 0% | 0% | 0% | 0% | 0 | 0 | 0 | 0 | 0 | 0 | 0
F7_Industrial_Stone, Clay, and Glass_Existing_Space Heating_Natural Gas_Retrocommissioning_A_Technical Potential | F7 | Industrial | Stone, Clay, and Glass | Existing | Space Heating | Natural Gas | Retrocommissioning | A | Incremental Energy Savings (MWh or mTherms) | Technical Potential | 0 | 0 | 0 | 0 | 0 | 0.011611 | 0.011548 | 0.01141 | 0.011342 | 0.011274 | 0.011054 | 0.010944 | 0.010843 | 0.010594 | 0.010551 | 0.010374 | 0.010299 | 0.010177 | 0.010022 | 0.009971 | 0.0098705 | 0.0097718 | 0.0096819 | 0.0095979 | 0.0095192 | 0 | 0 | 0 | 0 | 0 | 0
F8_Industrial_Stone, Clay, and Glass_Existing_Space Heating_Natural Gas_Retrocommissioning_A_Technical Potential | F8 | Industrial | Stone, Clay, and Glass | Existing | Space Heating | Natural Gas | Retrocommissioning | A | Incremental Summer Peak Savings (MW) | Technical Potential | 0 | 0 | 0 | 0 | 0 | 0 | 0 | 0 | 0 | 0 | 0 | 0 | 0 | 0 | 0 | 0 | 0 | 0 | 0 | 0 | 0 | 0 | 0 | 0 | 0 | 0 | 0 | 0 | 0 | 0 | 0
F9_Industrial_Stone, Clay, and Glass_Existing_Space Heating_Natural Gas_Retrocommissioning_A_Technical Potential | F9 | Industrial | Stone, Clay, and Glass | Existing | Space Heating | Natural Gas | Retrocommissioning | A | Incremental Winter Peak Savings (MW) | Technical Potential | 0 | 0 | 0 | 0 | 0 | 0 | 0 | 0 | 0 | 0 | 0 | 0 | 0 | 0 | 0 | 0 | 0 | 0 | 0 | 0 | 0 | 0 | 0 | 0 | 0 | 0 | 0 | 0 | 0 | 0 | 0
F10_Industrial_Stone, Clay, and Glass_Existing_Space Heating_Natural Gas_Retrocommissioning_A_Technical Potential | F10 | Industrial | Stone, Clay, and Glass | Existing | Space Heating | Natural Gas | Retrocommissioning | A | Cumulative Energy Savings (MWh or mTherms) | Technical Potential | 0 | 0 | 0 | 0 | 0 | 0.011611 | 0.023102 | 0.034372 | 0.045492 | 0.056456 | 0.067118 | 0.077579 | 0.087863 | 0.097822 | 0.1076 | 0.11719 | 0.12663 | 0.13595 | 0.1451 | 0.15416 | 0.16311 | 0.17188 | 0.1806 | 0.18924 | 0.19781 | 0.19687 | 0.19601 | 0.19521 | 0 | 0 | 0
F11_Industrial_Stone, Clay, and Glass_Existing_Space Heating_Natural Gas_Retrocommissioning_A_Technical Potential | F11 | Industrial | Stone, Clay, and Glass | Existing | Space Heating | Natural Gas | Retrocommissioning | A | Cumulative Summer Peak Savings (MW) | Technical Potential | 0 | 0 | 0 | 0 | 0 | 0 | 0 | 0 | 0 | 0 | 0 | 0 | 0 | 0 | 0 | 0 | 0 | 0 | 0 | 0 | 0 | 0 | 0 | 0 | 0 | 0 | 0 | 0 | 0 | 0 | 0
F12_Industrial_Stone, Clay, and Glass_Existing_Space Heating_Natural Gas_Retrocommissioning_A_Technical Potential | F12 | Industrial | Stone, Clay, and Glass | Existing | Space Heating | Natural Gas | Retrocommissioning | A | Cumulative Winter Peak Savings (MW) | Technical Potential | 0 | 0 | 0 | 0 | 0 | 0 | 0 | 0 | 0 | 0 | 0 | 0 | 0 | 0 | 0 | 0 | 0 | 0 | 0 | 0 | 0 | 0 | 0 | 0 | 0 | 0 | 0 | 0 | 0 | 0 | 0
F13_Industrial_Stone, Clay, and Glass_Existing_Space Heating_Natural Gas_Retrocommissioning_A_Technical Potential | F13 | Industrial | Stone, Clay, and Glass | Existing | Space Heating | Natural Gas | Retrocommissioning | A | Purchases (Incremental) | Technical Potential | 0 | 0 | 0 | 0 | 0 | 4.8938 | 4.8911 | 4.8622 | 4.8649 | 4.8689 | 4.8071 | 4.7939 | 4.7842 | 4.7082 | 4.7262 | 4.6811 | 4.6817 | 4.6582 | 4.6166 | 4.6221 | 4.603 | 4.5851 | 4.5684 | 4.5529 | 4.5385 | 0 | 0 | 0 | 0 | 0 | 0
F14_Industrial_Stone, Clay, and Glass_Existing_Space Heating_Natural Gas_Retrocommissioning_A_Technical Potential | F14 | Industrial | Stone, Clay, and Glass | Existing | Space Heating | Natural Gas | Retrocommissioning | A | Purchases (Cumulative) | Technical Potential | 0 | 0 | 0 | 0 | 0 | 4.8938 | 9.7849 | 14.6471 | 19.512 | 24.3809 | 29.188 | 33.9819 | 38.7661 | 43.4743 | 48.2005 | 52.8817 | 57.5634 | 62.2216 | 66.8382 | 71.4603 | 76.0633 | 80.6484 | 85.2168 | 89.7696 | 94.3081 | 94.3081 | 94.3081 | 94.3081 | 94.3081 | 94.3081 | 94.3081
F1_Industrial_Stone, Clay, and Glass_Existing_Process_Natural Gas_Retrocommissioning_A_Technical Potential | F1 | Industrial | Stone, Clay, and Glass | Existing | Process | Natural Gas | Retrocommissioning | A | Original Unit Energy Savings (kWh or therms) | Technical Potential | 0 | 0 | 0 | 0 | 0 | 0 | 0 | 0 | 0 | 0 | 0 | 0 | 0 | 0 | 0 | 0 | 0 | 0 | 0 | 0 | 0 | 0 | 0 | 0 | 0 | 0 | 0 | 0 | 0 | 0 | 0
F2_Industrial_Stone, Clay, and Glass_Existing_Process_Natural Gas_Retrocommissioning_A_Technical Potential | F2 | Industrial | Stone, Clay, and Glass | Existing | Process | Natural Gas | Retrocommissioning | A | Original Unit Summer Peak Savings (kW) | Technical Potential | 0 | 0 | 0 | 0 | 0 | 0 | 0 | 0 | 0 | 0 | 0 | 0 | 0 | 0 | 0 | 0 | 0 | 0 | 0 | 0 | 0 | 0 | 0 | 0 | 0 | 0 | 0 | 0 | 0 | 0 | 0
F3_Industrial_Stone, Clay, and Glass_Existing_Process_Natural Gas_Retrocommissioning_A_Technical Potential | F3 | Industrial | Stone, Clay, and Glass | Existing | Process | Natural Gas | Retrocommissioning | A | Original Unit Winter Peak Savings (kW) | Technical Potential | 0 | 0 | 0 | 0 | 0 | 0 | 0 | 0 | 0 | 0 | 0 | 0 | 0 | 0 | 0 | 0 | 0 | 0 | 0 | 0 | 0 | 0 | 0 | 0 | 0 | 0 | 0 | 0 | 0 | 0 | 0
F4_Industrial_Stone, Clay, and Glass_Existing_Process_Natural Gas_Retrocommissioning_A_Technical Potential | F4 | Industrial | Stone, Clay, and Glass | Existing | Process | Natural Gas | Retrocommissioning | A | Standalone Impact on Baseline Energy (%) | Technical Potential | 0% | 0% | 0% | 0% | 0% | 0% | 0% | 0% | 0% | 0% | 0% | 0% | 0% | 0% | 0% | 0% | 0% | 0% | 0% | 0% | 0% | 0% | 0% | 0% | 0 | 0 | 0 | 0 | 0 | 0 | 0
F5_Industrial_Stone, Clay, and Glass_Existing_Process_Natural Gas_Retrocommissioning_A_Technical Potential | F5 | Industrial | Stone, Clay, and Glass | Existing | Process | Natural Gas | Retrocommissioning | A | Standalone Impact on Baseline Summer Peak (%) | Technical Potential | 0% | 0% | 0% | 0% | 0% | 0% | 0% | 0% | 0% | 0% | 0% | 0% | 0% | 0% | 0% | 0% | 0% | 0% | 0% | 0% | 0% | 0% | 0% | 0% | 0 | 0 | 0 | 0 | 0 | 0 | 0
F6_Industrial_Stone, Clay, and Glass_Existing_Process_Natural Gas_Retrocommissioning_A_Technical Potential | F6 | Industrial | Stone, Clay, and Glass | Existing | Process | Natural Gas | Retrocommissioning | A | Standalone Impact on Baseline Winter Peak (%) | Technical Potential | 0% | 0% | 0% | 0% | 0% | 0% | 0% | 0% | 0% | 0% | 0% | 0% | 0% | 0% | 0% | 0% | 0% | 0% | 0% | 0% | 0% | 0% | 0% | 0% | 0 | 0 | 0 | 0 | 0 | 0 | 0
F7_Industrial_Stone, Clay, and Glass_Existing_Process_Natural Gas_Retrocommissioning_A_Technical Potential | F7 | Industrial | Stone, Clay, and Glass | Existing | Process | Natural Gas | Retrocommissioning | A | Incremental Energy Savings (MWh or mTherms) | Technical Potential | 0 | 0 | 0 | 0 | 0 | 0 | 0 | 0 | 0 | 0 | 0 | 0 | 0 | 0 | 0 | 0 | 0 | 0 | 0 | 0 | 0 | 0 | 0 | 0 | 0 | 0 | 0 | 0 | 0 | 0 | 0
F8_Industrial_Stone, Clay, and Glass_Existing_Process_Natural Gas_Retrocommissioning_A_Technical Potential | F8 | Industrial | Stone, Clay, and Glass | Existing | Process | Natural Gas | Retrocommissioning | A | Incremental Summer Peak Savings (MW) | Technical Potential | 0 | 0 | 0 | 0 | 0 | 0 | 0 | 0 | 0 | 0 | 0 | 0 | 0 | 0 | 0 | 0 | 0 | 0 | 0 | 0 | 0 | 0 | 0 | 0 | 0 | 0 | 0 | 0 | 0 | 0 | 0
F9_Industrial_Stone, Clay, and Glass_Existing_Process_Natural Gas_Retrocommissioning_A_Technical Potential | F9 | Industrial | Stone, Clay, and Glass | Existing | Process | Natural Gas | Retrocommissioning | A | Incremental Winter Peak Savings (MW) | Technical Potential | 0 | 0 | 0 | 0 | 0 | 0 | 0 | 0 | 0 | 0 | 0 | 0 | 0 | 0 | 0 | 0 | 0 | 0 | 0 | 0 | 0 | 0 | 0 | 0 | 0 | 0 | 0 | 0 | 0 | 0 | 0
F10_Industrial_Stone, Clay, and Glass_Existing_Process_Natural Gas_Retrocommissioning_A_Technical Potential | F10 | Industrial | Stone, Clay, and Glass | Existing | Process | Natural Gas | Retrocommissioning | A | Cumulative Energy Savings (MWh or mTherms) | Technical Potential | 0 | 0 | 0 | 0 | 0 | 0 | 0 | 0 | 0 | 0 | 0 | 0 | 0 | 0 | 0 | 0 | 0 | 0 | 0 | 0 | 0 | 0 | 0 | 0 | 0 | 0 | 0 | 0 | 0 | 0 | 0
F11_Industrial_Stone, Clay, and Glass_Existing_Process_Natural Gas_Retrocommissioning_A_Technical Potential | F11 | Industrial | Stone, Clay, and Glass | Existing | Process | Natural Gas | Retrocommissioning | A | Cumulative Summer Peak Savings (MW) | Technical Potential | 0 | 0 | 0 | 0 | 0 | 0 | 0 | 0 | 0 | 0 | 0 | 0 | 0 | 0 | 0 | 0 | 0 | 0 | 0 | 0 | 0 | 0 | 0 | 0 | 0 | 0 | 0 | 0 | 0 | 0 | 0
F12_Industrial_Stone, Clay, and Glass_Existing_Process_Natural Gas_Retrocommissioning_A_Technical Potential | F12 | Industrial | Stone, Clay, and Glass | Existing | Process | Natural Gas | Retrocommissioning | A | Cumulative Winter Peak Savings (MW) | Technical Potential | 0 | 0 | 0 | 0 | 0 | 0 | 0 | 0 | 0 | 0 | 0 | 0 | 0 | 0 | 0 | 0 | 0 | 0 | 0 | 0 | 0 | 0 | 0 | 0 | 0 | 0 | 0 | 0 | 0 | 0 | 0
F13_Industrial_Stone, Clay, and Glass_Existing_Process_Natural Gas_Retrocommissioning_A_Technical Potential | F13 | Industrial | Stone, Clay, and Glass | Existing | Process | Natural Gas | Retrocommissioning | A | Purchases (Incremental) | Technical Potential | 0 | 0 | 0 | 0 | 0 | 4.8938 | 4.8911 | 4.8622 | 4.8649 | 4.8689 | 4.8071 | 4.7939 | 4.7842 | 4.7082 | 4.7262 | 4.6811 | 4.6817 | 4.6582 | 4.6166 | 4.6221 | 4.603 | 4.5851 | 4.5684 | 4.5529 | 4.5385 | 0 | 0 | 0 | 0 | 0 | 0
F14_Industrial_Stone, Clay, and Glass_Existing_Process_Natural Gas_Retrocommissioning_A_Technical Potential | F14 | Industrial | Stone, Clay, and Glass | Existing | Process | Natural Gas | Retrocommissioning | A | Purchases (Cumulative) | Technical Potential | 0 | 0 | 0 | 0 | 0 | 4.8938 | 9.7849 | 14.6471 | 19.512 | 24.3809 | 29.188 | 33.9819 | 38.7661 | 43.4743 | 48.2005 | 52.8817 | 57.5634 | 62.2216 | 66.8382 | 71.4603 | 76.0633 | 80.6484 | 85.2168 | 89.7696 | 94.3081 | 94.3081 | 94.3081 | 94.3081 | 94.3081 | 94.3081 | 94.3081
F1_Industrial_Stone, Clay, and Glass_New_Space Heating_Natural Gas_Insulation - Roof/Ceiling_A_Technical Potential | F1 | Industrial | Stone, Clay, and Glass | New | Space Heating | Natural Gas | Insulation - Roof/Ceiling | A | Original Unit Energy Savings (kWh or therms) | Technical Potential | 0 | 0 | 0 | 0 | 0 | 0.093892 | 0.092679 | 0.091794 | 0.091122 | 0.090592 | 0.090164 | 0.089662 | 0.089136 | 0.088616 | 0.088114 | 0.08772 | 0.087409 | 0.087162 | 0.08677 | 0.086483 | 0.086275 | 0.086113 | 0.086113 | 0.086113 | 0.086113 | 0.086113 | 0.086113 | 0.086113 | 0 | 0 | 0
F2_Industrial_Stone, Clay, and Glass_New_Space Heating_Natural Gas_Insulation - Roof/Ceiling_A_Technical Potential | F2 | Industrial | Stone, Clay, and Glass | New | Space Heating | Natural Gas | Insulation - Roof/Ceiling | A | Original Unit Summer Peak Savings (kW) | Technical Potential | 0 | 0 | 0 | 0 | 0 | 0 | 0 | 0 | 0 | 0 | 0 | 0 | 0 | 0 | 0 | 0 | 0 | 0 | 0 | 0 | 0 | 0 | 0 | 0 | 0 | 0 | 0 | 0 | 0 | 0 | 0
F3_Industrial_Stone, Clay, and Glass_New_Space Heating_Natural Gas_Insulation - Roof/Ceiling_A_Technical Potential | F3 | Industrial | Stone, Clay, and Glass | New | Space Heating | Natural Gas | Insulation - Roof/Ceiling | A | Original Unit Winter Peak Savings (kW) | Technical Potential | 0 | 0 | 0 | 0 | 0 | 0 | 0 | 0 | 0 | 0 | 0 | 0 | 0 | 0 | 0 | 0 | 0 | 0 | 0 | 0 | 0 | 0 | 0 | 0 | 0 | 0 | 0 | 0 | 0 | 0 | 0
F4_Industrial_Stone, Clay, and Glass_New_Space Heating_Natural Gas_Insulation - Roof/Ceiling_A_Technical Potential | F4 | Industrial | Stone, Clay, and Glass | New | Space Heating | Natural Gas | Insulation - Roof/Ceiling | A | Standalone Impact on Baseline Energy (%) | Technical Potential | 0% | 0% | 0% | 0% | 0% | 0% | 0% | 0% | 0% | 0% | 0% | 0% | 0% | 0% | 0% | 0% | 0% | 0% | 0% | 0% | 0% | 0% | 0% | 0% | 0 | 0 | 0 | 0 | 0 | 0 | 0
F5_Industrial_Stone, Clay, and Glass_New_Space Heating_Natural Gas_Insulation - Roof/Ceiling_A_Technical Potential | F5 | Industrial | Stone, Clay, and Glass | New | Space Heating | Natural Gas | Insulation - Roof/Ceiling | A | Standalone Impact on Baseline Summer Peak (%) | Technical Potential | 0% | 0% | 0% | 0% | 0% | 0% | 0% | 0% | 0% | 0% | 0% | 0% | 0% | 0% | 0% | 0% | 0% | 0% | 0% | 0% | 0% | 0% | 0% | 0% | 0 | 0 | 0 | 0 | 0 | 0 | 0
F6_Industrial_Stone, Clay, and Glass_New_Space Heating_Natural Gas_Insulation - Roof/Ceiling_A_Technical Potential | F6 | Industrial | Stone, Clay, and Glass | New | Space Heating | Natural Gas | Insulation - Roof/Ceiling | A | Standalone Impact on Baseline Winter Peak (%) | Technical Potential | 0% | 0% | 0% | 0% | 0% | 0% | 0% | 0% | 0% | 0% | 0% | 0% | 0% | 0% | 0% | 0% | 0% | 0% | 0% | 0% | 0% | 0% | 0% | 0% | 0 | 0 | 0 | 0 | 0 | 0 | 0
F7_Industrial_Stone, Clay, and Glass_New_Space Heating_Natural Gas_Insulation - Roof/Ceiling_A_Technical Potential | F7 | Industrial | Stone, Clay, and Glass | New | Space Heating | Natural Gas | Insulation - Roof/Ceiling | A | Incremental Energy Savings (MWh or mTherms) | Technical Potential | 0 | 0 | 0 | 0 | 0 | 0 | 0 | 0 | 0 | 0 | 0 | 0 | 0 | 0 | 0 | 0 | 0 | 0 | 0 | 0 | 0 | 0 | 0 | 0 | 0 | 0 | 0 | 0 | 0 | 0 | 0
F8_Industrial_Stone, Clay, and Glass_New_Space Heating_Natural Gas_Insulation - Roof/Ceiling_A_Technical Potential | F8 | Industrial | Stone, Clay, and Glass | New | Space Heating | Natural Gas | Insulation - Roof/Ceiling | A | Incremental Summer Peak Savings (MW) | Technical Potential | 0 | 0 | 0 | 0 | 0 | 0 | 0 | 0 | 0 | 0 | 0 | 0 | 0 | 0 | 0 | 0 | 0 | 0 | 0 | 0 | 0 | 0 | 0 | 0 | 0 | 0 | 0 | 0 | 0 | 0 | 0
F9_Industrial_Stone, Clay, and Glass_New_Space Heating_Natural Gas_Insulation - Roof/Ceiling_A_Technical Potential | F9 | Industrial | Stone, Clay, and Glass | New | Space Heating | Natural Gas | Insulation - Roof/Ceiling | A | Incremental Winter Peak Savings (MW) | Technical Potential | 0 | 0 | 0 | 0 | 0 | 0 | 0 | 0 | 0 | 0 | 0 | 0 | 0 | 0 | 0 | 0 | 0 | 0 | 0 | 0 | 0 | 0 | 0 | 0 | 0 | 0 | 0 | 0 | 0 | 0 | 0
F10_Industrial_Stone, Clay, and Glass_New_Space Heating_Natural Gas_Insulation - Roof/Ceiling_A_Technical Potential | F10 | Industrial | Stone, Clay, and Glass | New | Space Heating | Natural Gas | Insulation - Roof/Ceiling | A | Cumulative Energy Savings (MWh or mTherms) | Technical Potential | 0 | 0 | 0 | 0 | 0 | 0 | 0 | 0 | 0 | 0 | 0 | 0 | 0 | 0 | 0 | 0 | 0 | 0 | 0 | 0 | 0 | 0 | 0 | 0 | 0 | 0 | 0 | 0 | 0 | 0 | 0
F11_Industrial_Stone, Clay, and Glass_New_Space Heating_Natural Gas_Insulation - Roof/Ceiling_A_Technical Potential | F11 | Industrial | Stone, Clay, and Glass | New | Space Heating | Natural Gas | Insulation - Roof/Ceiling | A | Cumulative Summer Peak Savings (MW) | Technical Potential | 0 | 0 | 0 | 0 | 0 | 0 | 0 | 0 | 0 | 0 | 0 | 0 | 0 | 0 | 0 | 0 | 0 | 0 | 0 | 0 | 0 | 0 | 0 | 0 | 0 | 0 | 0 | 0 | 0 | 0 | 0
F12_Industrial_Stone, Clay, and Glass_New_Space Heating_Natural Gas_Insulation - Roof/Ceiling_A_Technical Potential | F12 | Industrial | Stone, Clay, and Glass | New | Space Heating | Natural Gas | Insulation - Roof/Ceiling | A | Cumulative Winter Peak Savings (MW) | Technical Potential | 0 | 0 | 0 | 0 | 0 | 0 | 0 | 0 | 0 | 0 | 0 | 0 | 0 | 0 | 0 | 0 | 0 | 0 | 0 | 0 | 0 | 0 | 0 | 0 | 0 | 0 | 0 | 0 | 0 | 0 | 0
F13_Industrial_Stone, Clay, and Glass_New_Space Heating_Natural Gas_Insulation - Roof/Ceiling_A_Technical Potential | F13 | Industrial | Stone, Clay, and Glass | New | Space Heating | Natural Gas | Insulation - Roof/Ceiling | A | Purchases (Incremental) | Technical Potential | 0 | 0 | 0 | 0 | 0 | 0 | 0 | 0 | 0 | 0 | 0 | 0 | 0 | 0 | 0 | 0 | 0 | 0 | 0 | 0 | 0 | 0 | 0 | 0 | 0 | 0 | 0 | 0 | 0 | 0 | 0
F14_Industrial_Stone, Clay, and Glass_New_Space Heating_Natural Gas_Insulation - Roof/Ceiling_A_Technical Potential | F14 | Industrial | Stone, Clay, and Glass | New | Space Heating | Natural Gas | Insulation - Roof/Ceiling | A | Purchases (Cumulative) | Technical Potential | 0 | 0 | 0 | 0 | 0 | 0 | 0 | 0 | 0 | 0 | 0 | 0 | 0 | 0 | 0 | 0 | 0 | 0 | 0 | 0 | 0 | 0 | 0 | 0 | 0 | 0 | 0 | 0 | 0 | 0 | 0
F1_Industrial_Stone, Clay, and Glass_New_Space Heating_Natural Gas_Insulation - Wall Cavity_A_Technical Potential | F1 | Industrial | Stone, Clay, and Glass | New | Space Heating | Natural Gas | Insulation - Wall Cavity | A | Original Unit Energy Savings (kWh or therms) | Technical Potential | 0 | 0 | 0 | 0 | 0 | 0.016909 | 0.016691 | 0.016531 | 0.01641 | 0.016315 | 0.016238 | 0.016147 | 0.016053 | 0.015959 | 0.015869 | 0.015798 | 0.015742 | 0.015697 | 0.015627 | 0.015575 | 0.015537 | 0.015508 | 0.015508 | 0.015508 | 0.015508 | 0.015508 | 0.015508 | 0.015508 | 0 | 0 | 0
F2_Industrial_Stone, Clay, and Glass_New_Space Heating_Natural Gas_Insulation - Wall Cavity_A_Technical Potential | F2 | Industrial | Stone, Clay, and Glass | New | Space Heating | Natural Gas | Insulation - Wall Cavity | A | Original Unit Summer Peak Savings (kW) | Technical Potential | 0 | 0 | 0 | 0 | 0 | 0 | 0 | 0 | 0 | 0 | 0 | 0 | 0 | 0 | 0 | 0 | 0 | 0 | 0 | 0 | 0 | 0 | 0 | 0 | 0 | 0 | 0 | 0 | 0 | 0 | 0
F3_Industrial_Stone, Clay, and Glass_New_Space Heating_Natural Gas_Insulation - Wall Cavity_A_Technical Potential | F3 | Industrial | Stone, Clay, and Glass | New | Space Heating | Natural Gas | Insulation - Wall Cavity | A | Original Unit Winter Peak Savings (kW) | Technical Potential | 0 | 0 | 0 | 0 | 0 | 0 | 0 | 0 | 0 | 0 | 0 | 0 | 0 | 0 | 0 | 0 | 0 | 0 | 0 | 0 | 0 | 0 | 0 | 0 | 0 | 0 | 0 | 0 | 0 | 0 | 0
F4_Industrial_Stone, Clay, and Glass_New_Space Heating_Natural Gas_Insulation - Wall Cavity_A_Technical Potential | F4 | Industrial | Stone, Clay, and Glass | New | Space Heating | Natural Gas | Insulation - Wall Cavity | A | Standalone Impact on Baseline Energy (%) | Technical Potential | 0% | 0% | 0% | 0% | 0% | 0% | 0% | 0% | 0% | 0% | 0% | 0% | 0% | 0% | 0% | 0% | 0% | 0% | 0% | 0% | 0% | 0% | 0% | 0% | 0 | 0 | 0 | 0 | 0 | 0 | 0
F5_Industrial_Stone, Clay, and Glass_New_Space Heating_Natural Gas_Insulation - Wall Cavity_A_Technical Potential | F5 | Industrial | Stone, Clay, and Glass | New | Space Heating | Natural Gas | Insulation - Wall Cavity | A | Standalone Impact on Baseline Summer Peak (%) | Technical Potential | 0% | 0% | 0% | 0% | 0% | 0% | 0% | 0% | 0% | 0% | 0% | 0% | 0% | 0% | 0% | 0% | 0% | 0% | 0% | 0% | 0% | 0% | 0% | 0% | 0 | 0 | 0 | 0 | 0 | 0 | 0
F6_Industrial_Stone, Clay, and Glass_New_Space Heating_Natural Gas_Insulation - Wall Cavity_A_Technical Potential | F6 | Industrial | Stone, Clay, and Glass | New | Space Heating | Natural Gas | Insulation - Wall Cavity | A | Standalone Impact on Baseline Winter Peak (%) | Technical Potential | 0% | 0% | 0% | 0% | 0% | 0% | 0% | 0% | 0% | 0% | 0% | 0% | 0% | 0% | 0% | 0% | 0% | 0% | 0% | 0% | 0% | 0% | 0% | 0% | 0 | 0 | 0 | 0 | 0 | 0 | 0
F7_Industrial_Stone, Clay, and Glass_New_Space Heating_Natural Gas_Insulation - Wall Cavity_A_Technical Potential | F7 | Industrial | Stone, Clay, and Glass | New | Space Heating | Natural Gas | Insulation - Wall Cavity | A | Incremental Energy Savings (MWh or mTherms) | Technical Potential | 0 | 0 | 0 | 0 | 0 | 0 | 0 | 0 | 0 | 0 | 0 | 0 | 0 | 0 | 0 | 0 | 0 | 0 | 0 | 0 | 0 | 0 | 0 | 0 | 0 | 0 | 0 | 0 | 0 | 0 | 0
F8_Industrial_Stone, Clay, and Glass_New_Space Heating_Natural Gas_Insulation - Wall Cavity_A_Technical Potential | F8 | Industrial | Stone, Clay, and Glass | New | Space Heating | Natural Gas | Insulation - Wall Cavity | A | Incremental Summer Peak Savings (MW) | Technical Potential | 0 | 0 | 0 | 0 | 0 | 0 | 0 | 0 | 0 | 0 | 0 | 0 | 0 | 0 | 0 | 0 | 0 | 0 | 0 | 0 | 0 | 0 | 0 | 0 | 0 | 0 | 0 | 0 | 0 | 0 | 0
F9_Industrial_Stone, Clay, and Glass_New_Space Heating_Natural Gas_Insulation - Wall Cavity_A_Technical Potential | F9 | Industrial | Stone, Clay, and Glass | New | Space Heating | Natural Gas | Insulation - Wall Cavity | A | Incremental Winter Peak Savings (MW) | Technical Potential | 0 | 0 | 0 | 0 | 0 | 0 | 0 | 0 | 0 | 0 | 0 | 0 | 0 | 0 | 0 | 0 | 0 | 0 | 0 | 0 | 0 | 0 | 0 | 0 | 0 | 0 | 0 | 0 | 0 | 0 | 0
F10_Industrial_Stone, Clay, and Glass_New_Space Heating_Natural Gas_Insulation - Wall Cavity_A_Technical Potential | F10 | Industrial | Stone, Clay, and Glass | New | Space Heating | Natural Gas | Insulation - Wall Cavity | A | Cumulative Energy Savings (MWh or mTherms) | Technical Potential | 0 | 0 | 0 | 0 | 0 | 0 | 0 | 0 | 0 | 0 | 0 | 0 | 0 | 0 | 0 | 0 | 0 | 0 | 0 | 0 | 0 | 0 | 0 | 0 | 0 | 0 | 0 | 0 | 0 | 0 | 0
F11_Industrial_Stone, Clay, and Glass_New_Space Heating_Natural Gas_Insulation - Wall Cavity_A_Technical Potential | F11 | Industrial | Stone, Clay, and Glass | New | Space Heating | Natural Gas | Insulation - Wall Cavity | A | Cumulative Summer Peak Savings (MW) | Technical Potential | 0 | 0 | 0 | 0 | 0 | 0 | 0 | 0 | 0 | 0 | 0 | 0 | 0 | 0 | 0 | 0 | 0 | 0 | 0 | 0 | 0 | 0 | 0 | 0 | 0 | 0 | 0 | 0 | 0 | 0 | 0
F12_Industrial_Stone, Clay, and Glass_New_Space Heating_Natural Gas_Insulation - Wall Cavity_A_Technical Potential | F12 | Industrial | Stone, Clay, and Glass | New | Space Heating | Natural Gas | Insulation - Wall Cavity | A | Cumulative Winter Peak Savings (MW) | Technical Potential | 0 | 0 | 0 | 0 | 0 | 0 | 0 | 0 | 0 | 0 | 0 | 0 | 0 | 0 | 0 | 0 | 0 | 0 | 0 | 0 | 0 | 0 | 0 | 0 | 0 | 0 | 0 | 0 | 0 | 0 | 0
F13_Industrial_Stone, Clay, and Glass_New_Space Heating_Natural Gas_Insulation - Wall Cavity_A_Technical Potential | F13 | Industrial | Stone, Clay, and Glass | New | Space Heating | Natural Gas | Insulation - Wall Cavity | A | Purchases (Incremental) | Technical Potential | 0 | 0 | 0 | 0 | 0 | 0 | 0 | 0 | 0 | 0 | 0 | 0 | 0 | 0 | 0 | 0 | 0 | 0 | 0 | 0 | 0 | 0 | 0 | 0 | 0 | 0 | 0 | 0 | 0 | 0 | 0
F14_Industrial_Stone, Clay, and Glass_New_Space Heating_Natural Gas_Insulation - Wall Cavity_A_Technical Potential | F14 | Industrial | Stone, Clay, and Glass | New | Space Heating | Natural Gas | Insulation - Wall Cavity | A | Purchases (Cumulative) | Technical Potential | 0 | 0 | 0 | 0 | 0 | 0 | 0 | 0 | 0 | 0 | 0 | 0 | 0 | 0 | 0 | 0 | 0 | 0 | 0 | 0 | 0 | 0 | 0 | 0 | 0 | 0 | 0 | 0 | 0 | 0 | 0
F1_Industrial_Stone, Clay, and Glass_New_Space Heating_Natural Gas_Insulation - Ducting_A_Technical Potential | F1 | Industrial | Stone, Clay, and Glass | New | Space Heating | Natural Gas | Insulation - Ducting | A | Original Unit Energy Savings (kWh or therms) | Technical Potential | 0 | 0 | 0 | 0 | 0 | 0 | 0 | 0 | 0 | 0 | 0 | 0 | 0 | 0 | 0 | 0 | 0 | 0 | 0 | 0 | 0 | 0 | 0 | 0 | 0 | 0 | 0 | 0 | 0 | 0 | 0
F2_Industrial_Stone, Clay, and Glass_New_Space Heating_Natural Gas_Insulation - Ducting_A_Technical Potential | F2 | Industrial | Stone, Clay, and Glass | New | Space Heating | Natural Gas | Insulation - Ducting | A | Original Unit Summer Peak Savings (kW) | Technical Potential | 0 | 0 | 0 | 0 | 0 | 0 | 0 | 0 | 0 | 0 | 0 | 0 | 0 | 0 | 0 | 0 | 0 | 0 | 0 | 0 | 0 | 0 | 0 | 0 | 0 | 0 | 0 | 0 | 0 | 0 | 0
F3_Industrial_Stone, Clay, and Glass_New_Space Heating_Natural Gas_Insulation - Ducting_A_Technical Potential | F3 | Industrial | Stone, Clay, and Glass | New | Space Heating | Natural Gas | Insulation - Ducting | A | Original Unit Winter Peak Savings (kW) | Technical Potential | 0 | 0 | 0 | 0 | 0 | 0 | 0 | 0 | 0 | 0 | 0 | 0 | 0 | 0 | 0 | 0 | 0 | 0 | 0 | 0 | 0 | 0 | 0 | 0 | 0 | 0 | 0 | 0 | 0 | 0 | 0
F4_Industrial_Stone, Clay, and Glass_New_Space Heating_Natural Gas_Insulation - Ducting_A_Technical Potential | F4 | Industrial | Stone, Clay, and Glass | New | Space Heating | Natural Gas | Insulation - Ducting | A | Standalone Impact on Baseline Energy (%) | Technical Potential | 0% | 0% | 0% | 0% | 0% | 0% | 0% | 0% | 0% | 0% | 0% | 0% | 0% | 0% | 0% | 0% | 0% | 0% | 0% | 0% | 0% | 0% | 0% | 0% | 0 | 0 | 0 | 0 | 0 | 0 | 0
F5_Industrial_Stone, Clay, and Glass_New_Space Heating_Natural Gas_Insulation - Ducting_A_Technical Potential | F5 | Industrial | Stone, Clay, and Glass | New | Space Heating | Natural Gas | Insulation - Ducting | A | Standalone Impact on Baseline Summer Peak (%) | Technical Potential | 0% | 0% | 0% | 0% | 0% | 0% | 0% | 0% | 0% | 0% | 0% | 0% | 0% | 0% | 0% | 0% | 0% | 0% | 0% | 0% | 0% | 0% | 0% | 0% | 0 | 0 | 0 | 0 | 0 | 0 | 0
F6_Industrial_Stone, Clay, and Glass_New_Space Heating_Natural Gas_Insulation - Ducting_A_Technical Potential | F6 | Industrial | Stone, Clay, and Glass | New | Space Heating | Natural Gas | Insulation - Ducting | A | Standalone Impact on Baseline Winter Peak (%) | Technical Potential | 0% | 0% | 0% | 0% | 0% | 0% | 0% | 0% | 0% | 0% | 0% | 0% | 0% | 0% | 0% | 0% | 0% | 0% | 0% | 0% | 0% | 0% | 0% | 0% | 0 | 0 | 0 | 0 | 0 | 0 | 0
F7_Industrial_Stone, Clay, and Glass_New_Space Heating_Natural Gas_Insulation - Ducting_A_Technical Potential | F7 | Industrial | Stone, Clay, and Glass | New | Space Heating | Natural Gas | Insulation - Ducting | A | Incremental Energy Savings (MWh or mTherms) | Technical Potential | 0 | 0 | 0 | 0 | 0 | 0 | 0 | 0 | 0 | 0 | 0 | 0 | 0 | 0 | 0 | 0 | 0 | 0 | 0 | 0 | 0 | 0 | 0 | 0 | 0 | 0 | 0 | 0 | 0 | 0 | 0
F8_Industrial_Stone, Clay, and Glass_New_Space Heating_Natural Gas_Insulation - Ducting_A_Technical Potential | F8 | Industrial | Stone, Clay, and Glass | New | Space Heating | Natural Gas | Insulation - Ducting | A | Incremental Summer Peak Savings (MW) | Technical Potential | 0 | 0 | 0 | 0 | 0 | 0 | 0 | 0 | 0 | 0 | 0 | 0 | 0 | 0 | 0 | 0 | 0 | 0 | 0 | 0 | 0 | 0 | 0 | 0 | 0 | 0 | 0 | 0 | 0 | 0 | 0
F9_Industrial_Stone, Clay, and Glass_New_Space Heating_Natural Gas_Insulation - Ducting_A_Technical Potential | F9 | Industrial | Stone, Clay, and Glass | New | Space Heating | Natural Gas | Insulation - Ducting | A | Incremental Winter Peak Savings (MW) | Technical Potential | 0 | 0 | 0 | 0 | 0 | 0 | 0 | 0 | 0 | 0 | 0 | 0 | 0 | 0 | 0 | 0 | 0 | 0 | 0 | 0 | 0 | 0 | 0 | 0 | 0 | 0 | 0 | 0 | 0 | 0 | 0
F10_Industrial_Stone, Clay, and Glass_New_Space Heating_Natural Gas_Insulation - Ducting_A_Technical Potential | F10 | Industrial | Stone, Clay, and Glass | New | Space Heating | Natural Gas | Insulation - Ducting | A | Cumulative Energy Savings (MWh or mTherms) | Technical Potential | 0 | 0 | 0 | 0 | 0 | 0 | 0 | 0 | 0 | 0 | 0 | 0 | 0 | 0 | 0 | 0 | 0 | 0 | 0 | 0 | 0 | 0 | 0 | 0 | 0 | 0 | 0 | 0 | 0 | 0 | 0
F11_Industrial_Stone, Clay, and Glass_New_Space Heating_Natural Gas_Insulation - Ducting_A_Technical Potential | F11 | Industrial | Stone, Clay, and Glass | New | Space Heating | Natural Gas | Insulation - Ducting | A | Cumulative Summer Peak Savings (MW) | Technical Potential | 0 | 0 | 0 | 0 | 0 | 0 | 0 | 0 | 0 | 0 | 0 | 0 | 0 | 0 | 0 | 0 | 0 | 0 | 0 | 0 | 0 | 0 | 0 | 0 | 0 | 0 | 0 | 0 | 0 | 0 | 0
F12_Industrial_Stone, Clay, and Glass_New_Space Heating_Natural Gas_Insulation - Ducting_A_Technical Potential | F12 | Industrial | Stone, Clay, and Glass | New | Space Heating | Natural Gas | Insulation - Ducting | A | Cumulative Winter Peak Savings (MW) | Technical Potential | 0 | 0 | 0 | 0 | 0 | 0 | 0 | 0 | 0 | 0 | 0 | 0 | 0 | 0 | 0 | 0 | 0 | 0 | 0 | 0 | 0 | 0 | 0 | 0 | 0 | 0 | 0 | 0 | 0 | 0 | 0
F13_Industrial_Stone, Clay, and Glass_New_Space Heating_Natural Gas_Insulation - Ducting_A_Technical Potential | F13 | Industrial | Stone, Clay, and Glass | New | Space Heating | Natural Gas | Insulation - Ducting | A | Purchases (Incremental) | Technical Potential | 0 | 0 | 0 | 0 | 0 | 0 | 0 | 0 | 0 | 0 | 0 | 0 | 0 | 0 | 0 | 0 | 0 | 0 | 0 | 0 | 0 | 0 | 0 | 0 | 0 | 0 | 0 | 0 | 0 | 0 | 0
F14_Industrial_Stone, Clay, and Glass_New_Space Heating_Natural Gas_Insulation - Ducting_A_Technical Potential | F14 | Industrial | Stone, Clay, and Glass | New | Space Heating | Natural Gas | Insulation - Ducting | A | Purchases (Cumulative) | Technical Potential | 0 | 0 | 0 | 0 | 0 | 0 | 0 | 0 | 0 | 0 | 0 | 0 | 0 | 0 | 0 | 0 | 0 | 0 | 0 | 0 | 0 | 0 | 0 | 0 | 0 | 0 | 0 | 0 | 0 | 0 | 0
F1_Industrial_Stone, Clay, and Glass_New_Space Heating_Natural Gas_HVAC - Duct Repair and Sealing_A_Technical Potential | F1 | Industrial | Stone, Clay, and Glass | New | Space Heating | Natural Gas | HVAC - Duct Repair and Sealing | A | Original Unit Energy Savings (kWh or therms) | Technical Potential | 0 | 0 | 0 | 0 | 0 | 0 | 0 | 0 | 0 | 0 | 0 | 0 | 0 | 0 | 0 | 0 | 0 | 0 | 0 | 0 | 0 | 0 | 0 | 0 | 0 | 0 | 0 | 0 | 0 | 0 | 0
F2_Industrial_Stone, Clay, and Glass_New_Space Heating_Natural Gas_HVAC - Duct Repair and Sealing_A_Technical Potential | F2 | Industrial | Stone, Clay, and Glass | New | Space Heating | Natural Gas | HVAC - Duct Repair and Sealing | A | Original Unit Summer Peak Savings (kW) | Technical Potential | 0 | 0 | 0 | 0 | 0 | 0 | 0 | 0 | 0 | 0 | 0 | 0 | 0 | 0 | 0 | 0 | 0 | 0 | 0 | 0 | 0 | 0 | 0 | 0 | 0 | 0 | 0 | 0 | 0 | 0 | 0
F3_Industrial_Stone, Clay, and Glass_New_Space Heating_Natural Gas_HVAC - Duct Repair and Sealing_A_Technical Potential | F3 | Industrial | Stone, Clay, and Glass | New | Space Heating | Natural Gas | HVAC - Duct Repair and Sealing | A | Original Unit Winter Peak Savings (kW) | Technical Potential | 0 | 0 | 0 | 0 | 0 | 0 | 0 | 0 | 0 | 0 | 0 | 0 | 0 | 0 | 0 | 0 | 0 | 0 | 0 | 0 | 0 | 0 | 0 | 0 | 0 | 0 | 0 | 0 | 0 | 0 | 0
F4_Industrial_Stone, Clay, and Glass_New_Space Heating_Natural Gas_HVAC - Duct Repair and Sealing_A_Technical Potential | F4 | Industrial | Stone, Clay, and Glass | New | Space Heating | Natural Gas | HVAC - Duct Repair and Sealing | A | Standalone Impact on Baseline Energy (%) | Technical Potential | 0% | 0% | 0% | 0% | 0% | 0% | 0% | 0% | 0% | 0% | 0% | 0% | 0% | 0% | 0% | 0% | 0% | 0% | 0% | 0% | 0% | 0% | 0% | 0% | 0 | 0 | 0 | 0 | 0 | 0 | 0
F5_Industrial_Stone, Clay, and Glass_New_Space Heating_Natural Gas_HVAC - Duct Repair and Sealing_A_Technical Potential | F5 | Industrial | Stone, Clay, and Glass | New | Space Heating | Natural Gas | HVAC - Duct Repair and Sealing | A | Standalone Impact on Baseline Summer Peak (%) | Technical Potential | 0% | 0% | 0% | 0% | 0% | 0% | 0% | 0% | 0% | 0% | 0% | 0% | 0% | 0% | 0% | 0% | 0% | 0% | 0% | 0% | 0% | 0% | 0% | 0% | 0 | 0 | 0 | 0 | 0 | 0 | 0
F6_Industrial_Stone, Clay, and Glass_New_Space Heating_Natural Gas_HVAC - Duct Repair and Sealing_A_Technical Potential | F6 | Industrial | Stone, Clay, and Glass | New | Space Heating | Natural Gas | HVAC - Duct Repair and Sealing | A | Standalone Impact on Baseline Winter Peak (%) | Technical Potential | 0% | 0% | 0% | 0% | 0% | 0% | 0% | 0% | 0% | 0% | 0% | 0% | 0% | 0% | 0% | 0% | 0% | 0% | 0% | 0% | 0% | 0% | 0% | 0% | 0 | 0 | 0 | 0 | 0 | 0 | 0
F7_Industrial_Stone, Clay, and Glass_New_Space Heating_Natural Gas_HVAC - Duct Repair and Sealing_A_Technical Potential | F7 | Industrial | Stone, Clay, and Glass | New | Space Heating | Natural Gas | HVAC - Duct Repair and Sealing | A | Incremental Energy Savings (MWh or mTherms) | Technical Potential | 0 | 0 | 0 | 0 | 0 | 0 | 0 | 0 | 0 | 0 | 0 | 0 | 0 | 0 | 0 | 0 | 0 | 0 | 0 | 0 | 0 | 0 | 0 | 0 | 0 | 0 | 0 | 0 | 0 | 0 | 0
F8_Industrial_Stone, Clay, and Glass_New_Space Heating_Natural Gas_HVAC - Duct Repair and Sealing_A_Technical Potential | F8 | Industrial | Stone, Clay, and Glass | New | Space Heating | Natural Gas | HVAC - Duct Repair and Sealing | A | Incremental Summer Peak Savings (MW) | Technical Potential | 0 | 0 | 0 | 0 | 0 | 0 | 0 | 0 | 0 | 0 | 0 | 0 | 0 | 0 | 0 | 0 | 0 | 0 | 0 | 0 | 0 | 0 | 0 | 0 | 0 | 0 | 0 | 0 | 0 | 0 | 0
F9_Industrial_Stone, Clay, and Glass_New_Space Heating_Natural Gas_HVAC - Duct Repair and Sealing_A_Technical Potential | F9 | Industrial | Stone, Clay, and Glass | New | Space Heating | Natural Gas | HVAC - Duct Repair and Sealing | A | Incremental Winter Peak Savings (MW) | Technical Potential | 0 | 0 | 0 | 0 | 0 | 0 | 0 | 0 | 0 | 0 | 0 | 0 | 0 | 0 | 0 | 0 | 0 | 0 | 0 | 0 | 0 | 0 | 0 | 0 | 0 | 0 | 0 | 0 | 0 | 0 | 0
F10_Industrial_Stone, Clay, and Glass_New_Space Heating_Natural Gas_HVAC - Duct Repair and Sealing_A_Technical Potential | F10 | Industrial | Stone, Clay, and Glass | New | Space Heating | Natural Gas | HVAC - Duct Repair and Sealing | A | Cumulative Energy Savings (MWh or mTherms) | Technical Potential | 0 | 0 | 0 | 0 | 0 | 0 | 0 | 0 | 0 | 0 | 0 | 0 | 0 | 0 | 0 | 0 | 0 | 0 | 0 | 0 | 0 | 0 | 0 | 0 | 0 | 0 | 0 | 0 | 0 | 0 | 0
F11_Industrial_Stone, Clay, and Glass_New_Space Heating_Natural Gas_HVAC - Duct Repair and Sealing_A_Technical Potential | F11 | Industrial | Stone, Clay, and Glass | New | Space Heating | Natural Gas | HVAC - Duct Repair and Sealing | A | Cumulative Summer Peak Savings (MW) | Technical Potential | 0 | 0 | 0 | 0 | 0 | 0 | 0 | 0 | 0 | 0 | 0 | 0 | 0 | 0 | 0 | 0 | 0 | 0 | 0 | 0 | 0 | 0 | 0 | 0 | 0 | 0 | 0 | 0 | 0 | 0 | 0
F12_Industrial_Stone, Clay, and Glass_New_Space Heating_Natural Gas_HVAC - Duct Repair and Sealing_A_Technical Potential | F12 | Industrial | Stone, Clay, and Glass | New | Space Heating | Natural Gas | HVAC - Duct Repair and Sealing | A | Cumulative Winter Peak Savings (MW) | Technical Potential | 0 | 0 | 0 | 0 | 0 | 0 | 0 | 0 | 0 | 0 | 0 | 0 | 0 | 0 | 0 | 0 | 0 | 0 | 0 | 0 | 0 | 0 | 0 | 0 | 0 | 0 | 0 | 0 | 0 | 0 | 0
F13_Industrial_Stone, Clay, and Glass_New_Space Heating_Natural Gas_HVAC - Duct Repair and Sealing_A_Technical Potential | F13 | Industrial | Stone, Clay, and Glass | New | Space Heating | Natural Gas | HVAC - Duct Repair and Sealing | A | Purchases (Incremental) | Technical Potential | 0 | 0 | 0 | 0 | 0 | 0 | 0 | 0 | 0 | 0 | 0 | 0 | 0 | 0 | 0 | 0 | 0 | 0 | 0 | 0 | 0 | 0 | 0 | 0 | 0 | 0 | 0 | 0 | 0 | 0 | 0
F14_Industrial_Stone, Clay, and Glass_New_Space Heating_Natural Gas_HVAC - Duct Repair and Sealing_A_Technical Potential | F14 | Industrial | Stone, Clay, and Glass | New | Space Heating | Natural Gas | HVAC - Duct Repair and Sealing | A | Purchases (Cumulative) | Technical Potential | 0 | 0 | 0 | 0 | 0 | 0 | 0 | 0 | 0 | 0 | 0 | 0 | 0 | 0 | 0 | 0 | 0 | 0 | 0 | 0 | 0 | 0 | 0 | 0 | 0 | 0 | 0 | 0 | 0 | 0 | 0
F1_Industrial_Stone, Clay, and Glass_New_Space Heating_Natural Gas_Windows - High Efficiency_A_Technical Potential | F1 | Industrial | Stone, Clay, and Glass | New | Space Heating | Natural Gas | Windows - High Efficiency | A | Original Unit Energy Savings (kWh or therms) | Technical Potential | 0 | 0 | 0 | 0 | 0 | 0.0053664 | 0.005297 | 0.0052464 | 0.0052081 | 0.0051778 | 0.0051533 | 0.0051246 | 0.0050945 | 0.0050648 | 0.0050361 | 0.0050136 | 0.0049958 | 0.0049817 | 0.0049593 | 0.0049429 | 0.004931 | 0.0049217 | 0.0049217 | 0.0049217 | 0.0049217 | 0.0049217 | 0.0049217 | 0.0049217 | 0 | 0 | 0
F2_Industrial_Stone, Clay, and Glass_New_Space Heating_Natural Gas_Windows - High Efficiency_A_Technical Potential | F2 | Industrial | Stone, Clay, and Glass | New | Space Heating | Natural Gas | Windows - High Efficiency | A | Original Unit Summer Peak Savings (kW) | Technical Potential | 0 | 0 | 0 | 0 | 0 | 0 | 0 | 0 | 0 | 0 | 0 | 0 | 0 | 0 | 0 | 0 | 0 | 0 | 0 | 0 | 0 | 0 | 0 | 0 | 0 | 0 | 0 | 0 | 0 | 0 | 0
F3_Industrial_Stone, Clay, and Glass_New_Space Heating_Natural Gas_Windows - High Efficiency_A_Technical Potential | F3 | Industrial | Stone, Clay, and Glass | New | Space Heating | Natural Gas | Windows - High Efficiency | A | Original Unit Winter Peak Savings (kW) | Technical Potential | 0 | 0 | 0 | 0 | 0 | 0 | 0 | 0 | 0 | 0 | 0 | 0 | 0 | 0 | 0 | 0 | 0 | 0 | 0 | 0 | 0 | 0 | 0 | 0 | 0 | 0 | 0 | 0 | 0 | 0 | 0
F4_Industrial_Stone, Clay, and Glass_New_Space Heating_Natural Gas_Windows - High Efficiency_A_Technical Potential | F4 | Industrial | Stone, Clay, and Glass | New | Space Heating | Natural Gas | Windows - High Efficiency | A | Standalone Impact on Baseline Energy (%) | Technical Potential | 0% | 0% | 0% | 0% | 0% | 0% | 0% | 0% | 0% | 0% | 0% | 0% | 0% | 0% | 0% | 0% | 0% | 0% | 0% | 0% | 0% | 0% | 0% | 0% | 0 | 0 | 0 | 0 | 0 | 0 | 0
F5_Industrial_Stone, Clay, and Glass_New_Space Heating_Natural Gas_Windows - High Efficiency_A_Technical Potential | F5 | Industrial | Stone, Clay, and Glass | New | Space Heating | Natural Gas | Windows - High Efficiency | A | Standalone Impact on Baseline Summer Peak (%) | Technical Potential | 0% | 0% | 0% | 0% | 0% | 0% | 0% | 0% | 0% | 0% | 0% | 0% | 0% | 0% | 0% | 0% | 0% | 0% | 0% | 0% | 0% | 0% | 0% | 0% | 0 | 0 | 0 | 0 | 0 | 0 | 0
F6_Industrial_Stone, Clay, and Glass_New_Space Heating_Natural Gas_Windows - High Efficiency_A_Technical Potential | F6 | Industrial | Stone, Clay, and Glass | New | Space Heating | Natural Gas | Windows - High Efficiency | A | Standalone Impact on Baseline Winter Peak (%) | Technical Potential | 0% | 0% | 0% | 0% | 0% | 0% | 0% | 0% | 0% | 0% | 0% | 0% | 0% | 0% | 0% | 0% | 0% | 0% | 0% | 0% | 0% | 0% | 0% | 0% | 0 | 0 | 0 | 0 | 0 | 0 | 0
F7_Industrial_Stone, Clay, and Glass_New_Space Heating_Natural Gas_Windows - High Efficiency_A_Technical Potential | F7 | Industrial | Stone, Clay, and Glass | New | Space Heating | Natural Gas | Windows - High Efficiency | A | Incremental Energy Savings (MWh or mTherms) | Technical Potential | 0 | 0 | 0 | 0 | 0 | 0 | 0 | 0 | 0 | 0 | 0 | 0 | 0 | 0 | 0 | 0 | 0 | 0 | 0 | 0 | 0 | 0 | 0 | 0 | 0 | 0 | 0 | 0 | 0 | 0 | 0
F8_Industrial_Stone, Clay, and Glass_New_Space Heating_Natural Gas_Windows - High Efficiency_A_Technical Potential | F8 | Industrial | Stone, Clay, and Glass | New | Space Heating | Natural Gas | Windows - High Efficiency | A | Incremental Summer Peak Savings (MW) | Technical Potential | 0 | 0 | 0 | 0 | 0 | 0 | 0 | 0 | 0 | 0 | 0 | 0 | 0 | 0 | 0 | 0 | 0 | 0 | 0 | 0 | 0 | 0 | 0 | 0 | 0 | 0 | 0 | 0 | 0 | 0 | 0
F9_Industrial_Stone, Clay, and Glass_New_Space Heating_Natural Gas_Windows - High Efficiency_A_Technical Potential | F9 | Industrial | Stone, Clay, and Glass | New | Space Heating | Natural Gas | Windows - High Efficiency | A | Incremental Winter Peak Savings (MW) | Technical Potential | 0 | 0 | 0 | 0 | 0 | 0 | 0 | 0 | 0 | 0 | 0 | 0 | 0 | 0 | 0 | 0 | 0 | 0 | 0 | 0 | 0 | 0 | 0 | 0 | 0 | 0 | 0 | 0 | 0 | 0 | 0
F10_Industrial_Stone, Clay, and Glass_New_Space Heating_Natural Gas_Windows - High Efficiency_A_Technical Potential | F10 | Industrial | Stone, Clay, and Glass | New | Space Heating | Natural Gas | Windows - High Efficiency | A | Cumulative Energy Savings (MWh or mTherms) | Technical Potential | 0 | 0 | 0 | 0 | 0 | 0 | 0 | 0 | 0 | 0 | 0 | 0 | 0 | 0 | 0 | 0 | 0 | 0 | 0 | 0 | 0 | 0 | 0 | 0 | 0 | 0 | 0 | 0 | 0 | 0 | 0
F11_Industrial_Stone, Clay, and Glass_New_Space Heating_Natural Gas_Windows - High Efficiency_A_Technical Potential | F11 | Industrial | Stone, Clay, and Glass | New | Space Heating | Natural Gas | Windows - High Efficiency | A | Cumulative Summer Peak Savings (MW) | Technical Potential | 0 | 0 | 0 | 0 | 0 | 0 | 0 | 0 | 0 | 0 | 0 | 0 | 0 | 0 | 0 | 0 | 0 | 0 | 0 | 0 | 0 | 0 | 0 | 0 | 0 | 0 | 0 | 0 | 0 | 0 | 0
F12_Industrial_Stone, Clay, and Glass_New_Space Heating_Natural Gas_Windows - High Efficiency_A_Technical Potential | F12 | Industrial | Stone, Clay, and Glass | New | Space Heating | Natural Gas | Windows - High Efficiency | A | Cumulative Winter Peak Savings (MW) | Technical Potential | 0 | 0 | 0 | 0 | 0 | 0 | 0 | 0 | 0 | 0 | 0 | 0 | 0 | 0 | 0 | 0 | 0 | 0 | 0 | 0 | 0 | 0 | 0 | 0 | 0 | 0 | 0 | 0 | 0 | 0 | 0
F13_Industrial_Stone, Clay, and Glass_New_Space Heating_Natural Gas_Windows - High Efficiency_A_Technical Potential | F13 | Industrial | Stone, Clay, and Glass | New | Space Heating | Natural Gas | Windows - High Efficiency | A | Purchases (Incremental) | Technical Potential | 0 | 0 | 0 | 0 | 0 | 0 | 0 | 0 | 0 | 0 | 0 | 0 | 0 | 0 | 0 | 0 | 0 | 0 | 0 | 0 | 0 | 0 | 0 | 0 | 0 | 0 | 0 | 0 | 0 | 0 | 0
F14_Industrial_Stone, Clay, and Glass_New_Space Heating_Natural Gas_Windows - High Efficiency_A_Technical Potential | F14 | Industrial | Stone, Clay, and Glass | New | Space Heating | Natural Gas | Windows - High Efficiency | A | Purchases (Cumulative) | Technical Potential | 0 | 0 | 0 | 0 | 0 | 0 | 0 | 0 | 0 | 0 | 0 | 0 | 0 | 0 | 0 | 0 | 0 | 0 | 0 | 0 | 0 | 0 | 0 | 0 | 0 | 0 | 0 | 0 | 0 | 0 | 0
F1_Industrial_Stone, Clay, and Glass_New_Space Heating_Natural Gas_Gas Boiler - Maintenance_A_Technical Potential | F1 | Industrial | Stone, Clay, and Glass | New | Space Heating | Natural Gas | Gas Boiler - Maintenance | A | Original Unit Energy Savings (kWh or therms) | Technical Potential | 0 | 0 | 0 | 0 | 0 | 0 | 0 | 0 | 0 | 0 | 0 | 0 | 0 | 0 | 0 | 0 | 0 | 0 | 0 | 0 | 0 | 0 | 0 | 0 | 0 | 0 | 0 | 0 | 0 | 0 | 0
F2_Industrial_Stone, Clay, and Glass_New_Space Heating_Natural Gas_Gas Boiler - Maintenance_A_Technical Potential | F2 | Industrial | Stone, Clay, and Glass | New | Space Heating | Natural Gas | Gas Boiler - Maintenance | A | Original Unit Summer Peak Savings (kW) | Technical Potential | 0 | 0 | 0 | 0 | 0 | 0 | 0 | 0 | 0 | 0 | 0 | 0 | 0 | 0 | 0 | 0 | 0 | 0 | 0 | 0 | 0 | 0 | 0 | 0 | 0 | 0 | 0 | 0 | 0 | 0 | 0
F3_Industrial_Stone, Clay, and Glass_New_Space Heating_Natural Gas_Gas Boiler - Maintenance_A_Technical Potential | F3 | Industrial | Stone, Clay, and Glass | New | Space Heating | Natural Gas | Gas Boiler - Maintenance | A | Original Unit Winter Peak Savings (kW) | Technical Potential | 0 | 0 | 0 | 0 | 0 | 0 | 0 | 0 | 0 | 0 | 0 | 0 | 0 | 0 | 0 | 0 | 0 | 0 | 0 | 0 | 0 | 0 | 0 | 0 | 0 | 0 | 0 | 0 | 0 | 0 | 0
F4_Industrial_Stone, Clay, and Glass_New_Space Heating_Natural Gas_Gas Boiler - Maintenance_A_Technical Potential | F4 | Industrial | Stone, Clay, and Glass | New | Space Heating | Natural Gas | Gas Boiler - Maintenance | A | Standalone Impact on Baseline Energy (%) | Technical Potential | 0% | 0% | 0% | 0% | 0% | 0% | 0% | 0% | 0% | 0% | 0% | 0% | 0% | 0% | 0% | 0% | 0% | 0% | 0% | 0% | 0% | 0% | 0% | 0% | 0 | 0 | 0 | 0 | 0 | 0 | 0
F5_Industrial_Stone, Clay, and Glass_New_Space Heating_Natural Gas_Gas Boiler - Maintenance_A_Technical Potential | F5 | Industrial | Stone, Clay, and Glass | New | Space Heating | Natural Gas | Gas Boiler - Maintenance | A | Standalone Impact on Baseline Summer Peak (%) | Technical Potential | 0% | 0% | 0% | 0% | 0% | 0% | 0% | 0% | 0% | 0% | 0% | 0% | 0% | 0% | 0% | 0% | 0% | 0% | 0% | 0% | 0% | 0% | 0% | 0% | 0 | 0 | 0 | 0 | 0 | 0 | 0
F6_Industrial_Stone, Clay, and Glass_New_Space Heating_Natural Gas_Gas Boiler - Maintenance_A_Technical Potential | F6 | Industrial | Stone, Clay, and Glass | New | Space Heating | Natural Gas | Gas Boiler - Maintenance | A | Standalone Impact on Baseline Winter Peak (%) | Technical Potential | 0% | 0% | 0% | 0% | 0% | 0% | 0% | 0% | 0% | 0% | 0% | 0% | 0% | 0% | 0% | 0% | 0% | 0% | 0% | 0% | 0% | 0% | 0% | 0% | 0 | 0 | 0 | 0 | 0 | 0 | 0
F7_Industrial_Stone, Clay, and Glass_New_Space Heating_Natural Gas_Gas Boiler - Maintenance_A_Technical Potential | F7 | Industrial | Stone, Clay, and Glass | New | Space Heating | Natural Gas | Gas Boiler - Maintenance | A | Incremental Energy Savings (MWh or mTherms) | Technical Potential | 0 | 0 | 0 | 0 | 0 | 0 | 0 | 0 | 0 | 0 | 0 | 0 | 0 | 0 | 0 | 0 | 0 | 0 | 0 | 0 | 0 | 0 | 0 | 0 | 0 | 0 | 0 | 0 | 0 | 0 | 0
F8_Industrial_Stone, Clay, and Glass_New_Space Heating_Natural Gas_Gas Boiler - Maintenance_A_Technical Potential | F8 | Industrial | Stone, Clay, and Glass | New | Space Heating | Natural Gas | Gas Boiler - Maintenance | A | Incremental Summer Peak Savings (MW) | Technical Potential | 0 | 0 | 0 | 0 | 0 | 0 | 0 | 0 | 0 | 0 | 0 | 0 | 0 | 0 | 0 | 0 | 0 | 0 | 0 | 0 | 0 | 0 | 0 | 0 | 0 | 0 | 0 | 0 | 0 | 0 | 0
F9_Industrial_Stone, Clay, and Glass_New_Space Heating_Natural Gas_Gas Boiler - Maintenance_A_Technical Potential | F9 | Industrial | Stone, Clay, and Glass | New | Space Heating | Natural Gas | Gas Boiler - Maintenance | A | Incremental Winter Peak Savings (MW) | Technical Potential | 0 | 0 | 0 | 0 | 0 | 0 | 0 | 0 | 0 | 0 | 0 | 0 | 0 | 0 | 0 | 0 | 0 | 0 | 0 | 0 | 0 | 0 | 0 | 0 | 0 | 0 | 0 | 0 | 0 | 0 | 0
F10_Industrial_Stone, Clay, and Glass_New_Space Heating_Natural Gas_Gas Boiler - Maintenance_A_Technical Potential | F10 | Industrial | Stone, Clay, and Glass | New | Space Heating | Natural Gas | Gas Boiler - Maintenance | A | Cumulative Energy Savings (MWh or mTherms) | Technical Potential | 0 | 0 | 0 | 0 | 0 | 0 | 0 | 0 | 0 | 0 | 0 | 0 | 0 | 0 | 0 | 0 | 0 | 0 | 0 | 0 | 0 | 0 | 0 | 0 | 0 | 0 | 0 | 0 | 0 | 0 | 0
F11_Industrial_Stone, Clay, and Glass_New_Space Heating_Natural Gas_Gas Boiler - Maintenance_A_Technical Potential | F11 | Industrial | Stone, Clay, and Glass | New | Space Heating | Natural Gas | Gas Boiler - Maintenance | A | Cumulative Summer Peak Savings (MW) | Technical Potential | 0 | 0 | 0 | 0 | 0 | 0 | 0 | 0 | 0 | 0 | 0 | 0 | 0 | 0 | 0 | 0 | 0 | 0 | 0 | 0 | 0 | 0 | 0 | 0 | 0 | 0 | 0 | 0 | 0 | 0 | 0
F12_Industrial_Stone, Clay, and Glass_New_Space Heating_Natural Gas_Gas Boiler - Maintenance_A_Technical Potential | F12 | Industrial | Stone, Clay, and Glass | New | Space Heating | Natural Gas | Gas Boiler - Maintenance | A | Cumulative Winter Peak Savings (MW) | Technical Potential | 0 | 0 | 0 | 0 | 0 | 0 | 0 | 0 | 0 | 0 | 0 | 0 | 0 | 0 | 0 | 0 | 0 | 0 | 0 | 0 | 0 | 0 | 0 | 0 | 0 | 0 | 0 | 0 | 0 | 0 | 0
F13_Industrial_Stone, Clay, and Glass_New_Space Heating_Natural Gas_Gas Boiler - Maintenance_A_Technical Potential | F13 | Industrial | Stone, Clay, and Glass | New | Space Heating | Natural Gas | Gas Boiler - Maintenance | A | Purchases (Incremental) | Technical Potential | 0 | 0 | 0 | 0 | 0 | 0 | 0 | 0 | 0 | 0 | 0 | 0 | 0 | 0 | 0 | 0 | 0 | 0 | 0 | 0 | 0 | 0 | 0 | 0 | 0 | 0 | 0 | 0 | 0 | 0 | 0
F14_Industrial_Stone, Clay, and Glass_New_Space Heating_Natural Gas_Gas Boiler - Maintenance_A_Technical Potential | F14 | Industrial | Stone, Clay, and Glass | New | Space Heating | Natural Gas | Gas Boiler - Maintenance | A | Purchases (Cumulative) | Technical Potential | 0 | 0 | 0 | 0 | 0 | 0 | 0 | 0 | 0 | 0 | 0 | 0 | 0 | 0 | 0 | 0 | 0 | 0 | 0 | 0 | 0 | 0 | 0 | 0 | 0 | 0 | 0 | 0 | 0 | 0 | 0
F1_Industrial_Stone, Clay, and Glass_New_Process_Natural Gas_Gas Boiler - Maintenance_A_Technical Potential | F1 | Industrial | Stone, Clay, and Glass | New | Process | Natural Gas | Gas Boiler - Maintenance | A | Original Unit Energy Savings (kWh or therms) | Technical Potential | 0 | 0 | 0 | 0 | 0 | 4.2096 | 4.2096 | 4.2096 | 4.2096 | 4.2096 | 4.2096 | 4.2096 | 4.2096 | 4.2096 | 4.2096 | 4.2096 | 4.2096 | 4.2096 | 4.2096 | 4.2096 | 4.2096 | 4.2096 | 4.2096 | 4.2096 | 4.2096 | 4.2096 | 4.2096 | 4.2096 | 4.2096 | 4.2096 | 4.2096
F2_Industrial_Stone, Clay, and Glass_New_Process_Natural Gas_Gas Boiler - Maintenance_A_Technical Potential | F2 | Industrial | Stone, Clay, and Glass | New | Process | Natural Gas | Gas Boiler - Maintenance | A | Original Unit Summer Peak Savings (kW) | Technical Potential | 0 | 0 | 0 | 0 | 0 | 0 | 0 | 0 | 0 | 0 | 0 | 0 | 0 | 0 | 0 | 0 | 0 | 0 | 0 | 0 | 0 | 0 | 0 | 0 | 0 | 0 | 0 | 0 | 0 | 0 | 0
F3_Industrial_Stone, Clay, and Glass_New_Process_Natural Gas_Gas Boiler - Maintenance_A_Technical Potential | F3 | Industrial | Stone, Clay, and Glass | New | Process | Natural Gas | Gas Boiler - Maintenance | A | Original Unit Winter Peak Savings (kW) | Technical Potential | 0 | 0 | 0 | 0 | 0 | 0 | 0 | 0 | 0 | 0 | 0 | 0 | 0 | 0 | 0 | 0 | 0 | 0 | 0 | 0 | 0 | 0 | 0 | 0 | 0 | 0 | 0 | 0 | 0 | 0 | 0
F4_Industrial_Stone, Clay, and Glass_New_Process_Natural Gas_Gas Boiler - Maintenance_A_Technical Potential | F4 | Industrial | Stone, Clay, and Glass | New | Process | Natural Gas | Gas Boiler - Maintenance | A | Standalone Impact on Baseline Energy (%) | Technical Potential | 0% | 0% | 0% | 0% | 0% | 0.0008268% | 0.001277% | 0.001506% | 0.001328% | 0.001188% | 0.001074% | 0.0009814% | 0.0009036% | 0.0008374% | 0.000781% | 0.0007316% | 0.0006885% | 0.0006501% | 0.000616% | 0.0005855% | 0.0005579% | 0.0005328% | 0.00051% | 0.0004892% | 4.7003e-06 | 4.5237e-06 | 4.3603e-06 | 4.2088e-06 | 0 | 0 | 0
F5_Industrial_Stone, Clay, and Glass_New_Process_Natural Gas_Gas Boiler - Maintenance_A_Technical Potential | F5 | Industrial | Stone, Clay, and Glass | New | Process | Natural Gas | Gas Boiler - Maintenance | A | Standalone Impact on Baseline Summer Peak (%) | Technical Potential | 0% | 0% | 0% | 0% | 0% | 0% | 0% | 0% | 0% | 0% | 0% | 0% | 0% | 0% | 0% | 0% | 0% | 0% | 0% | 0% | 0% | 0% | 0% | 0% | 0 | 0 | 0 | 0 | 0 | 0 | 0
F6_Industrial_Stone, Clay, and Glass_New_Process_Natural Gas_Gas Boiler - Maintenance_A_Technical Potential | F6 | Industrial | Stone, Clay, and Glass | New | Process | Natural Gas | Gas Boiler - Maintenance | A | Standalone Impact on Baseline Winter Peak (%) | Technical Potential | 0% | 0% | 0% | 0% | 0% | 0% | 0% | 0% | 0% | 0% | 0% | 0% | 0% | 0% | 0% | 0% | 0% | 0% | 0% | 0% | 0% | 0% | 0% | 0% | 0 | 0 | 0 | 0 | 0 | 0 | 0
F7_Industrial_Stone, Clay, and Glass_New_Process_Natural Gas_Gas Boiler - Maintenance_A_Technical Potential | F7 | Industrial | Stone, Clay, and Glass | New | Process | Natural Gas | Gas Boiler - Maintenance | A | Incremental Energy Savings (MWh or mTherms) | Technical Potential | 0 | 0 | 0 | 0 | 0 | 0.0014096 | 0.0011705 | 0.00093661 | 0.0014096 | 0.0011705 | 0.00093661 | 0.0014096 | 0.0011705 | 0.00093661 | 0.0014096 | 0.0011705 | 0.00093661 | 0.0014096 | 0.0011705 | 0.00093661 | 0.0014096 | 0.0011705 | 0.00093661 | 0.0014096 | 0.0011705 | 0.00093661 | 0.0014096 | 0.0011705 | 0.00093661 | 0.0014096 | 0.0011705
F8_Industrial_Stone, Clay, and Glass_New_Process_Natural Gas_Gas Boiler - Maintenance_A_Technical Potential | F8 | Industrial | Stone, Clay, and Glass | New | Process | Natural Gas | Gas Boiler - Maintenance | A | Incremental Summer Peak Savings (MW) | Technical Potential | 0 | 0 | 0 | 0 | 0 | 0 | 0 | 0 | 0 | 0 | 0 | 0 | 0 | 0 | 0 | 0 | 0 | 0 | 0 | 0 | 0 | 0 | 0 | 0 | 0 | 0 | 0 | 0 | 0 | 0 | 0
F9_Industrial_Stone, Clay, and Glass_New_Process_Natural Gas_Gas Boiler - Maintenance_A_Technical Potential | F9 | Industrial | Stone, Clay, and Glass | New | Process | Natural Gas | Gas Boiler - Maintenance | A | Incremental Winter Peak Savings (MW) | Technical Potential | 0 | 0 | 0 | 0 | 0 | 0 | 0 | 0 | 0 | 0 | 0 | 0 | 0 | 0 | 0 | 0 | 0 | 0 | 0 | 0 | 0 | 0 | 0 | 0 | 0 | 0 | 0 | 0 | 0 | 0 | 0
F10_Industrial_Stone, Clay, and Glass_New_Process_Natural Gas_Gas Boiler - Maintenance_A_Technical Potential | F10 | Industrial | Stone, Clay, and Glass | New | Process | Natural Gas | Gas Boiler - Maintenance | A | Cumulative Energy Savings (MWh or mTherms) | Technical Potential | 0 | 0 | 0 | 0 | 0 | 0.0014096 | 0.0025802 | 0.0035168 | 0.0035168 | 0.0035168 | 0.0035168 | 0.0035168 | 0.0035168 | 0.0035168 | 0.0035168 | 0.0035168 | 0.0035168 | 0.0035168 | 0.0035168 | 0.0035168 | 0.0035168 | 0.0035168 | 0.0035168 | 0.0035168 | 0.0035168 | 0.0035168 | 0.0035168 | 0.0035168 | 0.0035168 | 0.0035168 | 0.0035168
F11_Industrial_Stone, Clay, and Glass_New_Process_Natural Gas_Gas Boiler - Maintenance_A_Technical Potential | F11 | Industrial | Stone, Clay, and Glass | New | Process | Natural Gas | Gas Boiler - Maintenance | A | Cumulative Summer Peak Savings (MW) | Technical Potential | 0 | 0 | 0 | 0 | 0 | 0 | 0 | 0 | 0 | 0 | 0 | 0 | 0 | 0 | 0 | 0 | 0 | 0 | 0 | 0 | 0 | 0 | 0 | 0 | 0 | 0 | 0 | 0 | 0 | 0 | 0
F12_Industrial_Stone, Clay, and Glass_New_Process_Natural Gas_Gas Boiler - Maintenance_A_Technical Potential | F12 | Industrial | Stone, Clay, and Glass | New | Process | Natural Gas | Gas Boiler - Maintenance | A | Cumulative Winter Peak Savings (MW) | Technical Potential | 0 | 0 | 0 | 0 | 0 | 0 | 0 | 0 | 0 | 0 | 0 | 0 | 0 | 0 | 0 | 0 | 0 | 0 | 0 | 0 | 0 | 0 | 0 | 0 | 0 | 0 | 0 | 0 | 0 | 0 | 0
F13_Industrial_Stone, Clay, and Glass_New_Process_Natural Gas_Gas Boiler - Maintenance_A_Technical Potential | F13 | Industrial | Stone, Clay, and Glass | New | Process | Natural Gas | Gas Boiler - Maintenance | A | Purchases (Incremental) | Technical Potential | 0 | 0 | 0 | 0 | 0 | 0.33486 | 0.27807 | 0.22249 | 0.33486 | 0.27807 | 0.22249 | 0.33486 | 0.27807 | 0.22249 | 0.33486 | 0.27807 | 0.22249 | 0.33486 | 0.27807 | 0.22249 | 0.33486 | 0.27807 | 0.22249 | 0.33486 | 0.27807 | 0.22249 | 0.33486 | 0.27807 | 0.22249 | 0.33486 | 0.27807
F14_Industrial_Stone, Clay, and Glass_New_Process_Natural Gas_Gas Boiler - Maintenance_A_Technical Potential | F14 | Industrial | Stone, Clay, and Glass | New | Process | Natural Gas | Gas Boiler - Maintenance | A | Purchases (Cumulative) | Technical Potential | 0 | 0 | 0 | 0 | 0 | 0.33486 | 0.61292 | 0.83542 | 0.83542 | 0.83542 | 0.83542 | 0.83542 | 0.83542 | 0.83542 | 0.83542 | 0.83542 | 0.83542 | 0.83542 | 0.83542 | 0.83542 | 0.83542 | 0.83542 | 0.83542 | 0.83542 | 0.83542 | 0.83542 | 0.83542 | 0.83542 | 0.83542 | 0.83542 | 0.83542
F1_Industrial_Stone, Clay, and Glass_New_Space Heating_Natural Gas_Gas Furnace - Maintenance_A_Technical Potential | F1 | Industrial | Stone, Clay, and Glass | New | Space Heating | Natural Gas | Gas Furnace - Maintenance | A | Original Unit Energy Savings (kWh or therms) | Technical Potential | 0 | 0 | 0 | 0 | 0 | 0 | 0 | 0 | 0 | 0 | 0 | 0 | 0 | 0 | 0 | 0 | 0 | 0 | 0 | 0 | 0 | 0 | 0 | 0 | 0 | 0 | 0 | 0 | 0 | 0 | 0
F2_Industrial_Stone, Clay, and Glass_New_Space Heating_Natural Gas_Gas Furnace - Maintenance_A_Technical Potential | F2 | Industrial | Stone, Clay, and Glass | New | Space Heating | Natural Gas | Gas Furnace - Maintenance | A | Original Unit Summer Peak Savings (kW) | Technical Potential | 0 | 0 | 0 | 0 | 0 | 0 | 0 | 0 | 0 | 0 | 0 | 0 | 0 | 0 | 0 | 0 | 0 | 0 | 0 | 0 | 0 | 0 | 0 | 0 | 0 | 0 | 0 | 0 | 0 | 0 | 0
F3_Industrial_Stone, Clay, and Glass_New_Space Heating_Natural Gas_Gas Furnace - Maintenance_A_Technical Potential | F3 | Industrial | Stone, Clay, and Glass | New | Space Heating | Natural Gas | Gas Furnace - Maintenance | A | Original Unit Winter Peak Savings (kW) | Technical Potential | 0 | 0 | 0 | 0 | 0 | 0 | 0 | 0 | 0 | 0 | 0 | 0 | 0 | 0 | 0 | 0 | 0 | 0 | 0 | 0 | 0 | 0 | 0 | 0 | 0 | 0 | 0 | 0 | 0 | 0 | 0
F4_Industrial_Stone, Clay, and Glass_New_Space Heating_Natural Gas_Gas Furnace - Maintenance_A_Technical Potential | F4 | Industrial | Stone, Clay, and Glass | New | Space Heating | Natural Gas | Gas Furnace - Maintenance | A | Standalone Impact on Baseline Energy (%) | Technical Potential | 0% | 0% | 0% | 0% | 0% | 0% | 0% | 0% | 0% | 0% | 0% | 0% | 0% | 0% | 0% | 0% | 0% | 0% | 0% | 0% | 0% | 0% | 0% | 0% | 0 | 0 | 0 | 0 | 0 | 0 | 0
F5_Industrial_Stone, Clay, and Glass_New_Space Heating_Natural Gas_Gas Furnace - Maintenance_A_Technical Potential | F5 | Industrial | Stone, Clay, and Glass | New | Space Heating | Natural Gas | Gas Furnace - Maintenance | A | Standalone Impact on Baseline Summer Peak (%) | Technical Potential | 0% | 0% | 0% | 0% | 0% | 0% | 0% | 0% | 0% | 0% | 0% | 0% | 0% | 0% | 0% | 0% | 0% | 0% | 0% | 0% | 0% | 0% | 0% | 0% | 0 | 0 | 0 | 0 | 0 | 0 | 0
F6_Industrial_Stone, Clay, and Glass_New_Space Heating_Natural Gas_Gas Furnace - Maintenance_A_Technical Potential | F6 | Industrial | Stone, Clay, and Glass | New | Space Heating | Natural Gas | Gas Furnace - Maintenance | A | Standalone Impact on Baseline Winter Peak (%) | Technical Potential | 0% | 0% | 0% | 0% | 0% | 0% | 0% | 0% | 0% | 0% | 0% | 0% | 0% | 0% | 0% | 0% | 0% | 0% | 0% | 0% | 0% | 0% | 0% | 0% | 0 | 0 | 0 | 0 | 0 | 0 | 0
F7_Industrial_Stone, Clay, and Glass_New_Space Heating_Natural Gas_Gas Furnace - Maintenance_A_Technical Potential | F7 | Industrial | Stone, Clay, and Glass | New | Space Heating | Natural Gas | Gas Furnace - Maintenance | A | Incremental Energy Savings (MWh or mTherms) | Technical Potential | 0 | 0 | 0 | 0 | 0 | 0 | 0 | 0 | 0 | 0 | 0 | 0 | 0 | 0 | 0 | 0 | 0 | 0 | 0 | 0 | 0 | 0 | 0 | 0 | 0 | 0 | 0 | 0 | 0 | 0 | 0
F8_Industrial_Stone, Clay, and Glass_New_Space Heating_Natural Gas_Gas Furnace - Maintenance_A_Technical Potential | F8 | Industrial | Stone, Clay, and Glass | New | Space Heating | Natural Gas | Gas Furnace - Maintenance | A | Incremental Summer Peak Savings (MW) | Technical Potential | 0 | 0 | 0 | 0 | 0 | 0 | 0 | 0 | 0 | 0 | 0 | 0 | 0 | 0 | 0 | 0 | 0 | 0 | 0 | 0 | 0 | 0 | 0 | 0 | 0 | 0 | 0 | 0 | 0 | 0 | 0
F9_Industrial_Stone, Clay, and Glass_New_Space Heating_Natural Gas_Gas Furnace - Maintenance_A_Technical Potential | F9 | Industrial | Stone, Clay, and Glass | New | Space Heating | Natural Gas | Gas Furnace - Maintenance | A | Incremental Winter Peak Savings (MW) | Technical Potential | 0 | 0 | 0 | 0 | 0 | 0 | 0 | 0 | 0 | 0 | 0 | 0 | 0 | 0 | 0 | 0 | 0 | 0 | 0 | 0 | 0 | 0 | 0 | 0 | 0 | 0 | 0 | 0 | 0 | 0 | 0
F10_Industrial_Stone, Clay, and Glass_New_Space Heating_Natural Gas_Gas Furnace - Maintenance_A_Technical Potential | F10 | Industrial | Stone, Clay, and Glass | New | Space Heating | Natural Gas | Gas Furnace - Maintenance | A | Cumulative Energy Savings (MWh or mTherms) | Technical Potential | 0 | 0 | 0 | 0 | 0 | 0 | 0 | 0 | 0 | 0 | 0 | 0 | 0 | 0 | 0 | 0 | 0 | 0 | 0 | 0 | 0 | 0 | 0 | 0 | 0 | 0 | 0 | 0 | 0 | 0 | 0
F11_Industrial_Stone, Clay, and Glass_New_Space Heating_Natural Gas_Gas Furnace - Maintenance_A_Technical Potential | F11 | Industrial | Stone, Clay, and Glass | New | Space Heating | Natural Gas | Gas Furnace - Maintenance | A | Cumulative Summer Peak Savings (MW) | Technical Potential | 0 | 0 | 0 | 0 | 0 | 0 | 0 | 0 | 0 | 0 | 0 | 0 | 0 | 0 | 0 | 0 | 0 | 0 | 0 | 0 | 0 | 0 | 0 | 0 | 0 | 0 | 0 | 0 | 0 | 0 | 0
F12_Industrial_Stone, Clay, and Glass_New_Space Heating_Natural Gas_Gas Furnace - Maintenance_A_Technical Potential | F12 | Industrial | Stone, Clay, and Glass | New | Space Heating | Natural Gas | Gas Furnace - Maintenance | A | Cumulative Winter Peak Savings (MW) | Technical Potential | 0 | 0 | 0 | 0 | 0 | 0 | 0 | 0 | 0 | 0 | 0 | 0 | 0 | 0 | 0 | 0 | 0 | 0 | 0 | 0 | 0 | 0 | 0 | 0 | 0 | 0 | 0 | 0 | 0 | 0 | 0
F13_Industrial_Stone, Clay, and Glass_New_Space Heating_Natural Gas_Gas Furnace - Maintenance_A_Technical Potential | F13 | Industrial | Stone, Clay, and Glass | New | Space Heating | Natural Gas | Gas Furnace - Maintenance | A | Purchases (Incremental) | Technical Potential | 0 | 0 | 0 | 0 | 0 | 0 | 0 | 0 | 0 | 0 | 0 | 0 | 0 | 0 | 0 | 0 | 0 | 0 | 0 | 0 | 0 | 0 | 0 | 0 | 0 | 0 | 0 | 0 | 0 | 0 | 0
F14_Industrial_Stone, Clay, and Glass_New_Space Heating_Natural Gas_Gas Furnace - Maintenance_A_Technical Potential | F14 | Industrial | Stone, Clay, and Glass | New | Space Heating | Natural Gas | Gas Furnace - Maintenance | A | Purchases (Cumulative) | Technical Potential | 0 | 0 | 0 | 0 | 0 | 0 | 0 | 0 | 0 | 0 | 0 | 0 | 0 | 0 | 0 | 0 | 0 | 0 | 0 | 0 | 0 | 0 | 0 | 0 | 0 | 0 | 0 | 0 | 0 | 0 | 0
F1_Industrial_Stone, Clay, and Glass_New_Space Heating_Natural Gas_Gas Boiler - Hot Water Reset_A_Technical Potential | F1 | Industrial | Stone, Clay, and Glass | New | Space Heating | Natural Gas | Gas Boiler - Hot Water Reset | A | Original Unit Energy Savings (kWh or therms) | Technical Potential | 0 | 0 | 0 | 0 | 0 | 0 | 0 | 0 | 0 | 0 | 0 | 0 | 0 | 0 | 0 | 0 | 0 | 0 | 0 | 0 | 0 | 0 | 0 | 0 | 0 | 0 | 0 | 0 | 0 | 0 | 0
F2_Industrial_Stone, Clay, and Glass_New_Space Heating_Natural Gas_Gas Boiler - Hot Water Reset_A_Technical Potential | F2 | Industrial | Stone, Clay, and Glass | New | Space Heating | Natural Gas | Gas Boiler - Hot Water Reset | A | Original Unit Summer Peak Savings (kW) | Technical Potential | 0 | 0 | 0 | 0 | 0 | 0 | 0 | 0 | 0 | 0 | 0 | 0 | 0 | 0 | 0 | 0 | 0 | 0 | 0 | 0 | 0 | 0 | 0 | 0 | 0 | 0 | 0 | 0 | 0 | 0 | 0
F3_Industrial_Stone, Clay, and Glass_New_Space Heating_Natural Gas_Gas Boiler - Hot Water Reset_A_Technical Potential | F3 | Industrial | Stone, Clay, and Glass | New | Space Heating | Natural Gas | Gas Boiler - Hot Water Reset | A | Original Unit Winter Peak Savings (kW) | Technical Potential | 0 | 0 | 0 | 0 | 0 | 0 | 0 | 0 | 0 | 0 | 0 | 0 | 0 | 0 | 0 | 0 | 0 | 0 | 0 | 0 | 0 | 0 | 0 | 0 | 0 | 0 | 0 | 0 | 0 | 0 | 0
F4_Industrial_Stone, Clay, and Glass_New_Space Heating_Natural Gas_Gas Boiler - Hot Water Reset_A_Technical Potential | F4 | Industrial | Stone, Clay, and Glass | New | Space Heating | Natural Gas | Gas Boiler - Hot Water Reset | A | Standalone Impact on Baseline Energy (%) | Technical Potential | 0% | 0% | 0% | 0% | 0% | 0% | 0% | 0% | 0% | 0% | 0% | 0% | 0% | 0% | 0% | 0% | 0% | 0% | 0% | 0% | 0% | 0% | 0% | 0% | 0 | 0 | 0 | 0 | 0 | 0 | 0
F5_Industrial_Stone, Clay, and Glass_New_Space Heating_Natural Gas_Gas Boiler - Hot Water Reset_A_Technical Potential | F5 | Industrial | Stone, Clay, and Glass | New | Space Heating | Natural Gas | Gas Boiler - Hot Water Reset | A | Standalone Impact on Baseline Summer Peak (%) | Technical Potential | 0% | 0% | 0% | 0% | 0% | 0% | 0% | 0% | 0% | 0% | 0% | 0% | 0% | 0% | 0% | 0% | 0% | 0% | 0% | 0% | 0% | 0% | 0% | 0% | 0 | 0 | 0 | 0 | 0 | 0 | 0
F6_Industrial_Stone, Clay, and Glass_New_Space Heating_Natural Gas_Gas Boiler - Hot Water Reset_A_Technical Potential | F6 | Industrial | Stone, Clay, and Glass | New | Space Heating | Natural Gas | Gas Boiler - Hot Water Reset | A | Standalone Impact on Baseline Winter Peak (%) | Technical Potential | 0% | 0% | 0% | 0% | 0% | 0% | 0% | 0% | 0% | 0% | 0% | 0% | 0% | 0% | 0% | 0% | 0% | 0% | 0% | 0% | 0% | 0% | 0% | 0% | 0 | 0 | 0 | 0 | 0 | 0 | 0
F7_Industrial_Stone, Clay, and Glass_New_Space Heating_Natural Gas_Gas Boiler - Hot Water Reset_A_Technical Potential | F7 | Industrial | Stone, Clay, and Glass | New | Space Heating | Natural Gas | Gas Boiler - Hot Water Reset | A | Incremental Energy Savings (MWh or mTherms) | Technical Potential | 0 | 0 | 0 | 0 | 0 | 0 | 0 | 0 | 0 | 0 | 0 | 0 | 0 | 0 | 0 | 0 | 0 | 0 | 0 | 0 | 0 | 0 | 0 | 0 | 0 | 0 | 0 | 0 | 0 | 0 | 0
F8_Industrial_Stone, Clay, and Glass_New_Space Heating_Natural Gas_Gas Boiler - Hot Water Reset_A_Technical Potential | F8 | Industrial | Stone, Clay, and Glass | New | Space Heating | Natural Gas | Gas Boiler - Hot Water Reset | A | Incremental Summer Peak Savings (MW) | Technical Potential | 0 | 0 | 0 | 0 | 0 | 0 | 0 | 0 | 0 | 0 | 0 | 0 | 0 | 0 | 0 | 0 | 0 | 0 | 0 | 0 | 0 | 0 | 0 | 0 | 0 | 0 | 0 | 0 | 0 | 0 | 0
F9_Industrial_Stone, Clay, and Glass_New_Space Heating_Natural Gas_Gas Boiler - Hot Water Reset_A_Technical Potential | F9 | Industrial | Stone, Clay, and Glass | New | Space Heating | Natural Gas | Gas Boiler - Hot Water Reset | A | Incremental Winter Peak Savings (MW) | Technical Potential | 0 | 0 | 0 | 0 | 0 | 0 | 0 | 0 | 0 | 0 | 0 | 0 | 0 | 0 | 0 | 0 | 0 | 0 | 0 | 0 | 0 | 0 | 0 | 0 | 0 | 0 | 0 | 0 | 0 | 0 | 0
F10_Industrial_Stone, Clay, and Glass_New_Space Heating_Natural Gas_Gas Boiler - Hot Water Reset_A_Technical Potential | F10 | Industrial | Stone, Clay, and Glass | New | Space Heating | Natural Gas | Gas Boiler - Hot Water Reset | A | Cumulative Energy Savings (MWh or mTherms) | Technical Potential | 0 | 0 | 0 | 0 | 0 | 0 | 0 | 0 | 0 | 0 | 0 | 0 | 0 | 0 | 0 | 0 | 0 | 0 | 0 | 0 | 0 | 0 | 0 | 0 | 0 | 0 | 0 | 0 | 0 | 0 | 0
F11_Industrial_Stone, Clay, and Glass_New_Space Heating_Natural Gas_Gas Boiler - Hot Water Reset_A_Technical Potential | F11 | Industrial | Stone, Clay, and Glass | New | Space Heating | Natural Gas | Gas Boiler - Hot Water Reset | A | Cumulative Summer Peak Savings (MW) | Technical Potential | 0 | 0 | 0 | 0 | 0 | 0 | 0 | 0 | 0 | 0 | 0 | 0 | 0 | 0 | 0 | 0 | 0 | 0 | 0 | 0 | 0 | 0 | 0 | 0 | 0 | 0 | 0 | 0 | 0 | 0 | 0
F12_Industrial_Stone, Clay, and Glass_New_Space Heating_Natural Gas_Gas Boiler - Hot Water Reset_A_Technical Potential | F12 | Industrial | Stone, Clay, and Glass | New | Space Heating | Natural Gas | Gas Boiler - Hot Water Reset | A | Cumulative Winter Peak Savings (MW) | Technical Potential | 0 | 0 | 0 | 0 | 0 | 0 | 0 | 0 | 0 | 0 | 0 | 0 | 0 | 0 | 0 | 0 | 0 | 0 | 0 | 0 | 0 | 0 | 0 | 0 | 0 | 0 | 0 | 0 | 0 | 0 | 0
F13_Industrial_Stone, Clay, and Glass_New_Space Heating_Natural Gas_Gas Boiler - Hot Water Reset_A_Technical Potential | F13 | Industrial | Stone, Clay, and Glass | New | Space Heating | Natural Gas | Gas Boiler - Hot Water Reset | A | Purchases (Incremental) | Technical Potential | 0 | 0 | 0 | 0 | 0 | 0 | 0 | 0 | 0 | 0 | 0 | 0 | 0 | 0 | 0 | 0 | 0 | 0 | 0 | 0 | 0 | 0 | 0 | 0 | 0 | 0 | 0 | 0 | 0 | 0 | 0
F14_Industrial_Stone, Clay, and Glass_New_Space Heating_Natural Gas_Gas Boiler - Hot Water Reset_A_Technical Potential | F14 | Industrial | Stone, Clay, and Glass | New | Space Heating | Natural Gas | Gas Boiler - Hot Water Reset | A | Purchases (Cumulative) | Technical Potential | 0 | 0 | 0 | 0 | 0 | 0 | 0 | 0 | 0 | 0 | 0 | 0 | 0 | 0 | 0 | 0 | 0 | 0 | 0 | 0 | 0 | 0 | 0 | 0 | 0 | 0 | 0 | 0 | 0 | 0 | 0
F1_Industrial_Stone, Clay, and Glass_New_Process_Natural Gas_Gas Boiler - Hot Water Reset_A_Technical Potential | F1 | Industrial | Stone, Clay, and Glass | New | Process | Natural Gas | Gas Boiler - Hot Water Reset | A | Original Unit Energy Savings (kWh or therms) | Technical Potential | 0 | 0 | 0 | 0 | 0 | 7.6538 | 7.6538 | 7.6538 | 7.6538 | 7.6538 | 7.6538 | 7.6538 | 7.6538 | 7.6538 | 7.6538 | 7.6538 | 7.6538 | 7.6538 | 7.6538 | 7.6538 | 7.6538 | 7.6538 | 7.6538 | 7.6538 | 7.6538 | 7.6538 | 7.6538 | 7.6538 | 7.6538 | 7.6538 | 7.6538
F2_Industrial_Stone, Clay, and Glass_New_Process_Natural Gas_Gas Boiler - Hot Water Reset_A_Technical Potential | F2 | Industrial | Stone, Clay, and Glass | New | Process | Natural Gas | Gas Boiler - Hot Water Reset | A | Original Unit Summer Peak Savings (kW) | Technical Potential | 0 | 0 | 0 | 0 | 0 | 0 | 0 | 0 | 0 | 0 | 0 | 0 | 0 | 0 | 0 | 0 | 0 | 0 | 0 | 0 | 0 | 0 | 0 | 0 | 0 | 0 | 0 | 0 | 0 | 0 | 0
F3_Industrial_Stone, Clay, and Glass_New_Process_Natural Gas_Gas Boiler - Hot Water Reset_A_Technical Potential | F3 | Industrial | Stone, Clay, and Glass | New | Process | Natural Gas | Gas Boiler - Hot Water Reset | A | Original Unit Winter Peak Savings (kW) | Technical Potential | 0 | 0 | 0 | 0 | 0 | 0 | 0 | 0 | 0 | 0 | 0 | 0 | 0 | 0 | 0 | 0 | 0 | 0 | 0 | 0 | 0 | 0 | 0 | 0 | 0 | 0 | 0 | 0 | 0 | 0 | 0
F4_Industrial_Stone, Clay, and Glass_New_Process_Natural Gas_Gas Boiler - Hot Water Reset_A_Technical Potential | F4 | Industrial | Stone, Clay, and Glass | New | Process | Natural Gas | Gas Boiler - Hot Water Reset | A | Standalone Impact on Baseline Energy (%) | Technical Potential | 0% | 0% | 0% | 0% | 0% | 0.001461% | 0.003027% | 0.004815% | 0.006794% | 0.008983% | 0.01152% | 0.01425% | 0.01693% | 0.01928% | 0.02107% | 0.02212% | 0.0224% | 0.02207% | 0.02135% | 0.02048% | 0.01958% | 0.0187% | 0.0179% | 0.01717% | 0.000165 | 0.0001588 | 0.00015306 | 0.00014774 | 0 | 0 | 0
F5_Industrial_Stone, Clay, and Glass_New_Process_Natural Gas_Gas Boiler - Hot Water Reset_A_Technical Potential | F5 | Industrial | Stone, Clay, and Glass | New | Process | Natural Gas | Gas Boiler - Hot Water Reset | A | Standalone Impact on Baseline Summer Peak (%) | Technical Potential | 0% | 0% | 0% | 0% | 0% | 0% | 0% | 0% | 0% | 0% | 0% | 0% | 0% | 0% | 0% | 0% | 0% | 0% | 0% | 0% | 0% | 0% | 0% | 0% | 0 | 0 | 0 | 0 | 0 | 0 | 0
F6_Industrial_Stone, Clay, and Glass_New_Process_Natural Gas_Gas Boiler - Hot Water Reset_A_Technical Potential | F6 | Industrial | Stone, Clay, and Glass | New | Process | Natural Gas | Gas Boiler - Hot Water Reset | A | Standalone Impact on Baseline Winter Peak (%) | Technical Potential | 0% | 0% | 0% | 0% | 0% | 0% | 0% | 0% | 0% | 0% | 0% | 0% | 0% | 0% | 0% | 0% | 0% | 0% | 0% | 0% | 0% | 0% | 0% | 0% | 0 | 0 | 0 | 0 | 0 | 0 | 0
F7_Industrial_Stone, Clay, and Glass_New_Process_Natural Gas_Gas Boiler - Hot Water Reset_A_Technical Potential | F7 | Industrial | Stone, Clay, and Glass | New | Process | Natural Gas | Gas Boiler - Hot Water Reset | A | Incremental Energy Savings (MWh or mTherms) | Technical Potential | 0 | 0 | 0 | 0 | 0 | 0.0024911 | 0.0036237 | 0.0051254 | 0.0067472 | 0.0086062 | 0.011127 | 0.013359 | 0.014823 | 0.015074 | 0.013892 | 0.011476 | 0.0080712 | 0.0049629 | 0.002522 | 0.0011225 | 0.00042841 | 0.0024911 | 0.0036237 | 0.0051254 | 0.0067472 | 0.0086062 | 0.011127 | 0.013359 | 0.014823 | 0.015074 | 0.013892
F8_Industrial_Stone, Clay, and Glass_New_Process_Natural Gas_Gas Boiler - Hot Water Reset_A_Technical Potential | F8 | Industrial | Stone, Clay, and Glass | New | Process | Natural Gas | Gas Boiler - Hot Water Reset | A | Incremental Summer Peak Savings (MW) | Technical Potential | 0 | 0 | 0 | 0 | 0 | 0 | 0 | 0 | 0 | 0 | 0 | 0 | 0 | 0 | 0 | 0 | 0 | 0 | 0 | 0 | 0 | 0 | 0 | 0 | 0 | 0 | 0 | 0 | 0 | 0 | 0
F9_Industrial_Stone, Clay, and Glass_New_Process_Natural Gas_Gas Boiler - Hot Water Reset_A_Technical Potential | F9 | Industrial | Stone, Clay, and Glass | New | Process | Natural Gas | Gas Boiler - Hot Water Reset | A | Incremental Winter Peak Savings (MW) | Technical Potential | 0 | 0 | 0 | 0 | 0 | 0 | 0 | 0 | 0 | 0 | 0 | 0 | 0 | 0 | 0 | 0 | 0 | 0 | 0 | 0 | 0 | 0 | 0 | 0 | 0 | 0 | 0 | 0 | 0 | 0 | 0
F10_Industrial_Stone, Clay, and Glass_New_Process_Natural Gas_Gas Boiler - Hot Water Reset_A_Technical Potential | F10 | Industrial | Stone, Clay, and Glass | New | Process | Natural Gas | Gas Boiler - Hot Water Reset | A | Cumulative Energy Savings (MWh or mTherms) | Technical Potential | 0 | 0 | 0 | 0 | 0 | 0.0024911 | 0.0061148 | 0.01124 | 0.017987 | 0.026594 | 0.03772 | 0.05108 | 0.065902 | 0.080976 | 0.094867 | 0.10634 | 0.11441 | 0.11938 | 0.1219 | 0.12302 | 0.12345 | 0.12345 | 0.12345 | 0.12345 | 0.12345 | 0.12345 | 0.12345 | 0.12345 | 0.12345 | 0.12345 | 0.12345
F11_Industrial_Stone, Clay, and Glass_New_Process_Natural Gas_Gas Boiler - Hot Water Reset_A_Technical Potential | F11 | Industrial | Stone, Clay, and Glass | New | Process | Natural Gas | Gas Boiler - Hot Water Reset | A | Cumulative Summer Peak Savings (MW) | Technical Potential | 0 | 0 | 0 | 0 | 0 | 0 | 0 | 0 | 0 | 0 | 0 | 0 | 0 | 0 | 0 | 0 | 0 | 0 | 0 | 0 | 0 | 0 | 0 | 0 | 0 | 0 | 0 | 0 | 0 | 0 | 0
F12_Industrial_Stone, Clay, and Glass_New_Process_Natural Gas_Gas Boiler - Hot Water Reset_A_Technical Potential | F12 | Industrial | Stone, Clay, and Glass | New | Process | Natural Gas | Gas Boiler - Hot Water Reset | A | Cumulative Winter Peak Savings (MW) | Technical Potential | 0 | 0 | 0 | 0 | 0 | 0 | 0 | 0 | 0 | 0 | 0 | 0 | 0 | 0 | 0 | 0 | 0 | 0 | 0 | 0 | 0 | 0 | 0 | 0 | 0 | 0 | 0 | 0 | 0 | 0 | 0
F13_Industrial_Stone, Clay, and Glass_New_Process_Natural Gas_Gas Boiler - Hot Water Reset_A_Technical Potential | F13 | Industrial | Stone, Clay, and Glass | New | Process | Natural Gas | Gas Boiler - Hot Water Reset | A | Purchases (Incremental) | Technical Potential | 0 | 0 | 0 | 0 | 0 | 0.32547 | 0.47345 | 0.66965 | 0.88155 | 1.1244 | 1.4537 | 1.7454 | 1.9366 | 1.9694 | 1.815 | 1.4994 | 1.0545 | 0.64843 | 0.32951 | 0.14666 | 0.055973 | 0.32547 | 0.47345 | 0.66965 | 0.88155 | 1.1244 | 1.4537 | 1.7454 | 1.9366 | 1.9694 | 1.815
F14_Industrial_Stone, Clay, and Glass_New_Process_Natural Gas_Gas Boiler - Hot Water Reset_A_Technical Potential | F14 | Industrial | Stone, Clay, and Glass | New | Process | Natural Gas | Gas Boiler - Hot Water Reset | A | Purchases (Cumulative) | Technical Potential | 0 | 0 | 0 | 0 | 0 | 0.32547 | 0.79892 | 1.4686 | 2.3501 | 3.4746 | 4.9283 | 6.6737 | 8.6103 | 10.5798 | 12.3948 | 13.8942 | 14.9487 | 15.5972 | 15.9267 | 16.0733 | 16.1293 | 16.1293 | 16.1293 | 16.1293 | 16.1293 | 16.1293 | 16.1293 | 16.1293 | 16.1293 | 16.1293 | 16.1293
F1_Industrial_Stone, Clay, and Glass_New_Space Heating_Natural Gas_Steam Trap Maintenance_A_Technical Potential | F1 | Industrial | Stone, Clay, and Glass | New | Space Heating | Natural Gas | Steam Trap Maintenance | A | Original Unit Energy Savings (kWh or therms) | Technical Potential | 0 | 0 | 0 | 0 | 0 | 0 | 0 | 0 | 0 | 0 | 0 | 0 | 0 | 0 | 0 | 0 | 0 | 0 | 0 | 0 | 0 | 0 | 0 | 0 | 0 | 0 | 0 | 0 | 0 | 0 | 0
F2_Industrial_Stone, Clay, and Glass_New_Space Heating_Natural Gas_Steam Trap Maintenance_A_Technical Potential | F2 | Industrial | Stone, Clay, and Glass | New | Space Heating | Natural Gas | Steam Trap Maintenance | A | Original Unit Summer Peak Savings (kW) | Technical Potential | 0 | 0 | 0 | 0 | 0 | 0 | 0 | 0 | 0 | 0 | 0 | 0 | 0 | 0 | 0 | 0 | 0 | 0 | 0 | 0 | 0 | 0 | 0 | 0 | 0 | 0 | 0 | 0 | 0 | 0 | 0
F3_Industrial_Stone, Clay, and Glass_New_Space Heating_Natural Gas_Steam Trap Maintenance_A_Technical Potential | F3 | Industrial | Stone, Clay, and Glass | New | Space Heating | Natural Gas | Steam Trap Maintenance | A | Original Unit Winter Peak Savings (kW) | Technical Potential | 0 | 0 | 0 | 0 | 0 | 0 | 0 | 0 | 0 | 0 | 0 | 0 | 0 | 0 | 0 | 0 | 0 | 0 | 0 | 0 | 0 | 0 | 0 | 0 | 0 | 0 | 0 | 0 | 0 | 0 | 0
F4_Industrial_Stone, Clay, and Glass_New_Space Heating_Natural Gas_Steam Trap Maintenance_A_Technical Potential | F4 | Industrial | Stone, Clay, and Glass | New | Space Heating | Natural Gas | Steam Trap Maintenance | A | Standalone Impact on Baseline Energy (%) | Technical Potential | 0% | 0% | 0% | 0% | 0% | 0% | 0% | 0% | 0% | 0% | 0% | 0% | 0% | 0% | 0% | 0% | 0% | 0% | 0% | 0% | 0% | 0% | 0% | 0% | 0 | 0 | 0 | 0 | 0 | 0 | 0
F5_Industrial_Stone, Clay, and Glass_New_Space Heating_Natural Gas_Steam Trap Maintenance_A_Technical Potential | F5 | Industrial | Stone, Clay, and Glass | New | Space Heating | Natural Gas | Steam Trap Maintenance | A | Standalone Impact on Baseline Summer Peak (%) | Technical Potential | 0% | 0% | 0% | 0% | 0% | 0% | 0% | 0% | 0% | 0% | 0% | 0% | 0% | 0% | 0% | 0% | 0% | 0% | 0% | 0% | 0% | 0% | 0% | 0% | 0 | 0 | 0 | 0 | 0 | 0 | 0
F6_Industrial_Stone, Clay, and Glass_New_Space Heating_Natural Gas_Steam Trap Maintenance_A_Technical Potential | F6 | Industrial | Stone, Clay, and Glass | New | Space Heating | Natural Gas | Steam Trap Maintenance | A | Standalone Impact on Baseline Winter Peak (%) | Technical Potential | 0% | 0% | 0% | 0% | 0% | 0% | 0% | 0% | 0% | 0% | 0% | 0% | 0% | 0% | 0% | 0% | 0% | 0% | 0% | 0% | 0% | 0% | 0% | 0% | 0 | 0 | 0 | 0 | 0 | 0 | 0
F7_Industrial_Stone, Clay, and Glass_New_Space Heating_Natural Gas_Steam Trap Maintenance_A_Technical Potential | F7 | Industrial | Stone, Clay, and Glass | New | Space Heating | Natural Gas | Steam Trap Maintenance | A | Incremental Energy Savings (MWh or mTherms) | Technical Potential | 0 | 0 | 0 | 0 | 0 | 0 | 0 | 0 | 0 | 0 | 0 | 0 | 0 | 0 | 0 | 0 | 0 | 0 | 0 | 0 | 0 | 0 | 0 | 0 | 0 | 0 | 0 | 0 | 0 | 0 | 0
F8_Industrial_Stone, Clay, and Glass_New_Space Heating_Natural Gas_Steam Trap Maintenance_A_Technical Potential | F8 | Industrial | Stone, Clay, and Glass | New | Space Heating | Natural Gas | Steam Trap Maintenance | A | Incremental Summer Peak Savings (MW) | Technical Potential | 0 | 0 | 0 | 0 | 0 | 0 | 0 | 0 | 0 | 0 | 0 | 0 | 0 | 0 | 0 | 0 | 0 | 0 | 0 | 0 | 0 | 0 | 0 | 0 | 0 | 0 | 0 | 0 | 0 | 0 | 0
F9_Industrial_Stone, Clay, and Glass_New_Space Heating_Natural Gas_Steam Trap Maintenance_A_Technical Potential | F9 | Industrial | Stone, Clay, and Glass | New | Space Heating | Natural Gas | Steam Trap Maintenance | A | Incremental Winter Peak Savings (MW) | Technical Potential | 0 | 0 | 0 | 0 | 0 | 0 | 0 | 0 | 0 | 0 | 0 | 0 | 0 | 0 | 0 | 0 | 0 | 0 | 0 | 0 | 0 | 0 | 0 | 0 | 0 | 0 | 0 | 0 | 0 | 0 | 0
F10_Industrial_Stone, Clay, and Glass_New_Space Heating_Natural Gas_Steam Trap Maintenance_A_Technical Potential | F10 | Industrial | Stone, Clay, and Glass | New | Space Heating | Natural Gas | Steam Trap Maintenance | A | Cumulative Energy Savings (MWh or mTherms) | Technical Potential | 0 | 0 | 0 | 0 | 0 | 0 | 0 | 0 | 0 | 0 | 0 | 0 | 0 | 0 | 0 | 0 | 0 | 0 | 0 | 0 | 0 | 0 | 0 | 0 | 0 | 0 | 0 | 0 | 0 | 0 | 0
F11_Industrial_Stone, Clay, and Glass_New_Space Heating_Natural Gas_Steam Trap Maintenance_A_Technical Potential | F11 | Industrial | Stone, Clay, and Glass | New | Space Heating | Natural Gas | Steam Trap Maintenance | A | Cumulative Summer Peak Savings (MW) | Technical Potential | 0 | 0 | 0 | 0 | 0 | 0 | 0 | 0 | 0 | 0 | 0 | 0 | 0 | 0 | 0 | 0 | 0 | 0 | 0 | 0 | 0 | 0 | 0 | 0 | 0 | 0 | 0 | 0 | 0 | 0 | 0
F12_Industrial_Stone, Clay, and Glass_New_Space Heating_Natural Gas_Steam Trap Maintenance_A_Technical Potential | F12 | Industrial | Stone, Clay, and Glass | New | Space Heating | Natural Gas | Steam Trap Maintenance | A | Cumulative Winter Peak Savings (MW) | Technical Potential | 0 | 0 | 0 | 0 | 0 | 0 | 0 | 0 | 0 | 0 | 0 | 0 | 0 | 0 | 0 | 0 | 0 | 0 | 0 | 0 | 0 | 0 | 0 | 0 | 0 | 0 | 0 | 0 | 0 | 0 | 0
F13_Industrial_Stone, Clay, and Glass_New_Space Heating_Natural Gas_Steam Trap Maintenance_A_Technical Potential | F13 | Industrial | Stone, Clay, and Glass | New | Space Heating | Natural Gas | Steam Trap Maintenance | A | Purchases (Incremental) | Technical Potential | 0 | 0 | 0 | 0 | 0 | 0 | 0 | 0 | 0 | 0 | 0 | 0 | 0 | 0 | 0 | 0 | 0 | 0 | 0 | 0 | 0 | 0 | 0 | 0 | 0 | 0 | 0 | 0 | 0 | 0 | 0
F14_Industrial_Stone, Clay, and Glass_New_Space Heating_Natural Gas_Steam Trap Maintenance_A_Technical Potential | F14 | Industrial | Stone, Clay, and Glass | New | Space Heating | Natural Gas | Steam Trap Maintenance | A | Purchases (Cumulative) | Technical Potential | 0 | 0 | 0 | 0 | 0 | 0 | 0 | 0 | 0 | 0 | 0 | 0 | 0 | 0 | 0 | 0 | 0 | 0 | 0 | 0 | 0 | 0 | 0 | 0 | 0 | 0 | 0 | 0 | 0 | 0 | 0
F1_Industrial_Stone, Clay, and Glass_New_Process_Natural Gas_Steam Trap Maintenance_A_Technical Potential | F1 | Industrial | Stone, Clay, and Glass | New | Process | Natural Gas | Steam Trap Maintenance | A | Original Unit Energy Savings (kWh or therms) | Technical Potential | 0 | 0 | 0 | 0 | 0 | 5.4079 | 5.4079 | 5.4079 | 5.4079 | 5.4079 | 5.4079 | 5.4079 | 5.4079 | 5.4079 | 5.4079 | 5.4079 | 5.4079 | 5.4079 | 5.4079 | 5.4079 | 5.4079 | 5.4079 | 5.4079 | 5.4079 | 5.4079 | 5.4079 | 5.4079 | 5.4079 | 5.4079 | 5.4079 | 5.4079
F2_Industrial_Stone, Clay, and Glass_New_Process_Natural Gas_Steam Trap Maintenance_A_Technical Potential | F2 | Industrial | Stone, Clay, and Glass | New | Process | Natural Gas | Steam Trap Maintenance | A | Original Unit Summer Peak Savings (kW) | Technical Potential | 0 | 0 | 0 | 0 | 0 | 0 | 0 | 0 | 0 | 0 | 0 | 0 | 0 | 0 | 0 | 0 | 0 | 0 | 0 | 0 | 0 | 0 | 0 | 0 | 0 | 0 | 0 | 0 | 0 | 0 | 0
F3_Industrial_Stone, Clay, and Glass_New_Process_Natural Gas_Steam Trap Maintenance_A_Technical Potential | F3 | Industrial | Stone, Clay, and Glass | New | Process | Natural Gas | Steam Trap Maintenance | A | Original Unit Winter Peak Savings (kW) | Technical Potential | 0 | 0 | 0 | 0 | 0 | 0 | 0 | 0 | 0 | 0 | 0 | 0 | 0 | 0 | 0 | 0 | 0 | 0 | 0 | 0 | 0 | 0 | 0 | 0 | 0 | 0 | 0 | 0 | 0 | 0 | 0
F4_Industrial_Stone, Clay, and Glass_New_Process_Natural Gas_Steam Trap Maintenance_A_Technical Potential | F4 | Industrial | Stone, Clay, and Glass | New | Process | Natural Gas | Steam Trap Maintenance | A | Standalone Impact on Baseline Energy (%) | Technical Potential | 0% | 0% | 0% | 0% | 0% | 0% | 0% | 0% | 0% | 0% | 0% | 0% | 0% | 0% | 0% | 0% | 0% | 0% | 0% | 0% | 0% | 0% | 0% | 0% | 0 | 0 | 0 | 0 | 0 | 0 | 0
F5_Industrial_Stone, Clay, and Glass_New_Process_Natural Gas_Steam Trap Maintenance_A_Technical Potential | F5 | Industrial | Stone, Clay, and Glass | New | Process | Natural Gas | Steam Trap Maintenance | A | Standalone Impact on Baseline Summer Peak (%) | Technical Potential | 0% | 0% | 0% | 0% | 0% | 0% | 0% | 0% | 0% | 0% | 0% | 0% | 0% | 0% | 0% | 0% | 0% | 0% | 0% | 0% | 0% | 0% | 0% | 0% | 0 | 0 | 0 | 0 | 0 | 0 | 0
F6_Industrial_Stone, Clay, and Glass_New_Process_Natural Gas_Steam Trap Maintenance_A_Technical Potential | F6 | Industrial | Stone, Clay, and Glass | New | Process | Natural Gas | Steam Trap Maintenance | A | Standalone Impact on Baseline Winter Peak (%) | Technical Potential | 0% | 0% | 0% | 0% | 0% | 0% | 0% | 0% | 0% | 0% | 0% | 0% | 0% | 0% | 0% | 0% | 0% | 0% | 0% | 0% | 0% | 0% | 0% | 0% | 0 | 0 | 0 | 0 | 0 | 0 | 0
F7_Industrial_Stone, Clay, and Glass_New_Process_Natural Gas_Steam Trap Maintenance_A_Technical Potential | F7 | Industrial | Stone, Clay, and Glass | New | Process | Natural Gas | Steam Trap Maintenance | A | Incremental Energy Savings (MWh or mTherms) | Technical Potential | 0 | 0 | 0 | 0 | 0 | 0 | 0 | 0 | 0 | 0 | 0 | 0 | 0 | 0 | 0 | 0 | 0 | 0 | 0 | 0 | 0 | 0 | 0 | 0 | 0 | 0 | 0 | 0 | 0 | 0 | 0
F8_Industrial_Stone, Clay, and Glass_New_Process_Natural Gas_Steam Trap Maintenance_A_Technical Potential | F8 | Industrial | Stone, Clay, and Glass | New | Process | Natural Gas | Steam Trap Maintenance | A | Incremental Summer Peak Savings (MW) | Technical Potential | 0 | 0 | 0 | 0 | 0 | 0 | 0 | 0 | 0 | 0 | 0 | 0 | 0 | 0 | 0 | 0 | 0 | 0 | 0 | 0 | 0 | 0 | 0 | 0 | 0 | 0 | 0 | 0 | 0 | 0 | 0
F9_Industrial_Stone, Clay, and Glass_New_Process_Natural Gas_Steam Trap Maintenance_A_Technical Potential | F9 | Industrial | Stone, Clay, and Glass | New | Process | Natural Gas | Steam Trap Maintenance | A | Incremental Winter Peak Savings (MW) | Technical Potential | 0 | 0 | 0 | 0 | 0 | 0 | 0 | 0 | 0 | 0 | 0 | 0 | 0 | 0 | 0 | 0 | 0 | 0 | 0 | 0 | 0 | 0 | 0 | 0 | 0 | 0 | 0 | 0 | 0 | 0 | 0
F10_Industrial_Stone, Clay, and Glass_New_Process_Natural Gas_Steam Trap Maintenance_A_Technical Potential | F10 | Industrial | Stone, Clay, and Glass | New | Process | Natural Gas | Steam Trap Maintenance | A | Cumulative Energy Savings (MWh or mTherms) | Technical Potential | 0 | 0 | 0 | 0 | 0 | 0 | 0 | 0 | 0 | 0 | 0 | 0 | 0 | 0 | 0 | 0 | 0 | 0 | 0 | 0 | 0 | 0 | 0 | 0 | 0 | 0 | 0 | 0 | 0 | 0 | 0
F11_Industrial_Stone, Clay, and Glass_New_Process_Natural Gas_Steam Trap Maintenance_A_Technical Potential | F11 | Industrial | Stone, Clay, and Glass | New | Process | Natural Gas | Steam Trap Maintenance | A | Cumulative Summer Peak Savings (MW) | Technical Potential | 0 | 0 | 0 | 0 | 0 | 0 | 0 | 0 | 0 | 0 | 0 | 0 | 0 | 0 | 0 | 0 | 0 | 0 | 0 | 0 | 0 | 0 | 0 | 0 | 0 | 0 | 0 | 0 | 0 | 0 | 0
F12_Industrial_Stone, Clay, and Glass_New_Process_Natural Gas_Steam Trap Maintenance_A_Technical Potential | F12 | Industrial | Stone, Clay, and Glass | New | Process | Natural Gas | Steam Trap Maintenance | A | Cumulative Winter Peak Savings (MW) | Technical Potential | 0 | 0 | 0 | 0 | 0 | 0 | 0 | 0 | 0 | 0 | 0 | 0 | 0 | 0 | 0 | 0 | 0 | 0 | 0 | 0 | 0 | 0 | 0 | 0 | 0 | 0 | 0 | 0 | 0 | 0 | 0
F13_Industrial_Stone, Clay, and Glass_New_Process_Natural Gas_Steam Trap Maintenance_A_Technical Potential | F13 | Industrial | Stone, Clay, and Glass | New | Process | Natural Gas | Steam Trap Maintenance | A | Purchases (Incremental) | Technical Potential | 0 | 0 | 0 | 0 | 0 | 0 | 0 | 0 | 0 | 0 | 0 | 0 | 0 | 0 | 0 | 0 | 0 | 0 | 0 | 0 | 0 | 0 | 0 | 0 | 0 | 0 | 0 | 0 | 0 | 0 | 0
F14_Industrial_Stone, Clay, and Glass_New_Process_Natural Gas_Steam Trap Maintenance_A_Technical Potential | F14 | Industrial | Stone, Clay, and Glass | New | Process | Natural Gas | Steam Trap Maintenance | A | Purchases (Cumulative) | Technical Potential | 0 | 0 | 0 | 0 | 0 | 0 | 0 | 0 | 0 | 0 | 0 | 0 | 0 | 0 | 0 | 0 | 0 | 0 | 0 | 0 | 0 | 0 | 0 | 0 | 0 | 0 | 0 | 0 | 0 | 0 | 0
F1_Industrial_Stone, Clay, and Glass_New_Space Heating_Natural Gas_Gas Boiler - High Turndown_A_Technical Potential | F1 | Industrial | Stone, Clay, and Glass | New | Space Heating | Natural Gas | Gas Boiler - High Turndown | A | Original Unit Energy Savings (kWh or therms) | Technical Potential | 0 | 0 | 0 | 0 | 0 | 0 | 0 | 0 | 0 | 0 | 0 | 0 | 0 | 0 | 0 | 0 | 0 | 0 | 0 | 0 | 0 | 0 | 0 | 0 | 0 | 0 | 0 | 0 | 0 | 0 | 0
F2_Industrial_Stone, Clay, and Glass_New_Space Heating_Natural Gas_Gas Boiler - High Turndown_A_Technical Potential | F2 | Industrial | Stone, Clay, and Glass | New | Space Heating | Natural Gas | Gas Boiler - High Turndown | A | Original Unit Summer Peak Savings (kW) | Technical Potential | 0 | 0 | 0 | 0 | 0 | 0 | 0 | 0 | 0 | 0 | 0 | 0 | 0 | 0 | 0 | 0 | 0 | 0 | 0 | 0 | 0 | 0 | 0 | 0 | 0 | 0 | 0 | 0 | 0 | 0 | 0
F3_Industrial_Stone, Clay, and Glass_New_Space Heating_Natural Gas_Gas Boiler - High Turndown_A_Technical Potential | F3 | Industrial | Stone, Clay, and Glass | New | Space Heating | Natural Gas | Gas Boiler - High Turndown | A | Original Unit Winter Peak Savings (kW) | Technical Potential | 0 | 0 | 0 | 0 | 0 | 0 | 0 | 0 | 0 | 0 | 0 | 0 | 0 | 0 | 0 | 0 | 0 | 0 | 0 | 0 | 0 | 0 | 0 | 0 | 0 | 0 | 0 | 0 | 0 | 0 | 0
F4_Industrial_Stone, Clay, and Glass_New_Space Heating_Natural Gas_Gas Boiler - High Turndown_A_Technical Potential | F4 | Industrial | Stone, Clay, and Glass | New | Space Heating | Natural Gas | Gas Boiler - High Turndown | A | Standalone Impact on Baseline Energy (%) | Technical Potential | 0% | 0% | 0% | 0% | 0% | 0% | 0% | 0% | 0% | 0% | 0% | 0% | 0% | 0% | 0% | 0% | 0% | 0% | 0% | 0% | 0% | 0% | 0% | 0% | 0 | 0 | 0 | 0 | 0 | 0 | 0
F5_Industrial_Stone, Clay, and Glass_New_Space Heating_Natural Gas_Gas Boiler - High Turndown_A_Technical Potential | F5 | Industrial | Stone, Clay, and Glass | New | Space Heating | Natural Gas | Gas Boiler - High Turndown | A | Standalone Impact on Baseline Summer Peak (%) | Technical Potential | 0% | 0% | 0% | 0% | 0% | 0% | 0% | 0% | 0% | 0% | 0% | 0% | 0% | 0% | 0% | 0% | 0% | 0% | 0% | 0% | 0% | 0% | 0% | 0% | 0 | 0 | 0 | 0 | 0 | 0 | 0
F6_Industrial_Stone, Clay, and Glass_New_Space Heating_Natural Gas_Gas Boiler - High Turndown_A_Technical Potential | F6 | Industrial | Stone, Clay, and Glass | New | Space Heating | Natural Gas | Gas Boiler - High Turndown | A | Standalone Impact on Baseline Winter Peak (%) | Technical Potential | 0% | 0% | 0% | 0% | 0% | 0% | 0% | 0% | 0% | 0% | 0% | 0% | 0% | 0% | 0% | 0% | 0% | 0% | 0% | 0% | 0% | 0% | 0% | 0% | 0 | 0 | 0 | 0 | 0 | 0 | 0
F7_Industrial_Stone, Clay, and Glass_New_Space Heating_Natural Gas_Gas Boiler - High Turndown_A_Technical Potential | F7 | Industrial | Stone, Clay, and Glass | New | Space Heating | Natural Gas | Gas Boiler - High Turndown | A | Incremental Energy Savings (MWh or mTherms) | Technical Potential | 0 | 0 | 0 | 0 | 0 | 0 | 0 | 0 | 0 | 0 | 0 | 0 | 0 | 0 | 0 | 0 | 0 | 0 | 0 | 0 | 0 | 0 | 0 | 0 | 0 | 0 | 0 | 0 | 0 | 0 | 0
F8_Industrial_Stone, Clay, and Glass_New_Space Heating_Natural Gas_Gas Boiler - High Turndown_A_Technical Potential | F8 | Industrial | Stone, Clay, and Glass | New | Space Heating | Natural Gas | Gas Boiler - High Turndown | A | Incremental Summer Peak Savings (MW) | Technical Potential | 0 | 0 | 0 | 0 | 0 | 0 | 0 | 0 | 0 | 0 | 0 | 0 | 0 | 0 | 0 | 0 | 0 | 0 | 0 | 0 | 0 | 0 | 0 | 0 | 0 | 0 | 0 | 0 | 0 | 0 | 0
F9_Industrial_Stone, Clay, and Glass_New_Space Heating_Natural Gas_Gas Boiler - High Turndown_A_Technical Potential | F9 | Industrial | Stone, Clay, and Glass | New | Space Heating | Natural Gas | Gas Boiler - High Turndown | A | Incremental Winter Peak Savings (MW) | Technical Potential | 0 | 0 | 0 | 0 | 0 | 0 | 0 | 0 | 0 | 0 | 0 | 0 | 0 | 0 | 0 | 0 | 0 | 0 | 0 | 0 | 0 | 0 | 0 | 0 | 0 | 0 | 0 | 0 | 0 | 0 | 0
F10_Industrial_Stone, Clay, and Glass_New_Space Heating_Natural Gas_Gas Boiler - High Turndown_A_Technical Potential | F10 | Industrial | Stone, Clay, and Glass | New | Space Heating | Natural Gas | Gas Boiler - High Turndown | A | Cumulative Energy Savings (MWh or mTherms) | Technical Potential | 0 | 0 | 0 | 0 | 0 | 0 | 0 | 0 | 0 | 0 | 0 | 0 | 0 | 0 | 0 | 0 | 0 | 0 | 0 | 0 | 0 | 0 | 0 | 0 | 0 | 0 | 0 | 0 | 0 | 0 | 0
F11_Industrial_Stone, Clay, and Glass_New_Space Heating_Natural Gas_Gas Boiler - High Turndown_A_Technical Potential | F11 | Industrial | Stone, Clay, and Glass | New | Space Heating | Natural Gas | Gas Boiler - High Turndown | A | Cumulative Summer Peak Savings (MW) | Technical Potential | 0 | 0 | 0 | 0 | 0 | 0 | 0 | 0 | 0 | 0 | 0 | 0 | 0 | 0 | 0 | 0 | 0 | 0 | 0 | 0 | 0 | 0 | 0 | 0 | 0 | 0 | 0 | 0 | 0 | 0 | 0
F12_Industrial_Stone, Clay, and Glass_New_Space Heating_Natural Gas_Gas Boiler - High Turndown_A_Technical Potential | F12 | Industrial | Stone, Clay, and Glass | New | Space Heating | Natural Gas | Gas Boiler - High Turndown | A | Cumulative Winter Peak Savings (MW) | Technical Potential | 0 | 0 | 0 | 0 | 0 | 0 | 0 | 0 | 0 | 0 | 0 | 0 | 0 | 0 | 0 | 0 | 0 | 0 | 0 | 0 | 0 | 0 | 0 | 0 | 0 | 0 | 0 | 0 | 0 | 0 | 0
F13_Industrial_Stone, Clay, and Glass_New_Space Heating_Natural Gas_Gas Boiler - High Turndown_A_Technical Potential | F13 | Industrial | Stone, Clay, and Glass | New | Space Heating | Natural Gas | Gas Boiler - High Turndown | A | Purchases (Incremental) | Technical Potential | 0 | 0 | 0 | 0 | 0 | 0 | 0 | 0 | 0 | 0 | 0 | 0 | 0 | 0 | 0 | 0 | 0 | 0 | 0 | 0 | 0 | 0 | 0 | 0 | 0 | 0 | 0 | 0 | 0 | 0 | 0
F14_Industrial_Stone, Clay, and Glass_New_Space Heating_Natural Gas_Gas Boiler - High Turndown_A_Technical Potential | F14 | Industrial | Stone, Clay, and Glass | New | Space Heating | Natural Gas | Gas Boiler - High Turndown | A | Purchases (Cumulative) | Technical Potential | 0 | 0 | 0 | 0 | 0 | 0 | 0 | 0 | 0 | 0 | 0 | 0 | 0 | 0 | 0 | 0 | 0 | 0 | 0 | 0 | 0 | 0 | 0 | 0 | 0 | 0 | 0 | 0 | 0 | 0 | 0
F1_Industrial_Stone, Clay, and Glass_New_Process_Natural Gas_Gas Boiler - High Turndown_A_Technical Potential | F1 | Industrial | Stone, Clay, and Glass | New | Process | Natural Gas | Gas Boiler - High Turndown | A | Original Unit Energy Savings (kWh or therms) | Technical Potential | 0 | 0 | 0 | 0 | 0 | 5.7404 | 5.7404 | 5.7404 | 5.7404 | 5.7404 | 5.7404 | 5.7404 | 5.7404 | 5.7404 | 5.7404 | 5.7404 | 5.7404 | 5.7404 | 5.7404 | 5.7404 | 5.7404 | 5.7404 | 5.7404 | 5.7404 | 5.7404 | 5.7404 | 5.7404 | 5.7404 | 5.7404 | 5.7404 | 5.7404
F2_Industrial_Stone, Clay, and Glass_New_Process_Natural Gas_Gas Boiler - High Turndown_A_Technical Potential | F2 | Industrial | Stone, Clay, and Glass | New | Process | Natural Gas | Gas Boiler - High Turndown | A | Original Unit Summer Peak Savings (kW) | Technical Potential | 0 | 0 | 0 | 0 | 0 | 0 | 0 | 0 | 0 | 0 | 0 | 0 | 0 | 0 | 0 | 0 | 0 | 0 | 0 | 0 | 0 | 0 | 0 | 0 | 0 | 0 | 0 | 0 | 0 | 0 | 0
F3_Industrial_Stone, Clay, and Glass_New_Process_Natural Gas_Gas Boiler - High Turndown_A_Technical Potential | F3 | Industrial | Stone, Clay, and Glass | New | Process | Natural Gas | Gas Boiler - High Turndown | A | Original Unit Winter Peak Savings (kW) | Technical Potential | 0 | 0 | 0 | 0 | 0 | 0 | 0 | 0 | 0 | 0 | 0 | 0 | 0 | 0 | 0 | 0 | 0 | 0 | 0 | 0 | 0 | 0 | 0 | 0 | 0 | 0 | 0 | 0 | 0 | 0 | 0
F4_Industrial_Stone, Clay, and Glass_New_Process_Natural Gas_Gas Boiler - High Turndown_A_Technical Potential | F4 | Industrial | Stone, Clay, and Glass | New | Process | Natural Gas | Gas Boiler - High Turndown | A | Standalone Impact on Baseline Energy (%) | Technical Potential | 0% | 0% | 0% | 0% | 0% | 0.001672% | 0.003084% | 0.004341% | 0.0055% | 0.006591% | 0.007465% | 0.008025% | 0.008352% | 0.008511% | 0.008554% | 0.008506% | 0.008399% | 0.008247% | 0.008067% | 0.00787% | 0.007498% | 0.007162% | 0.006855% | 0.006575% | 6.3174e-05 | 6.0801e-05 | 5.8605e-05 | 5.6568e-05 | 0 | 0 | 0
F5_Industrial_Stone, Clay, and Glass_New_Process_Natural Gas_Gas Boiler - High Turndown_A_Technical Potential | F5 | Industrial | Stone, Clay, and Glass | New | Process | Natural Gas | Gas Boiler - High Turndown | A | Standalone Impact on Baseline Summer Peak (%) | Technical Potential | 0% | 0% | 0% | 0% | 0% | 0% | 0% | 0% | 0% | 0% | 0% | 0% | 0% | 0% | 0% | 0% | 0% | 0% | 0% | 0% | 0% | 0% | 0% | 0% | 0 | 0 | 0 | 0 | 0 | 0 | 0
F6_Industrial_Stone, Clay, and Glass_New_Process_Natural Gas_Gas Boiler - High Turndown_A_Technical Potential | F6 | Industrial | Stone, Clay, and Glass | New | Process | Natural Gas | Gas Boiler - High Turndown | A | Standalone Impact on Baseline Winter Peak (%) | Technical Potential | 0% | 0% | 0% | 0% | 0% | 0% | 0% | 0% | 0% | 0% | 0% | 0% | 0% | 0% | 0% | 0% | 0% | 0% | 0% | 0% | 0% | 0% | 0% | 0% | 0 | 0 | 0 | 0 | 0 | 0 | 0
F7_Industrial_Stone, Clay, and Glass_New_Process_Natural Gas_Gas Boiler - High Turndown_A_Technical Potential | F7 | Industrial | Stone, Clay, and Glass | New | Process | Natural Gas | Gas Boiler - High Turndown | A | Incremental Energy Savings (MWh or mTherms) | Technical Potential | 0 | 0 | 0 | 0 | 0 | 0.0028514 | 0.0033781 | 0.0039045 | 0.0044279 | 0.0049515 | 0.004928 | 0.0043149 | 0.0037491 | 0.0032366 | 0.0027761 | 0.0023709 | 0.0020156 | 0.0017076 | 0.0014418 | 0.0012134 | 0.0028514 | 0.0033781 | 0.0039045 | 0.0044279 | 0.0049515 | 0.004928 | 0.0043149 | 0.0037491 | 0.0032366 | 0.0027761 | 0.0023709
F8_Industrial_Stone, Clay, and Glass_New_Process_Natural Gas_Gas Boiler - High Turndown_A_Technical Potential | F8 | Industrial | Stone, Clay, and Glass | New | Process | Natural Gas | Gas Boiler - High Turndown | A | Incremental Summer Peak Savings (MW) | Technical Potential | 0 | 0 | 0 | 0 | 0 | 0 | 0 | 0 | 0 | 0 | 0 | 0 | 0 | 0 | 0 | 0 | 0 | 0 | 0 | 0 | 0 | 0 | 0 | 0 | 0 | 0 | 0 | 0 | 0 | 0 | 0
F9_Industrial_Stone, Clay, and Glass_New_Process_Natural Gas_Gas Boiler - High Turndown_A_Technical Potential | F9 | Industrial | Stone, Clay, and Glass | New | Process | Natural Gas | Gas Boiler - High Turndown | A | Incremental Winter Peak Savings (MW) | Technical Potential | 0 | 0 | 0 | 0 | 0 | 0 | 0 | 0 | 0 | 0 | 0 | 0 | 0 | 0 | 0 | 0 | 0 | 0 | 0 | 0 | 0 | 0 | 0 | 0 | 0 | 0 | 0 | 0 | 0 | 0 | 0
F10_Industrial_Stone, Clay, and Glass_New_Process_Natural Gas_Gas Boiler - High Turndown_A_Technical Potential | F10 | Industrial | Stone, Clay, and Glass | New | Process | Natural Gas | Gas Boiler - High Turndown | A | Cumulative Energy Savings (MWh or mTherms) | Technical Potential | 0 | 0 | 0 | 0 | 0 | 0.0028514 | 0.0062295 | 0.010134 | 0.014562 | 0.019513 | 0.024441 | 0.028756 | 0.032505 | 0.035742 | 0.038518 | 0.040889 | 0.042904 | 0.044612 | 0.046054 | 0.047267 | 0.047267 | 0.047267 | 0.047267 | 0.047267 | 0.047267 | 0.047267 | 0.047267 | 0.047267 | 0.047267 | 0.047267 | 0.047267
F11_Industrial_Stone, Clay, and Glass_New_Process_Natural Gas_Gas Boiler - High Turndown_A_Technical Potential | F11 | Industrial | Stone, Clay, and Glass | New | Process | Natural Gas | Gas Boiler - High Turndown | A | Cumulative Summer Peak Savings (MW) | Technical Potential | 0 | 0 | 0 | 0 | 0 | 0 | 0 | 0 | 0 | 0 | 0 | 0 | 0 | 0 | 0 | 0 | 0 | 0 | 0 | 0 | 0 | 0 | 0 | 0 | 0 | 0 | 0 | 0 | 0 | 0 | 0
F12_Industrial_Stone, Clay, and Glass_New_Process_Natural Gas_Gas Boiler - High Turndown_A_Technical Potential | F12 | Industrial | Stone, Clay, and Glass | New | Process | Natural Gas | Gas Boiler - High Turndown | A | Cumulative Winter Peak Savings (MW) | Technical Potential | 0 | 0 | 0 | 0 | 0 | 0 | 0 | 0 | 0 | 0 | 0 | 0 | 0 | 0 | 0 | 0 | 0 | 0 | 0 | 0 | 0 | 0 | 0 | 0 | 0 | 0 | 0 | 0 | 0 | 0 | 0
F13_Industrial_Stone, Clay, and Glass_New_Process_Natural Gas_Gas Boiler - High Turndown_A_Technical Potential | F13 | Industrial | Stone, Clay, and Glass | New | Process | Natural Gas | Gas Boiler - High Turndown | A | Purchases (Incremental) | Technical Potential | 0 | 0 | 0 | 0 | 0 | 0.49672 | 0.58848 | 0.68019 | 0.77135 | 0.86257 | 0.85848 | 0.75168 | 0.65312 | 0.56383 | 0.48361 | 0.41302 | 0.35112 | 0.29747 | 0.25116 | 0.21138 | 0.49672 | 0.58848 | 0.68019 | 0.77135 | 0.86257 | 0.85848 | 0.75168 | 0.65312 | 0.56383 | 0.48361 | 0.41302
F14_Industrial_Stone, Clay, and Glass_New_Process_Natural Gas_Gas Boiler - High Turndown_A_Technical Potential | F14 | Industrial | Stone, Clay, and Glass | New | Process | Natural Gas | Gas Boiler - High Turndown | A | Purchases (Cumulative) | Technical Potential | 0 | 0 | 0 | 0 | 0 | 0.49672 | 1.0852 | 1.7654 | 2.5367 | 3.3993 | 4.2578 | 5.0095 | 5.6626 | 6.2264 | 6.71 | 7.123 | 7.4742 | 7.7716 | 8.0228 | 8.2342 | 8.2342 | 8.2342 | 8.2342 | 8.2342 | 8.2342 | 8.2342 | 8.2342 | 8.2342 | 8.2342 | 8.2342 | 8.2342
F1_Industrial_Stone, Clay, and Glass_New_Space Heating_Natural Gas_Gas Boiler - Burner Control Optimization_A_Technical Potential | F1 | Industrial | Stone, Clay, and Glass | New | Space Heating | Natural Gas | Gas Boiler - Burner Control Optimization | A | Original Unit Energy Savings (kWh or therms) | Technical Potential | 0 | 0 | 0 | 0 | 0 | 0 | 0 | 0 | 0 | 0 | 0 | 0 | 0 | 0 | 0 | 0 | 0 | 0 | 0 | 0 | 0 | 0 | 0 | 0 | 0 | 0 | 0 | 0 | 0 | 0 | 0
F2_Industrial_Stone, Clay, and Glass_New_Space Heating_Natural Gas_Gas Boiler - Burner Control Optimization_A_Technical Potential | F2 | Industrial | Stone, Clay, and Glass | New | Space Heating | Natural Gas | Gas Boiler - Burner Control Optimization | A | Original Unit Summer Peak Savings (kW) | Technical Potential | 0 | 0 | 0 | 0 | 0 | 0 | 0 | 0 | 0 | 0 | 0 | 0 | 0 | 0 | 0 | 0 | 0 | 0 | 0 | 0 | 0 | 0 | 0 | 0 | 0 | 0 | 0 | 0 | 0 | 0 | 0
F3_Industrial_Stone, Clay, and Glass_New_Space Heating_Natural Gas_Gas Boiler - Burner Control Optimization_A_Technical Potential | F3 | Industrial | Stone, Clay, and Glass | New | Space Heating | Natural Gas | Gas Boiler - Burner Control Optimization | A | Original Unit Winter Peak Savings (kW) | Technical Potential | 0 | 0 | 0 | 0 | 0 | 0 | 0 | 0 | 0 | 0 | 0 | 0 | 0 | 0 | 0 | 0 | 0 | 0 | 0 | 0 | 0 | 0 | 0 | 0 | 0 | 0 | 0 | 0 | 0 | 0 | 0
F4_Industrial_Stone, Clay, and Glass_New_Space Heating_Natural Gas_Gas Boiler - Burner Control Optimization_A_Technical Potential | F4 | Industrial | Stone, Clay, and Glass | New | Space Heating | Natural Gas | Gas Boiler - Burner Control Optimization | A | Standalone Impact on Baseline Energy (%) | Technical Potential | 0% | 0% | 0% | 0% | 0% | 0% | 0% | 0% | 0% | 0% | 0% | 0% | 0% | 0% | 0% | 0% | 0% | 0% | 0% | 0% | 0% | 0% | 0% | 0% | 0 | 0 | 0 | 0 | 0 | 0 | 0
F5_Industrial_Stone, Clay, and Glass_New_Space Heating_Natural Gas_Gas Boiler - Burner Control Optimization_A_Technical Potential | F5 | Industrial | Stone, Clay, and Glass | New | Space Heating | Natural Gas | Gas Boiler - Burner Control Optimization | A | Standalone Impact on Baseline Summer Peak (%) | Technical Potential | 0% | 0% | 0% | 0% | 0% | 0% | 0% | 0% | 0% | 0% | 0% | 0% | 0% | 0% | 0% | 0% | 0% | 0% | 0% | 0% | 0% | 0% | 0% | 0% | 0 | 0 | 0 | 0 | 0 | 0 | 0
F6_Industrial_Stone, Clay, and Glass_New_Space Heating_Natural Gas_Gas Boiler - Burner Control Optimization_A_Technical Potential | F6 | Industrial | Stone, Clay, and Glass | New | Space Heating | Natural Gas | Gas Boiler - Burner Control Optimization | A | Standalone Impact on Baseline Winter Peak (%) | Technical Potential | 0% | 0% | 0% | 0% | 0% | 0% | 0% | 0% | 0% | 0% | 0% | 0% | 0% | 0% | 0% | 0% | 0% | 0% | 0% | 0% | 0% | 0% | 0% | 0% | 0 | 0 | 0 | 0 | 0 | 0 | 0
F7_Industrial_Stone, Clay, and Glass_New_Space Heating_Natural Gas_Gas Boiler - Burner Control Optimization_A_Technical Potential | F7 | Industrial | Stone, Clay, and Glass | New | Space Heating | Natural Gas | Gas Boiler - Burner Control Optimization | A | Incremental Energy Savings (MWh or mTherms) | Technical Potential | 0 | 0 | 0 | 0 | 0 | 0 | 0 | 0 | 0 | 0 | 0 | 0 | 0 | 0 | 0 | 0 | 0 | 0 | 0 | 0 | 0 | 0 | 0 | 0 | 0 | 0 | 0 | 0 | 0 | 0 | 0
F8_Industrial_Stone, Clay, and Glass_New_Space Heating_Natural Gas_Gas Boiler - Burner Control Optimization_A_Technical Potential | F8 | Industrial | Stone, Clay, and Glass | New | Space Heating | Natural Gas | Gas Boiler - Burner Control Optimization | A | Incremental Summer Peak Savings (MW) | Technical Potential | 0 | 0 | 0 | 0 | 0 | 0 | 0 | 0 | 0 | 0 | 0 | 0 | 0 | 0 | 0 | 0 | 0 | 0 | 0 | 0 | 0 | 0 | 0 | 0 | 0 | 0 | 0 | 0 | 0 | 0 | 0
F9_Industrial_Stone, Clay, and Glass_New_Space Heating_Natural Gas_Gas Boiler - Burner Control Optimization_A_Technical Potential | F9 | Industrial | Stone, Clay, and Glass | New | Space Heating | Natural Gas | Gas Boiler - Burner Control Optimization | A | Incremental Winter Peak Savings (MW) | Technical Potential | 0 | 0 | 0 | 0 | 0 | 0 | 0 | 0 | 0 | 0 | 0 | 0 | 0 | 0 | 0 | 0 | 0 | 0 | 0 | 0 | 0 | 0 | 0 | 0 | 0 | 0 | 0 | 0 | 0 | 0 | 0
F10_Industrial_Stone, Clay, and Glass_New_Space Heating_Natural Gas_Gas Boiler - Burner Control Optimization_A_Technical Potential | F10 | Industrial | Stone, Clay, and Glass | New | Space Heating | Natural Gas | Gas Boiler - Burner Control Optimization | A | Cumulative Energy Savings (MWh or mTherms) | Technical Potential | 0 | 0 | 0 | 0 | 0 | 0 | 0 | 0 | 0 | 0 | 0 | 0 | 0 | 0 | 0 | 0 | 0 | 0 | 0 | 0 | 0 | 0 | 0 | 0 | 0 | 0 | 0 | 0 | 0 | 0 | 0
F11_Industrial_Stone, Clay, and Glass_New_Space Heating_Natural Gas_Gas Boiler - Burner Control Optimization_A_Technical Potential | F11 | Industrial | Stone, Clay, and Glass | New | Space Heating | Natural Gas | Gas Boiler - Burner Control Optimization | A | Cumulative Summer Peak Savings (MW) | Technical Potential | 0 | 0 | 0 | 0 | 0 | 0 | 0 | 0 | 0 | 0 | 0 | 0 | 0 | 0 | 0 | 0 | 0 | 0 | 0 | 0 | 0 | 0 | 0 | 0 | 0 | 0 | 0 | 0 | 0 | 0 | 0
F12_Industrial_Stone, Clay, and Glass_New_Space Heating_Natural Gas_Gas Boiler - Burner Control Optimization_A_Technical Potential | F12 | Industrial | Stone, Clay, and Glass | New | Space Heating | Natural Gas | Gas Boiler - Burner Control Optimization | A | Cumulative Winter Peak Savings (MW) | Technical Potential | 0 | 0 | 0 | 0 | 0 | 0 | 0 | 0 | 0 | 0 | 0 | 0 | 0 | 0 | 0 | 0 | 0 | 0 | 0 | 0 | 0 | 0 | 0 | 0 | 0 | 0 | 0 | 0 | 0 | 0 | 0
F13_Industrial_Stone, Clay, and Glass_New_Space Heating_Natural Gas_Gas Boiler - Burner Control Optimization_A_Technical Potential | F13 | Industrial | Stone, Clay, and Glass | New | Space Heating | Natural Gas | Gas Boiler - Burner Control Optimization | A | Purchases (Incremental) | Technical Potential | 0 | 0 | 0 | 0 | 0 | 0 | 0 | 0 | 0 | 0 | 0 | 0 | 0 | 0 | 0 | 0 | 0 | 0 | 0 | 0 | 0 | 0 | 0 | 0 | 0 | 0 | 0 | 0 | 0 | 0 | 0
F14_Industrial_Stone, Clay, and Glass_New_Space Heating_Natural Gas_Gas Boiler - Burner Control Optimization_A_Technical Potential | F14 | Industrial | Stone, Clay, and Glass | New | Space Heating | Natural Gas | Gas Boiler - Burner Control Optimization | A | Purchases (Cumulative) | Technical Potential | 0 | 0 | 0 | 0 | 0 | 0 | 0 | 0 | 0 | 0 | 0 | 0 | 0 | 0 | 0 | 0 | 0 | 0 | 0 | 0 | 0 | 0 | 0 | 0 | 0 | 0 | 0 | 0 | 0 | 0 | 0
F1_Industrial_Stone, Clay, and Glass_New_Process_Natural Gas_Gas Boiler - Burner Control Optimization_A_Technical Potential | F1 | Industrial | Stone, Clay, and Glass | New | Process | Natural Gas | Gas Boiler - Burner Control Optimization | A | Original Unit Energy Savings (kWh or therms) | Technical Potential | 0 | 0 | 0 | 0 | 0 | 1.6647 | 1.6647 | 1.6647 | 1.6647 | 1.6647 | 1.6647 | 1.6647 | 1.6647 | 1.6647 | 1.6647 | 1.6647 | 1.6647 | 1.6647 | 1.6647 | 1.6647 | 1.6647 | 1.6647 | 1.6647 | 1.6647 | 1.6647 | 1.6647 | 1.6647 | 1.6647 | 1.6647 | 1.6647 | 1.6647
F2_Industrial_Stone, Clay, and Glass_New_Process_Natural Gas_Gas Boiler - Burner Control Optimization_A_Technical Potential | F2 | Industrial | Stone, Clay, and Glass | New | Process | Natural Gas | Gas Boiler - Burner Control Optimization | A | Original Unit Summer Peak Savings (kW) | Technical Potential | 0 | 0 | 0 | 0 | 0 | 0 | 0 | 0 | 0 | 0 | 0 | 0 | 0 | 0 | 0 | 0 | 0 | 0 | 0 | 0 | 0 | 0 | 0 | 0 | 0 | 0 | 0 | 0 | 0 | 0 | 0
F3_Industrial_Stone, Clay, and Glass_New_Process_Natural Gas_Gas Boiler - Burner Control Optimization_A_Technical Potential | F3 | Industrial | Stone, Clay, and Glass | New | Process | Natural Gas | Gas Boiler - Burner Control Optimization | A | Original Unit Winter Peak Savings (kW) | Technical Potential | 0 | 0 | 0 | 0 | 0 | 0 | 0 | 0 | 0 | 0 | 0 | 0 | 0 | 0 | 0 | 0 | 0 | 0 | 0 | 0 | 0 | 0 | 0 | 0 | 0 | 0 | 0 | 0 | 0 | 0 | 0
F4_Industrial_Stone, Clay, and Glass_New_Process_Natural Gas_Gas Boiler - Burner Control Optimization_A_Technical Potential | F4 | Industrial | Stone, Clay, and Glass | New | Process | Natural Gas | Gas Boiler - Burner Control Optimization | A | Standalone Impact on Baseline Energy (%) | Technical Potential | 0% | 0% | 0% | 0% | 0% | 0.0001308% | 0.0003161% | 0.0006848% | 0.001324% | 0.002303% | 0.003651% | 0.00533% | 0.007236% | 0.009212% | 0.0111% | 0.01274% | 0.01403% | 0.01494% | 0.01546% | 0.01566% | 0.0156% | 0.01535% | 0.01498% | 0.01451% | 0.00014007 | 0.00013481 | 0.00012994 | 0.00012543 | 0 | 0 | 0
F5_Industrial_Stone, Clay, and Glass_New_Process_Natural Gas_Gas Boiler - Burner Control Optimization_A_Technical Potential | F5 | Industrial | Stone, Clay, and Glass | New | Process | Natural Gas | Gas Boiler - Burner Control Optimization | A | Standalone Impact on Baseline Summer Peak (%) | Technical Potential | 0% | 0% | 0% | 0% | 0% | 0% | 0% | 0% | 0% | 0% | 0% | 0% | 0% | 0% | 0% | 0% | 0% | 0% | 0% | 0% | 0% | 0% | 0% | 0% | 0 | 0 | 0 | 0 | 0 | 0 | 0
F6_Industrial_Stone, Clay, and Glass_New_Process_Natural Gas_Gas Boiler - Burner Control Optimization_A_Technical Potential | F6 | Industrial | Stone, Clay, and Glass | New | Process | Natural Gas | Gas Boiler - Burner Control Optimization | A | Standalone Impact on Baseline Winter Peak (%) | Technical Potential | 0% | 0% | 0% | 0% | 0% | 0% | 0% | 0% | 0% | 0% | 0% | 0% | 0% | 0% | 0% | 0% | 0% | 0% | 0% | 0% | 0% | 0% | 0% | 0% | 0 | 0 | 0 | 0 | 0 | 0 | 0
F7_Industrial_Stone, Clay, and Glass_New_Process_Natural Gas_Gas Boiler - Burner Control Optimization_A_Technical Potential | F7 | Industrial | Stone, Clay, and Glass | New | Process | Natural Gas | Gas Boiler - Burner Control Optimization | A | Incremental Energy Savings (MWh or mTherms) | Technical Potential | 0 | 0 | 0 | 0 | 0 | 0.00022306 | 0.0004154 | 0.00096027 | 0.0019057 | 0.003315 | 0.0051322 | 0.007149 | 0.0090587 | 0.010527 | 0.011287 | 0.011246 | 0.010457 | 0.0091195 | 0.007486 | 0.0058031 | 0.0042633 | 0.0029758 | 0.0019783 | 0.0012556 | 0.00088476 | 0.00096027 | 0.0019057 | 0.003315 | 0.0051322 | 0.007149 | 0.0090587
F8_Industrial_Stone, Clay, and Glass_New_Process_Natural Gas_Gas Boiler - Burner Control Optimization_A_Technical Potential | F8 | Industrial | Stone, Clay, and Glass | New | Process | Natural Gas | Gas Boiler - Burner Control Optimization | A | Incremental Summer Peak Savings (MW) | Technical Potential | 0 | 0 | 0 | 0 | 0 | 0 | 0 | 0 | 0 | 0 | 0 | 0 | 0 | 0 | 0 | 0 | 0 | 0 | 0 | 0 | 0 | 0 | 0 | 0 | 0 | 0 | 0 | 0 | 0 | 0 | 0
F9_Industrial_Stone, Clay, and Glass_New_Process_Natural Gas_Gas Boiler - Burner Control Optimization_A_Technical Potential | F9 | Industrial | Stone, Clay, and Glass | New | Process | Natural Gas | Gas Boiler - Burner Control Optimization | A | Incremental Winter Peak Savings (MW) | Technical Potential | 0 | 0 | 0 | 0 | 0 | 0 | 0 | 0 | 0 | 0 | 0 | 0 | 0 | 0 | 0 | 0 | 0 | 0 | 0 | 0 | 0 | 0 | 0 | 0 | 0 | 0 | 0 | 0 | 0 | 0 | 0
F10_Industrial_Stone, Clay, and Glass_New_Process_Natural Gas_Gas Boiler - Burner Control Optimization_A_Technical Potential | F10 | Industrial | Stone, Clay, and Glass | New | Process | Natural Gas | Gas Boiler - Burner Control Optimization | A | Cumulative Energy Savings (MWh or mTherms) | Technical Potential | 0 | 0 | 0 | 0 | 0 | 0.00022306 | 0.00063846 | 0.0015987 | 0.0035044 | 0.0068194 | 0.011952 | 0.019101 | 0.028159 | 0.038687 | 0.049973 | 0.061219 | 0.071676 | 0.080796 | 0.088282 | 0.094085 | 0.098348 | 0.10132 | 0.1033 | 0.10433 | 0.1048 | 0.1048 | 0.1048 | 0.1048 | 0.1048 | 0.1048 | 0.1048
F11_Industrial_Stone, Clay, and Glass_New_Process_Natural Gas_Gas Boiler - Burner Control Optimization_A_Technical Potential | F11 | Industrial | Stone, Clay, and Glass | New | Process | Natural Gas | Gas Boiler - Burner Control Optimization | A | Cumulative Summer Peak Savings (MW) | Technical Potential | 0 | 0 | 0 | 0 | 0 | 0 | 0 | 0 | 0 | 0 | 0 | 0 | 0 | 0 | 0 | 0 | 0 | 0 | 0 | 0 | 0 | 0 | 0 | 0 | 0 | 0 | 0 | 0 | 0 | 0 | 0
F12_Industrial_Stone, Clay, and Glass_New_Process_Natural Gas_Gas Boiler - Burner Control Optimization_A_Technical Potential | F12 | Industrial | Stone, Clay, and Glass | New | Process | Natural Gas | Gas Boiler - Burner Control Optimization | A | Cumulative Winter Peak Savings (MW) | Technical Potential | 0 | 0 | 0 | 0 | 0 | 0 | 0 | 0 | 0 | 0 | 0 | 0 | 0 | 0 | 0 | 0 | 0 | 0 | 0 | 0 | 0 | 0 | 0 | 0 | 0 | 0 | 0 | 0 | 0 | 0 | 0
F13_Industrial_Stone, Clay, and Glass_New_Process_Natural Gas_Gas Boiler - Burner Control Optimization_A_Technical Potential | F13 | Industrial | Stone, Clay, and Glass | New | Process | Natural Gas | Gas Boiler - Burner Control Optimization | A | Purchases (Incremental) | Technical Potential | 0 | 0 | 0 | 0 | 0 | 0.13399 | 0.24953 | 0.57684 | 1.1448 | 1.9913 | 3.0829 | 4.2945 | 5.4416 | 6.3238 | 6.78 | 6.7555 | 6.2815 | 5.4781 | 4.4969 | 3.4859 | 2.561 | 1.7876 | 1.1884 | 0.75422 | 0.53148 | 0.57684 | 1.1448 | 1.9913 | 3.0829 | 4.2945 | 5.4416
F14_Industrial_Stone, Clay, and Glass_New_Process_Natural Gas_Gas Boiler - Burner Control Optimization_A_Technical Potential | F14 | Industrial | Stone, Clay, and Glass | New | Process | Natural Gas | Gas Boiler - Burner Control Optimization | A | Purchases (Cumulative) | Technical Potential | 0 | 0 | 0 | 0 | 0 | 0.13399 | 0.38353 | 0.96036 | 2.1051 | 4.0965 | 7.1794 | 11.4739 | 16.9155 | 23.2392 | 30.0193 | 36.7748 | 43.0563 | 48.5344 | 53.0313 | 56.5173 | 59.0783 | 60.8658 | 62.0542 | 62.6744 | 62.9564 | 62.9564 | 62.9564 | 62.9564 | 62.9564 | 62.9564 | 62.9564
F1_Industrial_Stone, Clay, and Glass_New_Space Heating_Natural Gas_HVAC - Demand Controlled Ventilation_A_Technical Potential | F1 | Industrial | Stone, Clay, and Glass | New | Space Heating | Natural Gas | HVAC - Demand Controlled Ventilation | A | Original Unit Energy Savings (kWh or therms) | Technical Potential | 0 | 0 | 0 | 0 | 0 | 0 | 0 | 0 | 0 | 0 | 0 | 0 | 0 | 0 | 0 | 0 | 0 | 0 | 0 | 0 | 0 | 0 | 0 | 0 | 0 | 0 | 0 | 0 | 0 | 0 | 0
F2_Industrial_Stone, Clay, and Glass_New_Space Heating_Natural Gas_HVAC - Demand Controlled Ventilation_A_Technical Potential | F2 | Industrial | Stone, Clay, and Glass | New | Space Heating | Natural Gas | HVAC - Demand Controlled Ventilation | A | Original Unit Summer Peak Savings (kW) | Technical Potential | 0 | 0 | 0 | 0 | 0 | 0 | 0 | 0 | 0 | 0 | 0 | 0 | 0 | 0 | 0 | 0 | 0 | 0 | 0 | 0 | 0 | 0 | 0 | 0 | 0 | 0 | 0 | 0 | 0 | 0 | 0
F3_Industrial_Stone, Clay, and Glass_New_Space Heating_Natural Gas_HVAC - Demand Controlled Ventilation_A_Technical Potential | F3 | Industrial | Stone, Clay, and Glass | New | Space Heating | Natural Gas | HVAC - Demand Controlled Ventilation | A | Original Unit Winter Peak Savings (kW) | Technical Potential | 0 | 0 | 0 | 0 | 0 | 0 | 0 | 0 | 0 | 0 | 0 | 0 | 0 | 0 | 0 | 0 | 0 | 0 | 0 | 0 | 0 | 0 | 0 | 0 | 0 | 0 | 0 | 0 | 0 | 0 | 0
F4_Industrial_Stone, Clay, and Glass_New_Space Heating_Natural Gas_HVAC - Demand Controlled Ventilation_A_Technical Potential | F4 | Industrial | Stone, Clay, and Glass | New | Space Heating | Natural Gas | HVAC - Demand Controlled Ventilation | A | Standalone Impact on Baseline Energy (%) | Technical Potential | 0% | 0% | 0% | 0% | 0% | 0% | 0% | 0% | 0% | 0% | 0% | 0% | 0% | 0% | 0% | 0% | 0% | 0% | 0% | 0% | 0% | 0% | 0% | 0% | 0 | 0 | 0 | 0 | 0 | 0 | 0
F5_Industrial_Stone, Clay, and Glass_New_Space Heating_Natural Gas_HVAC - Demand Controlled Ventilation_A_Technical Potential | F5 | Industrial | Stone, Clay, and Glass | New | Space Heating | Natural Gas | HVAC - Demand Controlled Ventilation | A | Standalone Impact on Baseline Summer Peak (%) | Technical Potential | 0% | 0% | 0% | 0% | 0% | 0% | 0% | 0% | 0% | 0% | 0% | 0% | 0% | 0% | 0% | 0% | 0% | 0% | 0% | 0% | 0% | 0% | 0% | 0% | 0 | 0 | 0 | 0 | 0 | 0 | 0
F6_Industrial_Stone, Clay, and Glass_New_Space Heating_Natural Gas_HVAC - Demand Controlled Ventilation_A_Technical Potential | F6 | Industrial | Stone, Clay, and Glass | New | Space Heating | Natural Gas | HVAC - Demand Controlled Ventilation | A | Standalone Impact on Baseline Winter Peak (%) | Technical Potential | 0% | 0% | 0% | 0% | 0% | 0% | 0% | 0% | 0% | 0% | 0% | 0% | 0% | 0% | 0% | 0% | 0% | 0% | 0% | 0% | 0% | 0% | 0% | 0% | 0 | 0 | 0 | 0 | 0 | 0 | 0
F7_Industrial_Stone, Clay, and Glass_New_Space Heating_Natural Gas_HVAC - Demand Controlled Ventilation_A_Technical Potential | F7 | Industrial | Stone, Clay, and Glass | New | Space Heating | Natural Gas | HVAC - Demand Controlled Ventilation | A | Incremental Energy Savings (MWh or mTherms) | Technical Potential | 0 | 0 | 0 | 0 | 0 | 0 | 0 | 0 | 0 | 0 | 0 | 0 | 0 | 0 | 0 | 0 | 0 | 0 | 0 | 0 | 0 | 0 | 0 | 0 | 0 | 0 | 0 | 0 | 0 | 0 | 0
F8_Industrial_Stone, Clay, and Glass_New_Space Heating_Natural Gas_HVAC - Demand Controlled Ventilation_A_Technical Potential | F8 | Industrial | Stone, Clay, and Glass | New | Space Heating | Natural Gas | HVAC - Demand Controlled Ventilation | A | Incremental Summer Peak Savings (MW) | Technical Potential | 0 | 0 | 0 | 0 | 0 | 0 | 0 | 0 | 0 | 0 | 0 | 0 | 0 | 0 | 0 | 0 | 0 | 0 | 0 | 0 | 0 | 0 | 0 | 0 | 0 | 0 | 0 | 0 | 0 | 0 | 0
F9_Industrial_Stone, Clay, and Glass_New_Space Heating_Natural Gas_HVAC - Demand Controlled Ventilation_A_Technical Potential | F9 | Industrial | Stone, Clay, and Glass | New | Space Heating | Natural Gas | HVAC - Demand Controlled Ventilation | A | Incremental Winter Peak Savings (MW) | Technical Potential | 0 | 0 | 0 | 0 | 0 | 0 | 0 | 0 | 0 | 0 | 0 | 0 | 0 | 0 | 0 | 0 | 0 | 0 | 0 | 0 | 0 | 0 | 0 | 0 | 0 | 0 | 0 | 0 | 0 | 0 | 0
F10_Industrial_Stone, Clay, and Glass_New_Space Heating_Natural Gas_HVAC - Demand Controlled Ventilation_A_Technical Potential | F10 | Industrial | Stone, Clay, and Glass | New | Space Heating | Natural Gas | HVAC - Demand Controlled Ventilation | A | Cumulative Energy Savings (MWh or mTherms) | Technical Potential | 0 | 0 | 0 | 0 | 0 | 0 | 0 | 0 | 0 | 0 | 0 | 0 | 0 | 0 | 0 | 0 | 0 | 0 | 0 | 0 | 0 | 0 | 0 | 0 | 0 | 0 | 0 | 0 | 0 | 0 | 0
F11_Industrial_Stone, Clay, and Glass_New_Space Heating_Natural Gas_HVAC - Demand Controlled Ventilation_A_Technical Potential | F11 | Industrial | Stone, Clay, and Glass | New | Space Heating | Natural Gas | HVAC - Demand Controlled Ventilation | A | Cumulative Summer Peak Savings (MW) | Technical Potential | 0 | 0 | 0 | 0 | 0 | 0 | 0 | 0 | 0 | 0 | 0 | 0 | 0 | 0 | 0 | 0 | 0 | 0 | 0 | 0 | 0 | 0 | 0 | 0 | 0 | 0 | 0 | 0 | 0 | 0 | 0
F12_Industrial_Stone, Clay, and Glass_New_Space Heating_Natural Gas_HVAC - Demand Controlled Ventilation_A_Technical Potential | F12 | Industrial | Stone, Clay, and Glass | New | Space Heating | Natural Gas | HVAC - Demand Controlled Ventilation | A | Cumulative Winter Peak Savings (MW) | Technical Potential | 0 | 0 | 0 | 0 | 0 | 0 | 0 | 0 | 0 | 0 | 0 | 0 | 0 | 0 | 0 | 0 | 0 | 0 | 0 | 0 | 0 | 0 | 0 | 0 | 0 | 0 | 0 | 0 | 0 | 0 | 0
F13_Industrial_Stone, Clay, and Glass_New_Space Heating_Natural Gas_HVAC - Demand Controlled Ventilation_A_Technical Potential | F13 | Industrial | Stone, Clay, and Glass | New | Space Heating | Natural Gas | HVAC - Demand Controlled Ventilation | A | Purchases (Incremental) | Technical Potential | 0 | 0 | 0 | 0 | 0 | 0 | 0 | 0 | 0 | 0 | 0 | 0 | 0 | 0 | 0 | 0 | 0 | 0 | 0 | 0 | 0 | 0 | 0 | 0 | 0 | 0 | 0 | 0 | 0 | 0 | 0
F14_Industrial_Stone, Clay, and Glass_New_Space Heating_Natural Gas_HVAC - Demand Controlled Ventilation_A_Technical Potential | F14 | Industrial | Stone, Clay, and Glass | New | Space Heating | Natural Gas | HVAC - Demand Controlled Ventilation | A | Purchases (Cumulative) | Technical Potential | 0 | 0 | 0 | 0 | 0 | 0 | 0 | 0 | 0 | 0 | 0 | 0 | 0 | 0 | 0 | 0 | 0 | 0 | 0 | 0 | 0 | 0 | 0 | 0 | 0 | 0 | 0 | 0 | 0 | 0 | 0
F1_Industrial_Stone, Clay, and Glass_New_Space Heating_Natural Gas_Gas Boiler - Stack Economizer_A_Technical Potential | F1 | Industrial | Stone, Clay, and Glass | New | Space Heating | Natural Gas | Gas Boiler - Stack Economizer | A | Original Unit Energy Savings (kWh or therms) | Technical Potential | 0 | 0 | 0 | 0 | 0 | 0 | 0 | 0 | 0 | 0 | 0 | 0 | 0 | 0 | 0 | 0 | 0 | 0 | 0 | 0 | 0 | 0 | 0 | 0 | 0 | 0 | 0 | 0 | 0 | 0 | 0
F2_Industrial_Stone, Clay, and Glass_New_Space Heating_Natural Gas_Gas Boiler - Stack Economizer_A_Technical Potential | F2 | Industrial | Stone, Clay, and Glass | New | Space Heating | Natural Gas | Gas Boiler - Stack Economizer | A | Original Unit Summer Peak Savings (kW) | Technical Potential | 0 | 0 | 0 | 0 | 0 | 0 | 0 | 0 | 0 | 0 | 0 | 0 | 0 | 0 | 0 | 0 | 0 | 0 | 0 | 0 | 0 | 0 | 0 | 0 | 0 | 0 | 0 | 0 | 0 | 0 | 0
F3_Industrial_Stone, Clay, and Glass_New_Space Heating_Natural Gas_Gas Boiler - Stack Economizer_A_Technical Potential | F3 | Industrial | Stone, Clay, and Glass | New | Space Heating | Natural Gas | Gas Boiler - Stack Economizer | A | Original Unit Winter Peak Savings (kW) | Technical Potential | 0 | 0 | 0 | 0 | 0 | 0 | 0 | 0 | 0 | 0 | 0 | 0 | 0 | 0 | 0 | 0 | 0 | 0 | 0 | 0 | 0 | 0 | 0 | 0 | 0 | 0 | 0 | 0 | 0 | 0 | 0
F4_Industrial_Stone, Clay, and Glass_New_Space Heating_Natural Gas_Gas Boiler - Stack Economizer_A_Technical Potential | F4 | Industrial | Stone, Clay, and Glass | New | Space Heating | Natural Gas | Gas Boiler - Stack Economizer | A | Standalone Impact on Baseline Energy (%) | Technical Potential | 0% | 0% | 0% | 0% | 0% | 0% | 0% | 0% | 0% | 0% | 0% | 0% | 0% | 0% | 0% | 0% | 0% | 0% | 0% | 0% | 0% | 0% | 0% | 0% | 0 | 0 | 0 | 0 | 0 | 0 | 0
F5_Industrial_Stone, Clay, and Glass_New_Space Heating_Natural Gas_Gas Boiler - Stack Economizer_A_Technical Potential | F5 | Industrial | Stone, Clay, and Glass | New | Space Heating | Natural Gas | Gas Boiler - Stack Economizer | A | Standalone Impact on Baseline Summer Peak (%) | Technical Potential | 0% | 0% | 0% | 0% | 0% | 0% | 0% | 0% | 0% | 0% | 0% | 0% | 0% | 0% | 0% | 0% | 0% | 0% | 0% | 0% | 0% | 0% | 0% | 0% | 0 | 0 | 0 | 0 | 0 | 0 | 0
F6_Industrial_Stone, Clay, and Glass_New_Space Heating_Natural Gas_Gas Boiler - Stack Economizer_A_Technical Potential | F6 | Industrial | Stone, Clay, and Glass | New | Space Heating | Natural Gas | Gas Boiler - Stack Economizer | A | Standalone Impact on Baseline Winter Peak (%) | Technical Potential | 0% | 0% | 0% | 0% | 0% | 0% | 0% | 0% | 0% | 0% | 0% | 0% | 0% | 0% | 0% | 0% | 0% | 0% | 0% | 0% | 0% | 0% | 0% | 0% | 0 | 0 | 0 | 0 | 0 | 0 | 0
F7_Industrial_Stone, Clay, and Glass_New_Space Heating_Natural Gas_Gas Boiler - Stack Economizer_A_Technical Potential | F7 | Industrial | Stone, Clay, and Glass | New | Space Heating | Natural Gas | Gas Boiler - Stack Economizer | A | Incremental Energy Savings (MWh or mTherms) | Technical Potential | 0 | 0 | 0 | 0 | 0 | 0 | 0 | 0 | 0 | 0 | 0 | 0 | 0 | 0 | 0 | 0 | 0 | 0 | 0 | 0 | 0 | 0 | 0 | 0 | 0 | 0 | 0 | 0 | 0 | 0 | 0
F8_Industrial_Stone, Clay, and Glass_New_Space Heating_Natural Gas_Gas Boiler - Stack Economizer_A_Technical Potential | F8 | Industrial | Stone, Clay, and Glass | New | Space Heating | Natural Gas | Gas Boiler - Stack Economizer | A | Incremental Summer Peak Savings (MW) | Technical Potential | 0 | 0 | 0 | 0 | 0 | 0 | 0 | 0 | 0 | 0 | 0 | 0 | 0 | 0 | 0 | 0 | 0 | 0 | 0 | 0 | 0 | 0 | 0 | 0 | 0 | 0 | 0 | 0 | 0 | 0 | 0
F9_Industrial_Stone, Clay, and Glass_New_Space Heating_Natural Gas_Gas Boiler - Stack Economizer_A_Technical Potential | F9 | Industrial | Stone, Clay, and Glass | New | Space Heating | Natural Gas | Gas Boiler - Stack Economizer | A | Incremental Winter Peak Savings (MW) | Technical Potential | 0 | 0 | 0 | 0 | 0 | 0 | 0 | 0 | 0 | 0 | 0 | 0 | 0 | 0 | 0 | 0 | 0 | 0 | 0 | 0 | 0 | 0 | 0 | 0 | 0 | 0 | 0 | 0 | 0 | 0 | 0
F10_Industrial_Stone, Clay, and Glass_New_Space Heating_Natural Gas_Gas Boiler - Stack Economizer_A_Technical Potential | F10 | Industrial | Stone, Clay, and Glass | New | Space Heating | Natural Gas | Gas Boiler - Stack Economizer | A | Cumulative Energy Savings (MWh or mTherms) | Technical Potential | 0 | 0 | 0 | 0 | 0 | 0 | 0 | 0 | 0 | 0 | 0 | 0 | 0 | 0 | 0 | 0 | 0 | 0 | 0 | 0 | 0 | 0 | 0 | 0 | 0 | 0 | 0 | 0 | 0 | 0 | 0
F11_Industrial_Stone, Clay, and Glass_New_Space Heating_Natural Gas_Gas Boiler - Stack Economizer_A_Technical Potential | F11 | Industrial | Stone, Clay, and Glass | New | Space Heating | Natural Gas | Gas Boiler - Stack Economizer | A | Cumulative Summer Peak Savings (MW) | Technical Potential | 0 | 0 | 0 | 0 | 0 | 0 | 0 | 0 | 0 | 0 | 0 | 0 | 0 | 0 | 0 | 0 | 0 | 0 | 0 | 0 | 0 | 0 | 0 | 0 | 0 | 0 | 0 | 0 | 0 | 0 | 0
F12_Industrial_Stone, Clay, and Glass_New_Space Heating_Natural Gas_Gas Boiler - Stack Economizer_A_Technical Potential | F12 | Industrial | Stone, Clay, and Glass | New | Space Heating | Natural Gas | Gas Boiler - Stack Economizer | A | Cumulative Winter Peak Savings (MW) | Technical Potential | 0 | 0 | 0 | 0 | 0 | 0 | 0 | 0 | 0 | 0 | 0 | 0 | 0 | 0 | 0 | 0 | 0 | 0 | 0 | 0 | 0 | 0 | 0 | 0 | 0 | 0 | 0 | 0 | 0 | 0 | 0
F13_Industrial_Stone, Clay, and Glass_New_Space Heating_Natural Gas_Gas Boiler - Stack Economizer_A_Technical Potential | F13 | Industrial | Stone, Clay, and Glass | New | Space Heating | Natural Gas | Gas Boiler - Stack Economizer | A | Purchases (Incremental) | Technical Potential | 0 | 0 | 0 | 0 | 0 | 0 | 0 | 0 | 0 | 0 | 0 | 0 | 0 | 0 | 0 | 0 | 0 | 0 | 0 | 0 | 0 | 0 | 0 | 0 | 0 | 0 | 0 | 0 | 0 | 0 | 0
F14_Industrial_Stone, Clay, and Glass_New_Space Heating_Natural Gas_Gas Boiler - Stack Economizer_A_Technical Potential | F14 | Industrial | Stone, Clay, and Glass | New | Space Heating | Natural Gas | Gas Boiler - Stack Economizer | A | Purchases (Cumulative) | Technical Potential | 0 | 0 | 0 | 0 | 0 | 0 | 0 | 0 | 0 | 0 | 0 | 0 | 0 | 0 | 0 | 0 | 0 | 0 | 0 | 0 | 0 | 0 | 0 | 0 | 0 | 0 | 0 | 0 | 0 | 0 | 0
F1_Industrial_Stone, Clay, and Glass_New_Process_Natural Gas_Gas Boiler - Stack Economizer_A_Technical Potential | F1 | Industrial | Stone, Clay, and Glass | New | Process | Natural Gas | Gas Boiler - Stack Economizer | A | Original Unit Energy Savings (kWh or therms) | Technical Potential | 0 | 0 | 0 | 0 | 0 | 5.5108 | 5.5108 | 5.5108 | 5.5108 | 5.5108 | 5.5108 | 5.5108 | 5.5108 | 5.5108 | 5.5108 | 5.5108 | 5.5108 | 5.5108 | 5.5108 | 5.5108 | 5.5108 | 5.5108 | 5.5108 | 5.5108 | 5.5108 | 5.5108 | 5.5108 | 5.5108 | 5.5108 | 5.5108 | 5.5108
F2_Industrial_Stone, Clay, and Glass_New_Process_Natural Gas_Gas Boiler - Stack Economizer_A_Technical Potential | F2 | Industrial | Stone, Clay, and Glass | New | Process | Natural Gas | Gas Boiler - Stack Economizer | A | Original Unit Summer Peak Savings (kW) | Technical Potential | 0 | 0 | 0 | 0 | 0 | 0 | 0 | 0 | 0 | 0 | 0 | 0 | 0 | 0 | 0 | 0 | 0 | 0 | 0 | 0 | 0 | 0 | 0 | 0 | 0 | 0 | 0 | 0 | 0 | 0 | 0
F3_Industrial_Stone, Clay, and Glass_New_Process_Natural Gas_Gas Boiler - Stack Economizer_A_Technical Potential | F3 | Industrial | Stone, Clay, and Glass | New | Process | Natural Gas | Gas Boiler - Stack Economizer | A | Original Unit Winter Peak Savings (kW) | Technical Potential | 0 | 0 | 0 | 0 | 0 | 0 | 0 | 0 | 0 | 0 | 0 | 0 | 0 | 0 | 0 | 0 | 0 | 0 | 0 | 0 | 0 | 0 | 0 | 0 | 0 | 0 | 0 | 0 | 0 | 0 | 0
F4_Industrial_Stone, Clay, and Glass_New_Process_Natural Gas_Gas Boiler - Stack Economizer_A_Technical Potential | F4 | Industrial | Stone, Clay, and Glass | New | Process | Natural Gas | Gas Boiler - Stack Economizer | A | Standalone Impact on Baseline Energy (%) | Technical Potential | 0% | 0% | 0% | 0% | 0% | 0.004281% | 0.007895% | 0.01111% | 0.01408% | 0.01687% | 0.01911% | 0.02054% | 0.02138% | 0.02179% | 0.0219% | 0.02178% | 0.0215% | 0.02111% | 0.02065% | 0.02015% | 0.0192% | 0.01833% | 0.01755% | 0.01683% | 0.00016173 | 0.00015565 | 0.00015003 | 0.00014481 | 0 | 0 | 0
F5_Industrial_Stone, Clay, and Glass_New_Process_Natural Gas_Gas Boiler - Stack Economizer_A_Technical Potential | F5 | Industrial | Stone, Clay, and Glass | New | Process | Natural Gas | Gas Boiler - Stack Economizer | A | Standalone Impact on Baseline Summer Peak (%) | Technical Potential | 0% | 0% | 0% | 0% | 0% | 0% | 0% | 0% | 0% | 0% | 0% | 0% | 0% | 0% | 0% | 0% | 0% | 0% | 0% | 0% | 0% | 0% | 0% | 0% | 0 | 0 | 0 | 0 | 0 | 0 | 0
F6_Industrial_Stone, Clay, and Glass_New_Process_Natural Gas_Gas Boiler - Stack Economizer_A_Technical Potential | F6 | Industrial | Stone, Clay, and Glass | New | Process | Natural Gas | Gas Boiler - Stack Economizer | A | Standalone Impact on Baseline Winter Peak (%) | Technical Potential | 0% | 0% | 0% | 0% | 0% | 0% | 0% | 0% | 0% | 0% | 0% | 0% | 0% | 0% | 0% | 0% | 0% | 0% | 0% | 0% | 0% | 0% | 0% | 0% | 0 | 0 | 0 | 0 | 0 | 0 | 0
F7_Industrial_Stone, Clay, and Glass_New_Process_Natural Gas_Gas Boiler - Stack Economizer_A_Technical Potential | F7 | Industrial | Stone, Clay, and Glass | New | Process | Natural Gas | Gas Boiler - Stack Economizer | A | Incremental Energy Savings (MWh or mTherms) | Technical Potential | 0 | 0 | 0 | 0 | 0 | 0.0072995 | 0.0086479 | 0.0099956 | 0.011335 | 0.012676 | 0.012616 | 0.011046 | 0.0095977 | 0.0082856 | 0.0071067 | 0.0060694 | 0.0051599 | 0.0043714 | 0.0036909 | 0.0031064 | 0.0072995 | 0.0086479 | 0.0099956 | 0.011335 | 0.012676 | 0.012616 | 0.011046 | 0.0095977 | 0.0082856 | 0.0071067 | 0.0060694
F8_Industrial_Stone, Clay, and Glass_New_Process_Natural Gas_Gas Boiler - Stack Economizer_A_Technical Potential | F8 | Industrial | Stone, Clay, and Glass | New | Process | Natural Gas | Gas Boiler - Stack Economizer | A | Incremental Summer Peak Savings (MW) | Technical Potential | 0 | 0 | 0 | 0 | 0 | 0 | 0 | 0 | 0 | 0 | 0 | 0 | 0 | 0 | 0 | 0 | 0 | 0 | 0 | 0 | 0 | 0 | 0 | 0 | 0 | 0 | 0 | 0 | 0 | 0 | 0
F9_Industrial_Stone, Clay, and Glass_New_Process_Natural Gas_Gas Boiler - Stack Economizer_A_Technical Potential | F9 | Industrial | Stone, Clay, and Glass | New | Process | Natural Gas | Gas Boiler - Stack Economizer | A | Incremental Winter Peak Savings (MW) | Technical Potential | 0 | 0 | 0 | 0 | 0 | 0 | 0 | 0 | 0 | 0 | 0 | 0 | 0 | 0 | 0 | 0 | 0 | 0 | 0 | 0 | 0 | 0 | 0 | 0 | 0 | 0 | 0 | 0 | 0 | 0 | 0
F10_Industrial_Stone, Clay, and Glass_New_Process_Natural Gas_Gas Boiler - Stack Economizer_A_Technical Potential | F10 | Industrial | Stone, Clay, and Glass | New | Process | Natural Gas | Gas Boiler - Stack Economizer | A | Cumulative Energy Savings (MWh or mTherms) | Technical Potential | 0 | 0 | 0 | 0 | 0 | 0.0072995 | 0.015947 | 0.025943 | 0.037278 | 0.049954 | 0.06257 | 0.073616 | 0.083214 | 0.091499 | 0.098606 | 0.10468 | 0.10984 | 0.11421 | 0.1179 | 0.121 | 0.121 | 0.121 | 0.121 | 0.121 | 0.121 | 0.121 | 0.121 | 0.121 | 0.121 | 0.121 | 0.121
F11_Industrial_Stone, Clay, and Glass_New_Process_Natural Gas_Gas Boiler - Stack Economizer_A_Technical Potential | F11 | Industrial | Stone, Clay, and Glass | New | Process | Natural Gas | Gas Boiler - Stack Economizer | A | Cumulative Summer Peak Savings (MW) | Technical Potential | 0 | 0 | 0 | 0 | 0 | 0 | 0 | 0 | 0 | 0 | 0 | 0 | 0 | 0 | 0 | 0 | 0 | 0 | 0 | 0 | 0 | 0 | 0 | 0 | 0 | 0 | 0 | 0 | 0 | 0 | 0
F12_Industrial_Stone, Clay, and Glass_New_Process_Natural Gas_Gas Boiler - Stack Economizer_A_Technical Potential | F12 | Industrial | Stone, Clay, and Glass | New | Process | Natural Gas | Gas Boiler - Stack Economizer | A | Cumulative Winter Peak Savings (MW) | Technical Potential | 0 | 0 | 0 | 0 | 0 | 0 | 0 | 0 | 0 | 0 | 0 | 0 | 0 | 0 | 0 | 0 | 0 | 0 | 0 | 0 | 0 | 0 | 0 | 0 | 0 | 0 | 0 | 0 | 0 | 0 | 0
F13_Industrial_Stone, Clay, and Glass_New_Process_Natural Gas_Gas Boiler - Stack Economizer_A_Technical Potential | F13 | Industrial | Stone, Clay, and Glass | New | Process | Natural Gas | Gas Boiler - Stack Economizer | A | Purchases (Incremental) | Technical Potential | 0 | 0 | 0 | 0 | 0 | 1.3246 | 1.5693 | 1.8138 | 2.0569 | 2.3002 | 2.2893 | 2.0045 | 1.7416 | 1.5035 | 1.2896 | 1.1014 | 0.93633 | 0.79324 | 0.66976 | 0.56369 | 1.3246 | 1.5693 | 1.8138 | 2.0569 | 2.3002 | 2.2893 | 2.0045 | 1.7416 | 1.5035 | 1.2896 | 1.1014
F14_Industrial_Stone, Clay, and Glass_New_Process_Natural Gas_Gas Boiler - Stack Economizer_A_Technical Potential | F14 | Industrial | Stone, Clay, and Glass | New | Process | Natural Gas | Gas Boiler - Stack Economizer | A | Purchases (Cumulative) | Technical Potential | 0 | 0 | 0 | 0 | 0 | 1.3246 | 2.8939 | 4.7077 | 6.7647 | 9.0648 | 11.3541 | 13.3586 | 15.1002 | 16.6038 | 17.8934 | 18.9948 | 19.9311 | 20.7243 | 21.3941 | 21.9578 | 21.9578 | 21.9578 | 21.9578 | 21.9578 | 21.9578 | 21.9578 | 21.9578 | 21.9578 | 21.9578 | 21.9578 | 21.9578
F1_Industrial_Stone, Clay, and Glass_New_Space Heating_Natural Gas_Gas Furnace Tube Inserts_A_Technical Potential | F1 | Industrial | Stone, Clay, and Glass | New | Space Heating | Natural Gas | Gas Furnace Tube Inserts | A | Original Unit Energy Savings (kWh or therms) | Technical Potential | 0 | 0 | 0 | 0 | 0 | 0 | 0 | 0 | 0 | 0 | 0 | 0 | 0 | 0 | 0 | 0 | 0 | 0 | 0 | 0 | 0 | 0 | 0 | 0 | 0 | 0 | 0 | 0 | 0 | 0 | 0
F2_Industrial_Stone, Clay, and Glass_New_Space Heating_Natural Gas_Gas Furnace Tube Inserts_A_Technical Potential | F2 | Industrial | Stone, Clay, and Glass | New | Space Heating | Natural Gas | Gas Furnace Tube Inserts | A | Original Unit Summer Peak Savings (kW) | Technical Potential | 0 | 0 | 0 | 0 | 0 | 0 | 0 | 0 | 0 | 0 | 0 | 0 | 0 | 0 | 0 | 0 | 0 | 0 | 0 | 0 | 0 | 0 | 0 | 0 | 0 | 0 | 0 | 0 | 0 | 0 | 0
F3_Industrial_Stone, Clay, and Glass_New_Space Heating_Natural Gas_Gas Furnace Tube Inserts_A_Technical Potential | F3 | Industrial | Stone, Clay, and Glass | New | Space Heating | Natural Gas | Gas Furnace Tube Inserts | A | Original Unit Winter Peak Savings (kW) | Technical Potential | 0 | 0 | 0 | 0 | 0 | 0 | 0 | 0 | 0 | 0 | 0 | 0 | 0 | 0 | 0 | 0 | 0 | 0 | 0 | 0 | 0 | 0 | 0 | 0 | 0 | 0 | 0 | 0 | 0 | 0 | 0
F4_Industrial_Stone, Clay, and Glass_New_Space Heating_Natural Gas_Gas Furnace Tube Inserts_A_Technical Potential | F4 | Industrial | Stone, Clay, and Glass | New | Space Heating | Natural Gas | Gas Furnace Tube Inserts | A | Standalone Impact on Baseline Energy (%) | Technical Potential | 0% | 0% | 0% | 0% | 0% | 0% | 0% | 0% | 0% | 0% | 0% | 0% | 0% | 0% | 0% | 0% | 0% | 0% | 0% | 0% | 0% | 0% | 0% | 0% | 0 | 0 | 0 | 0 | 0 | 0 | 0
F5_Industrial_Stone, Clay, and Glass_New_Space Heating_Natural Gas_Gas Furnace Tube Inserts_A_Technical Potential | F5 | Industrial | Stone, Clay, and Glass | New | Space Heating | Natural Gas | Gas Furnace Tube Inserts | A | Standalone Impact on Baseline Summer Peak (%) | Technical Potential | 0% | 0% | 0% | 0% | 0% | 0% | 0% | 0% | 0% | 0% | 0% | 0% | 0% | 0% | 0% | 0% | 0% | 0% | 0% | 0% | 0% | 0% | 0% | 0% | 0 | 0 | 0 | 0 | 0 | 0 | 0
F6_Industrial_Stone, Clay, and Glass_New_Space Heating_Natural Gas_Gas Furnace Tube Inserts_A_Technical Potential | F6 | Industrial | Stone, Clay, and Glass | New | Space Heating | Natural Gas | Gas Furnace Tube Inserts | A | Standalone Impact on Baseline Winter Peak (%) | Technical Potential | 0% | 0% | 0% | 0% | 0% | 0% | 0% | 0% | 0% | 0% | 0% | 0% | 0% | 0% | 0% | 0% | 0% | 0% | 0% | 0% | 0% | 0% | 0% | 0% | 0 | 0 | 0 | 0 | 0 | 0 | 0
F7_Industrial_Stone, Clay, and Glass_New_Space Heating_Natural Gas_Gas Furnace Tube Inserts_A_Technical Potential | F7 | Industrial | Stone, Clay, and Glass | New | Space Heating | Natural Gas | Gas Furnace Tube Inserts | A | Incremental Energy Savings (MWh or mTherms) | Technical Potential | 0 | 0 | 0 | 0 | 0 | 0 | 0 | 0 | 0 | 0 | 0 | 0 | 0 | 0 | 0 | 0 | 0 | 0 | 0 | 0 | 0 | 0 | 0 | 0 | 0 | 0 | 0 | 0 | 0 | 0 | 0
F8_Industrial_Stone, Clay, and Glass_New_Space Heating_Natural Gas_Gas Furnace Tube Inserts_A_Technical Potential | F8 | Industrial | Stone, Clay, and Glass | New | Space Heating | Natural Gas | Gas Furnace Tube Inserts | A | Incremental Summer Peak Savings (MW) | Technical Potential | 0 | 0 | 0 | 0 | 0 | 0 | 0 | 0 | 0 | 0 | 0 | 0 | 0 | 0 | 0 | 0 | 0 | 0 | 0 | 0 | 0 | 0 | 0 | 0 | 0 | 0 | 0 | 0 | 0 | 0 | 0
F9_Industrial_Stone, Clay, and Glass_New_Space Heating_Natural Gas_Gas Furnace Tube Inserts_A_Technical Potential | F9 | Industrial | Stone, Clay, and Glass | New | Space Heating | Natural Gas | Gas Furnace Tube Inserts | A | Incremental Winter Peak Savings (MW) | Technical Potential | 0 | 0 | 0 | 0 | 0 | 0 | 0 | 0 | 0 | 0 | 0 | 0 | 0 | 0 | 0 | 0 | 0 | 0 | 0 | 0 | 0 | 0 | 0 | 0 | 0 | 0 | 0 | 0 | 0 | 0 | 0
F10_Industrial_Stone, Clay, and Glass_New_Space Heating_Natural Gas_Gas Furnace Tube Inserts_A_Technical Potential | F10 | Industrial | Stone, Clay, and Glass | New | Space Heating | Natural Gas | Gas Furnace Tube Inserts | A | Cumulative Energy Savings (MWh or mTherms) | Technical Potential | 0 | 0 | 0 | 0 | 0 | 0 | 0 | 0 | 0 | 0 | 0 | 0 | 0 | 0 | 0 | 0 | 0 | 0 | 0 | 0 | 0 | 0 | 0 | 0 | 0 | 0 | 0 | 0 | 0 | 0 | 0
F11_Industrial_Stone, Clay, and Glass_New_Space Heating_Natural Gas_Gas Furnace Tube Inserts_A_Technical Potential | F11 | Industrial | Stone, Clay, and Glass | New | Space Heating | Natural Gas | Gas Furnace Tube Inserts | A | Cumulative Summer Peak Savings (MW) | Technical Potential | 0 | 0 | 0 | 0 | 0 | 0 | 0 | 0 | 0 | 0 | 0 | 0 | 0 | 0 | 0 | 0 | 0 | 0 | 0 | 0 | 0 | 0 | 0 | 0 | 0 | 0 | 0 | 0 | 0 | 0 | 0
F12_Industrial_Stone, Clay, and Glass_New_Space Heating_Natural Gas_Gas Furnace Tube Inserts_A_Technical Potential | F12 | Industrial | Stone, Clay, and Glass | New | Space Heating | Natural Gas | Gas Furnace Tube Inserts | A | Cumulative Winter Peak Savings (MW) | Technical Potential | 0 | 0 | 0 | 0 | 0 | 0 | 0 | 0 | 0 | 0 | 0 | 0 | 0 | 0 | 0 | 0 | 0 | 0 | 0 | 0 | 0 | 0 | 0 | 0 | 0 | 0 | 0 | 0 | 0 | 0 | 0
F13_Industrial_Stone, Clay, and Glass_New_Space Heating_Natural Gas_Gas Furnace Tube Inserts_A_Technical Potential | F13 | Industrial | Stone, Clay, and Glass | New | Space Heating | Natural Gas | Gas Furnace Tube Inserts | A | Purchases (Incremental) | Technical Potential | 0 | 0 | 0 | 0 | 0 | 0 | 0 | 0 | 0 | 0 | 0 | 0 | 0 | 0 | 0 | 0 | 0 | 0 | 0 | 0 | 0 | 0 | 0 | 0 | 0 | 0 | 0 | 0 | 0 | 0 | 0
F14_Industrial_Stone, Clay, and Glass_New_Space Heating_Natural Gas_Gas Furnace Tube Inserts_A_Technical Potential | F14 | Industrial | Stone, Clay, and Glass | New | Space Heating | Natural Gas | Gas Furnace Tube Inserts | A | Purchases (Cumulative) | Technical Potential | 0 | 0 | 0 | 0 | 0 | 0 | 0 | 0 | 0 | 0 | 0 | 0 | 0 | 0 | 0 | 0 | 0 | 0 | 0 | 0 | 0 | 0 | 0 | 0 | 0 | 0 | 0 | 0 | 0 | 0 | 0
F1_Industrial_Stone, Clay, and Glass_New_Space Heating_Natural Gas_Space Heating - Heat Recovery Ventilator_A_Technical Potential | F1 | Industrial | Stone, Clay, and Glass | New | Space Heating | Natural Gas | Space Heating - Heat Recovery Ventilator | A | Original Unit Energy Savings (kWh or therms) | Technical Potential | 0 | 0 | 0 | 0 | 0 | 0.012468 | 0.012307 | 0.01219 | 0.0121 | 0.01203 | 0.011973 | 0.011906 | 0.011837 | 0.011768 | 0.011701 | 0.011649 | 0.011607 | 0.011574 | 0.011522 | 0.011484 | 0.011457 | 0.011435 | 0.011435 | 0.011435 | 0.011435 | 0.011435 | 0.011435 | 0.011435 | 0 | 0 | 0
F2_Industrial_Stone, Clay, and Glass_New_Space Heating_Natural Gas_Space Heating - Heat Recovery Ventilator_A_Technical Potential | F2 | Industrial | Stone, Clay, and Glass | New | Space Heating | Natural Gas | Space Heating - Heat Recovery Ventilator | A | Original Unit Summer Peak Savings (kW) | Technical Potential | 0 | 0 | 0 | 0 | 0 | 0 | 0 | 0 | 0 | 0 | 0 | 0 | 0 | 0 | 0 | 0 | 0 | 0 | 0 | 0 | 0 | 0 | 0 | 0 | 0 | 0 | 0 | 0 | 0 | 0 | 0
F3_Industrial_Stone, Clay, and Glass_New_Space Heating_Natural Gas_Space Heating - Heat Recovery Ventilator_A_Technical Potential | F3 | Industrial | Stone, Clay, and Glass | New | Space Heating | Natural Gas | Space Heating - Heat Recovery Ventilator | A | Original Unit Winter Peak Savings (kW) | Technical Potential | 0 | 0 | 0 | 0 | 0 | 0 | 0 | 0 | 0 | 0 | 0 | 0 | 0 | 0 | 0 | 0 | 0 | 0 | 0 | 0 | 0 | 0 | 0 | 0 | 0 | 0 | 0 | 0 | 0 | 0 | 0
F4_Industrial_Stone, Clay, and Glass_New_Space Heating_Natural Gas_Space Heating - Heat Recovery Ventilator_A_Technical Potential | F4 | Industrial | Stone, Clay, and Glass | New | Space Heating | Natural Gas | Space Heating - Heat Recovery Ventilator | A | Standalone Impact on Baseline Energy (%) | Technical Potential | 0% | 0% | 0% | 0% | 0% | 0.0158% | 0.02914% | 0.04101% | 0.05196% | 0.06227% | 0.07211% | 0.08169% | 0.09101% | 0.1001% | 0.1092% | 0.1181% | 0.1269% | 0.1357% | 0.1443% | 0.153% | 0.1573% | 0.1612% | 0.1648% | 0.168% | 0.0017098 | 0.0016456 | 0.0015861 | 0.001531 | 0 | 0 | 0
F5_Industrial_Stone, Clay, and Glass_New_Space Heating_Natural Gas_Space Heating - Heat Recovery Ventilator_A_Technical Potential | F5 | Industrial | Stone, Clay, and Glass | New | Space Heating | Natural Gas | Space Heating - Heat Recovery Ventilator | A | Standalone Impact on Baseline Summer Peak (%) | Technical Potential | 0% | 0% | 0% | 0% | 0% | 0% | 0% | 0% | 0% | 0% | 0% | 0% | 0% | 0% | 0% | 0% | 0% | 0% | 0% | 0% | 0% | 0% | 0% | 0% | 0 | 0 | 0 | 0 | 0 | 0 | 0
F6_Industrial_Stone, Clay, and Glass_New_Space Heating_Natural Gas_Space Heating - Heat Recovery Ventilator_A_Technical Potential | F6 | Industrial | Stone, Clay, and Glass | New | Space Heating | Natural Gas | Space Heating - Heat Recovery Ventilator | A | Standalone Impact on Baseline Winter Peak (%) | Technical Potential | 0% | 0% | 0% | 0% | 0% | 0% | 0% | 0% | 0% | 0% | 0% | 0% | 0% | 0% | 0% | 0% | 0% | 0% | 0% | 0% | 0% | 0% | 0% | 0% | 0 | 0 | 0 | 0 | 0 | 0 | 0
F7_Industrial_Stone, Clay, and Glass_New_Space Heating_Natural Gas_Space Heating - Heat Recovery Ventilator_A_Technical Potential | F7 | Industrial | Stone, Clay, and Glass | New | Space Heating | Natural Gas | Space Heating - Heat Recovery Ventilator | A | Incremental Energy Savings (MWh or mTherms) | Technical Potential | 0 | 0 | 0 | 0 | 0 | 0.000139 | 0.00016255 | 0.00018609 | 0.00020949 | 0.0002329 | 0.00025633 | 0.00027899 | 0.00030123 | 0.00032317 | 0.00034452 | 0.00036615 | 0.00038772 | 0.00040942 | 0.00043017 | 0.00045106 | 0.00047226 | 0.00049352 | 0.00051559 | 0.00053757 | 0.00055948 | 0.00024481 | 0.00026795 | 0.00029102 | 0 | 0 | 0
F8_Industrial_Stone, Clay, and Glass_New_Space Heating_Natural Gas_Space Heating - Heat Recovery Ventilator_A_Technical Potential | F8 | Industrial | Stone, Clay, and Glass | New | Space Heating | Natural Gas | Space Heating - Heat Recovery Ventilator | A | Incremental Summer Peak Savings (MW) | Technical Potential | 0 | 0 | 0 | 0 | 0 | 0 | 0 | 0 | 0 | 0 | 0 | 0 | 0 | 0 | 0 | 0 | 0 | 0 | 0 | 0 | 0 | 0 | 0 | 0 | 0 | 0 | 0 | 0 | 0 | 0 | 0
F9_Industrial_Stone, Clay, and Glass_New_Space Heating_Natural Gas_Space Heating - Heat Recovery Ventilator_A_Technical Potential | F9 | Industrial | Stone, Clay, and Glass | New | Space Heating | Natural Gas | Space Heating - Heat Recovery Ventilator | A | Incremental Winter Peak Savings (MW) | Technical Potential | 0 | 0 | 0 | 0 | 0 | 0 | 0 | 0 | 0 | 0 | 0 | 0 | 0 | 0 | 0 | 0 | 0 | 0 | 0 | 0 | 0 | 0 | 0 | 0 | 0 | 0 | 0 | 0 | 0 | 0 | 0
F10_Industrial_Stone, Clay, and Glass_New_Space Heating_Natural Gas_Space Heating - Heat Recovery Ventilator_A_Technical Potential | F10 | Industrial | Stone, Clay, and Glass | New | Space Heating | Natural Gas | Space Heating - Heat Recovery Ventilator | A | Cumulative Energy Savings (MWh or mTherms) | Technical Potential | 0 | 0 | 0 | 0 | 0 | 0.000139 | 0.00029976 | 0.00048299 | 0.00068894 | 0.00091784 | 0.0011698 | 0.0014423 | 0.0017351 | 0.0020481 | 0.002381 | 0.0027365 | 0.0031146 | 0.0035152 | 0.0039296 | 0.0043676 | 0.0047016 | 0.0050353 | 0.0053763 | 0.0057159 | 0.006054 | 0.006054 | 0.006054 | 0.006054 | 0 | 0 | 0
F11_Industrial_Stone, Clay, and Glass_New_Space Heating_Natural Gas_Space Heating - Heat Recovery Ventilator_A_Technical Potential | F11 | Industrial | Stone, Clay, and Glass | New | Space Heating | Natural Gas | Space Heating - Heat Recovery Ventilator | A | Cumulative Summer Peak Savings (MW) | Technical Potential | 0 | 0 | 0 | 0 | 0 | 0 | 0 | 0 | 0 | 0 | 0 | 0 | 0 | 0 | 0 | 0 | 0 | 0 | 0 | 0 | 0 | 0 | 0 | 0 | 0 | 0 | 0 | 0 | 0 | 0 | 0
F12_Industrial_Stone, Clay, and Glass_New_Space Heating_Natural Gas_Space Heating - Heat Recovery Ventilator_A_Technical Potential | F12 | Industrial | Stone, Clay, and Glass | New | Space Heating | Natural Gas | Space Heating - Heat Recovery Ventilator | A | Cumulative Winter Peak Savings (MW) | Technical Potential | 0 | 0 | 0 | 0 | 0 | 0 | 0 | 0 | 0 | 0 | 0 | 0 | 0 | 0 | 0 | 0 | 0 | 0 | 0 | 0 | 0 | 0 | 0 | 0 | 0 | 0 | 0 | 0 | 0 | 0 | 0
F13_Industrial_Stone, Clay, and Glass_New_Space Heating_Natural Gas_Space Heating - Heat Recovery Ventilator_A_Technical Potential | F13 | Industrial | Stone, Clay, and Glass | New | Space Heating | Natural Gas | Space Heating - Heat Recovery Ventilator | A | Purchases (Incremental) | Technical Potential | 0 | 0 | 0 | 0 | 0 | 11.1486 | 13.2081 | 15.2664 | 17.3126 | 19.3599 | 21.4088 | 23.4318 | 25.4492 | 27.4626 | 29.4439 | 31.4329 | 33.4028 | 35.3731 | 37.3334 | 39.2762 | 41.2213 | 43.1584 | 45.0879 | 47.0104 | 48.9264 | 21.4088 | 23.4318 | 25.4492 | 27.4626 | 29.4439 | 31.4329
F14_Industrial_Stone, Clay, and Glass_New_Space Heating_Natural Gas_Space Heating - Heat Recovery Ventilator_A_Technical Potential | F14 | Industrial | Stone, Clay, and Glass | New | Space Heating | Natural Gas | Space Heating - Heat Recovery Ventilator | A | Purchases (Cumulative) | Technical Potential | 0 | 0 | 0 | 0 | 0 | 11.1486 | 24.3567 | 39.6231 | 56.9356 | 76.2955 | 97.7044 | 121.1362 | 146.5854 | 174.048 | 203.4919 | 234.9248 | 268.3277 | 303.7007 | 341.0341 | 380.3103 | 410.383 | 440.3333 | 470.1548 | 499.8527 | 529.4192 | 529.4192 | 529.4192 | 529.4192 | 529.4192 | 529.4192 | 529.4192
F1_Industrial_Stone, Clay, and Glass_New_Space Heating_Natural Gas_Thermostat - Programmable_A_Technical Potential | F1 | Industrial | Stone, Clay, and Glass | New | Space Heating | Natural Gas | Thermostat - Programmable | A | Original Unit Energy Savings (kWh or therms) | Technical Potential | 0 | 0 | 0 | 0 | 0 | 0.006194 | 0.006114 | 0.0060556 | 0.0060113 | 0.0059764 | 0.0059481 | 0.005915 | 0.0058802 | 0.005846 | 0.0058129 | 0.0057868 | 0.0057663 | 0.00575 | 0.0057242 | 0.0057053 | 0.0056915 | 0.0056808 | 0.0056808 | 0.0056808 | 0.0056808 | 0.0056808 | 0.0056808 | 0.0056808 | 0 | 0 | 0
F2_Industrial_Stone, Clay, and Glass_New_Space Heating_Natural Gas_Thermostat - Programmable_A_Technical Potential | F2 | Industrial | Stone, Clay, and Glass | New | Space Heating | Natural Gas | Thermostat - Programmable | A | Original Unit Summer Peak Savings (kW) | Technical Potential | 0 | 0 | 0 | 0 | 0 | 0 | 0 | 0 | 0 | 0 | 0 | 0 | 0 | 0 | 0 | 0 | 0 | 0 | 0 | 0 | 0 | 0 | 0 | 0 | 0 | 0 | 0 | 0 | 0 | 0 | 0
F3_Industrial_Stone, Clay, and Glass_New_Space Heating_Natural Gas_Thermostat - Programmable_A_Technical Potential | F3 | Industrial | Stone, Clay, and Glass | New | Space Heating | Natural Gas | Thermostat - Programmable | A | Original Unit Winter Peak Savings (kW) | Technical Potential | 0 | 0 | 0 | 0 | 0 | 0 | 0 | 0 | 0 | 0 | 0 | 0 | 0 | 0 | 0 | 0 | 0 | 0 | 0 | 0 | 0 | 0 | 0 | 0 | 0 | 0 | 0 | 0 | 0 | 0 | 0
F4_Industrial_Stone, Clay, and Glass_New_Space Heating_Natural Gas_Thermostat - Programmable_A_Technical Potential | F4 | Industrial | Stone, Clay, and Glass | New | Space Heating | Natural Gas | Thermostat - Programmable | A | Standalone Impact on Baseline Energy (%) | Technical Potential | 0% | 0% | 0% | 0% | 0% | 0.02355% | 0.04343% | 0.06112% | 0.07745% | 0.09281% | 0.1075% | 0.1217% | 0.1356% | 0.1492% | 0.1628% | 0.176% | 0.1813% | 0.186% | 0.1901% | 0.1939% | 0.1972% | 0.2002% | 0.203% | 0.2055% | 0.0020777 | 0.0019996 | 0.0019274 | 0.0018604 | 0 | 0 | 0
F5_Industrial_Stone, Clay, and Glass_New_Space Heating_Natural Gas_Thermostat - Programmable_A_Technical Potential | F5 | Industrial | Stone, Clay, and Glass | New | Space Heating | Natural Gas | Thermostat - Programmable | A | Standalone Impact on Baseline Summer Peak (%) | Technical Potential | 0% | 0% | 0% | 0% | 0% | 0% | 0% | 0% | 0% | 0% | 0% | 0% | 0% | 0% | 0% | 0% | 0% | 0% | 0% | 0% | 0% | 0% | 0% | 0% | 0 | 0 | 0 | 0 | 0 | 0 | 0
F6_Industrial_Stone, Clay, and Glass_New_Space Heating_Natural Gas_Thermostat - Programmable_A_Technical Potential | F6 | Industrial | Stone, Clay, and Glass | New | Space Heating | Natural Gas | Thermostat - Programmable | A | Standalone Impact on Baseline Winter Peak (%) | Technical Potential | 0% | 0% | 0% | 0% | 0% | 0% | 0% | 0% | 0% | 0% | 0% | 0% | 0% | 0% | 0% | 0% | 0% | 0% | 0% | 0% | 0% | 0% | 0% | 0% | 0 | 0 | 0 | 0 | 0 | 0 | 0
F7_Industrial_Stone, Clay, and Glass_New_Space Heating_Natural Gas_Thermostat - Programmable_A_Technical Potential | F7 | Industrial | Stone, Clay, and Glass | New | Space Heating | Natural Gas | Thermostat - Programmable | A | Incremental Energy Savings (MWh or mTherms) | Technical Potential | 0 | 0 | 0 | 0 | 0 | 0.00020716 | 0.00024226 | 0.00027734 | 0.00031221 | 0.0003471 | 0.00038202 | 0.0004158 | 0.00044894 | 0.00048164 | 0.00051346 | 0.00054569 | 0.00057784 | 0.00061019 | 0.00064111 | 0.00067224 | 0.00070384 | 0.00073552 | 0.00076841 | 0.00080117 | 0.00083383 | 0.0005018 | 0.00053569 | 0.00056927 | 0 | 0 | 0
F8_Industrial_Stone, Clay, and Glass_New_Space Heating_Natural Gas_Thermostat - Programmable_A_Technical Potential | F8 | Industrial | Stone, Clay, and Glass | New | Space Heating | Natural Gas | Thermostat - Programmable | A | Incremental Summer Peak Savings (MW) | Technical Potential | 0 | 0 | 0 | 0 | 0 | 0 | 0 | 0 | 0 | 0 | 0 | 0 | 0 | 0 | 0 | 0 | 0 | 0 | 0 | 0 | 0 | 0 | 0 | 0 | 0 | 0 | 0 | 0 | 0 | 0 | 0
F9_Industrial_Stone, Clay, and Glass_New_Space Heating_Natural Gas_Thermostat - Programmable_A_Technical Potential | F9 | Industrial | Stone, Clay, and Glass | New | Space Heating | Natural Gas | Thermostat - Programmable | A | Incremental Winter Peak Savings (MW) | Technical Potential | 0 | 0 | 0 | 0 | 0 | 0 | 0 | 0 | 0 | 0 | 0 | 0 | 0 | 0 | 0 | 0 | 0 | 0 | 0 | 0 | 0 | 0 | 0 | 0 | 0 | 0 | 0 | 0 | 0 | 0 | 0
F10_Industrial_Stone, Clay, and Glass_New_Space Heating_Natural Gas_Thermostat - Programmable_A_Technical Potential | F10 | Industrial | Stone, Clay, and Glass | New | Space Heating | Natural Gas | Thermostat - Programmable | A | Cumulative Energy Savings (MWh or mTherms) | Technical Potential | 0 | 0 | 0 | 0 | 0 | 0.00020716 | 0.00044675 | 0.00071982 | 0.0010268 | 0.0013679 | 0.0017435 | 0.0021496 | 0.0025859 | 0.0030524 | 0.0035486 | 0.0040784 | 0.0044489 | 0.0048187 | 0.005176 | 0.0055348 | 0.0058948 | 0.0062543 | 0.0066234 | 0.0069909 | 0.0073567 | 0.0073567 | 0.0073567 | 0.0073567 | 0 | 0 | 0
F11_Industrial_Stone, Clay, and Glass_New_Space Heating_Natural Gas_Thermostat - Programmable_A_Technical Potential | F11 | Industrial | Stone, Clay, and Glass | New | Space Heating | Natural Gas | Thermostat - Programmable | A | Cumulative Summer Peak Savings (MW) | Technical Potential | 0 | 0 | 0 | 0 | 0 | 0 | 0 | 0 | 0 | 0 | 0 | 0 | 0 | 0 | 0 | 0 | 0 | 0 | 0 | 0 | 0 | 0 | 0 | 0 | 0 | 0 | 0 | 0 | 0 | 0 | 0
F12_Industrial_Stone, Clay, and Glass_New_Space Heating_Natural Gas_Thermostat - Programmable_A_Technical Potential | F12 | Industrial | Stone, Clay, and Glass | New | Space Heating | Natural Gas | Thermostat - Programmable | A | Cumulative Winter Peak Savings (MW) | Technical Potential | 0 | 0 | 0 | 0 | 0 | 0 | 0 | 0 | 0 | 0 | 0 | 0 | 0 | 0 | 0 | 0 | 0 | 0 | 0 | 0 | 0 | 0 | 0 | 0 | 0 | 0 | 0 | 0 | 0 | 0 | 0
F13_Industrial_Stone, Clay, and Glass_New_Space Heating_Natural Gas_Thermostat - Programmable_A_Technical Potential | F13 | Industrial | Stone, Clay, and Glass | New | Space Heating | Natural Gas | Thermostat - Programmable | A | Purchases (Incremental) | Technical Potential | 0 | 0 | 0 | 0 | 0 | 33.4458 | 39.6242 | 45.7992 | 51.9377 | 58.0796 | 64.2265 | 70.2954 | 76.3477 | 82.3877 | 88.3318 | 94.2986 | 100.2085 | 106.1192 | 112.0001 | 117.8286 | 123.6639 | 129.4751 | 135.2638 | 141.0313 | 146.7792 | 88.3318 | 94.2986 | 100.2085 | 106.1192 | 112.0001 | 117.8286
F14_Industrial_Stone, Clay, and Glass_New_Space Heating_Natural Gas_Thermostat - Programmable_A_Technical Potential | F14 | Industrial | Stone, Clay, and Glass | New | Space Heating | Natural Gas | Thermostat - Programmable | A | Purchases (Cumulative) | Technical Potential | 0 | 0 | 0 | 0 | 0 | 33.4458 | 73.0701 | 118.8692 | 170.8069 | 228.8865 | 293.1131 | 363.4085 | 439.7562 | 522.144 | 610.4758 | 704.7744 | 771.5371 | 838.0321 | 904.233 | 970.1239 | 1035.7082 | 1100.9568 | 1165.9252 | 1230.6088 | 1295.0003 | 1295.0003 | 1295.0003 | 1295.0003 | 1295.0003 | 1295.0003 | 1295.0003
F1_Industrial_Stone, Clay, and Glass_New_Space Heating_Natural Gas_ENERGY STAR Connected Thermostat_A_Technical Potential | F1 | Industrial | Stone, Clay, and Glass | New | Space Heating | Natural Gas | ENERGY STAR Connected Thermostat | A | Original Unit Energy Savings (kWh or therms) | Technical Potential | 0 | 0 | 0 | 0 | 0 | 0.014581 | 0.014392 | 0.014255 | 0.014151 | 0.014068 | 0.014002 | 0.013924 | 0.013842 | 0.013762 | 0.013684 | 0.013622 | 0.013574 | 0.013536 | 0.013475 | 0.01343 | 0.013398 | 0.013373 | 0.013373 | 0.013373 | 0.013373 | 0.013373 | 0.013373 | 0.013373 | 0 | 0 | 0
F2_Industrial_Stone, Clay, and Glass_New_Space Heating_Natural Gas_ENERGY STAR Connected Thermostat_A_Technical Potential | F2 | Industrial | Stone, Clay, and Glass | New | Space Heating | Natural Gas | ENERGY STAR Connected Thermostat | A | Original Unit Summer Peak Savings (kW) | Technical Potential | 0 | 0 | 0 | 0 | 0 | 0 | 0 | 0 | 0 | 0 | 0 | 0 | 0 | 0 | 0 | 0 | 0 | 0 | 0 | 0 | 0 | 0 | 0 | 0 | 0 | 0 | 0 | 0 | 0 | 0 | 0
F3_Industrial_Stone, Clay, and Glass_New_Space Heating_Natural Gas_ENERGY STAR Connected Thermostat_A_Technical Potential | F3 | Industrial | Stone, Clay, and Glass | New | Space Heating | Natural Gas | ENERGY STAR Connected Thermostat | A | Original Unit Winter Peak Savings (kW) | Technical Potential | 0 | 0 | 0 | 0 | 0 | 0 | 0 | 0 | 0 | 0 | 0 | 0 | 0 | 0 | 0 | 0 | 0 | 0 | 0 | 0 | 0 | 0 | 0 | 0 | 0 | 0 | 0 | 0 | 0 | 0 | 0
F4_Industrial_Stone, Clay, and Glass_New_Space Heating_Natural Gas_ENERGY STAR Connected Thermostat_A_Technical Potential | F4 | Industrial | Stone, Clay, and Glass | New | Space Heating | Natural Gas | ENERGY STAR Connected Thermostat | A | Standalone Impact on Baseline Energy (%) | Technical Potential | 0% | 0% | 0% | 0% | 0% | 0.05544% | 0.1022% | 0.1439% | 0.1823% | 0.2185% | 0.2241% | 0.229% | 0.233% | 0.2364% | 0.2395% | 0.242% | 0.2443% | 0.2462% | 0.248% | 0.2496% | 0.251% | 0.2522% | 0.2534% | 0.2544% | 0.0025539 | 0.002458 | 0.0023692 | 0.0022869 | 0 | 0 | 0
F5_Industrial_Stone, Clay, and Glass_New_Space Heating_Natural Gas_ENERGY STAR Connected Thermostat_A_Technical Potential | F5 | Industrial | Stone, Clay, and Glass | New | Space Heating | Natural Gas | ENERGY STAR Connected Thermostat | A | Standalone Impact on Baseline Summer Peak (%) | Technical Potential | 0% | 0% | 0% | 0% | 0% | 0% | 0% | 0% | 0% | 0% | 0% | 0% | 0% | 0% | 0% | 0% | 0% | 0% | 0% | 0% | 0% | 0% | 0% | 0% | 0 | 0 | 0 | 0 | 0 | 0 | 0
F6_Industrial_Stone, Clay, and Glass_New_Space Heating_Natural Gas_ENERGY STAR Connected Thermostat_A_Technical Potential | F6 | Industrial | Stone, Clay, and Glass | New | Space Heating | Natural Gas | ENERGY STAR Connected Thermostat | A | Standalone Impact on Baseline Winter Peak (%) | Technical Potential | 0% | 0% | 0% | 0% | 0% | 0% | 0% | 0% | 0% | 0% | 0% | 0% | 0% | 0% | 0% | 0% | 0% | 0% | 0% | 0% | 0% | 0% | 0% | 0% | 0 | 0 | 0 | 0 | 0 | 0 | 0
F7_Industrial_Stone, Clay, and Glass_New_Space Heating_Natural Gas_ENERGY STAR Connected Thermostat_A_Technical Potential | F7 | Industrial | Stone, Clay, and Glass | New | Space Heating | Natural Gas | ENERGY STAR Connected Thermostat | A | Incremental Energy Savings (MWh or mTherms) | Technical Potential | 0 | 0 | 0 | 0 | 0 | 0.00048767 | 0.00057029 | 0.00065287 | 0.00073496 | 0.00081709 | 0.00089929 | 0.00097879 | 0.0010568 | 0.0011338 | 0.0012087 | 0.0012846 | 0.0013602 | 0.0014364 | 0.0015092 | 0.0015825 | 0.0016568 | 0.0017314 | 0.0018088 | 0.001886 | 0.0019628 | 0.0016537 | 0.0017314 | 0.0018088 | 0 | 0 | 0
F8_Industrial_Stone, Clay, and Glass_New_Space Heating_Natural Gas_ENERGY STAR Connected Thermostat_A_Technical Potential | F8 | Industrial | Stone, Clay, and Glass | New | Space Heating | Natural Gas | ENERGY STAR Connected Thermostat | A | Incremental Summer Peak Savings (MW) | Technical Potential | 0 | 0 | 0 | 0 | 0 | 0 | 0 | 0 | 0 | 0 | 0 | 0 | 0 | 0 | 0 | 0 | 0 | 0 | 0 | 0 | 0 | 0 | 0 | 0 | 0 | 0 | 0 | 0 | 0 | 0 | 0
F9_Industrial_Stone, Clay, and Glass_New_Space Heating_Natural Gas_ENERGY STAR Connected Thermostat_A_Technical Potential | F9 | Industrial | Stone, Clay, and Glass | New | Space Heating | Natural Gas | ENERGY STAR Connected Thermostat | A | Incremental Winter Peak Savings (MW) | Technical Potential | 0 | 0 | 0 | 0 | 0 | 0 | 0 | 0 | 0 | 0 | 0 | 0 | 0 | 0 | 0 | 0 | 0 | 0 | 0 | 0 | 0 | 0 | 0 | 0 | 0 | 0 | 0 | 0 | 0 | 0 | 0
F10_Industrial_Stone, Clay, and Glass_New_Space Heating_Natural Gas_ENERGY STAR Connected Thermostat_A_Technical Potential | F10 | Industrial | Stone, Clay, and Glass | New | Space Heating | Natural Gas | ENERGY STAR Connected Thermostat | A | Cumulative Energy Savings (MWh or mTherms) | Technical Potential | 0 | 0 | 0 | 0 | 0 | 0.00048767 | 0.0010517 | 0.0016945 | 0.002417 | 0.0032201 | 0.0036358 | 0.0040427 | 0.0044418 | 0.0048349 | 0.0052215 | 0.0056078 | 0.005994 | 0.00638 | 0.0067504 | 0.0071241 | 0.0075005 | 0.0078777 | 0.0082675 | 0.0086557 | 0.0090428 | 0.0090428 | 0.0090428 | 0.0090428 | 0 | 0 | 0
F11_Industrial_Stone, Clay, and Glass_New_Space Heating_Natural Gas_ENERGY STAR Connected Thermostat_A_Technical Potential | F11 | Industrial | Stone, Clay, and Glass | New | Space Heating | Natural Gas | ENERGY STAR Connected Thermostat | A | Cumulative Summer Peak Savings (MW) | Technical Potential | 0 | 0 | 0 | 0 | 0 | 0 | 0 | 0 | 0 | 0 | 0 | 0 | 0 | 0 | 0 | 0 | 0 | 0 | 0 | 0 | 0 | 0 | 0 | 0 | 0 | 0 | 0 | 0 | 0 | 0 | 0
F12_Industrial_Stone, Clay, and Glass_New_Space Heating_Natural Gas_ENERGY STAR Connected Thermostat_A_Technical Potential | F12 | Industrial | Stone, Clay, and Glass | New | Space Heating | Natural Gas | ENERGY STAR Connected Thermostat | A | Cumulative Winter Peak Savings (MW) | Technical Potential | 0 | 0 | 0 | 0 | 0 | 0 | 0 | 0 | 0 | 0 | 0 | 0 | 0 | 0 | 0 | 0 | 0 | 0 | 0 | 0 | 0 | 0 | 0 | 0 | 0 | 0 | 0 | 0 | 0 | 0 | 0
F13_Industrial_Stone, Clay, and Glass_New_Space Heating_Natural Gas_ENERGY STAR Connected Thermostat_A_Technical Potential | F13 | Industrial | Stone, Clay, and Glass | New | Space Heating | Natural Gas | ENERGY STAR Connected Thermostat | A | Purchases (Incremental) | Technical Potential | 0 | 0 | 0 | 0 | 0 | 33.4458 | 39.6242 | 45.7992 | 51.9377 | 58.0796 | 64.2265 | 70.2954 | 76.3477 | 82.3877 | 88.3318 | 94.2986 | 100.2085 | 106.1192 | 112.0001 | 117.8286 | 123.6639 | 129.4751 | 135.2638 | 141.0313 | 146.7792 | 123.6639 | 129.4751 | 135.2638 | 141.0313 | 146.7792 | 123.6639
F14_Industrial_Stone, Clay, and Glass_New_Space Heating_Natural Gas_ENERGY STAR Connected Thermostat_A_Technical Potential | F14 | Industrial | Stone, Clay, and Glass | New | Space Heating | Natural Gas | ENERGY STAR Connected Thermostat | A | Purchases (Cumulative) | Technical Potential | 0 | 0 | 0 | 0 | 0 | 33.4458 | 73.0701 | 118.8692 | 170.8069 | 228.8865 | 259.6672 | 290.3384 | 320.887 | 351.337 | 381.5893 | 411.6614 | 441.5745 | 471.3459 | 500.9583 | 530.455 | 559.8203 | 589.0869 | 618.2315 | 647.2627 | 676.2134 | 676.2134 | 676.2134 | 676.2134 | 676.2134 | 676.2134 | 676.2134
F1_Industrial_Stone, Clay, and Glass_New_Space Heating_Natural Gas_Destratification Fans (HVLS)_A_Technical Potential | F1 | Industrial | Stone, Clay, and Glass | New | Space Heating | Natural Gas | Destratification Fans (HVLS) | A | Original Unit Energy Savings (kWh or therms) | Technical Potential | 0 | 0 | 0 | 0 | 0 | 0.014581 | 0.014392 | 0.014255 | 0.014151 | 0.014068 | 0.014002 | 0.013924 | 0.013842 | 0.013762 | 0.013684 | 0.013622 | 0.013574 | 0.013536 | 0.013475 | 0.01343 | 0.013398 | 0.013373 | 0.013373 | 0.013373 | 0.013373 | 0.013373 | 0.013373 | 0.013373 | 0 | 0 | 0
F2_Industrial_Stone, Clay, and Glass_New_Space Heating_Natural Gas_Destratification Fans (HVLS)_A_Technical Potential | F2 | Industrial | Stone, Clay, and Glass | New | Space Heating | Natural Gas | Destratification Fans (HVLS) | A | Original Unit Summer Peak Savings (kW) | Technical Potential | 0 | 0 | 0 | 0 | 0 | 0 | 0 | 0 | 0 | 0 | 0 | 0 | 0 | 0 | 0 | 0 | 0 | 0 | 0 | 0 | 0 | 0 | 0 | 0 | 0 | 0 | 0 | 0 | 0 | 0 | 0
F3_Industrial_Stone, Clay, and Glass_New_Space Heating_Natural Gas_Destratification Fans (HVLS)_A_Technical Potential | F3 | Industrial | Stone, Clay, and Glass | New | Space Heating | Natural Gas | Destratification Fans (HVLS) | A | Original Unit Winter Peak Savings (kW) | Technical Potential | 0 | 0 | 0 | 0 | 0 | 0 | 0 | 0 | 0 | 0 | 0 | 0 | 0 | 0 | 0 | 0 | 0 | 0 | 0 | 0 | 0 | 0 | 0 | 0 | 0 | 0 | 0 | 0 | 0 | 0 | 0
F4_Industrial_Stone, Clay, and Glass_New_Space Heating_Natural Gas_Destratification Fans (HVLS)_A_Technical Potential | F4 | Industrial | Stone, Clay, and Glass | New | Space Heating | Natural Gas | Destratification Fans (HVLS) | A | Standalone Impact on Baseline Energy (%) | Technical Potential | 0% | 0% | 0% | 0% | 0% | 0.05544% | 0.1022% | 0.1439% | 0.1823% | 0.2185% | 0.253% | 0.2866% | 0.3193% | 0.3513% | 0.3831% | 0.3947% | 0.4049% | 0.4139% | 0.4219% | 0.4291% | 0.4355% | 0.4413% | 0.4465% | 0.4513% | 0.0045573 | 0.0043861 | 0.0042277 | 0.0040808 | 0 | 0 | 0
F5_Industrial_Stone, Clay, and Glass_New_Space Heating_Natural Gas_Destratification Fans (HVLS)_A_Technical Potential | F5 | Industrial | Stone, Clay, and Glass | New | Space Heating | Natural Gas | Destratification Fans (HVLS) | A | Standalone Impact on Baseline Summer Peak (%) | Technical Potential | 0% | 0% | 0% | 0% | 0% | 0% | 0% | 0% | 0% | 0% | 0% | 0% | 0% | 0% | 0% | 0% | 0% | 0% | 0% | 0% | 0% | 0% | 0% | 0% | 0 | 0 | 0 | 0 | 0 | 0 | 0
F6_Industrial_Stone, Clay, and Glass_New_Space Heating_Natural Gas_Destratification Fans (HVLS)_A_Technical Potential | F6 | Industrial | Stone, Clay, and Glass | New | Space Heating | Natural Gas | Destratification Fans (HVLS) | A | Standalone Impact on Baseline Winter Peak (%) | Technical Potential | 0% | 0% | 0% | 0% | 0% | 0% | 0% | 0% | 0% | 0% | 0% | 0% | 0% | 0% | 0% | 0% | 0% | 0% | 0% | 0% | 0% | 0% | 0% | 0% | 0 | 0 | 0 | 0 | 0 | 0 | 0
F7_Industrial_Stone, Clay, and Glass_New_Space Heating_Natural Gas_Destratification Fans (HVLS)_A_Technical Potential | F7 | Industrial | Stone, Clay, and Glass | New | Space Heating | Natural Gas | Destratification Fans (HVLS) | A | Incremental Energy Savings (MWh or mTherms) | Technical Potential | 0 | 0 | 0 | 0 | 0 | 0.00048767 | 0.00057029 | 0.00065287 | 0.00073496 | 0.00081709 | 0.00089929 | 0.00097879 | 0.0010568 | 0.0011338 | 0.0012087 | 0.0012846 | 0.0013602 | 0.0014364 | 0.0015092 | 0.0015825 | 0.0016568 | 0.0017314 | 0.0018088 | 0.001886 | 0.0019628 | 0.001261 | 0.0013401 | 0.0014191 | 0 | 0 | 0
F8_Industrial_Stone, Clay, and Glass_New_Space Heating_Natural Gas_Destratification Fans (HVLS)_A_Technical Potential | F8 | Industrial | Stone, Clay, and Glass | New | Space Heating | Natural Gas | Destratification Fans (HVLS) | A | Incremental Summer Peak Savings (MW) | Technical Potential | 0 | 0 | 0 | 0 | 0 | 0 | 0 | 0 | 0 | 0 | 0 | 0 | 0 | 0 | 0 | 0 | 0 | 0 | 0 | 0 | 0 | 0 | 0 | 0 | 0 | 0 | 0 | 0 | 0 | 0 | 0
F9_Industrial_Stone, Clay, and Glass_New_Space Heating_Natural Gas_Destratification Fans (HVLS)_A_Technical Potential | F9 | Industrial | Stone, Clay, and Glass | New | Space Heating | Natural Gas | Destratification Fans (HVLS) | A | Incremental Winter Peak Savings (MW) | Technical Potential | 0 | 0 | 0 | 0 | 0 | 0 | 0 | 0 | 0 | 0 | 0 | 0 | 0 | 0 | 0 | 0 | 0 | 0 | 0 | 0 | 0 | 0 | 0 | 0 | 0 | 0 | 0 | 0 | 0 | 0 | 0
F10_Industrial_Stone, Clay, and Glass_New_Space Heating_Natural Gas_Destratification Fans (HVLS)_A_Technical Potential | F10 | Industrial | Stone, Clay, and Glass | New | Space Heating | Natural Gas | Destratification Fans (HVLS) | A | Cumulative Energy Savings (MWh or mTherms) | Technical Potential | 0 | 0 | 0 | 0 | 0 | 0.00048767 | 0.0010517 | 0.0016945 | 0.002417 | 0.0032201 | 0.0041041 | 0.0050601 | 0.0060872 | 0.0071855 | 0.0083535 | 0.0091451 | 0.009935 | 0.010723 | 0.011485 | 0.012249 | 0.013016 | 0.013783 | 0.014571 | 0.015355 | 0.016136 | 0.016136 | 0.016136 | 0.016136 | 0 | 0 | 0
F11_Industrial_Stone, Clay, and Glass_New_Space Heating_Natural Gas_Destratification Fans (HVLS)_A_Technical Potential | F11 | Industrial | Stone, Clay, and Glass | New | Space Heating | Natural Gas | Destratification Fans (HVLS) | A | Cumulative Summer Peak Savings (MW) | Technical Potential | 0 | 0 | 0 | 0 | 0 | 0 | 0 | 0 | 0 | 0 | 0 | 0 | 0 | 0 | 0 | 0 | 0 | 0 | 0 | 0 | 0 | 0 | 0 | 0 | 0 | 0 | 0 | 0 | 0 | 0 | 0
F12_Industrial_Stone, Clay, and Glass_New_Space Heating_Natural Gas_Destratification Fans (HVLS)_A_Technical Potential | F12 | Industrial | Stone, Clay, and Glass | New | Space Heating | Natural Gas | Destratification Fans (HVLS) | A | Cumulative Winter Peak Savings (MW) | Technical Potential | 0 | 0 | 0 | 0 | 0 | 0 | 0 | 0 | 0 | 0 | 0 | 0 | 0 | 0 | 0 | 0 | 0 | 0 | 0 | 0 | 0 | 0 | 0 | 0 | 0 | 0 | 0 | 0 | 0 | 0 | 0
F13_Industrial_Stone, Clay, and Glass_New_Space Heating_Natural Gas_Destratification Fans (HVLS)_A_Technical Potential | F13 | Industrial | Stone, Clay, and Glass | New | Space Heating | Natural Gas | Destratification Fans (HVLS) | A | Purchases (Incremental) | Technical Potential | 0 | 0 | 0 | 0 | 0 | 33.4458 | 39.6242 | 45.7992 | 51.9377 | 58.0796 | 64.2265 | 70.2954 | 76.3477 | 82.3877 | 88.3318 | 94.2986 | 100.2085 | 106.1192 | 112.0001 | 117.8286 | 123.6639 | 129.4751 | 135.2638 | 141.0313 | 146.7792 | 94.2986 | 100.2085 | 106.1192 | 112.0001 | 117.8286 | 123.6639
F14_Industrial_Stone, Clay, and Glass_New_Space Heating_Natural Gas_Destratification Fans (HVLS)_A_Technical Potential | F14 | Industrial | Stone, Clay, and Glass | New | Space Heating | Natural Gas | Destratification Fans (HVLS) | A | Purchases (Cumulative) | Technical Potential | 0 | 0 | 0 | 0 | 0 | 33.4458 | 73.0701 | 118.8692 | 170.8069 | 228.8865 | 293.1131 | 363.4085 | 439.7562 | 522.144 | 610.4758 | 671.3286 | 731.9129 | 792.2329 | 852.2953 | 912.0443 | 971.4817 | 1030.6614 | 1089.5774 | 1148.221 | 1206.6684 | 1206.6684 | 1206.6684 | 1206.6684 | 1206.6684 | 1206.6684 | 1206.6684
F1_Industrial_Stone, Clay, and Glass_New_Space Heating_Natural Gas_Gas Boiler - Insulate Steam Lines/Condensate Tank_A_Technical Potential | F1 | Industrial | Stone, Clay, and Glass | New | Space Heating | Natural Gas | Gas Boiler - Insulate Steam Lines/Condensate Tank | A | Original Unit Energy Savings (kWh or therms) | Technical Potential | 0 | 0 | 0 | 0 | 0 | 0 | 0 | 0 | 0 | 0 | 0 | 0 | 0 | 0 | 0 | 0 | 0 | 0 | 0 | 0 | 0 | 0 | 0 | 0 | 0 | 0 | 0 | 0 | 0 | 0 | 0
F2_Industrial_Stone, Clay, and Glass_New_Space Heating_Natural Gas_Gas Boiler - Insulate Steam Lines/Condensate Tank_A_Technical Potential | F2 | Industrial | Stone, Clay, and Glass | New | Space Heating | Natural Gas | Gas Boiler - Insulate Steam Lines/Condensate Tank | A | Original Unit Summer Peak Savings (kW) | Technical Potential | 0 | 0 | 0 | 0 | 0 | 0 | 0 | 0 | 0 | 0 | 0 | 0 | 0 | 0 | 0 | 0 | 0 | 0 | 0 | 0 | 0 | 0 | 0 | 0 | 0 | 0 | 0 | 0 | 0 | 0 | 0
F3_Industrial_Stone, Clay, and Glass_New_Space Heating_Natural Gas_Gas Boiler - Insulate Steam Lines/Condensate Tank_A_Technical Potential | F3 | Industrial | Stone, Clay, and Glass | New | Space Heating | Natural Gas | Gas Boiler - Insulate Steam Lines/Condensate Tank | A | Original Unit Winter Peak Savings (kW) | Technical Potential | 0 | 0 | 0 | 0 | 0 | 0 | 0 | 0 | 0 | 0 | 0 | 0 | 0 | 0 | 0 | 0 | 0 | 0 | 0 | 0 | 0 | 0 | 0 | 0 | 0 | 0 | 0 | 0 | 0 | 0 | 0
F4_Industrial_Stone, Clay, and Glass_New_Space Heating_Natural Gas_Gas Boiler - Insulate Steam Lines/Condensate Tank_A_Technical Potential | F4 | Industrial | Stone, Clay, and Glass | New | Space Heating | Natural Gas | Gas Boiler - Insulate Steam Lines/Condensate Tank | A | Standalone Impact on Baseline Energy (%) | Technical Potential | 0% | 0% | 0% | 0% | 0% | 0% | 0% | 0% | 0% | 0% | 0% | 0% | 0% | 0% | 0% | 0% | 0% | 0% | 0% | 0% | 0% | 0% | 0% | 0% | 0 | 0 | 0 | 0 | 0 | 0 | 0
F5_Industrial_Stone, Clay, and Glass_New_Space Heating_Natural Gas_Gas Boiler - Insulate Steam Lines/Condensate Tank_A_Technical Potential | F5 | Industrial | Stone, Clay, and Glass | New | Space Heating | Natural Gas | Gas Boiler - Insulate Steam Lines/Condensate Tank | A | Standalone Impact on Baseline Summer Peak (%) | Technical Potential | 0% | 0% | 0% | 0% | 0% | 0% | 0% | 0% | 0% | 0% | 0% | 0% | 0% | 0% | 0% | 0% | 0% | 0% | 0% | 0% | 0% | 0% | 0% | 0% | 0 | 0 | 0 | 0 | 0 | 0 | 0
F6_Industrial_Stone, Clay, and Glass_New_Space Heating_Natural Gas_Gas Boiler - Insulate Steam Lines/Condensate Tank_A_Technical Potential | F6 | Industrial | Stone, Clay, and Glass | New | Space Heating | Natural Gas | Gas Boiler - Insulate Steam Lines/Condensate Tank | A | Standalone Impact on Baseline Winter Peak (%) | Technical Potential | 0% | 0% | 0% | 0% | 0% | 0% | 0% | 0% | 0% | 0% | 0% | 0% | 0% | 0% | 0% | 0% | 0% | 0% | 0% | 0% | 0% | 0% | 0% | 0% | 0 | 0 | 0 | 0 | 0 | 0 | 0
F7_Industrial_Stone, Clay, and Glass_New_Space Heating_Natural Gas_Gas Boiler - Insulate Steam Lines/Condensate Tank_A_Technical Potential | F7 | Industrial | Stone, Clay, and Glass | New | Space Heating | Natural Gas | Gas Boiler - Insulate Steam Lines/Condensate Tank | A | Incremental Energy Savings (MWh or mTherms) | Technical Potential | 0 | 0 | 0 | 0 | 0 | 0 | 0 | 0 | 0 | 0 | 0 | 0 | 0 | 0 | 0 | 0 | 0 | 0 | 0 | 0 | 0 | 0 | 0 | 0 | 0 | 0 | 0 | 0 | 0 | 0 | 0
F8_Industrial_Stone, Clay, and Glass_New_Space Heating_Natural Gas_Gas Boiler - Insulate Steam Lines/Condensate Tank_A_Technical Potential | F8 | Industrial | Stone, Clay, and Glass | New | Space Heating | Natural Gas | Gas Boiler - Insulate Steam Lines/Condensate Tank | A | Incremental Summer Peak Savings (MW) | Technical Potential | 0 | 0 | 0 | 0 | 0 | 0 | 0 | 0 | 0 | 0 | 0 | 0 | 0 | 0 | 0 | 0 | 0 | 0 | 0 | 0 | 0 | 0 | 0 | 0 | 0 | 0 | 0 | 0 | 0 | 0 | 0
F9_Industrial_Stone, Clay, and Glass_New_Space Heating_Natural Gas_Gas Boiler - Insulate Steam Lines/Condensate Tank_A_Technical Potential | F9 | Industrial | Stone, Clay, and Glass | New | Space Heating | Natural Gas | Gas Boiler - Insulate Steam Lines/Condensate Tank | A | Incremental Winter Peak Savings (MW) | Technical Potential | 0 | 0 | 0 | 0 | 0 | 0 | 0 | 0 | 0 | 0 | 0 | 0 | 0 | 0 | 0 | 0 | 0 | 0 | 0 | 0 | 0 | 0 | 0 | 0 | 0 | 0 | 0 | 0 | 0 | 0 | 0
F10_Industrial_Stone, Clay, and Glass_New_Space Heating_Natural Gas_Gas Boiler - Insulate Steam Lines/Condensate Tank_A_Technical Potential | F10 | Industrial | Stone, Clay, and Glass | New | Space Heating | Natural Gas | Gas Boiler - Insulate Steam Lines/Condensate Tank | A | Cumulative Energy Savings (MWh or mTherms) | Technical Potential | 0 | 0 | 0 | 0 | 0 | 0 | 0 | 0 | 0 | 0 | 0 | 0 | 0 | 0 | 0 | 0 | 0 | 0 | 0 | 0 | 0 | 0 | 0 | 0 | 0 | 0 | 0 | 0 | 0 | 0 | 0
F11_Industrial_Stone, Clay, and Glass_New_Space Heating_Natural Gas_Gas Boiler - Insulate Steam Lines/Condensate Tank_A_Technical Potential | F11 | Industrial | Stone, Clay, and Glass | New | Space Heating | Natural Gas | Gas Boiler - Insulate Steam Lines/Condensate Tank | A | Cumulative Summer Peak Savings (MW) | Technical Potential | 0 | 0 | 0 | 0 | 0 | 0 | 0 | 0 | 0 | 0 | 0 | 0 | 0 | 0 | 0 | 0 | 0 | 0 | 0 | 0 | 0 | 0 | 0 | 0 | 0 | 0 | 0 | 0 | 0 | 0 | 0
F12_Industrial_Stone, Clay, and Glass_New_Space Heating_Natural Gas_Gas Boiler - Insulate Steam Lines/Condensate Tank_A_Technical Potential | F12 | Industrial | Stone, Clay, and Glass | New | Space Heating | Natural Gas | Gas Boiler - Insulate Steam Lines/Condensate Tank | A | Cumulative Winter Peak Savings (MW) | Technical Potential | 0 | 0 | 0 | 0 | 0 | 0 | 0 | 0 | 0 | 0 | 0 | 0 | 0 | 0 | 0 | 0 | 0 | 0 | 0 | 0 | 0 | 0 | 0 | 0 | 0 | 0 | 0 | 0 | 0 | 0 | 0
F13_Industrial_Stone, Clay, and Glass_New_Space Heating_Natural Gas_Gas Boiler - Insulate Steam Lines/Condensate Tank_A_Technical Potential | F13 | Industrial | Stone, Clay, and Glass | New | Space Heating | Natural Gas | Gas Boiler - Insulate Steam Lines/Condensate Tank | A | Purchases (Incremental) | Technical Potential | 0 | 0 | 0 | 0 | 0 | 0 | 0 | 0 | 0 | 0 | 0 | 0 | 0 | 0 | 0 | 0 | 0 | 0 | 0 | 0 | 0 | 0 | 0 | 0 | 0 | 0 | 0 | 0 | 0 | 0 | 0
F14_Industrial_Stone, Clay, and Glass_New_Space Heating_Natural Gas_Gas Boiler - Insulate Steam Lines/Condensate Tank_A_Technical Potential | F14 | Industrial | Stone, Clay, and Glass | New | Space Heating | Natural Gas | Gas Boiler - Insulate Steam Lines/Condensate Tank | A | Purchases (Cumulative) | Technical Potential | 0 | 0 | 0 | 0 | 0 | 0 | 0 | 0 | 0 | 0 | 0 | 0 | 0 | 0 | 0 | 0 | 0 | 0 | 0 | 0 | 0 | 0 | 0 | 0 | 0 | 0 | 0 | 0 | 0 | 0 | 0
F1_Industrial_Stone, Clay, and Glass_New_Process_Natural Gas_Gas Boiler - Insulate Steam Lines/Condensate Tank_A_Technical Potential | F1 | Industrial | Stone, Clay, and Glass | New | Process | Natural Gas | Gas Boiler - Insulate Steam Lines/Condensate Tank | A | Original Unit Energy Savings (kWh or therms) | Technical Potential | 0 | 0 | 0 | 0 | 0 | 45.5894 | 45.5894 | 45.5894 | 45.5894 | 45.5894 | 45.5894 | 45.5894 | 45.5894 | 45.5894 | 45.5894 | 45.5894 | 45.5894 | 45.5894 | 45.5894 | 45.5894 | 45.5894 | 45.5894 | 45.5894 | 45.5894 | 45.5894 | 45.5894 | 45.5894 | 45.5894 | 45.5894 | 45.5894 | 45.5894
F2_Industrial_Stone, Clay, and Glass_New_Process_Natural Gas_Gas Boiler - Insulate Steam Lines/Condensate Tank_A_Technical Potential | F2 | Industrial | Stone, Clay, and Glass | New | Process | Natural Gas | Gas Boiler - Insulate Steam Lines/Condensate Tank | A | Original Unit Summer Peak Savings (kW) | Technical Potential | 0 | 0 | 0 | 0 | 0 | 0 | 0 | 0 | 0 | 0 | 0 | 0 | 0 | 0 | 0 | 0 | 0 | 0 | 0 | 0 | 0 | 0 | 0 | 0 | 0 | 0 | 0 | 0 | 0 | 0 | 0
F3_Industrial_Stone, Clay, and Glass_New_Process_Natural Gas_Gas Boiler - Insulate Steam Lines/Condensate Tank_A_Technical Potential | F3 | Industrial | Stone, Clay, and Glass | New | Process | Natural Gas | Gas Boiler - Insulate Steam Lines/Condensate Tank | A | Original Unit Winter Peak Savings (kW) | Technical Potential | 0 | 0 | 0 | 0 | 0 | 0 | 0 | 0 | 0 | 0 | 0 | 0 | 0 | 0 | 0 | 0 | 0 | 0 | 0 | 0 | 0 | 0 | 0 | 0 | 0 | 0 | 0 | 0 | 0 | 0 | 0
F4_Industrial_Stone, Clay, and Glass_New_Process_Natural Gas_Gas Boiler - Insulate Steam Lines/Condensate Tank_A_Technical Potential | F4 | Industrial | Stone, Clay, and Glass | New | Process | Natural Gas | Gas Boiler - Insulate Steam Lines/Condensate Tank | A | Standalone Impact on Baseline Energy (%) | Technical Potential | 0% | 0% | 0% | 0% | 0% | 0.002024% | 0.003732% | 0.005253% | 0.006656% | 0.007976% | 0.009237% | 0.01046% | 0.01166% | 0.01283% | 0.01399% | 0.01513% | 0.01626% | 0.01738% | 0.01849% | 0.0196% | 0.0207% | 0.02179% | 0.02288% | 0.02397% | 0.00025057 | 0.00024116 | 0.00023245 | 0.00022437 | 0 | 0 | 0
F5_Industrial_Stone, Clay, and Glass_New_Process_Natural Gas_Gas Boiler - Insulate Steam Lines/Condensate Tank_A_Technical Potential | F5 | Industrial | Stone, Clay, and Glass | New | Process | Natural Gas | Gas Boiler - Insulate Steam Lines/Condensate Tank | A | Standalone Impact on Baseline Summer Peak (%) | Technical Potential | 0% | 0% | 0% | 0% | 0% | 0% | 0% | 0% | 0% | 0% | 0% | 0% | 0% | 0% | 0% | 0% | 0% | 0% | 0% | 0% | 0% | 0% | 0% | 0% | 0 | 0 | 0 | 0 | 0 | 0 | 0
F6_Industrial_Stone, Clay, and Glass_New_Process_Natural Gas_Gas Boiler - Insulate Steam Lines/Condensate Tank_A_Technical Potential | F6 | Industrial | Stone, Clay, and Glass | New | Process | Natural Gas | Gas Boiler - Insulate Steam Lines/Condensate Tank | A | Standalone Impact on Baseline Winter Peak (%) | Technical Potential | 0% | 0% | 0% | 0% | 0% | 0% | 0% | 0% | 0% | 0% | 0% | 0% | 0% | 0% | 0% | 0% | 0% | 0% | 0% | 0% | 0% | 0% | 0% | 0% | 0 | 0 | 0 | 0 | 0 | 0 | 0
F7_Industrial_Stone, Clay, and Glass_New_Process_Natural Gas_Gas Boiler - Insulate Steam Lines/Condensate Tank_A_Technical Potential | F7 | Industrial | Stone, Clay, and Glass | New | Process | Natural Gas | Gas Boiler - Insulate Steam Lines/Condensate Tank | A | Incremental Energy Savings (MWh or mTherms) | Technical Potential | 0 | 0 | 0 | 0 | 0 | 0.0034507 | 0.0040882 | 0.0047252 | 0.0053586 | 0.0059923 | 0.0066265 | 0.0072526 | 0.007877 | 0.0085002 | 0.0091135 | 0.0097291 | 0.010339 | 0.010949 | 0.011555 | 0.012157 | 0.012759 | 0.013358 | 0.013956 | 0.014551 | 0.015144 | 0.0034507 | 0.0040882 | 0.0047252 | 0.0053586 | 0.0059923 | 0.0066265
F8_Industrial_Stone, Clay, and Glass_New_Process_Natural Gas_Gas Boiler - Insulate Steam Lines/Condensate Tank_A_Technical Potential | F8 | Industrial | Stone, Clay, and Glass | New | Process | Natural Gas | Gas Boiler - Insulate Steam Lines/Condensate Tank | A | Incremental Summer Peak Savings (MW) | Technical Potential | 0 | 0 | 0 | 0 | 0 | 0 | 0 | 0 | 0 | 0 | 0 | 0 | 0 | 0 | 0 | 0 | 0 | 0 | 0 | 0 | 0 | 0 | 0 | 0 | 0 | 0 | 0 | 0 | 0 | 0 | 0
F9_Industrial_Stone, Clay, and Glass_New_Process_Natural Gas_Gas Boiler - Insulate Steam Lines/Condensate Tank_A_Technical Potential | F9 | Industrial | Stone, Clay, and Glass | New | Process | Natural Gas | Gas Boiler - Insulate Steam Lines/Condensate Tank | A | Incremental Winter Peak Savings (MW) | Technical Potential | 0 | 0 | 0 | 0 | 0 | 0 | 0 | 0 | 0 | 0 | 0 | 0 | 0 | 0 | 0 | 0 | 0 | 0 | 0 | 0 | 0 | 0 | 0 | 0 | 0 | 0 | 0 | 0 | 0 | 0 | 0
F10_Industrial_Stone, Clay, and Glass_New_Process_Natural Gas_Gas Boiler - Insulate Steam Lines/Condensate Tank_A_Technical Potential | F10 | Industrial | Stone, Clay, and Glass | New | Process | Natural Gas | Gas Boiler - Insulate Steam Lines/Condensate Tank | A | Cumulative Energy Savings (MWh or mTherms) | Technical Potential | 0 | 0 | 0 | 0 | 0 | 0.0034507 | 0.0075389 | 0.012264 | 0.017623 | 0.023615 | 0.030241 | 0.037494 | 0.045371 | 0.053871 | 0.062985 | 0.072714 | 0.083053 | 0.094001 | 0.10556 | 0.11771 | 0.13047 | 0.14383 | 0.15779 | 0.17234 | 0.18748 | 0.18748 | 0.18748 | 0.18748 | 0.18748 | 0.18748 | 0.18748
F11_Industrial_Stone, Clay, and Glass_New_Process_Natural Gas_Gas Boiler - Insulate Steam Lines/Condensate Tank_A_Technical Potential | F11 | Industrial | Stone, Clay, and Glass | New | Process | Natural Gas | Gas Boiler - Insulate Steam Lines/Condensate Tank | A | Cumulative Summer Peak Savings (MW) | Technical Potential | 0 | 0 | 0 | 0 | 0 | 0 | 0 | 0 | 0 | 0 | 0 | 0 | 0 | 0 | 0 | 0 | 0 | 0 | 0 | 0 | 0 | 0 | 0 | 0 | 0 | 0 | 0 | 0 | 0 | 0 | 0
F12_Industrial_Stone, Clay, and Glass_New_Process_Natural Gas_Gas Boiler - Insulate Steam Lines/Condensate Tank_A_Technical Potential | F12 | Industrial | Stone, Clay, and Glass | New | Process | Natural Gas | Gas Boiler - Insulate Steam Lines/Condensate Tank | A | Cumulative Winter Peak Savings (MW) | Technical Potential | 0 | 0 | 0 | 0 | 0 | 0 | 0 | 0 | 0 | 0 | 0 | 0 | 0 | 0 | 0 | 0 | 0 | 0 | 0 | 0 | 0 | 0 | 0 | 0 | 0 | 0 | 0 | 0 | 0 | 0 | 0
F13_Industrial_Stone, Clay, and Glass_New_Process_Natural Gas_Gas Boiler - Insulate Steam Lines/Condensate Tank_A_Technical Potential | F13 | Industrial | Stone, Clay, and Glass | New | Process | Natural Gas | Gas Boiler - Insulate Steam Lines/Condensate Tank | A | Purchases (Incremental) | Technical Potential | 0 | 0 | 0 | 0 | 0 | 0.075691 | 0.089673 | 0.10365 | 0.11754 | 0.13144 | 0.14535 | 0.15909 | 0.17278 | 0.18645 | 0.1999 | 0.21341 | 0.22678 | 0.24016 | 0.25347 | 0.26666 | 0.27986 | 0.29302 | 0.30612 | 0.31917 | 0.33218 | 0.075691 | 0.089673 | 0.10365 | 0.11754 | 0.13144 | 0.14535
F14_Industrial_Stone, Clay, and Glass_New_Process_Natural Gas_Gas Boiler - Insulate Steam Lines/Condensate Tank_A_Technical Potential | F14 | Industrial | Stone, Clay, and Glass | New | Process | Natural Gas | Gas Boiler - Insulate Steam Lines/Condensate Tank | A | Purchases (Cumulative) | Technical Potential | 0 | 0 | 0 | 0 | 0 | 0.075691 | 0.16536 | 0.26901 | 0.38655 | 0.51799 | 0.66334 | 0.82243 | 0.99521 | 1.1817 | 1.3816 | 1.595 | 1.8218 | 2.0619 | 2.3154 | 2.582 | 2.8619 | 3.1549 | 3.461 | 3.7802 | 4.1124 | 4.1124 | 4.1124 | 4.1124 | 4.1124 | 4.1124 | 4.1124
F1_Industrial_Stone, Clay, and Glass_New_Space Heating_Natural Gas_Gas Boiler - Insulate Hot Water Lines_A_Technical Potential | F1 | Industrial | Stone, Clay, and Glass | New | Space Heating | Natural Gas | Gas Boiler - Insulate Hot Water Lines | A | Original Unit Energy Savings (kWh or therms) | Technical Potential | 0 | 0 | 0 | 0 | 0 | 0 | 0 | 0 | 0 | 0 | 0 | 0 | 0 | 0 | 0 | 0 | 0 | 0 | 0 | 0 | 0 | 0 | 0 | 0 | 0 | 0 | 0 | 0 | 0 | 0 | 0
F2_Industrial_Stone, Clay, and Glass_New_Space Heating_Natural Gas_Gas Boiler - Insulate Hot Water Lines_A_Technical Potential | F2 | Industrial | Stone, Clay, and Glass | New | Space Heating | Natural Gas | Gas Boiler - Insulate Hot Water Lines | A | Original Unit Summer Peak Savings (kW) | Technical Potential | 0 | 0 | 0 | 0 | 0 | 0 | 0 | 0 | 0 | 0 | 0 | 0 | 0 | 0 | 0 | 0 | 0 | 0 | 0 | 0 | 0 | 0 | 0 | 0 | 0 | 0 | 0 | 0 | 0 | 0 | 0
F3_Industrial_Stone, Clay, and Glass_New_Space Heating_Natural Gas_Gas Boiler - Insulate Hot Water Lines_A_Technical Potential | F3 | Industrial | Stone, Clay, and Glass | New | Space Heating | Natural Gas | Gas Boiler - Insulate Hot Water Lines | A | Original Unit Winter Peak Savings (kW) | Technical Potential | 0 | 0 | 0 | 0 | 0 | 0 | 0 | 0 | 0 | 0 | 0 | 0 | 0 | 0 | 0 | 0 | 0 | 0 | 0 | 0 | 0 | 0 | 0 | 0 | 0 | 0 | 0 | 0 | 0 | 0 | 0
F4_Industrial_Stone, Clay, and Glass_New_Space Heating_Natural Gas_Gas Boiler - Insulate Hot Water Lines_A_Technical Potential | F4 | Industrial | Stone, Clay, and Glass | New | Space Heating | Natural Gas | Gas Boiler - Insulate Hot Water Lines | A | Standalone Impact on Baseline Energy (%) | Technical Potential | 0% | 0% | 0% | 0% | 0% | 0% | 0% | 0% | 0% | 0% | 0% | 0% | 0% | 0% | 0% | 0% | 0% | 0% | 0% | 0% | 0% | 0% | 0% | 0% | 0 | 0 | 0 | 0 | 0 | 0 | 0
F5_Industrial_Stone, Clay, and Glass_New_Space Heating_Natural Gas_Gas Boiler - Insulate Hot Water Lines_A_Technical Potential | F5 | Industrial | Stone, Clay, and Glass | New | Space Heating | Natural Gas | Gas Boiler - Insulate Hot Water Lines | A | Standalone Impact on Baseline Summer Peak (%) | Technical Potential | 0% | 0% | 0% | 0% | 0% | 0% | 0% | 0% | 0% | 0% | 0% | 0% | 0% | 0% | 0% | 0% | 0% | 0% | 0% | 0% | 0% | 0% | 0% | 0% | 0 | 0 | 0 | 0 | 0 | 0 | 0
F6_Industrial_Stone, Clay, and Glass_New_Space Heating_Natural Gas_Gas Boiler - Insulate Hot Water Lines_A_Technical Potential | F6 | Industrial | Stone, Clay, and Glass | New | Space Heating | Natural Gas | Gas Boiler - Insulate Hot Water Lines | A | Standalone Impact on Baseline Winter Peak (%) | Technical Potential | 0% | 0% | 0% | 0% | 0% | 0% | 0% | 0% | 0% | 0% | 0% | 0% | 0% | 0% | 0% | 0% | 0% | 0% | 0% | 0% | 0% | 0% | 0% | 0% | 0 | 0 | 0 | 0 | 0 | 0 | 0
F7_Industrial_Stone, Clay, and Glass_New_Space Heating_Natural Gas_Gas Boiler - Insulate Hot Water Lines_A_Technical Potential | F7 | Industrial | Stone, Clay, and Glass | New | Space Heating | Natural Gas | Gas Boiler - Insulate Hot Water Lines | A | Incremental Energy Savings (MWh or mTherms) | Technical Potential | 0 | 0 | 0 | 0 | 0 | 0 | 0 | 0 | 0 | 0 | 0 | 0 | 0 | 0 | 0 | 0 | 0 | 0 | 0 | 0 | 0 | 0 | 0 | 0 | 0 | 0 | 0 | 0 | 0 | 0 | 0
F8_Industrial_Stone, Clay, and Glass_New_Space Heating_Natural Gas_Gas Boiler - Insulate Hot Water Lines_A_Technical Potential | F8 | Industrial | Stone, Clay, and Glass | New | Space Heating | Natural Gas | Gas Boiler - Insulate Hot Water Lines | A | Incremental Summer Peak Savings (MW) | Technical Potential | 0 | 0 | 0 | 0 | 0 | 0 | 0 | 0 | 0 | 0 | 0 | 0 | 0 | 0 | 0 | 0 | 0 | 0 | 0 | 0 | 0 | 0 | 0 | 0 | 0 | 0 | 0 | 0 | 0 | 0 | 0
F9_Industrial_Stone, Clay, and Glass_New_Space Heating_Natural Gas_Gas Boiler - Insulate Hot Water Lines_A_Technical Potential | F9 | Industrial | Stone, Clay, and Glass | New | Space Heating | Natural Gas | Gas Boiler - Insulate Hot Water Lines | A | Incremental Winter Peak Savings (MW) | Technical Potential | 0 | 0 | 0 | 0 | 0 | 0 | 0 | 0 | 0 | 0 | 0 | 0 | 0 | 0 | 0 | 0 | 0 | 0 | 0 | 0 | 0 | 0 | 0 | 0 | 0 | 0 | 0 | 0 | 0 | 0 | 0
F10_Industrial_Stone, Clay, and Glass_New_Space Heating_Natural Gas_Gas Boiler - Insulate Hot Water Lines_A_Technical Potential | F10 | Industrial | Stone, Clay, and Glass | New | Space Heating | Natural Gas | Gas Boiler - Insulate Hot Water Lines | A | Cumulative Energy Savings (MWh or mTherms) | Technical Potential | 0 | 0 | 0 | 0 | 0 | 0 | 0 | 0 | 0 | 0 | 0 | 0 | 0 | 0 | 0 | 0 | 0 | 0 | 0 | 0 | 0 | 0 | 0 | 0 | 0 | 0 | 0 | 0 | 0 | 0 | 0
F11_Industrial_Stone, Clay, and Glass_New_Space Heating_Natural Gas_Gas Boiler - Insulate Hot Water Lines_A_Technical Potential | F11 | Industrial | Stone, Clay, and Glass | New | Space Heating | Natural Gas | Gas Boiler - Insulate Hot Water Lines | A | Cumulative Summer Peak Savings (MW) | Technical Potential | 0 | 0 | 0 | 0 | 0 | 0 | 0 | 0 | 0 | 0 | 0 | 0 | 0 | 0 | 0 | 0 | 0 | 0 | 0 | 0 | 0 | 0 | 0 | 0 | 0 | 0 | 0 | 0 | 0 | 0 | 0
F12_Industrial_Stone, Clay, and Glass_New_Space Heating_Natural Gas_Gas Boiler - Insulate Hot Water Lines_A_Technical Potential | F12 | Industrial | Stone, Clay, and Glass | New | Space Heating | Natural Gas | Gas Boiler - Insulate Hot Water Lines | A | Cumulative Winter Peak Savings (MW) | Technical Potential | 0 | 0 | 0 | 0 | 0 | 0 | 0 | 0 | 0 | 0 | 0 | 0 | 0 | 0 | 0 | 0 | 0 | 0 | 0 | 0 | 0 | 0 | 0 | 0 | 0 | 0 | 0 | 0 | 0 | 0 | 0
F13_Industrial_Stone, Clay, and Glass_New_Space Heating_Natural Gas_Gas Boiler - Insulate Hot Water Lines_A_Technical Potential | F13 | Industrial | Stone, Clay, and Glass | New | Space Heating | Natural Gas | Gas Boiler - Insulate Hot Water Lines | A | Purchases (Incremental) | Technical Potential | 0 | 0 | 0 | 0 | 0 | 0 | 0 | 0 | 0 | 0 | 0 | 0 | 0 | 0 | 0 | 0 | 0 | 0 | 0 | 0 | 0 | 0 | 0 | 0 | 0 | 0 | 0 | 0 | 0 | 0 | 0
F14_Industrial_Stone, Clay, and Glass_New_Space Heating_Natural Gas_Gas Boiler - Insulate Hot Water Lines_A_Technical Potential | F14 | Industrial | Stone, Clay, and Glass | New | Space Heating | Natural Gas | Gas Boiler - Insulate Hot Water Lines | A | Purchases (Cumulative) | Technical Potential | 0 | 0 | 0 | 0 | 0 | 0 | 0 | 0 | 0 | 0 | 0 | 0 | 0 | 0 | 0 | 0 | 0 | 0 | 0 | 0 | 0 | 0 | 0 | 0 | 0 | 0 | 0 | 0 | 0 | 0 | 0
F1_Industrial_Stone, Clay, and Glass_New_Process_Natural Gas_Gas Boiler - Insulate Hot Water Lines_A_Technical Potential | F1 | Industrial | Stone, Clay, and Glass | New | Process | Natural Gas | Gas Boiler - Insulate Hot Water Lines | A | Original Unit Energy Savings (kWh or therms) | Technical Potential | 0 | 0 | 0 | 0 | 0 | 51.5303 | 51.5303 | 51.5303 | 51.5303 | 51.5303 | 51.5303 | 51.5303 | 51.5303 | 51.5303 | 51.5303 | 51.5303 | 51.5303 | 51.5303 | 51.5303 | 51.5303 | 51.5303 | 51.5303 | 51.5303 | 51.5303 | 51.5303 | 51.5303 | 51.5303 | 51.5303 | 51.5303 | 51.5303 | 51.5303
F2_Industrial_Stone, Clay, and Glass_New_Process_Natural Gas_Gas Boiler - Insulate Hot Water Lines_A_Technical Potential | F2 | Industrial | Stone, Clay, and Glass | New | Process | Natural Gas | Gas Boiler - Insulate Hot Water Lines | A | Original Unit Summer Peak Savings (kW) | Technical Potential | 0 | 0 | 0 | 0 | 0 | 0 | 0 | 0 | 0 | 0 | 0 | 0 | 0 | 0 | 0 | 0 | 0 | 0 | 0 | 0 | 0 | 0 | 0 | 0 | 0 | 0 | 0 | 0 | 0 | 0 | 0
F3_Industrial_Stone, Clay, and Glass_New_Process_Natural Gas_Gas Boiler - Insulate Hot Water Lines_A_Technical Potential | F3 | Industrial | Stone, Clay, and Glass | New | Process | Natural Gas | Gas Boiler - Insulate Hot Water Lines | A | Original Unit Winter Peak Savings (kW) | Technical Potential | 0 | 0 | 0 | 0 | 0 | 0 | 0 | 0 | 0 | 0 | 0 | 0 | 0 | 0 | 0 | 0 | 0 | 0 | 0 | 0 | 0 | 0 | 0 | 0 | 0 | 0 | 0 | 0 | 0 | 0 | 0
F4_Industrial_Stone, Clay, and Glass_New_Process_Natural Gas_Gas Boiler - Insulate Hot Water Lines_A_Technical Potential | F4 | Industrial | Stone, Clay, and Glass | New | Process | Natural Gas | Gas Boiler - Insulate Hot Water Lines | A | Standalone Impact on Baseline Energy (%) | Technical Potential | 0% | 0% | 0% | 0% | 0% | 0.002288% | 0.004219% | 0.005938% | 0.007524% | 0.009016% | 0.01044% | 0.01183% | 0.01318% | 0.0145% | 0.01581% | 0.0171% | 0.01838% | 0.01964% | 0.0209% | 0.02215% | 0.02339% | 0.02463% | 0.02587% | 0.0271% | 0.00028323 | 0.00027259 | 0.00026274 | 0.00025361 | 0 | 0 | 0
F5_Industrial_Stone, Clay, and Glass_New_Process_Natural Gas_Gas Boiler - Insulate Hot Water Lines_A_Technical Potential | F5 | Industrial | Stone, Clay, and Glass | New | Process | Natural Gas | Gas Boiler - Insulate Hot Water Lines | A | Standalone Impact on Baseline Summer Peak (%) | Technical Potential | 0% | 0% | 0% | 0% | 0% | 0% | 0% | 0% | 0% | 0% | 0% | 0% | 0% | 0% | 0% | 0% | 0% | 0% | 0% | 0% | 0% | 0% | 0% | 0% | 0 | 0 | 0 | 0 | 0 | 0 | 0
F6_Industrial_Stone, Clay, and Glass_New_Process_Natural Gas_Gas Boiler - Insulate Hot Water Lines_A_Technical Potential | F6 | Industrial | Stone, Clay, and Glass | New | Process | Natural Gas | Gas Boiler - Insulate Hot Water Lines | A | Standalone Impact on Baseline Winter Peak (%) | Technical Potential | 0% | 0% | 0% | 0% | 0% | 0% | 0% | 0% | 0% | 0% | 0% | 0% | 0% | 0% | 0% | 0% | 0% | 0% | 0% | 0% | 0% | 0% | 0% | 0% | 0 | 0 | 0 | 0 | 0 | 0 | 0
F7_Industrial_Stone, Clay, and Glass_New_Process_Natural Gas_Gas Boiler - Insulate Hot Water Lines_A_Technical Potential | F7 | Industrial | Stone, Clay, and Glass | New | Process | Natural Gas | Gas Boiler - Insulate Hot Water Lines | A | Incremental Energy Savings (MWh or mTherms) | Technical Potential | 0 | 0 | 0 | 0 | 0 | 0.0039004 | 0.0046209 | 0.005341 | 0.0060569 | 0.0067731 | 0.00749 | 0.0081977 | 0.0089035 | 0.0096079 | 0.010301 | 0.010997 | 0.011686 | 0.012375 | 0.013061 | 0.013741 | 0.014421 | 0.015099 | 0.015774 | 0.016447 | 0.017117 | 0.0039004 | 0.0046209 | 0.005341 | 0.0060569 | 0.0067731 | 0.00749
F8_Industrial_Stone, Clay, and Glass_New_Process_Natural Gas_Gas Boiler - Insulate Hot Water Lines_A_Technical Potential | F8 | Industrial | Stone, Clay, and Glass | New | Process | Natural Gas | Gas Boiler - Insulate Hot Water Lines | A | Incremental Summer Peak Savings (MW) | Technical Potential | 0 | 0 | 0 | 0 | 0 | 0 | 0 | 0 | 0 | 0 | 0 | 0 | 0 | 0 | 0 | 0 | 0 | 0 | 0 | 0 | 0 | 0 | 0 | 0 | 0 | 0 | 0 | 0 | 0 | 0 | 0
F9_Industrial_Stone, Clay, and Glass_New_Process_Natural Gas_Gas Boiler - Insulate Hot Water Lines_A_Technical Potential | F9 | Industrial | Stone, Clay, and Glass | New | Process | Natural Gas | Gas Boiler - Insulate Hot Water Lines | A | Incremental Winter Peak Savings (MW) | Technical Potential | 0 | 0 | 0 | 0 | 0 | 0 | 0 | 0 | 0 | 0 | 0 | 0 | 0 | 0 | 0 | 0 | 0 | 0 | 0 | 0 | 0 | 0 | 0 | 0 | 0 | 0 | 0 | 0 | 0 | 0 | 0
F10_Industrial_Stone, Clay, and Glass_New_Process_Natural Gas_Gas Boiler - Insulate Hot Water Lines_A_Technical Potential | F10 | Industrial | Stone, Clay, and Glass | New | Process | Natural Gas | Gas Boiler - Insulate Hot Water Lines | A | Cumulative Energy Savings (MWh or mTherms) | Technical Potential | 0 | 0 | 0 | 0 | 0 | 0.0039004 | 0.0085213 | 0.013862 | 0.019919 | 0.026692 | 0.034182 | 0.04238 | 0.051284 | 0.060892 | 0.071193 | 0.08219 | 0.093876 | 0.10625 | 0.11931 | 0.13305 | 0.14747 | 0.16257 | 0.17835 | 0.1948 | 0.21191 | 0.21191 | 0.21191 | 0.21191 | 0.21191 | 0.21191 | 0.21191
F11_Industrial_Stone, Clay, and Glass_New_Process_Natural Gas_Gas Boiler - Insulate Hot Water Lines_A_Technical Potential | F11 | Industrial | Stone, Clay, and Glass | New | Process | Natural Gas | Gas Boiler - Insulate Hot Water Lines | A | Cumulative Summer Peak Savings (MW) | Technical Potential | 0 | 0 | 0 | 0 | 0 | 0 | 0 | 0 | 0 | 0 | 0 | 0 | 0 | 0 | 0 | 0 | 0 | 0 | 0 | 0 | 0 | 0 | 0 | 0 | 0 | 0 | 0 | 0 | 0 | 0 | 0
F12_Industrial_Stone, Clay, and Glass_New_Process_Natural Gas_Gas Boiler - Insulate Hot Water Lines_A_Technical Potential | F12 | Industrial | Stone, Clay, and Glass | New | Process | Natural Gas | Gas Boiler - Insulate Hot Water Lines | A | Cumulative Winter Peak Savings (MW) | Technical Potential | 0 | 0 | 0 | 0 | 0 | 0 | 0 | 0 | 0 | 0 | 0 | 0 | 0 | 0 | 0 | 0 | 0 | 0 | 0 | 0 | 0 | 0 | 0 | 0 | 0 | 0 | 0 | 0 | 0 | 0 | 0
F13_Industrial_Stone, Clay, and Glass_New_Process_Natural Gas_Gas Boiler - Insulate Hot Water Lines_A_Technical Potential | F13 | Industrial | Stone, Clay, and Glass | New | Process | Natural Gas | Gas Boiler - Insulate Hot Water Lines | A | Purchases (Incremental) | Technical Potential | 0 | 0 | 0 | 0 | 0 | 0.075691 | 0.089673 | 0.10365 | 0.11754 | 0.13144 | 0.14535 | 0.15909 | 0.17278 | 0.18645 | 0.1999 | 0.21341 | 0.22678 | 0.24016 | 0.25347 | 0.26666 | 0.27986 | 0.29302 | 0.30612 | 0.31917 | 0.33218 | 0.075691 | 0.089673 | 0.10365 | 0.11754 | 0.13144 | 0.14535
F14_Industrial_Stone, Clay, and Glass_New_Process_Natural Gas_Gas Boiler - Insulate Hot Water Lines_A_Technical Potential | F14 | Industrial | Stone, Clay, and Glass | New | Process | Natural Gas | Gas Boiler - Insulate Hot Water Lines | A | Purchases (Cumulative) | Technical Potential | 0 | 0 | 0 | 0 | 0 | 0.075691 | 0.16536 | 0.26901 | 0.38655 | 0.51799 | 0.66334 | 0.82243 | 0.99521 | 1.1817 | 1.3816 | 1.595 | 1.8218 | 2.0619 | 2.3154 | 2.582 | 2.8619 | 3.1549 | 3.461 | 3.7802 | 4.1124 | 4.1124 | 4.1124 | 4.1124 | 4.1124 | 4.1124 | 4.1124
F1_Industrial_Stone, Clay, and Glass_New_Process_Natural Gas_Process - Insulate Heated Process Fluids_A_Technical Potential | F1 | Industrial | Stone, Clay, and Glass | New | Process | Natural Gas | Process - Insulate Heated Process Fluids | A | Original Unit Energy Savings (kWh or therms) | Technical Potential | 0 | 0 | 0 | 0 | 0 | 1280.913 | 1280.913 | 1280.913 | 1280.913 | 1280.913 | 1280.913 | 1280.913 | 1280.913 | 1280.913 | 1280.913 | 1280.913 | 1280.913 | 1280.913 | 1280.913 | 1280.913 | 1280.913 | 1280.913 | 1280.913 | 1280.913 | 1280.913 | 1280.913 | 1280.913 | 1280.913 | 1280.913 | 1280.913 | 1280.913
F2_Industrial_Stone, Clay, and Glass_New_Process_Natural Gas_Process - Insulate Heated Process Fluids_A_Technical Potential | F2 | Industrial | Stone, Clay, and Glass | New | Process | Natural Gas | Process - Insulate Heated Process Fluids | A | Original Unit Summer Peak Savings (kW) | Technical Potential | 0 | 0 | 0 | 0 | 0 | 0 | 0 | 0 | 0 | 0 | 0 | 0 | 0 | 0 | 0 | 0 | 0 | 0 | 0 | 0 | 0 | 0 | 0 | 0 | 0 | 0 | 0 | 0 | 0 | 0 | 0
F3_Industrial_Stone, Clay, and Glass_New_Process_Natural Gas_Process - Insulate Heated Process Fluids_A_Technical Potential | F3 | Industrial | Stone, Clay, and Glass | New | Process | Natural Gas | Process - Insulate Heated Process Fluids | A | Original Unit Winter Peak Savings (kW) | Technical Potential | 0 | 0 | 0 | 0 | 0 | 0 | 0 | 0 | 0 | 0 | 0 | 0 | 0 | 0 | 0 | 0 | 0 | 0 | 0 | 0 | 0 | 0 | 0 | 0 | 0 | 0 | 0 | 0 | 0 | 0 | 0
F4_Industrial_Stone, Clay, and Glass_New_Process_Natural Gas_Process - Insulate Heated Process Fluids_A_Technical Potential | F4 | Industrial | Stone, Clay, and Glass | New | Process | Natural Gas | Process - Insulate Heated Process Fluids | A | Standalone Impact on Baseline Energy (%) | Technical Potential | 0% | 0% | 0% | 0% | 0% | 0.1244% | 0.2294% | 0.3229% | 0.4091% | 0.4902% | 0.5553% | 0.5969% | 0.6212% | 0.633% | 0.6363% | 0.6327% | 0.6247% | 0.6134% | 0.6% | 0.5853% | 0.5697% | 0.5443% | 0.521% | 0.4997% | 0.0048013 | 0.0046209 | 0.0044541 | 0.0042993 | 0 | 0 | 0
F5_Industrial_Stone, Clay, and Glass_New_Process_Natural Gas_Process - Insulate Heated Process Fluids_A_Technical Potential | F5 | Industrial | Stone, Clay, and Glass | New | Process | Natural Gas | Process - Insulate Heated Process Fluids | A | Standalone Impact on Baseline Summer Peak (%) | Technical Potential | 0% | 0% | 0% | 0% | 0% | 0% | 0% | 0% | 0% | 0% | 0% | 0% | 0% | 0% | 0% | 0% | 0% | 0% | 0% | 0% | 0% | 0% | 0% | 0% | 0 | 0 | 0 | 0 | 0 | 0 | 0
F6_Industrial_Stone, Clay, and Glass_New_Process_Natural Gas_Process - Insulate Heated Process Fluids_A_Technical Potential | F6 | Industrial | Stone, Clay, and Glass | New | Process | Natural Gas | Process - Insulate Heated Process Fluids | A | Standalone Impact on Baseline Winter Peak (%) | Technical Potential | 0% | 0% | 0% | 0% | 0% | 0% | 0% | 0% | 0% | 0% | 0% | 0% | 0% | 0% | 0% | 0% | 0% | 0% | 0% | 0% | 0% | 0% | 0% | 0% | 0 | 0 | 0 | 0 | 0 | 0 | 0
F7_Industrial_Stone, Clay, and Glass_New_Process_Natural Gas_Process - Insulate Heated Process Fluids_A_Technical Potential | F7 | Industrial | Stone, Clay, and Glass | New | Process | Natural Gas | Process - Insulate Heated Process Fluids | A | Incremental Energy Savings (MWh or mTherms) | Technical Potential | 0 | 0 | 0 | 0 | 0 | 0.21209 | 0.25126 | 0.29042 | 0.32935 | 0.36829 | 0.36654 | 0.32094 | 0.27886 | 0.24074 | 0.20649 | 0.17635 | 0.14992 | 0.12701 | 0.10724 | 0.090255 | 0.07578 | 0.00054117 | 0.00020191 | 7.177e-05 | 2.4357e-05 | 0.21209 | 0.25126 | 0.29042 | 0.32935 | 0.36829 | 0.36654
F8_Industrial_Stone, Clay, and Glass_New_Process_Natural Gas_Process - Insulate Heated Process Fluids_A_Technical Potential | F8 | Industrial | Stone, Clay, and Glass | New | Process | Natural Gas | Process - Insulate Heated Process Fluids | A | Incremental Summer Peak Savings (MW) | Technical Potential | 0 | 0 | 0 | 0 | 0 | 0 | 0 | 0 | 0 | 0 | 0 | 0 | 0 | 0 | 0 | 0 | 0 | 0 | 0 | 0 | 0 | 0 | 0 | 0 | 0 | 0 | 0 | 0 | 0 | 0 | 0
F9_Industrial_Stone, Clay, and Glass_New_Process_Natural Gas_Process - Insulate Heated Process Fluids_A_Technical Potential | F9 | Industrial | Stone, Clay, and Glass | New | Process | Natural Gas | Process - Insulate Heated Process Fluids | A | Incremental Winter Peak Savings (MW) | Technical Potential | 0 | 0 | 0 | 0 | 0 | 0 | 0 | 0 | 0 | 0 | 0 | 0 | 0 | 0 | 0 | 0 | 0 | 0 | 0 | 0 | 0 | 0 | 0 | 0 | 0 | 0 | 0 | 0 | 0 | 0 | 0
F10_Industrial_Stone, Clay, and Glass_New_Process_Natural Gas_Process - Insulate Heated Process Fluids_A_Technical Potential | F10 | Industrial | Stone, Clay, and Glass | New | Process | Natural Gas | Process - Insulate Heated Process Fluids | A | Cumulative Energy Savings (MWh or mTherms) | Technical Potential | 0 | 0 | 0 | 0 | 0 | 0.21209 | 0.46335 | 0.75377 | 1.0831 | 1.4514 | 1.818 | 2.1389 | 2.4178 | 2.6585 | 2.865 | 3.0413 | 3.1912 | 3.3183 | 3.4255 | 3.5158 | 3.5915 | 3.5921 | 3.5923 | 3.5923 | 3.5924 | 3.5924 | 3.5924 | 3.5924 | 3.5924 | 3.5924 | 3.5924
F11_Industrial_Stone, Clay, and Glass_New_Process_Natural Gas_Process - Insulate Heated Process Fluids_A_Technical Potential | F11 | Industrial | Stone, Clay, and Glass | New | Process | Natural Gas | Process - Insulate Heated Process Fluids | A | Cumulative Summer Peak Savings (MW) | Technical Potential | 0 | 0 | 0 | 0 | 0 | 0 | 0 | 0 | 0 | 0 | 0 | 0 | 0 | 0 | 0 | 0 | 0 | 0 | 0 | 0 | 0 | 0 | 0 | 0 | 0 | 0 | 0 | 0 | 0 | 0 | 0
F12_Industrial_Stone, Clay, and Glass_New_Process_Natural Gas_Process - Insulate Heated Process Fluids_A_Technical Potential | F12 | Industrial | Stone, Clay, and Glass | New | Process | Natural Gas | Process - Insulate Heated Process Fluids | A | Cumulative Winter Peak Savings (MW) | Technical Potential | 0 | 0 | 0 | 0 | 0 | 0 | 0 | 0 | 0 | 0 | 0 | 0 | 0 | 0 | 0 | 0 | 0 | 0 | 0 | 0 | 0 | 0 | 0 | 0 | 0 | 0 | 0 | 0 | 0 | 0 | 0
F13_Industrial_Stone, Clay, and Glass_New_Process_Natural Gas_Process - Insulate Heated Process Fluids_A_Technical Potential | F13 | Industrial | Stone, Clay, and Glass | New | Process | Natural Gas | Process - Insulate Heated Process Fluids | A | Purchases (Incremental) | Technical Potential | 0 | 0 | 0 | 0 | 0 | 0.16557 | 0.19616 | 0.22673 | 0.25712 | 0.28752 | 0.28616 | 0.25056 | 0.21771 | 0.18794 | 0.1612 | 0.13767 | 0.11704 | 0.099155 | 0.08372 | 0.070462 | 0.059161 | 0.00042249 | 0.00015763 | 5.603e-05 | 1.9015e-05 | 0.16557 | 0.19616 | 0.22673 | 0.25712 | 0.28752 | 0.28616
F14_Industrial_Stone, Clay, and Glass_New_Process_Natural Gas_Process - Insulate Heated Process Fluids_A_Technical Potential | F14 | Industrial | Stone, Clay, and Glass | New | Process | Natural Gas | Process - Insulate Heated Process Fluids | A | Purchases (Cumulative) | Technical Potential | 0 | 0 | 0 | 0 | 0 | 0.16557 | 0.36173 | 0.58846 | 0.84558 | 1.1331 | 1.4193 | 1.6698 | 1.8875 | 2.0755 | 2.2367 | 2.3743 | 2.4914 | 2.5905 | 2.6743 | 2.7447 | 2.8039 | 2.8043 | 2.8045 | 2.8045 | 2.8045 | 2.8045 | 2.8045 | 2.8045 | 2.8045 | 2.8045 | 2.8045
F1_Industrial_Stone, Clay, and Glass_New_Process_Natural Gas_Process Heat Recovery_A_Technical Potential | F1 | Industrial | Stone, Clay, and Glass | New | Process | Natural Gas | Process Heat Recovery | A | Original Unit Energy Savings (kWh or therms) | Technical Potential | 0 | 0 | 0 | 0 | 0 | 73.39 | 73.39 | 73.39 | 73.39 | 73.39 | 73.39 | 73.39 | 73.39 | 73.39 | 73.39 | 73.39 | 73.39 | 73.39 | 73.39 | 73.39 | 73.39 | 73.39 | 73.39 | 73.39 | 73.39 | 73.39 | 73.39 | 73.39 | 0 | 0 | 0
F2_Industrial_Stone, Clay, and Glass_New_Process_Natural Gas_Process Heat Recovery_A_Technical Potential | F2 | Industrial | Stone, Clay, and Glass | New | Process | Natural Gas | Process Heat Recovery | A | Original Unit Summer Peak Savings (kW) | Technical Potential | 0 | 0 | 0 | 0 | 0 | 0 | 0 | 0 | 0 | 0 | 0 | 0 | 0 | 0 | 0 | 0 | 0 | 0 | 0 | 0 | 0 | 0 | 0 | 0 | 0 | 0 | 0 | 0 | 0 | 0 | 0
F3_Industrial_Stone, Clay, and Glass_New_Process_Natural Gas_Process Heat Recovery_A_Technical Potential | F3 | Industrial | Stone, Clay, and Glass | New | Process | Natural Gas | Process Heat Recovery | A | Original Unit Winter Peak Savings (kW) | Technical Potential | 0 | 0 | 0 | 0 | 0 | 0 | 0 | 0 | 0 | 0 | 0 | 0 | 0 | 0 | 0 | 0 | 0 | 0 | 0 | 0 | 0 | 0 | 0 | 0 | 0 | 0 | 0 | 0 | 0 | 0 | 0
F4_Industrial_Stone, Clay, and Glass_New_Process_Natural Gas_Process Heat Recovery_A_Technical Potential | F4 | Industrial | Stone, Clay, and Glass | New | Process | Natural Gas | Process Heat Recovery | A | Standalone Impact on Baseline Energy (%) | Technical Potential | 0% | 0% | 0% | 0% | 0% | 0.2566% | 0.4732% | 0.666% | 0.8438% | 1.011% | 1.145% | 1.231% | 1.281% | 1.306% | 1.312% | 1.305% | 1.289% | 1.265% | 1.238% | 1.207% | 1.15% | 1.099% | 1.052% | 1.009% | 0.0096921 | 0.009328 | 0.0089911 | 0.0086786 | 0 | 0 | 0
F5_Industrial_Stone, Clay, and Glass_New_Process_Natural Gas_Process Heat Recovery_A_Technical Potential | F5 | Industrial | Stone, Clay, and Glass | New | Process | Natural Gas | Process Heat Recovery | A | Standalone Impact on Baseline Summer Peak (%) | Technical Potential | 0% | 0% | 0% | 0% | 0% | 0% | 0% | 0% | 0% | 0% | 0% | 0% | 0% | 0% | 0% | 0% | 0% | 0% | 0% | 0% | 0% | 0% | 0% | 0% | 0 | 0 | 0 | 0 | 0 | 0 | 0
F6_Industrial_Stone, Clay, and Glass_New_Process_Natural Gas_Process Heat Recovery_A_Technical Potential | F6 | Industrial | Stone, Clay, and Glass | New | Process | Natural Gas | Process Heat Recovery | A | Standalone Impact on Baseline Winter Peak (%) | Technical Potential | 0% | 0% | 0% | 0% | 0% | 0% | 0% | 0% | 0% | 0% | 0% | 0% | 0% | 0% | 0% | 0% | 0% | 0% | 0% | 0% | 0% | 0% | 0% | 0% | 0 | 0 | 0 | 0 | 0 | 0 | 0
F7_Industrial_Stone, Clay, and Glass_New_Process_Natural Gas_Process Heat Recovery_A_Technical Potential | F7 | Industrial | Stone, Clay, and Glass | New | Process | Natural Gas | Process Heat Recovery | A | Incremental Energy Savings (MWh or mTherms) | Technical Potential | 0 | 0 | 0 | 0 | 0 | 0.43745 | 0.51826 | 0.59903 | 0.67932 | 0.75965 | 0.75604 | 0.66199 | 0.57519 | 0.49655 | 0.4259 | 0.36374 | 0.30923 | 0.26197 | 0.22119 | 0.18616 | 0.43745 | 0.51826 | 0.59903 | 0.67932 | 0.75965 | 0.75604 | 0.66199 | 0.57519 | 0 | 0 | 0
F8_Industrial_Stone, Clay, and Glass_New_Process_Natural Gas_Process Heat Recovery_A_Technical Potential | F8 | Industrial | Stone, Clay, and Glass | New | Process | Natural Gas | Process Heat Recovery | A | Incremental Summer Peak Savings (MW) | Technical Potential | 0 | 0 | 0 | 0 | 0 | 0 | 0 | 0 | 0 | 0 | 0 | 0 | 0 | 0 | 0 | 0 | 0 | 0 | 0 | 0 | 0 | 0 | 0 | 0 | 0 | 0 | 0 | 0 | 0 | 0 | 0
F9_Industrial_Stone, Clay, and Glass_New_Process_Natural Gas_Process Heat Recovery_A_Technical Potential | F9 | Industrial | Stone, Clay, and Glass | New | Process | Natural Gas | Process Heat Recovery | A | Incremental Winter Peak Savings (MW) | Technical Potential | 0 | 0 | 0 | 0 | 0 | 0 | 0 | 0 | 0 | 0 | 0 | 0 | 0 | 0 | 0 | 0 | 0 | 0 | 0 | 0 | 0 | 0 | 0 | 0 | 0 | 0 | 0 | 0 | 0 | 0 | 0
F10_Industrial_Stone, Clay, and Glass_New_Process_Natural Gas_Process Heat Recovery_A_Technical Potential | F10 | Industrial | Stone, Clay, and Glass | New | Process | Natural Gas | Process Heat Recovery | A | Cumulative Energy Savings (MWh or mTherms) | Technical Potential | 0 | 0 | 0 | 0 | 0 | 0.43745 | 0.95572 | 1.5547 | 2.2341 | 2.9937 | 3.7498 | 4.4117 | 4.9869 | 5.4835 | 5.9094 | 6.2731 | 6.5823 | 6.8443 | 7.0655 | 7.2517 | 7.2517 | 7.2517 | 7.2517 | 7.2517 | 7.2517 | 7.2517 | 7.2517 | 7.2517 | 0 | 0 | 0
F11_Industrial_Stone, Clay, and Glass_New_Process_Natural Gas_Process Heat Recovery_A_Technical Potential | F11 | Industrial | Stone, Clay, and Glass | New | Process | Natural Gas | Process Heat Recovery | A | Cumulative Summer Peak Savings (MW) | Technical Potential | 0 | 0 | 0 | 0 | 0 | 0 | 0 | 0 | 0 | 0 | 0 | 0 | 0 | 0 | 0 | 0 | 0 | 0 | 0 | 0 | 0 | 0 | 0 | 0 | 0 | 0 | 0 | 0 | 0 | 0 | 0
F12_Industrial_Stone, Clay, and Glass_New_Process_Natural Gas_Process Heat Recovery_A_Technical Potential | F12 | Industrial | Stone, Clay, and Glass | New | Process | Natural Gas | Process Heat Recovery | A | Cumulative Winter Peak Savings (MW) | Technical Potential | 0 | 0 | 0 | 0 | 0 | 0 | 0 | 0 | 0 | 0 | 0 | 0 | 0 | 0 | 0 | 0 | 0 | 0 | 0 | 0 | 0 | 0 | 0 | 0 | 0 | 0 | 0 | 0 | 0 | 0 | 0
F13_Industrial_Stone, Clay, and Glass_New_Process_Natural Gas_Process Heat Recovery_A_Technical Potential | F13 | Industrial | Stone, Clay, and Glass | New | Process | Natural Gas | Process Heat Recovery | A | Purchases (Incremental) | Technical Potential | 0 | 0 | 0 | 0 | 0 | 5.9607 | 7.0618 | 8.1623 | 9.2563 | 10.3508 | 10.3017 | 9.0201 | 7.8374 | 6.7659 | 5.8033 | 4.9562 | 4.2135 | 3.5696 | 3.0139 | 2.5366 | 5.9607 | 7.0618 | 8.1623 | 9.2563 | 10.3508 | 10.3017 | 9.0201 | 7.8374 | 6.7659 | 5.8033 | 4.9562
F14_Industrial_Stone, Clay, and Glass_New_Process_Natural Gas_Process Heat Recovery_A_Technical Potential | F14 | Industrial | Stone, Clay, and Glass | New | Process | Natural Gas | Process Heat Recovery | A | Purchases (Cumulative) | Technical Potential | 0 | 0 | 0 | 0 | 0 | 5.9607 | 13.0224 | 21.1847 | 30.4409 | 40.7918 | 51.0935 | 60.1136 | 67.951 | 74.7169 | 80.5202 | 85.4764 | 89.6899 | 93.2595 | 96.2734 | 98.81 | 98.81 | 98.81 | 98.81 | 98.81 | 98.81 | 98.81 | 98.81 | 98.81 | 98.81 | 98.81 | 98.81
F1_Industrial_Stone, Clay, and Glass_New_Space Heating_Natural Gas_Building Automation System_A_Technical Potential | F1 | Industrial | Stone, Clay, and Glass | New | Space Heating | Natural Gas | Building Automation System | A | Original Unit Energy Savings (kWh or therms) | Technical Potential | 0 | 0 | 0 | 0 | 0 | 0.014581 | 0.014392 | 0.014255 | 0.014151 | 0.014068 | 0.014002 | 0.013924 | 0.013842 | 0.013762 | 0.013684 | 0.013622 | 0.013574 | 0.013536 | 0.013475 | 0.01343 | 0.013398 | 0.013373 | 0.013373 | 0.013373 | 0.013373 | 0.013373 | 0.013373 | 0.013373 | 0 | 0 | 0
F2_Industrial_Stone, Clay, and Glass_New_Space Heating_Natural Gas_Building Automation System_A_Technical Potential | F2 | Industrial | Stone, Clay, and Glass | New | Space Heating | Natural Gas | Building Automation System | A | Original Unit Summer Peak Savings (kW) | Technical Potential | 0 | 0 | 0 | 0 | 0 | 0 | 0 | 0 | 0 | 0 | 0 | 0 | 0 | 0 | 0 | 0 | 0 | 0 | 0 | 0 | 0 | 0 | 0 | 0 | 0 | 0 | 0 | 0 | 0 | 0 | 0
F3_Industrial_Stone, Clay, and Glass_New_Space Heating_Natural Gas_Building Automation System_A_Technical Potential | F3 | Industrial | Stone, Clay, and Glass | New | Space Heating | Natural Gas | Building Automation System | A | Original Unit Winter Peak Savings (kW) | Technical Potential | 0 | 0 | 0 | 0 | 0 | 0 | 0 | 0 | 0 | 0 | 0 | 0 | 0 | 0 | 0 | 0 | 0 | 0 | 0 | 0 | 0 | 0 | 0 | 0 | 0 | 0 | 0 | 0 | 0 | 0 | 0
F4_Industrial_Stone, Clay, and Glass_New_Space Heating_Natural Gas_Building Automation System_A_Technical Potential | F4 | Industrial | Stone, Clay, and Glass | New | Space Heating | Natural Gas | Building Automation System | A | Standalone Impact on Baseline Energy (%) | Technical Potential | 0% | 0% | 0% | 0% | 0% | 0.01137% | 0.03233% | 0.06834% | 0.1259% | 0.2123% | 0.3347% | 0.4999% | 0.712% | 0.9711% | 1.273% | 1.604% | 1.948% | 2.279% | 2.574% | 2.812% | 2.977% | 3.067% | 3.082% | 3.034% | 0.029422 | 0.028317 | 0.027294 | 0.026345 | 0 | 0 | 0
F5_Industrial_Stone, Clay, and Glass_New_Space Heating_Natural Gas_Building Automation System_A_Technical Potential | F5 | Industrial | Stone, Clay, and Glass | New | Space Heating | Natural Gas | Building Automation System | A | Standalone Impact on Baseline Summer Peak (%) | Technical Potential | 0% | 0% | 0% | 0% | 0% | 0% | 0% | 0% | 0% | 0% | 0% | 0% | 0% | 0% | 0% | 0% | 0% | 0% | 0% | 0% | 0% | 0% | 0% | 0% | 0 | 0 | 0 | 0 | 0 | 0 | 0
F6_Industrial_Stone, Clay, and Glass_New_Space Heating_Natural Gas_Building Automation System_A_Technical Potential | F6 | Industrial | Stone, Clay, and Glass | New | Space Heating | Natural Gas | Building Automation System | A | Standalone Impact on Baseline Winter Peak (%) | Technical Potential | 0% | 0% | 0% | 0% | 0% | 0% | 0% | 0% | 0% | 0% | 0% | 0% | 0% | 0% | 0% | 0% | 0% | 0% | 0% | 0% | 0% | 0% | 0% | 0% | 0 | 0 | 0 | 0 | 0 | 0 | 0
F7_Industrial_Stone, Clay, and Glass_New_Space Heating_Natural Gas_Building Automation System_A_Technical Potential | F7 | Industrial | Stone, Clay, and Glass | New | Space Heating | Natural Gas | Building Automation System | A | Incremental Energy Savings (MWh or mTherms) | Technical Potential | 0 | 0 | 0 | 0 | 0 | 0.00010005 | 0.00023387 | 0.00047537 | 0.00087048 | 0.0014689 | 0.0023155 | 0.0034281 | 0.0047983 | 0.0063669 | 0.0080042 | 0.0095438 | 0.010751 | 0.0114 | 0.011291 | 0.01041 | 0.0090133 | 0.0072028 | 0.0052095 | 0.0034702 | 0.0023554 | 0.0022114 | 0.0032924 | 0.0046356 | 0 | 0 | 0
F8_Industrial_Stone, Clay, and Glass_New_Space Heating_Natural Gas_Building Automation System_A_Technical Potential | F8 | Industrial | Stone, Clay, and Glass | New | Space Heating | Natural Gas | Building Automation System | A | Incremental Summer Peak Savings (MW) | Technical Potential | 0 | 0 | 0 | 0 | 0 | 0 | 0 | 0 | 0 | 0 | 0 | 0 | 0 | 0 | 0 | 0 | 0 | 0 | 0 | 0 | 0 | 0 | 0 | 0 | 0 | 0 | 0 | 0 | 0 | 0 | 0
F9_Industrial_Stone, Clay, and Glass_New_Space Heating_Natural Gas_Building Automation System_A_Technical Potential | F9 | Industrial | Stone, Clay, and Glass | New | Space Heating | Natural Gas | Building Automation System | A | Incremental Winter Peak Savings (MW) | Technical Potential | 0 | 0 | 0 | 0 | 0 | 0 | 0 | 0 | 0 | 0 | 0 | 0 | 0 | 0 | 0 | 0 | 0 | 0 | 0 | 0 | 0 | 0 | 0 | 0 | 0 | 0 | 0 | 0 | 0 | 0 | 0
F10_Industrial_Stone, Clay, and Glass_New_Space Heating_Natural Gas_Building Automation System_A_Technical Potential | F10 | Industrial | Stone, Clay, and Glass | New | Space Heating | Natural Gas | Building Automation System | A | Cumulative Energy Savings (MWh or mTherms) | Technical Potential | 0 | 0 | 0 | 0 | 0 | 0.00010005 | 0.00033262 | 0.00080481 | 0.0016694 | 0.0031286 | 0.0054293 | 0.0088271 | 0.013574 | 0.019861 | 0.027753 | 0.037173 | 0.047792 | 0.059057 | 0.070083 | 0.080261 | 0.088989 | 0.095807 | 0.10057 | 0.10322 | 0.10418 | 0.10418 | 0.10418 | 0.10418 | 0 | 0 | 0
F11_Industrial_Stone, Clay, and Glass_New_Space Heating_Natural Gas_Building Automation System_A_Technical Potential | F11 | Industrial | Stone, Clay, and Glass | New | Space Heating | Natural Gas | Building Automation System | A | Cumulative Summer Peak Savings (MW) | Technical Potential | 0 | 0 | 0 | 0 | 0 | 0 | 0 | 0 | 0 | 0 | 0 | 0 | 0 | 0 | 0 | 0 | 0 | 0 | 0 | 0 | 0 | 0 | 0 | 0 | 0 | 0 | 0 | 0 | 0 | 0 | 0
F12_Industrial_Stone, Clay, and Glass_New_Space Heating_Natural Gas_Building Automation System_A_Technical Potential | F12 | Industrial | Stone, Clay, and Glass | New | Space Heating | Natural Gas | Building Automation System | A | Cumulative Winter Peak Savings (MW) | Technical Potential | 0 | 0 | 0 | 0 | 0 | 0 | 0 | 0 | 0 | 0 | 0 | 0 | 0 | 0 | 0 | 0 | 0 | 0 | 0 | 0 | 0 | 0 | 0 | 0 | 0 | 0 | 0 | 0 | 0 | 0 | 0
F13_Industrial_Stone, Clay, and Glass_New_Space Heating_Natural Gas_Building Automation System_A_Technical Potential | F13 | Industrial | Stone, Clay, and Glass | New | Space Heating | Natural Gas | Building Automation System | A | Purchases (Incremental) | Technical Potential | 0 | 0 | 0 | 0 | 0 | 6.8615 | 16.2493 | 33.3475 | 61.5147 | 104.4123 | 165.3676 | 246.2008 | 346.6447 | 462.6582 | 584.9466 | 700.6031 | 792.0199 | 842.2377 | 837.9503 | 775.0858 | 672.7317 | 538.6166 | 389.5597 | 259.4976 | 176.1351 | 165.3676 | 246.2008 | 346.6447 | 462.6582 | 584.9466 | 700.6031
F14_Industrial_Stone, Clay, and Glass_New_Space Heating_Natural Gas_Building Automation System_A_Technical Potential | F14 | Industrial | Stone, Clay, and Glass | New | Space Heating | Natural Gas | Building Automation System | A | Purchases (Cumulative) | Technical Potential | 0 | 0 | 0 | 0 | 0 | 6.8615 | 23.1108 | 56.4583 | 117.973 | 222.3853 | 387.7528 | 633.9537 | 980.5984 | 1443.2565 | 2028.2031 | 2728.8062 | 3520.8262 | 4363.0639 | 5201.0142 | 5976.1 | 6641.9702 | 7164.3375 | 7520.5497 | 7718.5326 | 7790.2554 | 7790.2554 | 7790.2554 | 7790.2554 | 7790.2554 | 7790.2554 | 7790.2554
F1_Industrial_Stone, Clay, and Glass_New_Space Heating_Natural Gas_Steam System Efficiency Improvements_A_Technical Potential | F1 | Industrial | Stone, Clay, and Glass | New | Space Heating | Natural Gas | Steam System Efficiency Improvements | A | Original Unit Energy Savings (kWh or therms) | Technical Potential | 0 | 0 | 0 | 0 | 0 | 0 | 0 | 0 | 0 | 0 | 0 | 0 | 0 | 0 | 0 | 0 | 0 | 0 | 0 | 0 | 0 | 0 | 0 | 0 | 0 | 0 | 0 | 0 | 0 | 0 | 0
F2_Industrial_Stone, Clay, and Glass_New_Space Heating_Natural Gas_Steam System Efficiency Improvements_A_Technical Potential | F2 | Industrial | Stone, Clay, and Glass | New | Space Heating | Natural Gas | Steam System Efficiency Improvements | A | Original Unit Summer Peak Savings (kW) | Technical Potential | 0 | 0 | 0 | 0 | 0 | 0 | 0 | 0 | 0 | 0 | 0 | 0 | 0 | 0 | 0 | 0 | 0 | 0 | 0 | 0 | 0 | 0 | 0 | 0 | 0 | 0 | 0 | 0 | 0 | 0 | 0
F3_Industrial_Stone, Clay, and Glass_New_Space Heating_Natural Gas_Steam System Efficiency Improvements_A_Technical Potential | F3 | Industrial | Stone, Clay, and Glass | New | Space Heating | Natural Gas | Steam System Efficiency Improvements | A | Original Unit Winter Peak Savings (kW) | Technical Potential | 0 | 0 | 0 | 0 | 0 | 0 | 0 | 0 | 0 | 0 | 0 | 0 | 0 | 0 | 0 | 0 | 0 | 0 | 0 | 0 | 0 | 0 | 0 | 0 | 0 | 0 | 0 | 0 | 0 | 0 | 0
F4_Industrial_Stone, Clay, and Glass_New_Space Heating_Natural Gas_Steam System Efficiency Improvements_A_Technical Potential | F4 | Industrial | Stone, Clay, and Glass | New | Space Heating | Natural Gas | Steam System Efficiency Improvements | A | Standalone Impact on Baseline Energy (%) | Technical Potential | 0% | 0% | 0% | 0% | 0% | 0% | 0% | 0% | 0% | 0% | 0% | 0% | 0% | 0% | 0% | 0% | 0% | 0% | 0% | 0% | 0% | 0% | 0% | 0% | 0 | 0 | 0 | 0 | 0 | 0 | 0
F5_Industrial_Stone, Clay, and Glass_New_Space Heating_Natural Gas_Steam System Efficiency Improvements_A_Technical Potential | F5 | Industrial | Stone, Clay, and Glass | New | Space Heating | Natural Gas | Steam System Efficiency Improvements | A | Standalone Impact on Baseline Summer Peak (%) | Technical Potential | 0% | 0% | 0% | 0% | 0% | 0% | 0% | 0% | 0% | 0% | 0% | 0% | 0% | 0% | 0% | 0% | 0% | 0% | 0% | 0% | 0% | 0% | 0% | 0% | 0 | 0 | 0 | 0 | 0 | 0 | 0
F6_Industrial_Stone, Clay, and Glass_New_Space Heating_Natural Gas_Steam System Efficiency Improvements_A_Technical Potential | F6 | Industrial | Stone, Clay, and Glass | New | Space Heating | Natural Gas | Steam System Efficiency Improvements | A | Standalone Impact on Baseline Winter Peak (%) | Technical Potential | 0% | 0% | 0% | 0% | 0% | 0% | 0% | 0% | 0% | 0% | 0% | 0% | 0% | 0% | 0% | 0% | 0% | 0% | 0% | 0% | 0% | 0% | 0% | 0% | 0 | 0 | 0 | 0 | 0 | 0 | 0
F7_Industrial_Stone, Clay, and Glass_New_Space Heating_Natural Gas_Steam System Efficiency Improvements_A_Technical Potential | F7 | Industrial | Stone, Clay, and Glass | New | Space Heating | Natural Gas | Steam System Efficiency Improvements | A | Incremental Energy Savings (MWh or mTherms) | Technical Potential | 0 | 0 | 0 | 0 | 0 | 0 | 0 | 0 | 0 | 0 | 0 | 0 | 0 | 0 | 0 | 0 | 0 | 0 | 0 | 0 | 0 | 0 | 0 | 0 | 0 | 0 | 0 | 0 | 0 | 0 | 0
F8_Industrial_Stone, Clay, and Glass_New_Space Heating_Natural Gas_Steam System Efficiency Improvements_A_Technical Potential | F8 | Industrial | Stone, Clay, and Glass | New | Space Heating | Natural Gas | Steam System Efficiency Improvements | A | Incremental Summer Peak Savings (MW) | Technical Potential | 0 | 0 | 0 | 0 | 0 | 0 | 0 | 0 | 0 | 0 | 0 | 0 | 0 | 0 | 0 | 0 | 0 | 0 | 0 | 0 | 0 | 0 | 0 | 0 | 0 | 0 | 0 | 0 | 0 | 0 | 0
F9_Industrial_Stone, Clay, and Glass_New_Space Heating_Natural Gas_Steam System Efficiency Improvements_A_Technical Potential | F9 | Industrial | Stone, Clay, and Glass | New | Space Heating | Natural Gas | Steam System Efficiency Improvements | A | Incremental Winter Peak Savings (MW) | Technical Potential | 0 | 0 | 0 | 0 | 0 | 0 | 0 | 0 | 0 | 0 | 0 | 0 | 0 | 0 | 0 | 0 | 0 | 0 | 0 | 0 | 0 | 0 | 0 | 0 | 0 | 0 | 0 | 0 | 0 | 0 | 0
F10_Industrial_Stone, Clay, and Glass_New_Space Heating_Natural Gas_Steam System Efficiency Improvements_A_Technical Potential | F10 | Industrial | Stone, Clay, and Glass | New | Space Heating | Natural Gas | Steam System Efficiency Improvements | A | Cumulative Energy Savings (MWh or mTherms) | Technical Potential | 0 | 0 | 0 | 0 | 0 | 0 | 0 | 0 | 0 | 0 | 0 | 0 | 0 | 0 | 0 | 0 | 0 | 0 | 0 | 0 | 0 | 0 | 0 | 0 | 0 | 0 | 0 | 0 | 0 | 0 | 0
F11_Industrial_Stone, Clay, and Glass_New_Space Heating_Natural Gas_Steam System Efficiency Improvements_A_Technical Potential | F11 | Industrial | Stone, Clay, and Glass | New | Space Heating | Natural Gas | Steam System Efficiency Improvements | A | Cumulative Summer Peak Savings (MW) | Technical Potential | 0 | 0 | 0 | 0 | 0 | 0 | 0 | 0 | 0 | 0 | 0 | 0 | 0 | 0 | 0 | 0 | 0 | 0 | 0 | 0 | 0 | 0 | 0 | 0 | 0 | 0 | 0 | 0 | 0 | 0 | 0
F12_Industrial_Stone, Clay, and Glass_New_Space Heating_Natural Gas_Steam System Efficiency Improvements_A_Technical Potential | F12 | Industrial | Stone, Clay, and Glass | New | Space Heating | Natural Gas | Steam System Efficiency Improvements | A | Cumulative Winter Peak Savings (MW) | Technical Potential | 0 | 0 | 0 | 0 | 0 | 0 | 0 | 0 | 0 | 0 | 0 | 0 | 0 | 0 | 0 | 0 | 0 | 0 | 0 | 0 | 0 | 0 | 0 | 0 | 0 | 0 | 0 | 0 | 0 | 0 | 0
F13_Industrial_Stone, Clay, and Glass_New_Space Heating_Natural Gas_Steam System Efficiency Improvements_A_Technical Potential | F13 | Industrial | Stone, Clay, and Glass | New | Space Heating | Natural Gas | Steam System Efficiency Improvements | A | Purchases (Incremental) | Technical Potential | 0 | 0 | 0 | 0 | 0 | 0 | 0 | 0 | 0 | 0 | 0 | 0 | 0 | 0 | 0 | 0 | 0 | 0 | 0 | 0 | 0 | 0 | 0 | 0 | 0 | 0 | 0 | 0 | 0 | 0 | 0
F14_Industrial_Stone, Clay, and Glass_New_Space Heating_Natural Gas_Steam System Efficiency Improvements_A_Technical Potential | F14 | Industrial | Stone, Clay, and Glass | New | Space Heating | Natural Gas | Steam System Efficiency Improvements | A | Purchases (Cumulative) | Technical Potential | 0 | 0 | 0 | 0 | 0 | 0 | 0 | 0 | 0 | 0 | 0 | 0 | 0 | 0 | 0 | 0 | 0 | 0 | 0 | 0 | 0 | 0 | 0 | 0 | 0 | 0 | 0 | 0 | 0 | 0 | 0
F1_Industrial_Stone, Clay, and Glass_New_Process_Natural Gas_Steam System Efficiency Improvements_A_Technical Potential | F1 | Industrial | Stone, Clay, and Glass | New | Process | Natural Gas | Steam System Efficiency Improvements | A | Original Unit Energy Savings (kWh or therms) | Technical Potential | 0 | 0 | 0 | 0 | 0 | 0.082679 | 0.082679 | 0.082679 | 0.082679 | 0.082679 | 0.082679 | 0.082679 | 0.082679 | 0.082679 | 0.082679 | 0.082679 | 0.082679 | 0.082679 | 0.082679 | 0.082679 | 0.082679 | 0.082679 | 0.082679 | 0.082679 | 0.082679 | 0.082679 | 0.082679 | 0.082679 | 0.082679 | 0.082679 | 0.082679
F2_Industrial_Stone, Clay, and Glass_New_Process_Natural Gas_Steam System Efficiency Improvements_A_Technical Potential | F2 | Industrial | Stone, Clay, and Glass | New | Process | Natural Gas | Steam System Efficiency Improvements | A | Original Unit Summer Peak Savings (kW) | Technical Potential | 0 | 0 | 0 | 0 | 0 | 0 | 0 | 0 | 0 | 0 | 0 | 0 | 0 | 0 | 0 | 0 | 0 | 0 | 0 | 0 | 0 | 0 | 0 | 0 | 0 | 0 | 0 | 0 | 0 | 0 | 0
F3_Industrial_Stone, Clay, and Glass_New_Process_Natural Gas_Steam System Efficiency Improvements_A_Technical Potential | F3 | Industrial | Stone, Clay, and Glass | New | Process | Natural Gas | Steam System Efficiency Improvements | A | Original Unit Winter Peak Savings (kW) | Technical Potential | 0 | 0 | 0 | 0 | 0 | 0 | 0 | 0 | 0 | 0 | 0 | 0 | 0 | 0 | 0 | 0 | 0 | 0 | 0 | 0 | 0 | 0 | 0 | 0 | 0 | 0 | 0 | 0 | 0 | 0 | 0
F4_Industrial_Stone, Clay, and Glass_New_Process_Natural Gas_Steam System Efficiency Improvements_A_Technical Potential | F4 | Industrial | Stone, Clay, and Glass | New | Process | Natural Gas | Steam System Efficiency Improvements | A | Standalone Impact on Baseline Energy (%) | Technical Potential | 0% | 0% | 0% | 0% | 0% | 1.13e-06% | 3.211e-06% | 6.787e-06% | 1.251e-05% | 2.108e-05% | 3.265e-05% | 4.784e-05% | 6.665e-05% | 8.857e-05% | 0.0001126% | 0.0001367% | 0.0001586% | 0.0001755% | 0.0001847% | 0.0001845% | 0.0001758% | 0.0001679% | 0.0001607% | 0.0001541% | 1.4809e-06 | 1.4253e-06 | 1.3738e-06 | 1.3261e-06 | 0 | 0 | 0
F5_Industrial_Stone, Clay, and Glass_New_Process_Natural Gas_Steam System Efficiency Improvements_A_Technical Potential | F5 | Industrial | Stone, Clay, and Glass | New | Process | Natural Gas | Steam System Efficiency Improvements | A | Standalone Impact on Baseline Summer Peak (%) | Technical Potential | 0% | 0% | 0% | 0% | 0% | 0% | 0% | 0% | 0% | 0% | 0% | 0% | 0% | 0% | 0% | 0% | 0% | 0% | 0% | 0% | 0% | 0% | 0% | 0% | 0 | 0 | 0 | 0 | 0 | 0 | 0
F6_Industrial_Stone, Clay, and Glass_New_Process_Natural Gas_Steam System Efficiency Improvements_A_Technical Potential | F6 | Industrial | Stone, Clay, and Glass | New | Process | Natural Gas | Steam System Efficiency Improvements | A | Standalone Impact on Baseline Winter Peak (%) | Technical Potential | 0% | 0% | 0% | 0% | 0% | 0% | 0% | 0% | 0% | 0% | 0% | 0% | 0% | 0% | 0% | 0% | 0% | 0% | 0% | 0% | 0% | 0% | 0% | 0% | 0 | 0 | 0 | 0 | 0 | 0 | 0
F7_Industrial_Stone, Clay, and Glass_New_Process_Natural Gas_Steam System Efficiency Improvements_A_Technical Potential | F7 | Industrial | Stone, Clay, and Glass | New | Process | Natural Gas | Steam System Efficiency Improvements | A | Incremental Energy Savings (MWh or mTherms) | Technical Potential | 0 | 0 | 0 | 0 | 0 | 1.9258e-06 | 4.5606e-06 | 9.3595e-06 | 1.7265e-05 | 2.9305e-05 | 4.6413e-05 | 6.91e-05 | 9.7291e-05 | 0.00012985 | 0.00016417 | 0.00019663 | 0.00022229 | 0.00023639 | 0.00023518 | 0.00021754 | 0.00019663 | 0.00022229 | 0.00023639 | 0.00023518 | 0.00021754 | 0.00019663 | 0.00022229 | 0.00023639 | 0.00023518 | 0.00021754 | 0.00019663
F8_Industrial_Stone, Clay, and Glass_New_Process_Natural Gas_Steam System Efficiency Improvements_A_Technical Potential | F8 | Industrial | Stone, Clay, and Glass | New | Process | Natural Gas | Steam System Efficiency Improvements | A | Incremental Summer Peak Savings (MW) | Technical Potential | 0 | 0 | 0 | 0 | 0 | 0 | 0 | 0 | 0 | 0 | 0 | 0 | 0 | 0 | 0 | 0 | 0 | 0 | 0 | 0 | 0 | 0 | 0 | 0 | 0 | 0 | 0 | 0 | 0 | 0 | 0
F9_Industrial_Stone, Clay, and Glass_New_Process_Natural Gas_Steam System Efficiency Improvements_A_Technical Potential | F9 | Industrial | Stone, Clay, and Glass | New | Process | Natural Gas | Steam System Efficiency Improvements | A | Incremental Winter Peak Savings (MW) | Technical Potential | 0 | 0 | 0 | 0 | 0 | 0 | 0 | 0 | 0 | 0 | 0 | 0 | 0 | 0 | 0 | 0 | 0 | 0 | 0 | 0 | 0 | 0 | 0 | 0 | 0 | 0 | 0 | 0 | 0 | 0 | 0
F10_Industrial_Stone, Clay, and Glass_New_Process_Natural Gas_Steam System Efficiency Improvements_A_Technical Potential | F10 | Industrial | Stone, Clay, and Glass | New | Process | Natural Gas | Steam System Efficiency Improvements | A | Cumulative Energy Savings (MWh or mTherms) | Technical Potential | 0 | 0 | 0 | 0 | 0 | 1.9258e-06 | 6.4864e-06 | 1.5846e-05 | 3.3111e-05 | 6.2416e-05 | 0.0001069 | 0.00017144 | 0.00025937 | 0.00037196 | 0.00050683 | 0.00065705 | 0.00081024 | 0.00094934 | 0.0010547 | 0.001108 | 0.001108 | 0.001108 | 0.001108 | 0.001108 | 0.001108 | 0.001108 | 0.001108 | 0.001108 | 0.001108 | 0.001108 | 0.001108
F11_Industrial_Stone, Clay, and Glass_New_Process_Natural Gas_Steam System Efficiency Improvements_A_Technical Potential | F11 | Industrial | Stone, Clay, and Glass | New | Process | Natural Gas | Steam System Efficiency Improvements | A | Cumulative Summer Peak Savings (MW) | Technical Potential | 0 | 0 | 0 | 0 | 0 | 0 | 0 | 0 | 0 | 0 | 0 | 0 | 0 | 0 | 0 | 0 | 0 | 0 | 0 | 0 | 0 | 0 | 0 | 0 | 0 | 0 | 0 | 0 | 0 | 0 | 0
F12_Industrial_Stone, Clay, and Glass_New_Process_Natural Gas_Steam System Efficiency Improvements_A_Technical Potential | F12 | Industrial | Stone, Clay, and Glass | New | Process | Natural Gas | Steam System Efficiency Improvements | A | Cumulative Winter Peak Savings (MW) | Technical Potential | 0 | 0 | 0 | 0 | 0 | 0 | 0 | 0 | 0 | 0 | 0 | 0 | 0 | 0 | 0 | 0 | 0 | 0 | 0 | 0 | 0 | 0 | 0 | 0 | 0 | 0 | 0 | 0 | 0 | 0 | 0
F13_Industrial_Stone, Clay, and Glass_New_Process_Natural Gas_Steam System Efficiency Improvements_A_Technical Potential | F13 | Industrial | Stone, Clay, and Glass | New | Process | Natural Gas | Steam System Efficiency Improvements | A | Purchases (Incremental) | Technical Potential | 0 | 0 | 0 | 0 | 0 | 0.023292 | 0.055161 | 0.1132 | 0.20882 | 0.35444 | 0.56136 | 0.83577 | 1.1767 | 1.5706 | 1.9857 | 2.3783 | 2.6886 | 2.8591 | 2.8445 | 2.6311 | 2.3783 | 2.6886 | 2.8591 | 2.8445 | 2.6311 | 2.3783 | 2.6886 | 2.8591 | 2.8445 | 2.6311 | 2.3783
F14_Industrial_Stone, Clay, and Glass_New_Process_Natural Gas_Steam System Efficiency Improvements_A_Technical Potential | F14 | Industrial | Stone, Clay, and Glass | New | Process | Natural Gas | Steam System Efficiency Improvements | A | Purchases (Cumulative) | Technical Potential | 0 | 0 | 0 | 0 | 0 | 0.023292 | 0.078453 | 0.19166 | 0.40048 | 0.75492 | 1.293 | 2.0736 | 3.1371 | 4.4989 | 6.1301 | 7.9471 | 9.7999 | 11.4823 | 12.7563 | 13.4017 | 13.4017 | 13.4017 | 13.4017 | 13.4017 | 13.4017 | 13.4017 | 13.4017 | 13.4017 | 13.4017 | 13.4017 | 13.4017
F1_Industrial_Stone, Clay, and Glass_New_Space Heating_Natural Gas_Strategic Energy Management_A_Technical Potential | F1 | Industrial | Stone, Clay, and Glass | New | Space Heating | Natural Gas | Strategic Energy Management | A | Original Unit Energy Savings (kWh or therms) | Technical Potential | 0 | 0 | 0 | 0 | 0 | 18.3196 | 18.0829 | 17.9102 | 17.7792 | 17.6758 | 17.5922 | 17.4943 | 17.3916 | 17.2903 | 17.1923 | 17.1153 | 17.0547 | 17.0065 | 16.9301 | 16.874 | 16.8335 | 16.8017 | 16.8017 | 16.8017 | 16.8017 | 16.8017 | 16.8017 | 16.8017 | 0 | 0 | 0
F2_Industrial_Stone, Clay, and Glass_New_Space Heating_Natural Gas_Strategic Energy Management_A_Technical Potential | F2 | Industrial | Stone, Clay, and Glass | New | Space Heating | Natural Gas | Strategic Energy Management | A | Original Unit Summer Peak Savings (kW) | Technical Potential | 0 | 0 | 0 | 0 | 0 | 0 | 0 | 0 | 0 | 0 | 0 | 0 | 0 | 0 | 0 | 0 | 0 | 0 | 0 | 0 | 0 | 0 | 0 | 0 | 0 | 0 | 0 | 0 | 0 | 0 | 0
F3_Industrial_Stone, Clay, and Glass_New_Space Heating_Natural Gas_Strategic Energy Management_A_Technical Potential | F3 | Industrial | Stone, Clay, and Glass | New | Space Heating | Natural Gas | Strategic Energy Management | A | Original Unit Winter Peak Savings (kW) | Technical Potential | 0 | 0 | 0 | 0 | 0 | 0 | 0 | 0 | 0 | 0 | 0 | 0 | 0 | 0 | 0 | 0 | 0 | 0 | 0 | 0 | 0 | 0 | 0 | 0 | 0 | 0 | 0 | 0 | 0 | 0 | 0
F4_Industrial_Stone, Clay, and Glass_New_Space Heating_Natural Gas_Strategic Energy Management_A_Technical Potential | F4 | Industrial | Stone, Clay, and Glass | New | Space Heating | Natural Gas | Strategic Energy Management | A | Standalone Impact on Baseline Energy (%) | Technical Potential | 0% | 0% | 0% | 0% | 0% | 0.07151% | 0.1319% | 0.1856% | 0.2352% | 0.2818% | 0.2891% | 0.2954% | 0.3006% | 0.305% | 0.3089% | 0.3122% | 0.3151% | 0.3176% | 0.3199% | 0.3219% | 0.3237% | 0.3254% | 0.3268% | 0.3282% | 0.0032945 | 0.0031708 | 0.0030563 | 0.00295 | 0 | 0 | 0
F5_Industrial_Stone, Clay, and Glass_New_Space Heating_Natural Gas_Strategic Energy Management_A_Technical Potential | F5 | Industrial | Stone, Clay, and Glass | New | Space Heating | Natural Gas | Strategic Energy Management | A | Standalone Impact on Baseline Summer Peak (%) | Technical Potential | 0% | 0% | 0% | 0% | 0% | 0% | 0% | 0% | 0% | 0% | 0% | 0% | 0% | 0% | 0% | 0% | 0% | 0% | 0% | 0% | 0% | 0% | 0% | 0% | 0 | 0 | 0 | 0 | 0 | 0 | 0
F6_Industrial_Stone, Clay, and Glass_New_Space Heating_Natural Gas_Strategic Energy Management_A_Technical Potential | F6 | Industrial | Stone, Clay, and Glass | New | Space Heating | Natural Gas | Strategic Energy Management | A | Standalone Impact on Baseline Winter Peak (%) | Technical Potential | 0% | 0% | 0% | 0% | 0% | 0% | 0% | 0% | 0% | 0% | 0% | 0% | 0% | 0% | 0% | 0% | 0% | 0% | 0% | 0% | 0% | 0% | 0% | 0% | 0 | 0 | 0 | 0 | 0 | 0 | 0
F7_Industrial_Stone, Clay, and Glass_New_Space Heating_Natural Gas_Strategic Energy Management_A_Technical Potential | F7 | Industrial | Stone, Clay, and Glass | New | Space Heating | Natural Gas | Strategic Energy Management | A | Incremental Energy Savings (MWh or mTherms) | Technical Potential | 0 | 0 | 0 | 0 | 0 | 0.00062909 | 0.00073567 | 0.0008422 | 0.00094809 | 0.001054 | 0.0011601 | 0.0012626 | 0.0013633 | 0.0014626 | 0.0015592 | 0.0016571 | 0.0017547 | 0.001853 | 0.0019469 | 0.0020414 | 0.0021373 | 0.0022336 | 0.0023334 | 0.0024329 | 0.0025321 | 0.0021333 | 0.0022336 | 0.0023334 | 0 | 0 | 0
F8_Industrial_Stone, Clay, and Glass_New_Space Heating_Natural Gas_Strategic Energy Management_A_Technical Potential | F8 | Industrial | Stone, Clay, and Glass | New | Space Heating | Natural Gas | Strategic Energy Management | A | Incremental Summer Peak Savings (MW) | Technical Potential | 0 | 0 | 0 | 0 | 0 | 0 | 0 | 0 | 0 | 0 | 0 | 0 | 0 | 0 | 0 | 0 | 0 | 0 | 0 | 0 | 0 | 0 | 0 | 0 | 0 | 0 | 0 | 0 | 0 | 0 | 0
F9_Industrial_Stone, Clay, and Glass_New_Space Heating_Natural Gas_Strategic Energy Management_A_Technical Potential | F9 | Industrial | Stone, Clay, and Glass | New | Space Heating | Natural Gas | Strategic Energy Management | A | Incremental Winter Peak Savings (MW) | Technical Potential | 0 | 0 | 0 | 0 | 0 | 0 | 0 | 0 | 0 | 0 | 0 | 0 | 0 | 0 | 0 | 0 | 0 | 0 | 0 | 0 | 0 | 0 | 0 | 0 | 0 | 0 | 0 | 0 | 0 | 0 | 0
F10_Industrial_Stone, Clay, and Glass_New_Space Heating_Natural Gas_Strategic Energy Management_A_Technical Potential | F10 | Industrial | Stone, Clay, and Glass | New | Space Heating | Natural Gas | Strategic Energy Management | A | Cumulative Energy Savings (MWh or mTherms) | Technical Potential | 0 | 0 | 0 | 0 | 0 | 0.00062909 | 0.0013566 | 0.0021859 | 0.003118 | 0.0041539 | 0.0046902 | 0.005215 | 0.0057299 | 0.0062371 | 0.0067358 | 0.007234 | 0.0077322 | 0.0082302 | 0.008708 | 0.0091902 | 0.0096756 | 0.010162 | 0.010665 | 0.011166 | 0.011665 | 0.011665 | 0.011665 | 0.011665 | 0 | 0 | 0
F11_Industrial_Stone, Clay, and Glass_New_Space Heating_Natural Gas_Strategic Energy Management_A_Technical Potential | F11 | Industrial | Stone, Clay, and Glass | New | Space Heating | Natural Gas | Strategic Energy Management | A | Cumulative Summer Peak Savings (MW) | Technical Potential | 0 | 0 | 0 | 0 | 0 | 0 | 0 | 0 | 0 | 0 | 0 | 0 | 0 | 0 | 0 | 0 | 0 | 0 | 0 | 0 | 0 | 0 | 0 | 0 | 0 | 0 | 0 | 0 | 0 | 0 | 0
F12_Industrial_Stone, Clay, and Glass_New_Space Heating_Natural Gas_Strategic Energy Management_A_Technical Potential | F12 | Industrial | Stone, Clay, and Glass | New | Space Heating | Natural Gas | Strategic Energy Management | A | Cumulative Winter Peak Savings (MW) | Technical Potential | 0 | 0 | 0 | 0 | 0 | 0 | 0 | 0 | 0 | 0 | 0 | 0 | 0 | 0 | 0 | 0 | 0 | 0 | 0 | 0 | 0 | 0 | 0 | 0 | 0 | 0 | 0 | 0 | 0 | 0 | 0
F13_Industrial_Stone, Clay, and Glass_New_Space Heating_Natural Gas_Strategic Energy Management_A_Technical Potential | F13 | Industrial | Stone, Clay, and Glass | New | Space Heating | Natural Gas | Strategic Energy Management | A | Purchases (Incremental) | Technical Potential | 0 | 0 | 0 | 0 | 0 | 0.03434 | 0.040683 | 0.047023 | 0.053326 | 0.059632 | 0.065943 | 0.072174 | 0.078388 | 0.08459 | 0.090693 | 0.096819 | 0.10289 | 0.10896 | 0.11499 | 0.12098 | 0.12697 | 0.13294 | 0.13888 | 0.1448 | 0.1507 | 0.12697 | 0.13294 | 0.13888 | 0.1448 | 0.1507 | 0.12697
F14_Industrial_Stone, Clay, and Glass_New_Space Heating_Natural Gas_Strategic Energy Management_A_Technical Potential | F14 | Industrial | Stone, Clay, and Glass | New | Space Heating | Natural Gas | Strategic Energy Management | A | Purchases (Cumulative) | Technical Potential | 0 | 0 | 0 | 0 | 0 | 0.03434 | 0.075023 | 0.12205 | 0.17537 | 0.235 | 0.26661 | 0.2981 | 0.32946 | 0.36073 | 0.39179 | 0.42267 | 0.45338 | 0.48394 | 0.51435 | 0.54463 | 0.57478 | 0.60483 | 0.63476 | 0.66456 | 0.69429 | 0.69429 | 0.69429 | 0.69429 | 0.69429 | 0.69429 | 0.69429
F1_Industrial_Stone, Clay, and Glass_New_Process_Natural Gas_Strategic Energy Management_A_Technical Potential | F1 | Industrial | Stone, Clay, and Glass | New | Process | Natural Gas | Strategic Energy Management | A | Original Unit Energy Savings (kWh or therms) | Technical Potential | 0 | 0 | 0 | 0 | 0 | 60.5342 | 60.5342 | 60.5342 | 60.5342 | 60.5342 | 60.5342 | 60.5342 | 60.5342 | 60.5342 | 60.5342 | 60.5342 | 60.5342 | 60.5342 | 60.5342 | 60.5342 | 60.5342 | 60.5342 | 60.5342 | 60.5342 | 60.5342 | 60.5342 | 60.5342 | 60.5342 | 0 | 0 | 0
F2_Industrial_Stone, Clay, and Glass_New_Process_Natural Gas_Strategic Energy Management_A_Technical Potential | F2 | Industrial | Stone, Clay, and Glass | New | Process | Natural Gas | Strategic Energy Management | A | Original Unit Summer Peak Savings (kW) | Technical Potential | 0 | 0 | 0 | 0 | 0 | 0 | 0 | 0 | 0 | 0 | 0 | 0 | 0 | 0 | 0 | 0 | 0 | 0 | 0 | 0 | 0 | 0 | 0 | 0 | 0 | 0 | 0 | 0 | 0 | 0 | 0
F3_Industrial_Stone, Clay, and Glass_New_Process_Natural Gas_Strategic Energy Management_A_Technical Potential | F3 | Industrial | Stone, Clay, and Glass | New | Process | Natural Gas | Strategic Energy Management | A | Original Unit Winter Peak Savings (kW) | Technical Potential | 0 | 0 | 0 | 0 | 0 | 0 | 0 | 0 | 0 | 0 | 0 | 0 | 0 | 0 | 0 | 0 | 0 | 0 | 0 | 0 | 0 | 0 | 0 | 0 | 0 | 0 | 0 | 0 | 0 | 0 | 0
F4_Industrial_Stone, Clay, and Glass_New_Process_Natural Gas_Strategic Energy Management_A_Technical Potential | F4 | Industrial | Stone, Clay, and Glass | New | Process | Natural Gas | Strategic Energy Management | A | Standalone Impact on Baseline Energy (%) | Technical Potential | 0% | 0% | 0% | 0% | 0% | 0.09675% | 0.1784% | 0.2511% | 0.3182% | 0.3813% | 0.3912% | 0.3996% | 0.4066% | 0.4126% | 0.418% | 0.4224% | 0.4263% | 0.4297% | 0.4327% | 0.4356% | 0.438% | 0.4402% | 0.4422% | 0.444% | 0.0044573 | 0.0042898 | 0.0041349 | 0.0039912 | 0 | 0 | 0
F5_Industrial_Stone, Clay, and Glass_New_Process_Natural Gas_Strategic Energy Management_A_Technical Potential | F5 | Industrial | Stone, Clay, and Glass | New | Process | Natural Gas | Strategic Energy Management | A | Standalone Impact on Baseline Summer Peak (%) | Technical Potential | 0% | 0% | 0% | 0% | 0% | 0% | 0% | 0% | 0% | 0% | 0% | 0% | 0% | 0% | 0% | 0% | 0% | 0% | 0% | 0% | 0% | 0% | 0% | 0% | 0 | 0 | 0 | 0 | 0 | 0 | 0
F6_Industrial_Stone, Clay, and Glass_New_Process_Natural Gas_Strategic Energy Management_A_Technical Potential | F6 | Industrial | Stone, Clay, and Glass | New | Process | Natural Gas | Strategic Energy Management | A | Standalone Impact on Baseline Winter Peak (%) | Technical Potential | 0% | 0% | 0% | 0% | 0% | 0% | 0% | 0% | 0% | 0% | 0% | 0% | 0% | 0% | 0% | 0% | 0% | 0% | 0% | 0% | 0% | 0% | 0% | 0% | 0 | 0 | 0 | 0 | 0 | 0 | 0
F7_Industrial_Stone, Clay, and Glass_New_Process_Natural Gas_Strategic Energy Management_A_Technical Potential | F7 | Industrial | Stone, Clay, and Glass | New | Process | Natural Gas | Strategic Energy Management | A | Incremental Energy Savings (MWh or mTherms) | Technical Potential | 0 | 0 | 0 | 0 | 0 | 0.16495 | 0.19542 | 0.22587 | 0.25615 | 0.28644 | 0.31675 | 0.34668 | 0.37653 | 0.40632 | 0.43564 | 0.46506 | 0.49421 | 0.52336 | 0.55236 | 0.58111 | 0.60989 | 0.63855 | 0.6671 | 0.69554 | 0.72389 | 0.60989 | 0.63855 | 0.6671 | 0 | 0 | 0
F8_Industrial_Stone, Clay, and Glass_New_Process_Natural Gas_Strategic Energy Management_A_Technical Potential | F8 | Industrial | Stone, Clay, and Glass | New | Process | Natural Gas | Strategic Energy Management | A | Incremental Summer Peak Savings (MW) | Technical Potential | 0 | 0 | 0 | 0 | 0 | 0 | 0 | 0 | 0 | 0 | 0 | 0 | 0 | 0 | 0 | 0 | 0 | 0 | 0 | 0 | 0 | 0 | 0 | 0 | 0 | 0 | 0 | 0 | 0 | 0 | 0
F9_Industrial_Stone, Clay, and Glass_New_Process_Natural Gas_Strategic Energy Management_A_Technical Potential | F9 | Industrial | Stone, Clay, and Glass | New | Process | Natural Gas | Strategic Energy Management | A | Incremental Winter Peak Savings (MW) | Technical Potential | 0 | 0 | 0 | 0 | 0 | 0 | 0 | 0 | 0 | 0 | 0 | 0 | 0 | 0 | 0 | 0 | 0 | 0 | 0 | 0 | 0 | 0 | 0 | 0 | 0 | 0 | 0 | 0 | 0 | 0 | 0
F10_Industrial_Stone, Clay, and Glass_New_Process_Natural Gas_Strategic Energy Management_A_Technical Potential | F10 | Industrial | Stone, Clay, and Glass | New | Process | Natural Gas | Strategic Energy Management | A | Cumulative Energy Savings (MWh or mTherms) | Technical Potential | 0 | 0 | 0 | 0 | 0 | 0.16495 | 0.36037 | 0.58624 | 0.84239 | 1.1288 | 1.2806 | 1.4319 | 1.5826 | 1.7327 | 1.8819 | 2.0302 | 2.1778 | 2.3246 | 2.4706 | 2.6161 | 2.7609 | 2.9053 | 3.049 | 3.1922 | 3.335 | 3.335 | 3.335 | 3.335 | 0 | 0 | 0
F11_Industrial_Stone, Clay, and Glass_New_Process_Natural Gas_Strategic Energy Management_A_Technical Potential | F11 | Industrial | Stone, Clay, and Glass | New | Process | Natural Gas | Strategic Energy Management | A | Cumulative Summer Peak Savings (MW) | Technical Potential | 0 | 0 | 0 | 0 | 0 | 0 | 0 | 0 | 0 | 0 | 0 | 0 | 0 | 0 | 0 | 0 | 0 | 0 | 0 | 0 | 0 | 0 | 0 | 0 | 0 | 0 | 0 | 0 | 0 | 0 | 0
F12_Industrial_Stone, Clay, and Glass_New_Process_Natural Gas_Strategic Energy Management_A_Technical Potential | F12 | Industrial | Stone, Clay, and Glass | New | Process | Natural Gas | Strategic Energy Management | A | Cumulative Winter Peak Savings (MW) | Technical Potential | 0 | 0 | 0 | 0 | 0 | 0 | 0 | 0 | 0 | 0 | 0 | 0 | 0 | 0 | 0 | 0 | 0 | 0 | 0 | 0 | 0 | 0 | 0 | 0 | 0 | 0 | 0 | 0 | 0 | 0 | 0
F13_Industrial_Stone, Clay, and Glass_New_Process_Natural Gas_Strategic Energy Management_A_Technical Potential | F13 | Industrial | Stone, Clay, and Glass | New | Process | Natural Gas | Strategic Energy Management | A | Purchases (Incremental) | Technical Potential | 0 | 0 | 0 | 0 | 0 | 2.7249 | 3.2282 | 3.7313 | 4.2314 | 4.7318 | 5.2326 | 5.7271 | 6.2202 | 6.7123 | 7.1965 | 7.6827 | 8.1641 | 8.6457 | 9.1248 | 9.5997 | 10.0751 | 10.5485 | 11.0201 | 11.49 | 11.9583 | 10.0751 | 10.5485 | 11.0201 | 11.49 | 11.9583 | 10.0751
F14_Industrial_Stone, Clay, and Glass_New_Process_Natural Gas_Strategic Energy Management_A_Technical Potential | F14 | Industrial | Stone, Clay, and Glass | New | Process | Natural Gas | Strategic Energy Management | A | Purchases (Cumulative) | Technical Potential | 0 | 0 | 0 | 0 | 0 | 2.7249 | 5.9531 | 9.6845 | 13.9159 | 18.6477 | 21.1555 | 23.6543 | 26.1432 | 28.624 | 31.0887 | 33.5387 | 35.9758 | 38.4013 | 40.8138 | 43.217 | 45.6094 | 47.9938 | 50.3683 | 52.7335 | 55.0921 | 55.0921 | 55.0921 | 55.0921 | 55.0921 | 55.0921 | 55.0921
F1_Industrial_Stone, Clay, and Glass_New_Miscellaneous_Natural Gas_Strategic Energy Management_A_Technical Potential | F1 | Industrial | Stone, Clay, and Glass | New | Miscellaneous | Natural Gas | Strategic Energy Management | A | Original Unit Energy Savings (kWh or therms) | Technical Potential | 0 | 0 | 0 | 0 | 0 | 16.2609 | 16.2609 | 16.2609 | 16.2609 | 16.2609 | 16.2609 | 16.2609 | 16.2609 | 16.2609 | 16.2609 | 16.2609 | 16.2609 | 16.2609 | 16.2609 | 16.2609 | 16.2609 | 16.2609 | 16.2609 | 16.2609 | 16.2609 | 16.2609 | 16.2609 | 16.2609 | 0 | 0 | 0
F2_Industrial_Stone, Clay, and Glass_New_Miscellaneous_Natural Gas_Strategic Energy Management_A_Technical Potential | F2 | Industrial | Stone, Clay, and Glass | New | Miscellaneous | Natural Gas | Strategic Energy Management | A | Original Unit Summer Peak Savings (kW) | Technical Potential | 0 | 0 | 0 | 0 | 0 | 0 | 0 | 0 | 0 | 0 | 0 | 0 | 0 | 0 | 0 | 0 | 0 | 0 | 0 | 0 | 0 | 0 | 0 | 0 | 0 | 0 | 0 | 0 | 0 | 0 | 0
F3_Industrial_Stone, Clay, and Glass_New_Miscellaneous_Natural Gas_Strategic Energy Management_A_Technical Potential | F3 | Industrial | Stone, Clay, and Glass | New | Miscellaneous | Natural Gas | Strategic Energy Management | A | Original Unit Winter Peak Savings (kW) | Technical Potential | 0 | 0 | 0 | 0 | 0 | 0 | 0 | 0 | 0 | 0 | 0 | 0 | 0 | 0 | 0 | 0 | 0 | 0 | 0 | 0 | 0 | 0 | 0 | 0 | 0 | 0 | 0 | 0 | 0 | 0 | 0
F4_Industrial_Stone, Clay, and Glass_New_Miscellaneous_Natural Gas_Strategic Energy Management_A_Technical Potential | F4 | Industrial | Stone, Clay, and Glass | New | Miscellaneous | Natural Gas | Strategic Energy Management | A | Standalone Impact on Baseline Energy (%) | Technical Potential | 0% | 0% | 0% | 0% | 0% | 0.09675% | 0.1784% | 0.2511% | 0.3182% | 0.3813% | 0.3912% | 0.3996% | 0.4066% | 0.4126% | 0.418% | 0.4224% | 0.4263% | 0.4297% | 0.4327% | 0.4356% | 0.438% | 0.4402% | 0.4422% | 0.444% | 0.0044573 | 0.0042898 | 0.0041349 | 0.0039912 | 0 | 0 | 0
F5_Industrial_Stone, Clay, and Glass_New_Miscellaneous_Natural Gas_Strategic Energy Management_A_Technical Potential | F5 | Industrial | Stone, Clay, and Glass | New | Miscellaneous | Natural Gas | Strategic Energy Management | A | Standalone Impact on Baseline Summer Peak (%) | Technical Potential | 0% | 0% | 0% | 0% | 0% | 0% | 0% | 0% | 0% | 0% | 0% | 0% | 0% | 0% | 0% | 0% | 0% | 0% | 0% | 0% | 0% | 0% | 0% | 0% | 0 | 0 | 0 | 0 | 0 | 0 | 0
F6_Industrial_Stone, Clay, and Glass_New_Miscellaneous_Natural Gas_Strategic Energy Management_A_Technical Potential | F6 | Industrial | Stone, Clay, and Glass | New | Miscellaneous | Natural Gas | Strategic Energy Management | A | Standalone Impact on Baseline Winter Peak (%) | Technical Potential | 0% | 0% | 0% | 0% | 0% | 0% | 0% | 0% | 0% | 0% | 0% | 0% | 0% | 0% | 0% | 0% | 0% | 0% | 0% | 0% | 0% | 0% | 0% | 0% | 0 | 0 | 0 | 0 | 0 | 0 | 0
F7_Industrial_Stone, Clay, and Glass_New_Miscellaneous_Natural Gas_Strategic Energy Management_A_Technical Potential | F7 | Industrial | Stone, Clay, and Glass | New | Miscellaneous | Natural Gas | Strategic Energy Management | A | Incremental Energy Savings (MWh or mTherms) | Technical Potential | 0 | 0 | 0 | 0 | 0 | 0.011077 | 0.013124 | 0.015169 | 0.017202 | 0.019236 | 0.021272 | 0.023282 | 0.025286 | 0.027287 | 0.029256 | 0.031232 | 0.033189 | 0.035147 | 0.037094 | 0.039025 | 0.040958 | 0.042882 | 0.044799 | 0.04671 | 0.048613 | 0.040958 | 0.042882 | 0.044799 | 0 | 0 | 0
F8_Industrial_Stone, Clay, and Glass_New_Miscellaneous_Natural Gas_Strategic Energy Management_A_Technical Potential | F8 | Industrial | Stone, Clay, and Glass | New | Miscellaneous | Natural Gas | Strategic Energy Management | A | Incremental Summer Peak Savings (MW) | Technical Potential | 0 | 0 | 0 | 0 | 0 | 0 | 0 | 0 | 0 | 0 | 0 | 0 | 0 | 0 | 0 | 0 | 0 | 0 | 0 | 0 | 0 | 0 | 0 | 0 | 0 | 0 | 0 | 0 | 0 | 0 | 0
F9_Industrial_Stone, Clay, and Glass_New_Miscellaneous_Natural Gas_Strategic Energy Management_A_Technical Potential | F9 | Industrial | Stone, Clay, and Glass | New | Miscellaneous | Natural Gas | Strategic Energy Management | A | Incremental Winter Peak Savings (MW) | Technical Potential | 0 | 0 | 0 | 0 | 0 | 0 | 0 | 0 | 0 | 0 | 0 | 0 | 0 | 0 | 0 | 0 | 0 | 0 | 0 | 0 | 0 | 0 | 0 | 0 | 0 | 0 | 0 | 0 | 0 | 0 | 0
F10_Industrial_Stone, Clay, and Glass_New_Miscellaneous_Natural Gas_Strategic Energy Management_A_Technical Potential | F10 | Industrial | Stone, Clay, and Glass | New | Miscellaneous | Natural Gas | Strategic Energy Management | A | Cumulative Energy Savings (MWh or mTherms) | Technical Potential | 0 | 0 | 0 | 0 | 0 | 0.011077 | 0.024201 | 0.03937 | 0.056571 | 0.075807 | 0.086002 | 0.09616 | 0.10628 | 0.11636 | 0.12638 | 0.13634 | 0.14625 | 0.15611 | 0.16592 | 0.17569 | 0.18541 | 0.19511 | 0.20476 | 0.21437 | 0.22396 | 0.22396 | 0.22396 | 0.22396 | 0 | 0 | 0
F11_Industrial_Stone, Clay, and Glass_New_Miscellaneous_Natural Gas_Strategic Energy Management_A_Technical Potential | F11 | Industrial | Stone, Clay, and Glass | New | Miscellaneous | Natural Gas | Strategic Energy Management | A | Cumulative Summer Peak Savings (MW) | Technical Potential | 0 | 0 | 0 | 0 | 0 | 0 | 0 | 0 | 0 | 0 | 0 | 0 | 0 | 0 | 0 | 0 | 0 | 0 | 0 | 0 | 0 | 0 | 0 | 0 | 0 | 0 | 0 | 0 | 0 | 0 | 0
F12_Industrial_Stone, Clay, and Glass_New_Miscellaneous_Natural Gas_Strategic Energy Management_A_Technical Potential | F12 | Industrial | Stone, Clay, and Glass | New | Miscellaneous | Natural Gas | Strategic Energy Management | A | Cumulative Winter Peak Savings (MW) | Technical Potential | 0 | 0 | 0 | 0 | 0 | 0 | 0 | 0 | 0 | 0 | 0 | 0 | 0 | 0 | 0 | 0 | 0 | 0 | 0 | 0 | 0 | 0 | 0 | 0 | 0 | 0 | 0 | 0 | 0 | 0 | 0
F13_Industrial_Stone, Clay, and Glass_New_Miscellaneous_Natural Gas_Strategic Energy Management_A_Technical Potential | F13 | Industrial | Stone, Clay, and Glass | New | Miscellaneous | Natural Gas | Strategic Energy Management | A | Purchases (Incremental) | Technical Potential | 0 | 0 | 0 | 0 | 0 | 0.68122 | 0.80706 | 0.93283 | 1.0579 | 1.183 | 1.3082 | 1.4318 | 1.555 | 1.6781 | 1.7991 | 1.9207 | 2.041 | 2.1614 | 2.2812 | 2.3999 | 2.5188 | 2.6371 | 2.755 | 2.8725 | 2.9896 | 2.5188 | 2.6371 | 2.755 | 2.8725 | 2.9896 | 2.5188
F14_Industrial_Stone, Clay, and Glass_New_Miscellaneous_Natural Gas_Strategic Energy Management_A_Technical Potential | F14 | Industrial | Stone, Clay, and Glass | New | Miscellaneous | Natural Gas | Strategic Energy Management | A | Purchases (Cumulative) | Technical Potential | 0 | 0 | 0 | 0 | 0 | 0.68122 | 1.4883 | 2.4211 | 3.479 | 4.6619 | 5.2889 | 5.9136 | 6.5358 | 7.156 | 7.7722 | 8.3847 | 8.9939 | 9.6003 | 10.2035 | 10.8042 | 11.4024 | 11.9985 | 12.5921 | 13.1834 | 13.773 | 13.773 | 13.773 | 13.773 | 13.773 | 13.773 | 13.773
F1_Industrial_Stone, Clay, and Glass_New_Space Heating_Natural Gas_Commissioning_A_Technical Potential | F1 | Industrial | Stone, Clay, and Glass | New | Space Heating | Natural Gas | Commissioning | A | Original Unit Energy Savings (kWh or therms) | Technical Potential | 0 | 0 | 0 | 0 | 0 | 16.1047 | 15.8967 | 15.7448 | 15.6296 | 15.5388 | 15.4652 | 15.3792 | 15.2889 | 15.1998 | 15.1137 | 15.046 | 14.9927 | 14.9503 | 14.8832 | 14.8339 | 14.7983 | 14.7704 | 14.7704 | 14.7704 | 14.7704 | 14.7704 | 14.7704 | 14.7704 | 0 | 0 | 0
F2_Industrial_Stone, Clay, and Glass_New_Space Heating_Natural Gas_Commissioning_A_Technical Potential | F2 | Industrial | Stone, Clay, and Glass | New | Space Heating | Natural Gas | Commissioning | A | Original Unit Summer Peak Savings (kW) | Technical Potential | 0 | 0 | 0 | 0 | 0 | 0 | 0 | 0 | 0 | 0 | 0 | 0 | 0 | 0 | 0 | 0 | 0 | 0 | 0 | 0 | 0 | 0 | 0 | 0 | 0 | 0 | 0 | 0 | 0 | 0 | 0
F3_Industrial_Stone, Clay, and Glass_New_Space Heating_Natural Gas_Commissioning_A_Technical Potential | F3 | Industrial | Stone, Clay, and Glass | New | Space Heating | Natural Gas | Commissioning | A | Original Unit Winter Peak Savings (kW) | Technical Potential | 0 | 0 | 0 | 0 | 0 | 0 | 0 | 0 | 0 | 0 | 0 | 0 | 0 | 0 | 0 | 0 | 0 | 0 | 0 | 0 | 0 | 0 | 0 | 0 | 0 | 0 | 0 | 0 | 0 | 0 | 0
F4_Industrial_Stone, Clay, and Glass_New_Space Heating_Natural Gas_Commissioning_A_Technical Potential | F4 | Industrial | Stone, Clay, and Glass | New | Space Heating | Natural Gas | Commissioning | A | Standalone Impact on Baseline Energy (%) | Technical Potential | 0% | 0% | 0% | 0% | 0% | 0% | 0% | 0% | 0% | 0% | 0% | 0% | 0% | 0% | 0% | 0% | 0% | 0% | 0% | 0% | 0% | 0% | 0% | 0% | 0 | 0 | 0 | 0 | 0 | 0 | 0
F5_Industrial_Stone, Clay, and Glass_New_Space Heating_Natural Gas_Commissioning_A_Technical Potential | F5 | Industrial | Stone, Clay, and Glass | New | Space Heating | Natural Gas | Commissioning | A | Standalone Impact on Baseline Summer Peak (%) | Technical Potential | 0% | 0% | 0% | 0% | 0% | 0% | 0% | 0% | 0% | 0% | 0% | 0% | 0% | 0% | 0% | 0% | 0% | 0% | 0% | 0% | 0% | 0% | 0% | 0% | 0 | 0 | 0 | 0 | 0 | 0 | 0
F6_Industrial_Stone, Clay, and Glass_New_Space Heating_Natural Gas_Commissioning_A_Technical Potential | F6 | Industrial | Stone, Clay, and Glass | New | Space Heating | Natural Gas | Commissioning | A | Standalone Impact on Baseline Winter Peak (%) | Technical Potential | 0% | 0% | 0% | 0% | 0% | 0% | 0% | 0% | 0% | 0% | 0% | 0% | 0% | 0% | 0% | 0% | 0% | 0% | 0% | 0% | 0% | 0% | 0% | 0% | 0 | 0 | 0 | 0 | 0 | 0 | 0
F7_Industrial_Stone, Clay, and Glass_New_Space Heating_Natural Gas_Commissioning_A_Technical Potential | F7 | Industrial | Stone, Clay, and Glass | New | Space Heating | Natural Gas | Commissioning | A | Incremental Energy Savings (MWh or mTherms) | Technical Potential | 0 | 0 | 0 | 0 | 0 | 0 | 0 | 0 | 0 | 0 | 0 | 0 | 0 | 0 | 0 | 0 | 0 | 0 | 0 | 0 | 0 | 0 | 0 | 0 | 0 | 0 | 0 | 0 | 0 | 0 | 0
F8_Industrial_Stone, Clay, and Glass_New_Space Heating_Natural Gas_Commissioning_A_Technical Potential | F8 | Industrial | Stone, Clay, and Glass | New | Space Heating | Natural Gas | Commissioning | A | Incremental Summer Peak Savings (MW) | Technical Potential | 0 | 0 | 0 | 0 | 0 | 0 | 0 | 0 | 0 | 0 | 0 | 0 | 0 | 0 | 0 | 0 | 0 | 0 | 0 | 0 | 0 | 0 | 0 | 0 | 0 | 0 | 0 | 0 | 0 | 0 | 0
F9_Industrial_Stone, Clay, and Glass_New_Space Heating_Natural Gas_Commissioning_A_Technical Potential | F9 | Industrial | Stone, Clay, and Glass | New | Space Heating | Natural Gas | Commissioning | A | Incremental Winter Peak Savings (MW) | Technical Potential | 0 | 0 | 0 | 0 | 0 | 0 | 0 | 0 | 0 | 0 | 0 | 0 | 0 | 0 | 0 | 0 | 0 | 0 | 0 | 0 | 0 | 0 | 0 | 0 | 0 | 0 | 0 | 0 | 0 | 0 | 0
F10_Industrial_Stone, Clay, and Glass_New_Space Heating_Natural Gas_Commissioning_A_Technical Potential | F10 | Industrial | Stone, Clay, and Glass | New | Space Heating | Natural Gas | Commissioning | A | Cumulative Energy Savings (MWh or mTherms) | Technical Potential | 0 | 0 | 0 | 0 | 0 | 0 | 0 | 0 | 0 | 0 | 0 | 0 | 0 | 0 | 0 | 0 | 0 | 0 | 0 | 0 | 0 | 0 | 0 | 0 | 0 | 0 | 0 | 0 | 0 | 0 | 0
F11_Industrial_Stone, Clay, and Glass_New_Space Heating_Natural Gas_Commissioning_A_Technical Potential | F11 | Industrial | Stone, Clay, and Glass | New | Space Heating | Natural Gas | Commissioning | A | Cumulative Summer Peak Savings (MW) | Technical Potential | 0 | 0 | 0 | 0 | 0 | 0 | 0 | 0 | 0 | 0 | 0 | 0 | 0 | 0 | 0 | 0 | 0 | 0 | 0 | 0 | 0 | 0 | 0 | 0 | 0 | 0 | 0 | 0 | 0 | 0 | 0
F12_Industrial_Stone, Clay, and Glass_New_Space Heating_Natural Gas_Commissioning_A_Technical Potential | F12 | Industrial | Stone, Clay, and Glass | New | Space Heating | Natural Gas | Commissioning | A | Cumulative Winter Peak Savings (MW) | Technical Potential | 0 | 0 | 0 | 0 | 0 | 0 | 0 | 0 | 0 | 0 | 0 | 0 | 0 | 0 | 0 | 0 | 0 | 0 | 0 | 0 | 0 | 0 | 0 | 0 | 0 | 0 | 0 | 0 | 0 | 0 | 0
F13_Industrial_Stone, Clay, and Glass_New_Space Heating_Natural Gas_Commissioning_A_Technical Potential | F13 | Industrial | Stone, Clay, and Glass | New | Space Heating | Natural Gas | Commissioning | A | Purchases (Incremental) | Technical Potential | 0 | 0 | 0 | 0 | 0 | 0 | 0 | 0 | 0 | 0 | 0 | 0 | 0 | 0 | 0 | 0 | 0 | 0 | 0 | 0 | 0 | 0 | 0 | 0 | 0 | 0 | 0 | 0 | 0 | 0 | 0
F14_Industrial_Stone, Clay, and Glass_New_Space Heating_Natural Gas_Commissioning_A_Technical Potential | F14 | Industrial | Stone, Clay, and Glass | New | Space Heating | Natural Gas | Commissioning | A | Purchases (Cumulative) | Technical Potential | 0 | 0 | 0 | 0 | 0 | 0 | 0 | 0 | 0 | 0 | 0 | 0 | 0 | 0 | 0 | 0 | 0 | 0 | 0 | 0 | 0 | 0 | 0 | 0 | 0 | 0 | 0 | 0 | 0 | 0 | 0
F1_Industrial_Stone, Clay, and Glass_New_Process_Natural Gas_Commissioning_A_Technical Potential | F1 | Industrial | Stone, Clay, and Glass | New | Process | Natural Gas | Commissioning | A | Original Unit Energy Savings (kWh or therms) | Technical Potential | 0 | 0 | 0 | 0 | 0 | 337.8652 | 337.8652 | 337.8652 | 337.8652 | 337.8652 | 337.8652 | 337.8652 | 337.8652 | 337.8652 | 337.8652 | 337.8652 | 337.8652 | 337.8652 | 337.8652 | 337.8652 | 337.8652 | 337.8652 | 337.8652 | 337.8652 | 337.8652 | 337.8652 | 337.8652 | 337.8652 | 0 | 0 | 0
F2_Industrial_Stone, Clay, and Glass_New_Process_Natural Gas_Commissioning_A_Technical Potential | F2 | Industrial | Stone, Clay, and Glass | New | Process | Natural Gas | Commissioning | A | Original Unit Summer Peak Savings (kW) | Technical Potential | 0 | 0 | 0 | 0 | 0 | 0 | 0 | 0 | 0 | 0 | 0 | 0 | 0 | 0 | 0 | 0 | 0 | 0 | 0 | 0 | 0 | 0 | 0 | 0 | 0 | 0 | 0 | 0 | 0 | 0 | 0
F3_Industrial_Stone, Clay, and Glass_New_Process_Natural Gas_Commissioning_A_Technical Potential | F3 | Industrial | Stone, Clay, and Glass | New | Process | Natural Gas | Commissioning | A | Original Unit Winter Peak Savings (kW) | Technical Potential | 0 | 0 | 0 | 0 | 0 | 0 | 0 | 0 | 0 | 0 | 0 | 0 | 0 | 0 | 0 | 0 | 0 | 0 | 0 | 0 | 0 | 0 | 0 | 0 | 0 | 0 | 0 | 0 | 0 | 0 | 0
F4_Industrial_Stone, Clay, and Glass_New_Process_Natural Gas_Commissioning_A_Technical Potential | F4 | Industrial | Stone, Clay, and Glass | New | Process | Natural Gas | Commissioning | A | Standalone Impact on Baseline Energy (%) | Technical Potential | 0% | 0% | 0% | 0% | 0% | 0% | 0% | 0% | 0% | 0% | 0% | 0% | 0% | 0% | 0% | 0% | 0% | 0% | 0% | 0% | 0% | 0% | 0% | 0% | 0 | 0 | 0 | 0 | 0 | 0 | 0
F5_Industrial_Stone, Clay, and Glass_New_Process_Natural Gas_Commissioning_A_Technical Potential | F5 | Industrial | Stone, Clay, and Glass | New | Process | Natural Gas | Commissioning | A | Standalone Impact on Baseline Summer Peak (%) | Technical Potential | 0% | 0% | 0% | 0% | 0% | 0% | 0% | 0% | 0% | 0% | 0% | 0% | 0% | 0% | 0% | 0% | 0% | 0% | 0% | 0% | 0% | 0% | 0% | 0% | 0 | 0 | 0 | 0 | 0 | 0 | 0
F6_Industrial_Stone, Clay, and Glass_New_Process_Natural Gas_Commissioning_A_Technical Potential | F6 | Industrial | Stone, Clay, and Glass | New | Process | Natural Gas | Commissioning | A | Standalone Impact on Baseline Winter Peak (%) | Technical Potential | 0% | 0% | 0% | 0% | 0% | 0% | 0% | 0% | 0% | 0% | 0% | 0% | 0% | 0% | 0% | 0% | 0% | 0% | 0% | 0% | 0% | 0% | 0% | 0% | 0 | 0 | 0 | 0 | 0 | 0 | 0
F7_Industrial_Stone, Clay, and Glass_New_Process_Natural Gas_Commissioning_A_Technical Potential | F7 | Industrial | Stone, Clay, and Glass | New | Process | Natural Gas | Commissioning | A | Incremental Energy Savings (MWh or mTherms) | Technical Potential | 0 | 0 | 0 | 0 | 0 | 0 | 0 | 0 | 0 | 0 | 0 | 0 | 0 | 0 | 0 | 0 | 0 | 0 | 0 | 0 | 0 | 0 | 0 | 0 | 0 | 0 | 0 | 0 | 0 | 0 | 0
F8_Industrial_Stone, Clay, and Glass_New_Process_Natural Gas_Commissioning_A_Technical Potential | F8 | Industrial | Stone, Clay, and Glass | New | Process | Natural Gas | Commissioning | A | Incremental Summer Peak Savings (MW) | Technical Potential | 0 | 0 | 0 | 0 | 0 | 0 | 0 | 0 | 0 | 0 | 0 | 0 | 0 | 0 | 0 | 0 | 0 | 0 | 0 | 0 | 0 | 0 | 0 | 0 | 0 | 0 | 0 | 0 | 0 | 0 | 0
F9_Industrial_Stone, Clay, and Glass_New_Process_Natural Gas_Commissioning_A_Technical Potential | F9 | Industrial | Stone, Clay, and Glass | New | Process | Natural Gas | Commissioning | A | Incremental Winter Peak Savings (MW) | Technical Potential | 0 | 0 | 0 | 0 | 0 | 0 | 0 | 0 | 0 | 0 | 0 | 0 | 0 | 0 | 0 | 0 | 0 | 0 | 0 | 0 | 0 | 0 | 0 | 0 | 0 | 0 | 0 | 0 | 0 | 0 | 0
F10_Industrial_Stone, Clay, and Glass_New_Process_Natural Gas_Commissioning_A_Technical Potential | F10 | Industrial | Stone, Clay, and Glass | New | Process | Natural Gas | Commissioning | A | Cumulative Energy Savings (MWh or mTherms) | Technical Potential | 0 | 0 | 0 | 0 | 0 | 0 | 0 | 0 | 0 | 0 | 0 | 0 | 0 | 0 | 0 | 0 | 0 | 0 | 0 | 0 | 0 | 0 | 0 | 0 | 0 | 0 | 0 | 0 | 0 | 0 | 0
F11_Industrial_Stone, Clay, and Glass_New_Process_Natural Gas_Commissioning_A_Technical Potential | F11 | Industrial | Stone, Clay, and Glass | New | Process | Natural Gas | Commissioning | A | Cumulative Summer Peak Savings (MW) | Technical Potential | 0 | 0 | 0 | 0 | 0 | 0 | 0 | 0 | 0 | 0 | 0 | 0 | 0 | 0 | 0 | 0 | 0 | 0 | 0 | 0 | 0 | 0 | 0 | 0 | 0 | 0 | 0 | 0 | 0 | 0 | 0
F12_Industrial_Stone, Clay, and Glass_New_Process_Natural Gas_Commissioning_A_Technical Potential | F12 | Industrial | Stone, Clay, and Glass | New | Process | Natural Gas | Commissioning | A | Cumulative Winter Peak Savings (MW) | Technical Potential | 0 | 0 | 0 | 0 | 0 | 0 | 0 | 0 | 0 | 0 | 0 | 0 | 0 | 0 | 0 | 0 | 0 | 0 | 0 | 0 | 0 | 0 | 0 | 0 | 0 | 0 | 0 | 0 | 0 | 0 | 0
F13_Industrial_Stone, Clay, and Glass_New_Process_Natural Gas_Commissioning_A_Technical Potential | F13 | Industrial | Stone, Clay, and Glass | New | Process | Natural Gas | Commissioning | A | Purchases (Incremental) | Technical Potential | 0 | 0 | 0 | 0 | 0 | 0 | 0 | 0 | 0 | 0 | 0 | 0 | 0 | 0 | 0 | 0 | 0 | 0 | 0 | 0 | 0 | 0 | 0 | 0 | 0 | 0 | 0 | 0 | 0 | 0 | 0
F14_Industrial_Stone, Clay, and Glass_New_Process_Natural Gas_Commissioning_A_Technical Potential | F14 | Industrial | Stone, Clay, and Glass | New | Process | Natural Gas | Commissioning | A | Purchases (Cumulative) | Technical Potential | 0 | 0 | 0 | 0 | 0 | 0 | 0 | 0 | 0 | 0 | 0 | 0 | 0 | 0 | 0 | 0 | 0 | 0 | 0 | 0 | 0 | 0 | 0 | 0 | 0 | 0 | 0 | 0 | 0 | 0 | 0
F1_Industrial_Stone, Clay, and Glass_New_Space Heating_Natural Gas_Retrocommissioning_A_Technical Potential | F1 | Industrial | Stone, Clay, and Glass | New | Space Heating | Natural Gas | Retrocommissioning | A | Original Unit Energy Savings (kWh or therms) | Technical Potential | 0 | 0 | 0 | 0 | 0 | 0 | 0 | 0 | 0 | 0 | 0 | 0 | 0 | 0 | 0 | 0 | 0 | 0 | 0 | 0 | 0 | 0 | 0 | 0 | 0 | 0 | 0 | 0 | 0 | 0 | 0
F2_Industrial_Stone, Clay, and Glass_New_Space Heating_Natural Gas_Retrocommissioning_A_Technical Potential | F2 | Industrial | Stone, Clay, and Glass | New | Space Heating | Natural Gas | Retrocommissioning | A | Original Unit Summer Peak Savings (kW) | Technical Potential | 0 | 0 | 0 | 0 | 0 | 0 | 0 | 0 | 0 | 0 | 0 | 0 | 0 | 0 | 0 | 0 | 0 | 0 | 0 | 0 | 0 | 0 | 0 | 0 | 0 | 0 | 0 | 0 | 0 | 0 | 0
F3_Industrial_Stone, Clay, and Glass_New_Space Heating_Natural Gas_Retrocommissioning_A_Technical Potential | F3 | Industrial | Stone, Clay, and Glass | New | Space Heating | Natural Gas | Retrocommissioning | A | Original Unit Winter Peak Savings (kW) | Technical Potential | 0 | 0 | 0 | 0 | 0 | 0 | 0 | 0 | 0 | 0 | 0 | 0 | 0 | 0 | 0 | 0 | 0 | 0 | 0 | 0 | 0 | 0 | 0 | 0 | 0 | 0 | 0 | 0 | 0 | 0 | 0
F4_Industrial_Stone, Clay, and Glass_New_Space Heating_Natural Gas_Retrocommissioning_A_Technical Potential | F4 | Industrial | Stone, Clay, and Glass | New | Space Heating | Natural Gas | Retrocommissioning | A | Standalone Impact on Baseline Energy (%) | Technical Potential | 0% | 0% | 0% | 0% | 0% | 0% | 0% | 0% | 0% | 0% | 0% | 0% | 0% | 0% | 0% | 0% | 0% | 0% | 0% | 0% | 0% | 0% | 0% | 0% | 0 | 0 | 0 | 0 | 0 | 0 | 0
F5_Industrial_Stone, Clay, and Glass_New_Space Heating_Natural Gas_Retrocommissioning_A_Technical Potential | F5 | Industrial | Stone, Clay, and Glass | New | Space Heating | Natural Gas | Retrocommissioning | A | Standalone Impact on Baseline Summer Peak (%) | Technical Potential | 0% | 0% | 0% | 0% | 0% | 0% | 0% | 0% | 0% | 0% | 0% | 0% | 0% | 0% | 0% | 0% | 0% | 0% | 0% | 0% | 0% | 0% | 0% | 0% | 0 | 0 | 0 | 0 | 0 | 0 | 0
F6_Industrial_Stone, Clay, and Glass_New_Space Heating_Natural Gas_Retrocommissioning_A_Technical Potential | F6 | Industrial | Stone, Clay, and Glass | New | Space Heating | Natural Gas | Retrocommissioning | A | Standalone Impact on Baseline Winter Peak (%) | Technical Potential | 0% | 0% | 0% | 0% | 0% | 0% | 0% | 0% | 0% | 0% | 0% | 0% | 0% | 0% | 0% | 0% | 0% | 0% | 0% | 0% | 0% | 0% | 0% | 0% | 0 | 0 | 0 | 0 | 0 | 0 | 0
F7_Industrial_Stone, Clay, and Glass_New_Space Heating_Natural Gas_Retrocommissioning_A_Technical Potential | F7 | Industrial | Stone, Clay, and Glass | New | Space Heating | Natural Gas | Retrocommissioning | A | Incremental Energy Savings (MWh or mTherms) | Technical Potential | 0 | 0 | 0 | 0 | 0 | 0 | 0 | 0 | 0 | 0 | 0 | 0 | 0 | 0 | 0 | 0 | 0 | 0 | 0 | 0 | 0 | 0 | 0 | 0 | 0 | 0 | 0 | 0 | 0 | 0 | 0
F8_Industrial_Stone, Clay, and Glass_New_Space Heating_Natural Gas_Retrocommissioning_A_Technical Potential | F8 | Industrial | Stone, Clay, and Glass | New | Space Heating | Natural Gas | Retrocommissioning | A | Incremental Summer Peak Savings (MW) | Technical Potential | 0 | 0 | 0 | 0 | 0 | 0 | 0 | 0 | 0 | 0 | 0 | 0 | 0 | 0 | 0 | 0 | 0 | 0 | 0 | 0 | 0 | 0 | 0 | 0 | 0 | 0 | 0 | 0 | 0 | 0 | 0
F9_Industrial_Stone, Clay, and Glass_New_Space Heating_Natural Gas_Retrocommissioning_A_Technical Potential | F9 | Industrial | Stone, Clay, and Glass | New | Space Heating | Natural Gas | Retrocommissioning | A | Incremental Winter Peak Savings (MW) | Technical Potential | 0 | 0 | 0 | 0 | 0 | 0 | 0 | 0 | 0 | 0 | 0 | 0 | 0 | 0 | 0 | 0 | 0 | 0 | 0 | 0 | 0 | 0 | 0 | 0 | 0 | 0 | 0 | 0 | 0 | 0 | 0
F10_Industrial_Stone, Clay, and Glass_New_Space Heating_Natural Gas_Retrocommissioning_A_Technical Potential | F10 | Industrial | Stone, Clay, and Glass | New | Space Heating | Natural Gas | Retrocommissioning | A | Cumulative Energy Savings (MWh or mTherms) | Technical Potential | 0 | 0 | 0 | 0 | 0 | 0 | 0 | 0 | 0 | 0 | 0 | 0 | 0 | 0 | 0 | 0 | 0 | 0 | 0 | 0 | 0 | 0 | 0 | 0 | 0 | 0 | 0 | 0 | 0 | 0 | 0
F11_Industrial_Stone, Clay, and Glass_New_Space Heating_Natural Gas_Retrocommissioning_A_Technical Potential | F11 | Industrial | Stone, Clay, and Glass | New | Space Heating | Natural Gas | Retrocommissioning | A | Cumulative Summer Peak Savings (MW) | Technical Potential | 0 | 0 | 0 | 0 | 0 | 0 | 0 | 0 | 0 | 0 | 0 | 0 | 0 | 0 | 0 | 0 | 0 | 0 | 0 | 0 | 0 | 0 | 0 | 0 | 0 | 0 | 0 | 0 | 0 | 0 | 0
F12_Industrial_Stone, Clay, and Glass_New_Space Heating_Natural Gas_Retrocommissioning_A_Technical Potential | F12 | Industrial | Stone, Clay, and Glass | New | Space Heating | Natural Gas | Retrocommissioning | A | Cumulative Winter Peak Savings (MW) | Technical Potential | 0 | 0 | 0 | 0 | 0 | 0 | 0 | 0 | 0 | 0 | 0 | 0 | 0 | 0 | 0 | 0 | 0 | 0 | 0 | 0 | 0 | 0 | 0 | 0 | 0 | 0 | 0 | 0 | 0 | 0 | 0
F13_Industrial_Stone, Clay, and Glass_New_Space Heating_Natural Gas_Retrocommissioning_A_Technical Potential | F13 | Industrial | Stone, Clay, and Glass | New | Space Heating | Natural Gas | Retrocommissioning | A | Purchases (Incremental) | Technical Potential | 0 | 0 | 0 | 0 | 0 | 0 | 0 | 0 | 0 | 0 | 0 | 0 | 0 | 0 | 0 | 0 | 0 | 0 | 0 | 0 | 0 | 0 | 0 | 0 | 0 | 0 | 0 | 0 | 0 | 0 | 0
F14_Industrial_Stone, Clay, and Glass_New_Space Heating_Natural Gas_Retrocommissioning_A_Technical Potential | F14 | Industrial | Stone, Clay, and Glass | New | Space Heating | Natural Gas | Retrocommissioning | A | Purchases (Cumulative) | Technical Potential | 0 | 0 | 0 | 0 | 0 | 0 | 0 | 0 | 0 | 0 | 0 | 0 | 0 | 0 | 0 | 0 | 0 | 0 | 0 | 0 | 0 | 0 | 0 | 0 | 0 | 0 | 0 | 0 | 0 | 0 | 0
F1_Industrial_Stone, Clay, and Glass_New_Process_Natural Gas_Retrocommissioning_A_Technical Potential | F1 | Industrial | Stone, Clay, and Glass | New | Process | Natural Gas | Retrocommissioning | A | Original Unit Energy Savings (kWh or therms) | Technical Potential | 0 | 0 | 0 | 0 | 0 | 0 | 0 | 0 | 0 | 0 | 0 | 0 | 0 | 0 | 0 | 0 | 0 | 0 | 0 | 0 | 0 | 0 | 0 | 0 | 0 | 0 | 0 | 0 | 0 | 0 | 0
F2_Industrial_Stone, Clay, and Glass_New_Process_Natural Gas_Retrocommissioning_A_Technical Potential | F2 | Industrial | Stone, Clay, and Glass | New | Process | Natural Gas | Retrocommissioning | A | Original Unit Summer Peak Savings (kW) | Technical Potential | 0 | 0 | 0 | 0 | 0 | 0 | 0 | 0 | 0 | 0 | 0 | 0 | 0 | 0 | 0 | 0 | 0 | 0 | 0 | 0 | 0 | 0 | 0 | 0 | 0 | 0 | 0 | 0 | 0 | 0 | 0